Tech | Institutional | Refrigeration | Residential style | TRC | New | NN4642 | Automatic Door Closer for Walk-in Coolers and Freezers | Automatic Door Closer for Walk-in Coolers and Freezers | NonEquip | 8 | Walk-in cooler | 0% | Tech/Econ | 3.131% | 0 | 0 | 0
Tech | Institutional | Refrigeration | Residential style | TRC | New | NN4616 | Anti-Sweat Controls | Anti-Sweat Controls | NonEquip | 8 | Display cases | 0% | Tech/Econ | 85% | 0 | 0 | 0
Tech | Institutional | Refrigeration | Residential style | TRC | Existing | NE5305 | Retro-Commissioning | Retro-Commissioning | NonEquip | 5 |  | 21.99% | Tech/Econ | 16% | 118173.3643 | 19.7564 | 61.2527
Tech | Institutional | Refrigeration | Residential style | TRC | Existing | NE4889 | Strip Curtains for Walk-ins | Strip Curtains for Walk-ins | NonEquip | 4 | Walk-in cooler | 0% | Tech/Econ | 2.115% | 0 | 0 | 0
Tech | Institutional | Refrigeration | Residential style | TRC | Existing | NE4863 | Refrigerated Display Case Lighting Controls | Refrigerated Display Case Lighting Controls | NonEquip | 8 | Display cases | 0% | Tech/Econ | 2.524% | 0 | 0 | 0
Tech | Institutional | Refrigeration | Residential style | TRC | Existing | NE4837 | PSC to ECM Evaporator Fan Motor (Walk-In, Refrigerator) | PSC to ECM Evaporator Fan Motor (Walk-In, Refrigerator) | NonEquip | 15 | Walk-in cooler | 0% | Tech/Econ | 37.5% | 0 | 0 | 0
Tech | Institutional | Refrigeration | Residential style | TRC | Existing | NE4811 | PSC to ECM Evaporator Fan Motor (Reach-In) | PSC to ECM Evaporator Fan Motor (Reach-In) | NonEquip | 15 | Display cases | 0% | Tech/Econ | 37.5% | 0 | 0 | 0
Tech | Institutional | Refrigeration | Residential style | TRC | Existing | NE4785 | Night Covers for Display Cases | Night Covers for Display Cases | NonEquip | 5 | Display cases | 0% | Tech/Econ | 1.877% | 0 | 0 | 0
Tech | Institutional | Refrigeration | Residential style | TRC | Existing | NE4759 | High R-Value Glass Doors | High R-Value Glass Doors | NonEquip | 12 | Display cases | 0% | Tech/Econ | 23.81% | 0 | 0 | 0
Tech | Institutional | Refrigeration | Residential style | TRC | Existing | NE4733 | High Efficiency Refrigeration Compressor | High Efficiency Refrigeration Compressor | NonEquip | 13 | Display cases | 0% | Tech/Econ | 6.922% | 0 | 0 | 0
Tech | Institutional | Refrigeration | Residential style | TRC | Existing | NE4707 | Freezer-Cooler Replacement Gaskets | Freezer-Cooler Replacement Gaskets | NonEquip | 4 | Display cases | 0% | Tech/Econ | 3.131% | 0 | 0 | 0
Tech | Institutional | Refrigeration | Residential style | TRC | Existing | NE4681 | Floating Head Pressure Controls | Floating Head Pressure Controls | NonEquip | 15 |  | 0% | Tech/Econ | 6.05% | 0 | 0 | 0
Tech | Institutional | Refrigeration | Residential style | TRC | Existing | NE4655 | Demand Defrost | Demand Defrost | NonEquip | 10 | Walk-in cooler | 0% | Tech/Econ | 30% | 0 | 0 | 0
Tech | Institutional | Refrigeration | Residential style | TRC | Existing | NE4629 | Automatic Door Closer for Walk-in Coolers and Freezers | Automatic Door Closer for Walk-in Coolers and Freezers | NonEquip | 8 | Walk-in cooler | 0% | Tech/Econ | 3.131% | 0 | 0 | 0
Tech | Institutional | Refrigeration | Residential style | TRC | Existing | NE4603 | Anti-Sweat Controls | Anti-Sweat Controls | NonEquip | 8 | Display cases | 0% | Tech/Econ | 85% | 0 | 0 | 0
Tech | Institutional | Refrigeration | Residential style | TRC | Turnover | ET2536 | Energy Star Refrigerator | Energy Star Refrigerator | Equip | 12 | Residential style | 45.6% | Tech/Econ | 21.99% | 374317.4281 | 49.2826 | 38.7785
Tech | Institutional | Refrigeration | Residential style | TRC | New | EN2562 | Energy Star Refrigerator | Energy Star Refrigerator | Equip | 12 | Residential style | 53.2% | Tech/Econ | 21.99% | 3877.1108 | 0.51046 | 0.40166
Tech | Institutional | Miscellaneous | Pool pump | TRC | New | NN5448 | Retro-Commissioning | Retro-Commissioning | NonEquip | 5 |  | 0% | Tech/Econ | 16% | 0 | 0 | 0
Tech | Institutional | Miscellaneous | Pool pump | TRC | New | NN4538 | VSD Controlled Compressor | VSD Controlled Compressor | NonEquip | 15 | Others | 0% | Tech/Econ | 20.79% | 0 | 0 | 0
Tech | Institutional | Miscellaneous | Pool pump | TRC | New | NN4512 | Regenerative Drive Elevator Motor | Regenerative Drive Elevator Motor | NonEquip | 13 | Elevators/Escalators | 0% | Tech/Econ | 6.211% | 0 | 0 | 0
Tech | Institutional | Miscellaneous | Pool pump | TRC | New | NN4486 | Engine Block Timer | Engine Block Timer | NonEquip | 5 | Others | 0% | Tech/Econ | 36% | 0 | 0 | 0
Tech | Institutional | Miscellaneous | Pool pump | TRC | New | NN4460 | Efficient Motor Belts | Efficient Motor Belts | NonEquip | 10 | Others | 0% | Tech/Econ | 1.105% | 0 | 0 | 0
Tech | Institutional | Miscellaneous | Pool pump | TRC | Existing | NE5435 | Retro-Commissioning | Retro-Commissioning | NonEquip | 5 |  | 21.99% | Tech/Econ | 16% | 0 | 0 | 0
Tech | Institutional | Miscellaneous | Pool pump | TRC | Existing | NE4525 | VSD Controlled Compressor | VSD Controlled Compressor | NonEquip | 15 | Others | 0% | Tech/Econ | 20.79% | 0 | 0 | 0
Tech | Institutional | Miscellaneous | Pool pump | TRC | Existing | NE4499 | Regenerative Drive Elevator Motor | Regenerative Drive Elevator Motor | NonEquip | 13 | Elevators/Escalators | 0% | Tech/Econ | 6.211% | 0 | 0 | 0
Tech | Institutional | Miscellaneous | Pool pump | TRC | Existing | NE4473 | Engine Block Timer | Engine Block Timer | NonEquip | 5 | Others | 0% | Tech/Econ | 36% | 0 | 0 | 0
Tech | Institutional | Miscellaneous | Pool pump | TRC | Existing | NE4447 | Efficient Motor Belts | Efficient Motor Belts | NonEquip | 10 | Others | 0% | Tech/Econ | 1.105% | 0 | 0 | 0
Tech | Institutional | Miscellaneous | Pool pump | TRC | Turnover | ET2110 | Variable Speed Pool Pump | Variable Speed Pool Pump | Equip | 10 | Pool pump | 0% | Tech/Econ | 64.36% | 0 | 0 | 0
Tech | Institutional | Miscellaneous | Pool pump | TRC | Turnover | ET2071 | Two Speed Pool Pump | Two Speed Pool Pump | Equip | 10 | Pool pump | 0% | Tech/Econ | 61.79% | 0 | 0 | 0
Tech | Institutional | Miscellaneous | Pool pump | TRC | Turnover | ET2035 | Solar Powered Pool Pump | Solar Powered Pool Pump | Equip | 10 | Pool pump | 0% | Tech/Econ | 81% | 0 | 0 | 0
Tech | Institutional | Miscellaneous | Pool pump | TRC | Turnover | ET1996 | Solar Pool Heater | Solar Pool Heater | Equip | 15 | Pool pump | 0% | Tech/Econ | 86.11% | 0 | 0 | 0
Tech | Institutional | Miscellaneous | Pool pump | TRC | Turnover | ET1957 | Heat Pump Pool Heater | Heat Pump Pool Heater | Equip | 15 | Pool pump | 0% | Tech/Econ | 80% | 0 | 0 | 0
Tech | Institutional | Miscellaneous | Pool pump | TRC | New | EN2134 | Variable Speed Pool Pump | Variable Speed Pool Pump | Equip | 10 | Pool pump | 0% | Tech/Econ | 64.36% | 0 | 0 | 0
Tech | Institutional | Miscellaneous | Pool pump | TRC | New | EN2097 | Two Speed Pool Pump | Two Speed Pool Pump | Equip | 10 | Pool pump | 0% | Tech/Econ | 61.79% | 0 | 0 | 0
Tech | Institutional | Miscellaneous | Pool pump | TRC | New | EN2059 | Solar Powered Pool Pump | Solar Powered Pool Pump | Equip | 10 | Pool pump | 0% | Tech/Econ | 81% | 0 | 0 | 0
Tech | Institutional | Miscellaneous | Pool pump | TRC | New | EN2022 | Solar Pool Heater | Solar Pool Heater | Equip | 15 | Pool pump | 0% | Tech/Econ | 86.11% | 0 | 0 | 0
Tech | Institutional | Miscellaneous | Pool pump | TRC | New | EN1983 | Heat Pump Pool Heater | Heat Pump Pool Heater | Equip | 15 | Pool pump | 0% | Tech/Econ | 80% | 0 | 0 | 0
Tech | Institutional | Space Heating | Packaged central unit | TRC | New | NN5344 | Retro-Commissioning | Retro-Commissioning | NonEquip | 5 |  | 0% | Tech/Econ | 16% | 0 | 0 | 0
Tech | Institutional | Space Heating | Packaged central unit | TRC | New | NN4330 | Water Cooled Refrigeration Heat Recovery | Water Cooled Refrigeration Heat Recovery | NonEquip | 20 |  | 15.4% | Tech/Econ | 10% | 1002.2154 | 0 | 0.067
Tech | Institutional | Space Heating | Packaged central unit | TRC | New | NN4278 | Warehouse Loading Dock Seals | Warehouse Loading Dock Seals | NonEquip | 18 |  | 0% | Tech/Econ | 0.1345% | 0 | 0 | 0
Tech | Institutional | Space Heating | Packaged central unit | TRC | New | NN4174 | Smart Thermostat | Smart Thermostat | NonEquip | 11 |  | 31.48% | Tech/Econ | 10% | 2115.3389 | 0 | -0.34758
Tech | Institutional | Space Heating | Packaged central unit | TRC | New | NN4096 | Roof Insulation | Roof Insulation | NonEquip | 20 |  | 58.5% | Tech/Econ | 0.08616% | 20.5353 | 0 | 0.009263
Tech | Institutional | Space Heating | Packaged central unit | TRC | New | NN4070 | Programmable Thermostat | Programmable Thermostat | NonEquip | 11 |  | 0% | Tech/Econ | 3.6% | 0 | 0 | 0
Tech | Institutional | Space Heating | Packaged central unit | TRC | New | NN4018 | Low U-Value Windows | Low U-Value Windows | NonEquip | 20 |  | 12.54% | Tech/Econ | 10% | 853.5864 | 0 | 0.0035476
Tech | Institutional | Space Heating | Packaged central unit | TRC | New | NN3940 | Infiltration Reduction - Air Sealing | Infiltration Reduction - Air Sealing | NonEquip | 11 |  | 0% | Tech/Econ | 0.06725% | 0 | 0 | 0
Tech | Institutional | Space Heating | Packaged central unit | TRC | New | NN3862 | Hotel Card Energy Control Systems | Hotel Card Energy Control Systems | NonEquip | 15 |  | 0% | Tech/Econ | 0% | 0 | 0 | 0
Tech | Institutional | Space Heating | Packaged central unit | TRC | New | NN3784 | Green Roof | Green Roof | NonEquip | 15 |  | 0.315% | Tech/Econ | 0.1332% | 0.26109 | 0 | 0
Tech | Institutional | Space Heating | Packaged central unit | TRC | New | NN3732 | Floor Insulation | Floor Insulation | NonEquip | 20 |  | 29.92% | Tech/Econ | 0.04521% | 0 | 0 | 0
Tech | Institutional | Space Heating | Packaged central unit | TRC | New | NN3654 | Facility Energy Management System | Facility Energy Management System | NonEquip | 15 |  | 1.982% | Tech/Econ | 20% | 270.8431 | 0 | 0.0048815
Tech | Institutional | Space Heating | Packaged central unit | TRC | New | NN3576 | ECM Motors on Furnaces | ECM Motors on Furnaces | NonEquip | 15 | Forced air furnace | 0% | Tech/Econ | 1.706% | 0 | 0 | 0
Tech | Institutional | Space Heating | Packaged central unit | TRC | New | NN3550 | Duct Sealing Repair | Duct Sealing Repair | NonEquip | 15 |  | 0% | Tech/Econ | 12% | 0 | 0 | 0
Tech | Institutional | Space Heating | Packaged central unit | TRC | New | NN3498 | Duct Insulation | Duct Insulation | NonEquip | 15 |  | 0% | Tech/Econ | 2.045% | 0 | 0 | 0
Tech | Institutional | Space Heating | Packaged central unit | TRC | New | NN3446 | Destratification Fans | Destratification Fans | NonEquip | 10 |  | 0% | Tech/Econ | 12.7% | 0 | 0 | 0
Tech | Institutional | Space Heating | Packaged central unit | TRC | New | NN3394 | Dedicated Outdoor Air System on VRF unit | Dedicated Outdoor Air System on VRF unit | NonEquip | 15 | Residential/split system heat pump | 0% | Tech/Econ | 10% | 0 | 0 | 0
Tech | Institutional | Space Heating | Packaged central unit | TRC | New | NN3342 | Cool Roof | Cool Roof | NonEquip | 15 |  | 72.49% | Tech/Econ | 0.04786% | 0 | 0 | 0
Tech | Institutional | Space Heating | Packaged central unit | TRC | New | NN3238 | Ceiling Insulation(R30 to R38) | Ceiling Insulation(R30 to R38) | NonEquip | 20 |  | 0% | Tech/Econ | 0.01741% | 0 | 0 | 0
Tech | Institutional | Space Heating | Packaged central unit | TRC | New | NN3186 | Ceiling Insulation(R2 to R38) | Ceiling Insulation(R2 to R38) | NonEquip | 20 |  | 0% | Tech/Econ | 1.175% | 0 | 0 | 0
Tech | Institutional | Space Heating | Packaged central unit | TRC | New | NN3134 | Ceiling Insulation(R19 to R38) | Ceiling Insulation(R19 to R38) | NonEquip | 20 |  | 0% | Tech/Econ | 0.0653% | 0 | 0 | 0
Tech | Institutional | Space Heating | Packaged central unit | TRC | New | NN3082 | Ceiling Insulation(R12 to R38) | Ceiling Insulation(R12 to R38) | NonEquip | 20 |  | 0% | Tech/Econ | 0.1415% | 0 | 0 | 0
Tech | Institutional | Space Heating | Packaged central unit | TRC | New | NN3004 | Air Curtains | Air Curtains | NonEquip | 8 |  | 0% | Tech/Econ | 0.2135% | 0 | 0 | 0
Tech | Institutional | Space Heating | Packaged central unit | TRC | Existing | NE5331 | Retro-Commissioning | Retro-Commissioning | NonEquip | 5 |  | 21.99% | Tech/Econ | 16% | 242395.5474 | 0 | 125.6408
Tech | Institutional | Space Heating | Packaged central unit | TRC | Existing | NE4317 | Water Cooled Refrigeration Heat Recovery | Water Cooled Refrigeration Heat Recovery | NonEquip | 20 |  | 15.4% | Tech/Econ | 10% | 114525.3875 | 0 | 7.6563
Tech | Institutional | Space Heating | Packaged central unit | TRC | Existing | NE4265 | Warehouse Loading Dock Seals | Warehouse Loading Dock Seals | NonEquip | 18 |  | 0% | Tech/Econ | 0.1484% | 0 | 0 | 0
Tech | Institutional | Space Heating | Packaged central unit | TRC | Existing | NE4239 | Wall Insulation | Wall Insulation | NonEquip | 20 |  | 0% | Tech/Econ | 1.134% | 0 | 0 | 0
Tech | Institutional | Space Heating | Packaged central unit | TRC | Existing | NE4161 | Smart Thermostat | Smart Thermostat | NonEquip | 11 |  | 31.48% | Tech/Econ | 10% | 230511.0998 | 0 | -37.8761
Tech | Institutional | Space Heating | Packaged central unit | TRC | Existing | NE4083 | Roof Insulation | Roof Insulation | NonEquip | 20 |  | 58.5% | Tech/Econ | 0.1901% | 7393.7243 | 0 | 3.3352
Tech | Institutional | Space Heating | Packaged central unit | TRC | Existing | NE4057 | Programmable Thermostat | Programmable Thermostat | NonEquip | 11 |  | 0% | Tech/Econ | 3.6% | 0 | 0 | 0
Tech | Institutional | Space Heating | Packaged central unit | TRC | Existing | NE4005 | Low U-Value Windows | Low U-Value Windows | NonEquip | 20 |  | 5.017% | Tech/Econ | 46% | 177610.5721 | 0 | 0.73816
Tech | Institutional | Space Heating | Packaged central unit | TRC | Existing | NE3927 | Infiltration Reduction - Air Sealing | Infiltration Reduction - Air Sealing | NonEquip | 11 |  | 0% | Tech/Econ | 0.07421% | 0 | 0 | 0
Tech | Institutional | Space Heating | Packaged central unit | TRC | Existing | NE3849 | Hotel Card Energy Control Systems | Hotel Card Energy Control Systems | NonEquip | 15 |  | 0% | Tech/Econ | 0% | 0 | 0 | 0
Tech | Institutional | Space Heating | Packaged central unit | TRC | Existing | NE3771 | Green Roof | Green Roof | NonEquip | 15 |  | 0.063% | Tech/Econ | 0.1469% | 6.146 | 0 | 0
Tech | Institutional | Space Heating | Packaged central unit | TRC | Existing | NE3719 | Floor Insulation | Floor Insulation | NonEquip | 20 |  | 11.97% | Tech/Econ | 0.04988% | 396.2873 | 0 | 0.17876
Tech | Institutional | Space Heating | Packaged central unit | TRC | Existing | NE3641 | Facility Energy Management System | Facility Energy Management System | NonEquip | 15 |  | 5.375% | Tech/Econ | 20% | 80828.4744 | 0 | 1.4568
Tech | Institutional | Space Heating | Packaged central unit | TRC | Existing | NE3563 | ECM Motors on Furnaces | ECM Motors on Furnaces | NonEquip | 15 | Forced air furnace | 0% | Tech/Econ | 1.706% | 0 | 0 | 0
Tech | Institutional | Space Heating | Packaged central unit | TRC | Existing | NE3537 | Duct Sealing Repair | Duct Sealing Repair | NonEquip | 15 |  | 0% | Tech/Econ | 12% | 0 | 0 | 0
Tech | Institutional | Space Heating | Packaged central unit | TRC | Existing | NE3485 | Duct Insulation | Duct Insulation | NonEquip | 15 |  | 0% | Tech/Econ | 2.045% | 0 | 0 | 0
Tech | Institutional | Space Heating | Packaged central unit | TRC | Existing | NE3433 | Destratification Fans | Destratification Fans | NonEquip | 10 |  | 0% | Tech/Econ | 12.7% | 0 | 0 | 0
Tech | Institutional | Space Heating | Packaged central unit | TRC | Existing | NE3381 | Dedicated Outdoor Air System on VRF unit | Dedicated Outdoor Air System on VRF unit | NonEquip | 15 | Residential/split system heat pump | 0% | Tech/Econ | 10% | 0 | 0 | 0
Tech | Institutional | Space Heating | Packaged central unit | TRC | Existing | NE3329 | Cool Roof | Cool Roof | NonEquip | 15 |  | 72.74% | Tech/Econ | 0.05282% | 2550.9978 | 0 | 0
Tech | Institutional | Space Heating | Packaged central unit | TRC | Existing | NE3225 | Ceiling Insulation(R30 to R38) | Ceiling Insulation(R30 to R38) | NonEquip | 20 |  | 0% | Tech/Econ | 0.01921% | 0 | 0 | 0
Tech | Institutional | Space Heating | Packaged central unit | TRC | Existing | NE3173 | Ceiling Insulation(R2 to R38) | Ceiling Insulation(R2 to R38) | NonEquip | 20 |  | 0% | Tech/Econ | 1.297% | 0 | 0 | 0
Tech | Institutional | Space Heating | Packaged central unit | TRC | Existing | NE3121 | Ceiling Insulation(R19 to R38) | Ceiling Insulation(R19 to R38) | NonEquip | 20 |  | 0% | Tech/Econ | 0.07206% | 0 | 0 | 0
Tech | Institutional | Space Heating | Packaged central unit | TRC | Existing | NE3069 | Ceiling Insulation(R12 to R38) | Ceiling Insulation(R12 to R38) | NonEquip | 20 |  | 0% | Tech/Econ | 0.1561% | 0 | 0 | 0
Tech | Institutional | Space Heating | Packaged central unit | TRC | Existing | NE2991 | Air Curtains | Air Curtains | NonEquip | 8 |  | 0% | Tech/Econ | 0.2135% | 0 | 0 | 0
Tech | Institutional | Space Heating | Packaged central unit | TRC | Turnover | ET1216 | High Efficiency DX 135k- less than 240k BTU | High Efficiency DX 135k- less than 240k BTU | Equip | 15 | Packaged central unit | 94.56% | Tech/Econ | 3.03% | 203248.5388 | 0 | 0
Tech | Institutional | Space Heating | Packaged central unit | TRC | New | EN1242 | High Efficiency DX 135k- less than 240k BTU | High Efficiency DX 135k- less than 240k BTU | Equip | 15 | Packaged central unit | 94.56% | Tech/Econ | 3.03% | 1836.4387 | 0 | 0
Tech | Institutional | Space Cooling | Packaged air conditioning units (RTUs) | TRC | New | NN5370 | Retro-Commissioning | Retro-Commissioning | NonEquip | 5 |  | 0% | Tech/Econ | 16% | 0 | 0 | 0
Tech | Institutional | Space Cooling | Packaged air conditioning units (RTUs) | TRC | New | NN4382 | Window Sun Protection | Window Sun Protection | NonEquip | 10 |  | 15.35% | Tech/Econ | 16% | 19470.5822 | 6.0625 | -0.34157
Tech | Institutional | Space Cooling | Packaged air conditioning units (RTUs) | TRC | New | NN4356 | Waterside Economizer | Waterside Economizer | NonEquip | 20 |  | 19.15% | Tech/Econ | 5.556% | 1046.8494 | 0.34627 | 0
Tech | Institutional | Space Cooling | Packaged air conditioning units (RTUs) | TRC | New | NN4304 | Warehouse Loading Dock Seals | Warehouse Loading Dock Seals | NonEquip | 18 |  | 0% | Tech/Econ | 0.3839% | 0 | 0 | 0
Tech | Institutional | Space Cooling | Packaged air conditioning units (RTUs) | TRC | New | NN4148 | Smart Thermostat | Smart Thermostat | NonEquip | 11 |  | 31.48% | Tech/Econ | 10% | 22949.0686 | 0.27249 | 0
Tech | Institutional | Space Cooling | Packaged air conditioning units (RTUs) | TRC | New | NN4122 | Roof Insulation | Roof Insulation | NonEquip | 20 |  | 58.5% | Tech/Econ | 0.2459% | 0 | 0 | 0
Tech | Institutional | Space Cooling | Packaged air conditioning units (RTUs) | TRC | New | NN4044 | Programmable Thermostat | Programmable Thermostat | NonEquip | 11 |  | 0% | Tech/Econ | 3.6% | 0 | 0 | 0
Tech | Institutional | Space Cooling | Packaged air conditioning units (RTUs) | TRC | New | NN3992 | Low U-Value Windows | Low U-Value Windows | NonEquip | 20 |  | 12.54% | Tech/Econ | 10% | 8856.4877 | 3.292 | 0
Tech | Institutional | Space Cooling | Packaged air conditioning units (RTUs) | TRC | New | NN3914 | HVAC tune-up_RTU | HVAC tune-up_RTU | NonEquip | 5 | Packaged air conditioning units (RTUs) | 0% | Tech/Econ | 5% | 0 | 0 | 0
Tech | Institutional | Space Cooling | Packaged air conditioning units (RTUs) | TRC | New | NN3888 | HVAC tune-up | HVAC tune-up | NonEquip | 5 | Residential-type central air conditioners | 0% | Tech/Econ | 5% | 0 | 0 | 0
Tech | Institutional | Space Cooling | Packaged air conditioning units (RTUs) | TRC | New | NN3810 | Green Roof | Green Roof | NonEquip | 15 |  | 0.315% | Tech/Econ | 0.285% | 0 | 0 | 0
Tech | Institutional | Space Cooling | Packaged air conditioning units (RTUs) | TRC | New | NN3680 | Facility Energy Management System | Facility Energy Management System | NonEquip | 15 |  | 1.982% | Tech/Econ | 20% | 3155.4532 | 0.66136 | 0
Tech | Institutional | Space Cooling | Packaged air conditioning units (RTUs) | TRC | New | NN3628 | Facility Commissioning | Facility Commissioning | NonEquip | 10 |  | 35.83% | Tech/Econ | 16% | 44345.1138 | 7.764 | 0.17714
Tech | Institutional | Space Cooling | Packaged air conditioning units (RTUs) | TRC | New | NN3602 | Energy Recovery Ventilation System (ERV) | Energy Recovery Ventilation System (ERV) | NonEquip | 15 | Packaged air conditioning units (RTUs) | 38.88% | Tech/Econ | 9.935% | 26935.3704 | 39.4946 | 7.6539
Tech | Institutional | Space Cooling | Packaged air conditioning units (RTUs) | TRC | New | NN3524 | Duct Sealing Repair | Duct Sealing Repair | NonEquip | 15 |  | 0% | Tech/Econ | 12% | 0 | 0 | 0
Tech | Institutional | Space Cooling | Packaged air conditioning units (RTUs) | TRC | New | NN3472 | Duct Insulation | Duct Insulation | NonEquip | 15 |  | 0% | Tech/Econ | 2.045% | 0 | 0 | 0
Tech | Institutional | Space Cooling | Packaged air conditioning units (RTUs) | TRC | New | NN3420 | Dedicated Outdoor Air System on VRF unit | Dedicated Outdoor Air System on VRF unit | NonEquip | 15 | Residential-type central air conditioners | 0% | Tech/Econ | 17.5% | 0 | 0 | 0
Tech | Institutional | Space Cooling | Packaged air conditioning units (RTUs) | TRC | New | NN3368 | Cool Roof | Cool Roof | NonEquip | 15 |  | 72.49% | Tech/Econ | 0.3656% | 0 | 0 | 0
Tech | Institutional | Space Cooling | Packaged air conditioning units (RTUs) | TRC | New | NN3316 | Chilled Water System - Variable Speed Drives | Chilled Water System - Variable Speed Drives | NonEquip | 13 | Central chillers inside | 0% | Tech/Econ | 24.74% | 0 | 0 | 0
Tech | Institutional | Space Cooling | Packaged air conditioning units (RTUs) | TRC | New | NN3290 | Chilled Water Controls Optimization | Chilled Water Controls Optimization | NonEquip | 10 | Central chillers inside | 0% | Tech/Econ | 12.5% | 0 | 0 | 0
Tech | Institutional | Space Cooling | Packaged air conditioning units (RTUs) | TRC | New | NN3212 | Ceiling Insulation(R2 to R38) | Ceiling Insulation(R2 to R38) | NonEquip | 20 |  | 0% | Tech/Econ | 3.355% | 0 | 0 | 0
Tech | Institutional | Space Cooling | Packaged air conditioning units (RTUs) | TRC | New | NN3108 | Ceiling Insulation(R12 to R38) | Ceiling Insulation(R12 to R38) | NonEquip | 20 |  | 0% | Tech/Econ | 0.4038% | 0 | 0 | 0
Tech | Institutional | Space Cooling | Packaged air conditioning units (RTUs) | TRC | New | NN3056 | Airside Economizer | Airside Economizer | NonEquip | 10 | Packaged air conditioning units (RTUs) | 4.552% | Tech/Econ | 5.556% | 1695.4314 | -0.28401 | 2.8482e-06
Tech | Institutional | Space Cooling | Packaged air conditioning units (RTUs) | TRC | Existing | NE5357 | Retro-Commissioning | Retro-Commissioning | NonEquip | 5 |  | 21.99% | Tech/Econ | 16% | 2670695.514 | 446.4917 | 0
Tech | Institutional | Space Cooling | Packaged air conditioning units (RTUs) | TRC | Existing | NE4369 | Window Sun Protection | Window Sun Protection | NonEquip | 10 |  | 6.178% | Tech/Econ | 16% | 856581.363 | 266.7128 | -15.0267
Tech | Institutional | Space Cooling | Packaged air conditioning units (RTUs) | TRC | Existing | NE4343 | Waterside Economizer | Waterside Economizer | NonEquip | 20 |  | 12.77% | Tech/Econ | 5.556% | 565457.4535 | 187.0409 | 0
Tech | Institutional | Space Cooling | Packaged air conditioning units (RTUs) | TRC | Existing | NE4291 | Warehouse Loading Dock Seals | Warehouse Loading Dock Seals | NonEquip | 18 |  | 0% | Tech/Econ | 0.3839% | 0 | 0 | 0
Tech | Institutional | Space Cooling | Packaged air conditioning units (RTUs) | TRC | Existing | NE4213 | Wall Insulation | Wall Insulation | NonEquip | 20 |  | 0% | Tech/Econ | 20.09% | 0 | 0 | 0
Tech | Institutional | Space Cooling | Packaged air conditioning units (RTUs) | TRC | Existing | NE4135 | Smart Thermostat | Smart Thermostat | NonEquip | 11 |  | 31.48% | Tech/Econ | 10% | 2700601.814 | 32.0665 | 0
Tech | Institutional | Space Cooling | Packaged air conditioning units (RTUs) | TRC | Existing | NE4109 | Roof Insulation | Roof Insulation | NonEquip | 20 |  | 58.5% | Tech/Econ | 0.4918% | 210715.8803 | 4.2165 | 0
Tech | Institutional | Space Cooling | Packaged air conditioning units (RTUs) | TRC | Existing | NE4031 | Programmable Thermostat | Programmable Thermostat | NonEquip | 11 |  | 0% | Tech/Econ | 3.6% | 0 | 0 | 0
Tech | Institutional | Space Cooling | Packaged air conditioning units (RTUs) | TRC | Existing | NE3979 | Low U-Value Windows | Low U-Value Windows | NonEquip | 20 |  | 5.017% | Tech/Econ | 46% | 2069249.073 | 769.146 | 0
Tech | Institutional | Space Cooling | Packaged air conditioning units (RTUs) | TRC | Existing | NE3953 | Infiltration Reduction - Air Sealing | Infiltration Reduction - Air Sealing | NonEquip | 11 |  | 0% | Tech/Econ | 0.192% | 0 | 0 | 0
Tech | Institutional | Space Cooling | Packaged air conditioning units (RTUs) | TRC | Existing | NE3901 | HVAC tune-up_RTU | HVAC tune-up_RTU | NonEquip | 5 | Packaged air conditioning units (RTUs) | 0% | Tech/Econ | 5% | 0 | 0 | 0
Tech | Institutional | Space Cooling | Packaged air conditioning units (RTUs) | TRC | Existing | NE3875 | HVAC tune-up | HVAC tune-up | NonEquip | 5 | Residential-type central air conditioners | 0% | Tech/Econ | 5% | 0 | 0 | 0
Tech | Institutional | Space Cooling | Packaged air conditioning units (RTUs) | TRC | Existing | NE3797 | Green Roof | Green Roof | NonEquip | 15 |  | 0.063% | Tech/Econ | 0.285% | 130.7915 | 0.055563 | 0
Tech | Institutional | Space Cooling | Packaged air conditioning units (RTUs) | TRC | Existing | NE3667 | Facility Energy Management System | Facility Energy Management System | NonEquip | 15 |  | 5.375% | Tech/Econ | 20% | 941690.8252 | 197.3725 | 0
Tech | Institutional | Space Cooling | Packaged air conditioning units (RTUs) | TRC | Existing | NE3589 | Energy Recovery Ventilation System (ERV) | Energy Recovery Ventilation System (ERV) | NonEquip | 15 | Packaged air conditioning units (RTUs) | 38.35% | Tech/Econ | 9.935% | 3166304.56 | 4642.662 | 899.7333
Tech | Institutional | Space Cooling | Packaged air conditioning units (RTUs) | TRC | Existing | NE3511 | Duct Sealing Repair | Duct Sealing Repair | NonEquip | 15 |  | 0% | Tech/Econ | 12% | 0 | 0 | 0
Tech | Institutional | Space Cooling | Packaged air conditioning units (RTUs) | TRC | Existing | NE3459 | Duct Insulation | Duct Insulation | NonEquip | 15 |  | 0% | Tech/Econ | 2.045% | 0 | 0 | 0
Tech | Institutional | Space Cooling | Packaged air conditioning units (RTUs) | TRC | Existing | NE3407 | Dedicated Outdoor Air System on VRF unit | Dedicated Outdoor Air System on VRF unit | NonEquip | 15 | Residential-type central air conditioners | 0% | Tech/Econ | 17.5% | 0 | 0 | 0
Tech | Institutional | Space Cooling | Packaged air conditioning units (RTUs) | TRC | Existing | NE3355 | Cool Roof | Cool Roof | NonEquip | 15 |  | 72.74% | Tech/Econ | 0.3656% | 194200.5811 | 82.5003 | 0
Tech | Institutional | Space Cooling | Packaged air conditioning units (RTUs) | TRC | Existing | NE3303 | Chilled Water System - Variable Speed Drives | Chilled Water System - Variable Speed Drives | NonEquip | 13 | Central chillers inside | 0% | Tech/Econ | 24.74% | 0 | 0 | 0
Tech | Institutional | Space Cooling | Packaged air conditioning units (RTUs) | TRC | Existing | NE3277 | Chilled Water Controls Optimization | Chilled Water Controls Optimization | NonEquip | 10 | Central chillers inside | 0% | Tech/Econ | 12.5% | 0 | 0 | 0
Tech | Institutional | Space Cooling | Packaged air conditioning units (RTUs) | TRC | Existing | NE3199 | Ceiling Insulation(R2 to R38) | Ceiling Insulation(R2 to R38) | NonEquip | 20 |  | 0% | Tech/Econ | 3.355% | 0 | 0 | 0
Tech | Institutional | Space Cooling | Packaged air conditioning units (RTUs) | TRC | Existing | NE3095 | Ceiling Insulation(R12 to R38) | Ceiling Insulation(R12 to R38) | NonEquip | 20 |  | 0% | Tech/Econ | 0.4038% | 0 | 0 | 0
Tech | Institutional | Space Cooling | Packaged air conditioning units (RTUs) | TRC | Existing | NE3043 | Airside Economizer | Airside Economizer | NonEquip | 10 | Packaged air conditioning units (RTUs) | 4.552% | Tech/Econ | 5.556% | 202159.6 | -33.8649 | 0.00033961
Tech | Institutional | Space Cooling | Packaged air conditioning units (RTUs) | TRC | Turnover | ET1177 | High Efficiency DX 135k- less than 240k BTU | High Efficiency DX 135k- less than 240k BTU | Equip | 15 | Packaged air conditioning units (RTUs) | 94.56% | Tech/Econ | 4.348% | 3254765.817 | 1345.8912 | 0
Tech | Institutional | Space Cooling | Packaged air conditioning units (RTUs) | TRC | New | EN1203 | High Efficiency DX 135k- less than 240k BTU | High Efficiency DX 135k- less than 240k BTU | Equip | 15 | Packaged air conditioning units (RTUs) | 94.56% | Tech/Econ | 4.348% | 16419.152 | 6.7895 | 0
Tech | Institutional | Interior Lighting | Overhead (fluorescent/LED/CFL U-shape) | TRC | New | NN5266 | Retro-Commissioning | Retro-Commissioning | NonEquip | 5 |  | 0% | Tech/Econ | 16% | 0 | 0 | 0
Tech | Institutional | Interior Lighting | Overhead (fluorescent/LED/CFL U-shape) | TRC | New | NN4434 | Interior Lighting Controls | Interior Lighting Controls | NonEquip | 8 | Overhead (fluorescent/LED/CFL U-shape) | 15.09% | Tech/Econ | 28% | 18613.5929 | 0 | 0
Tech | Institutional | Interior Lighting | Overhead (fluorescent/LED/CFL U-shape) | TRC | New | NN4408 | Bi-Level Lighting Control (Interior) | Bi-Level Lighting Control (Interior) | NonEquip | 8 | Overhead (fluorescent/LED/CFL U-shape) | 22.45% | Tech/Econ | 31% | 32966.9449 | 0.090639 | 0
Tech | Institutional | Interior Lighting | Overhead (fluorescent/LED/CFL U-shape) | TRC | New | NN3706 | Facility Energy Management System | Facility Energy Management System | NonEquip | 15 |  | 1.982% | Tech/Econ | 24% | 2007.3419 | 0.42073 | 0.036179
Tech | Institutional | Interior Lighting | Overhead (fluorescent/LED/CFL U-shape) | TRC | Existing | NE5253 | Retro-Commissioning | Retro-Commissioning | NonEquip | 5 |  | 21.99% | Tech/Econ | 16% | 1361851.574 | 227.6768 | 705.8878
Tech | Institutional | Interior Lighting | Overhead (fluorescent/LED/CFL U-shape) | TRC | Existing | NE4421 | Interior Lighting Controls | Interior Lighting Controls | NonEquip | 8 | Overhead (fluorescent/LED/CFL U-shape) | 15.09% | Tech/Econ | 28% | 1842488.027 | 0 | 0
Tech | Institutional | Interior Lighting | Overhead (fluorescent/LED/CFL U-shape) | TRC | Existing | NE4395 | Bi-Level Lighting Control (Interior) | Bi-Level Lighting Control (Interior) | NonEquip | 8 | Overhead (fluorescent/LED/CFL U-shape) | 22.45% | Tech/Econ | 31% | 3263271.172 | 8.972 | 0
Tech | Institutional | Interior Lighting | Overhead (fluorescent/LED/CFL U-shape) | TRC | Existing | NE3693 | Facility Energy Management System | Facility Energy Management System | NonEquip | 15 |  | 5.375% | Tech/Econ | 24% | 505871.5103 | 106.0275 | 9.1175
Tech | Institutional | Interior Lighting | Overhead (fluorescent/LED/CFL U-shape) | TRC | Turnover | ET1801 | Premium T8 - Lamp Replacement | Premium T8 - Lamp Replacement | Equip | 8 | Overhead (fluorescent/LED/CFL U-shape) | 0% | Tech/Econ | 12.5% | 0 | 0 | 0
Tech | Institutional | Interior Lighting | Overhead (fluorescent/LED/CFL U-shape) | TRC | Turnover | ET1762 | Premium T8 - Fixture Replacement | Premium T8 - Fixture Replacement | Equip | 8 | Overhead (fluorescent/LED/CFL U-shape) | 0% | Tech/Econ | 12.5% | 0 | 0 | 0
Tech | Institutional | Interior Lighting | Overhead (fluorescent/LED/CFL U-shape) | TRC | Turnover | ET1723 | LED Linear - Lamp Replacement | LED Linear - Lamp Replacement | Equip | 15 | Overhead (fluorescent/LED/CFL U-shape) | 24.1% | Tech/Econ | 25.43% | 2559832.399 | 618.347 | 141.9718
Tech | Institutional | Interior Lighting | Overhead (fluorescent/LED/CFL U-shape) | TRC | Turnover | ET1684 | LED Linear - Fixture Replacement | LED Linear - Fixture Replacement | Equip | 15 | Overhead (fluorescent/LED/CFL U-shape) | 24.1% | Tech/Econ | 50.28% | 6464661.158 | 1567.0596 | 358.4846
Tech | Institutional | Interior Lighting | Overhead (fluorescent/LED/CFL U-shape) | TRC | New | EN1827 | Premium T8 - Lamp Replacement | Premium T8 - Lamp Replacement | Equip | 8 | Overhead (fluorescent/LED/CFL U-shape) | 0% | Tech/Econ | 12.5% | 0 | 0 | 0
Tech | Institutional | Interior Lighting | Overhead (fluorescent/LED/CFL U-shape) | TRC | New | EN1788 | Premium T8 - Fixture Replacement | Premium T8 - Fixture Replacement | Equip | 8 | Overhead (fluorescent/LED/CFL U-shape) | 0% | Tech/Econ | 12.5% | 0 | 0 | 0
Tech | Institutional | Interior Lighting | Overhead (fluorescent/LED/CFL U-shape) | TRC | New | EN1749 | LED Linear - Lamp Replacement | LED Linear - Lamp Replacement | Equip | 15 | Overhead (fluorescent/LED/CFL U-shape) | 0% | Tech/Econ | 25.43% | 0 | 0 | 0
Tech | Institutional | Interior Lighting | Overhead (fluorescent/LED/CFL U-shape) | TRC | New | EN1710 | LED Linear - Fixture Replacement | LED Linear - Fixture Replacement | Equip | 15 | Overhead (fluorescent/LED/CFL U-shape) | 0% | Tech/Econ | 50.28% | 0 | 0 | 0
Tech | Institutional | Cooking | Oven | TRC | Turnover | ET46 | Energy Star Commercial Oven | Energy Star Commercial Oven | Equip | 12 | Oven | 0% | Tech/Econ | 34.83% | 0 | 0 | 0
Tech | Institutional | Cooking | Oven | TRC | New | EN72 | Energy Star Commercial Oven | Energy Star Commercial Oven | Equip | 12 | Oven | 0% | Tech/Econ | 34.83% | 0 | 0 | 0
Tech | Institutional | Miscellaneous | Others | TRC | New | NN5448 | Retro-Commissioning | Retro-Commissioning | NonEquip | 5 |  | 0% | Tech/Econ | 16% | 0 | 0 | 0
Tech | Institutional | Miscellaneous | Others | TRC | New | NN4538 | VSD Controlled Compressor | VSD Controlled Compressor | NonEquip | 15 | Others | 27.75% | Tech/Econ | 20.79% | 15566.7079 | 2.3472 | 1.0986
Tech | Institutional | Miscellaneous | Others | TRC | New | NN4512 | Regenerative Drive Elevator Motor | Regenerative Drive Elevator Motor | NonEquip | 13 | Elevators/Escalators | 0% | Tech/Econ | 6.211% | 0 | 0 | 0
Tech | Institutional | Miscellaneous | Others | TRC | New | NN4486 | Engine Block Timer | Engine Block Timer | NonEquip | 5 | Others | 4.793% | Tech/Econ | 36% | 4738.645 | 0.22537 | 0.23676
Tech | Institutional | Miscellaneous | Others | TRC | New | NN4460 | Efficient Motor Belts | Efficient Motor Belts | NonEquip | 10 | Others | 4.793% | Tech/Econ | 1.105% | 131.3926 | 0.018012 | 0.0044477
Tech | Institutional | Miscellaneous | Others | TRC | Existing | NE5435 | Retro-Commissioning | Retro-Commissioning | NonEquip | 5 |  | 21.99% | Tech/Econ | 16% | 1031364.962 | 172.4254 | 534.5869
Tech | Institutional | Miscellaneous | Others | TRC | Existing | NE4525 | VSD Controlled Compressor | VSD Controlled Compressor | NonEquip | 15 | Others | 5.549% | Tech/Econ | 20.79% | 350675.476 | 52.8763 | 24.7483
Tech | Institutional | Miscellaneous | Others | TRC | Existing | NE4499 | Regenerative Drive Elevator Motor | Regenerative Drive Elevator Motor | NonEquip | 13 | Elevators/Escalators | 0% | Tech/Econ | 6.211% | 0 | 0 | 0
Tech | Institutional | Miscellaneous | Others | TRC | Existing | NE4473 | Engine Block Timer | Engine Block Timer | NonEquip | 5 | Others | 4.793% | Tech/Econ | 36% | 533743.7406 | 25.3853 | 26.6678
Tech | Institutional | Miscellaneous | Others | TRC | Existing | NE4447 | Efficient Motor Belts | Efficient Motor Belts | NonEquip | 10 | Others | 4.793% | Tech/Econ | 1.105% | 14978.0346 | 2.0533 | 0.50701
Tech | Institutional | Miscellaneous | Others | TRC | Turnover | ET1918 | ENERGY STAR Water Cooler | ENERGY STAR Water Cooler | Equip | 10 | Others | 3.235% | Tech/Econ | 68.49% | 700991.0379 | 121.9131 | 121.9131
Tech | Institutional | Miscellaneous | Others | TRC | Turnover | ET1879 | ENERGY STAR Commercial Clothes Washer | ENERGY STAR Commercial Clothes Washer | Equip | 7 | Others | 0% | Tech/Econ | 27.27% | 0 | 0 | 0
Tech | Institutional | Miscellaneous | Others | TRC | Turnover | ET1840 | Efficient Battery Charger | Efficient Battery Charger | Equip | 7 | Others | 17.92% | Tech/Econ | 13.68% | 736381.0582 | 403.4965 | 0
Tech | Institutional | Miscellaneous | Others | TRC | New | EN1944 | ENERGY STAR Water Cooler | ENERGY STAR Water Cooler | Equip | 10 | Others | 3.235% | Tech/Econ | 68.49% | 6223.4878 | 1.0824 | 1.0824
Tech | Institutional | Miscellaneous | Others | TRC | New | EN1905 | ENERGY STAR Commercial Clothes Washer | ENERGY STAR Commercial Clothes Washer | Equip | 7 | Others | 0% | Tech/Econ | 27.27% | 0 | 0 | 0
Tech | Institutional | Miscellaneous | Others | TRC | New | EN1866 | Efficient Battery Charger | Efficient Battery Charger | Equip | 7 | Others | 17.92% | Tech/Econ | 13.68% | 6232.5209 | 3.4151 | 0
Tech | Institutional | Office Equipment | Other office | TRC | New | NN4590 | Smart Strip Plug Outlet | Smart Strip Plug Outlet | NonEquip | 4 |  | 43.9% | Tech/Econ | 1.187% | 790.4801 | 0.11754 | 0
Tech | Institutional | Office Equipment | Other office | TRC | New | NN4564 | Network PC Power Management | Network PC Power Management | NonEquip | 5 | Computers | 0% | Tech/Econ | 56.5% | 0 | 0 | 0
Tech | Institutional | Office Equipment | Other office | TRC | Existing | NE4577 | Smart Strip Plug Outlet | Smart Strip Plug Outlet | NonEquip | 4 |  | 43.9% | Tech/Econ | 1.187% | 89036.8084 | 13.2392 | 0
Tech | Institutional | Office Equipment | Other office | TRC | Existing | NE4551 | Network PC Power Management | Network PC Power Management | NonEquip | 5 | Computers | 0% | Tech/Econ | 56.5% | 0 | 0 | 0
Tech | Institutional | Office Equipment | Other office | TRC | Turnover | ET2263 | Energy Star Uninterruptable Power Supply | Energy Star Uninterruptable Power Supply | Equip | 10 | Other office | 22.4% | Tech/Econ | 1.878% | 72179.3347 | 8.2397 | 8.2397
Tech | Institutional | Office Equipment | Other office | TRC | New | EN2289 | Energy Star Uninterruptable Power Supply | Energy Star Uninterruptable Power Supply | Equip | 10 | Other office | 22.4% | Tech/Econ | 1.878% | 640.8173 | 0.073153 | 0.073153
Tech | Institutional | Ventilation and Circulation | Motor/Fan | TRC | New | NN5396 | Retro-Commissioning | Retro-Commissioning | NonEquip | 5 |  | 0% | Tech/Econ | 16% | 0 | 0 | 0
Tech | Institutional | Ventilation and Circulation | Motor/Fan | TRC | New | NN4980 | VAV System | VAV System | NonEquip | 10 |  | 15.96% | Tech/Econ | 30% | 0 | 0 | 0
Tech | Institutional | Ventilation and Circulation | Motor/Fan | TRC | New | NN4954 | Demand Controlled Ventilation | Demand Controlled Ventilation | NonEquip | 10 |  | 17.54% | Tech/Econ | 20.47% | 0 | 0 | 0
Tech | Institutional | Ventilation and Circulation | Motor/Fan | TRC | New | NN4928 | CO Sensors for Parking Garage Exhaust | CO Sensors for Parking Garage Exhaust | NonEquip | 15 | Motor/Fan | 59.72% | Tech/Econ | 33% | 0 | 0 | 0
Tech | Institutional | Ventilation and Circulation | Motor/Fan | TRC | Existing | NE5383 | Retro-Commissioning | Retro-Commissioning | NonEquip | 5 |  | 21.99% | Tech/Econ | 16% | 0 | 0 | 0
Tech | Institutional | Ventilation and Circulation | Motor/Fan | TRC | Existing | NE4967 | VAV System | VAV System | NonEquip | 10 |  | 10.64% | Tech/Econ | 30% | 0 | 0 | 0
Tech | Institutional | Ventilation and Circulation | Motor/Fan | TRC | Existing | NE4941 | Demand Controlled Ventilation | Demand Controlled Ventilation | NonEquip | 10 |  | 23.39% | Tech/Econ | 20.47% | 0 | 0 | 0
Tech | Institutional | Ventilation and Circulation | Motor/Fan | TRC | Existing | NE4915 | CO Sensors for Parking Garage Exhaust | CO Sensors for Parking Garage Exhaust | NonEquip | 15 | Motor/Fan | 59.72% | Tech/Econ | 33% | 0 | 0 | 0
Tech | Institutional | Ventilation and Circulation | Motor/Fan | TRC | Turnover | ET2692 | High Speed Fans | High Speed Fans | Equip | 7 | Motor/Fan | 18.39% | Tech/Econ | 10.99% | 0 | 0 | 0
Tech | Institutional | Ventilation and Circulation | Motor/Fan | TRC | Turnover | ET2653 | 10HP Open Drip-Proof(ODP) Motor | 10HP Open Drip-Proof(ODP) Motor | Equip | 15 | Motor/Fan | 0% | Tech/Econ | 1.079% | 0 | 0 | 0
Tech | Institutional | Ventilation and Circulation | Motor/Fan | TRC | New | EN2718 | High Speed Fans | High Speed Fans | Equip | 7 | Motor/Fan | 18.39% | Tech/Econ | 10.99% | 0 | 0 | 0
Tech | Institutional | Ventilation and Circulation | Motor/Fan | TRC | New | EN2679 | 10HP Open Drip-Proof(ODP) Motor | 10HP Open Drip-Proof(ODP) Motor | Equip | 15 | Motor/Fan | 0% | Tech/Econ | 1.079% | 0 | 0 | 0
Tech | Institutional | Miscellaneous | Medical equipment | TRC | New | NN5448 | Retro-Commissioning | Retro-Commissioning | NonEquip | 5 |  | 0% | Tech/Econ | 16% | 0 | 0 | 0
Tech | Institutional | Miscellaneous | Medical equipment | TRC | New | NN4538 | VSD Controlled Compressor | VSD Controlled Compressor | NonEquip | 15 | Others | 0% | Tech/Econ | 20.79% | 0 | 0 | 0
Tech | Institutional | Miscellaneous | Medical equipment | TRC | New | NN4512 | Regenerative Drive Elevator Motor | Regenerative Drive Elevator Motor | NonEquip | 13 | Elevators/Escalators | 0% | Tech/Econ | 6.211% | 0 | 0 | 0
Tech | Institutional | Miscellaneous | Medical equipment | TRC | New | NN4486 | Engine Block Timer | Engine Block Timer | NonEquip | 5 | Others | 0% | Tech/Econ | 36% | 0 | 0 | 0
Tech | Institutional | Miscellaneous | Medical equipment | TRC | New | NN4460 | Efficient Motor Belts | Efficient Motor Belts | NonEquip | 10 | Others | 0% | Tech/Econ | 1.105% | 0 | 0 | 0
Tech | Institutional | Miscellaneous | Medical equipment | TRC | Existing | NE5435 | Retro-Commissioning | Retro-Commissioning | NonEquip | 5 |  | 21.99% | Tech/Econ | 16% | 0 | 0 | 0
Tech | Institutional | Miscellaneous | Medical equipment | TRC | Existing | NE4525 | VSD Controlled Compressor | VSD Controlled Compressor | NonEquip | 15 | Others | 0% | Tech/Econ | 20.79% | 0 | 0 | 0
Tech | Institutional | Miscellaneous | Medical equipment | TRC | Existing | NE4499 | Regenerative Drive Elevator Motor | Regenerative Drive Elevator Motor | NonEquip | 13 | Elevators/Escalators | 0% | Tech/Econ | 6.211% | 0 | 0 | 0
Tech | Institutional | Miscellaneous | Medical equipment | TRC | Existing | NE4473 | Engine Block Timer | Engine Block Timer | NonEquip | 5 | Others | 0% | Tech/Econ | 36% | 0 | 0 | 0
Tech | Institutional | Miscellaneous | Medical equipment | TRC | Existing | NE4447 | Efficient Motor Belts | Efficient Motor Belts | NonEquip | 10 | Others | 0% | Tech/Econ | 1.105% | 0 | 0 | 0
Tech | Institutional | Refrigeration | Large cold storage | TRC | New | NN5318 | Retro-Commissioning | Retro-Commissioning | NonEquip | 5 |  | 0% | Tech/Econ | 16% | 0 | 0 | 0
Tech | Institutional | Refrigeration | Large cold storage | TRC | New | NN4902 | Strip Curtains for Walk-ins | Strip Curtains for Walk-ins | NonEquip | 4 | Walk-in cooler | 0% | Tech/Econ | 2.115% | 0 | 0 | 0
Tech | Institutional | Refrigeration | Large cold storage | TRC | New | NN4876 | Refrigerated Display Case Lighting Controls | Refrigerated Display Case Lighting Controls | NonEquip | 8 | Display cases | 0% | Tech/Econ | 0.9365% | 0 | 0 | 0
Tech | Institutional | Refrigeration | Large cold storage | TRC | New | NN4850 | PSC to ECM Evaporator Fan Motor (Walk-In, Refrigerator) | PSC to ECM Evaporator Fan Motor (Walk-In, Refrigerator) | NonEquip | 15 | Walk-in cooler | 0% | Tech/Econ | 37.5% | 0 | 0 | 0
Tech | Institutional | Refrigeration | Large cold storage | TRC | New | NN4824 | PSC to ECM Evaporator Fan Motor (Reach-In) | PSC to ECM Evaporator Fan Motor (Reach-In) | NonEquip | 15 | Display cases | 0% | Tech/Econ | 37.5% | 0 | 0 | 0
Tech | Institutional | Refrigeration | Large cold storage | TRC | New | NN4798 | Night Covers for Display Cases | Night Covers for Display Cases | NonEquip | 5 | Display cases | 0% | Tech/Econ | 1.877% | 0 | 0 | 0
Tech | Institutional | Refrigeration | Large cold storage | TRC | New | NN4772 | High R-Value Glass Doors | High R-Value Glass Doors | NonEquip | 12 | Display cases | 0% | Tech/Econ | 0% | 0 | 0 | 0
Tech | Institutional | Refrigeration | Large cold storage | TRC | New | NN4746 | High Efficiency Refrigeration Compressor | High Efficiency Refrigeration Compressor | NonEquip | 13 | Display cases | 0% | Tech/Econ | 6.922% | 0 | 0 | 0
Tech | Institutional | Refrigeration | Large cold storage | TRC | New | NN4720 | Freezer-Cooler Replacement Gaskets | Freezer-Cooler Replacement Gaskets | NonEquip | 4 | Display cases | 0% | Tech/Econ | 0% | 0 | 0 | 0
Tech | Institutional | Refrigeration | Large cold storage | TRC | New | NN4694 | Floating Head Pressure Controls | Floating Head Pressure Controls | NonEquip | 15 |  | 0% | Tech/Econ | 6.05% | 0 | 0 | 0
Tech | Institutional | Refrigeration | Large cold storage | TRC | New | NN4668 | Demand Defrost | Demand Defrost | NonEquip | 10 | Walk-in cooler | 0% | Tech/Econ | 30% | 0 | 0 | 0
Tech | Institutional | Refrigeration | Large cold storage | TRC | New | NN4642 | Automatic Door Closer for Walk-in Coolers and Freezers | Automatic Door Closer for Walk-in Coolers and Freezers | NonEquip | 8 | Walk-in cooler | 0% | Tech/Econ | 3.131% | 0 | 0 | 0
Tech | Institutional | Refrigeration | Large cold storage | TRC | New | NN4616 | Anti-Sweat Controls | Anti-Sweat Controls | NonEquip | 8 | Display cases | 0% | Tech/Econ | 85% | 0 | 0 | 0
Tech | Institutional | Refrigeration | Large cold storage | TRC | Existing | NE5305 | Retro-Commissioning | Retro-Commissioning | NonEquip | 5 |  | 21.99% | Tech/Econ | 16% | 0 | 0 | 0
Tech | Institutional | Refrigeration | Large cold storage | TRC | Existing | NE4889 | Strip Curtains for Walk-ins | Strip Curtains for Walk-ins | NonEquip | 4 | Walk-in cooler | 0% | Tech/Econ | 2.115% | 0 | 0 | 0
Tech | Institutional | Refrigeration | Large cold storage | TRC | Existing | NE4863 | Refrigerated Display Case Lighting Controls | Refrigerated Display Case Lighting Controls | NonEquip | 8 | Display cases | 0% | Tech/Econ | 2.524% | 0 | 0 | 0
Tech | Institutional | Refrigeration | Large cold storage | TRC | Existing | NE4837 | PSC to ECM Evaporator Fan Motor (Walk-In, Refrigerator) | PSC to ECM Evaporator Fan Motor (Walk-In, Refrigerator) | NonEquip | 15 | Walk-in cooler | 0% | Tech/Econ | 37.5% | 0 | 0 | 0
Tech | Institutional | Refrigeration | Large cold storage | TRC | Existing | NE4811 | PSC to ECM Evaporator Fan Motor (Reach-In) | PSC to ECM Evaporator Fan Motor (Reach-In) | NonEquip | 15 | Display cases | 0% | Tech/Econ | 37.5% | 0 | 0 | 0
Tech | Institutional | Refrigeration | Large cold storage | TRC | Existing | NE4785 | Night Covers for Display Cases | Night Covers for Display Cases | NonEquip | 5 | Display cases | 0% | Tech/Econ | 1.877% | 0 | 0 | 0
Tech | Institutional | Refrigeration | Large cold storage | TRC | Existing | NE4759 | High R-Value Glass Doors | High R-Value Glass Doors | NonEquip | 12 | Display cases | 0% | Tech/Econ | 23.81% | 0 | 0 | 0
Tech | Institutional | Refrigeration | Large cold storage | TRC | Existing | NE4733 | High Efficiency Refrigeration Compressor | High Efficiency Refrigeration Compressor | NonEquip | 13 | Display cases | 0% | Tech/Econ | 6.922% | 0 | 0 | 0
Tech | Institutional | Refrigeration | Large cold storage | TRC | Existing | NE4707 | Freezer-Cooler Replacement Gaskets | Freezer-Cooler Replacement Gaskets | NonEquip | 4 | Display cases | 0% | Tech/Econ | 3.131% | 0 | 0 | 0
Tech | Institutional | Refrigeration | Large cold storage | TRC | Existing | NE4681 | Floating Head Pressure Controls | Floating Head Pressure Controls | NonEquip | 15 |  | 0% | Tech/Econ | 6.05% | 0 | 0 | 0
Tech | Institutional | Refrigeration | Large cold storage | TRC | Existing | NE4655 | Demand Defrost | Demand Defrost | NonEquip | 10 | Walk-in cooler | 0% | Tech/Econ | 30% | 0 | 0 | 0
Tech | Institutional | Refrigeration | Large cold storage | TRC | Existing | NE4629 | Automatic Door Closer for Walk-in Coolers and Freezers | Automatic Door Closer for Walk-in Coolers and Freezers | NonEquip | 8 | Walk-in cooler | 0% | Tech/Econ | 3.131% | 0 | 0 | 0
Tech | Institutional | Refrigeration | Large cold storage | TRC | Existing | NE4603 | Anti-Sweat Controls | Anti-Sweat Controls | NonEquip | 8 | Display cases | 0% | Tech/Econ | 85% | 0 | 0 | 0
Tech | Institutional | Miscellaneous | Laboratory equipment | TRC | New | NN5448 | Retro-Commissioning | Retro-Commissioning | NonEquip | 5 |  | 0% | Tech/Econ | 16% | 0 | 0 | 0
Tech | Institutional | Miscellaneous | Laboratory equipment | TRC | New | NN4538 | VSD Controlled Compressor | VSD Controlled Compressor | NonEquip | 15 | Others | 0% | Tech/Econ | 20.79% | 0 | 0 | 0
Tech | Institutional | Miscellaneous | Laboratory equipment | TRC | New | NN4512 | Regenerative Drive Elevator Motor | Regenerative Drive Elevator Motor | NonEquip | 13 | Elevators/Escalators | 0% | Tech/Econ | 6.211% | 0 | 0 | 0
Tech | Institutional | Miscellaneous | Laboratory equipment | TRC | New | NN4486 | Engine Block Timer | Engine Block Timer | NonEquip | 5 | Others | 0% | Tech/Econ | 36% | 0 | 0 | 0
Tech | Institutional | Miscellaneous | Laboratory equipment | TRC | New | NN4460 | Efficient Motor Belts | Efficient Motor Belts | NonEquip | 10 | Others | 0% | Tech/Econ | 1.105% | 0 | 0 | 0
Tech | Institutional | Miscellaneous | Laboratory equipment | TRC | Existing | NE5435 | Retro-Commissioning | Retro-Commissioning | NonEquip | 5 |  | 21.99% | Tech/Econ | 16% | 0 | 0 | 0
Tech | Institutional | Miscellaneous | Laboratory equipment | TRC | Existing | NE4525 | VSD Controlled Compressor | VSD Controlled Compressor | NonEquip | 15 | Others | 0% | Tech/Econ | 20.79% | 0 | 0 | 0
Tech | Institutional | Miscellaneous | Laboratory equipment | TRC | Existing | NE4499 | Regenerative Drive Elevator Motor | Regenerative Drive Elevator Motor | NonEquip | 13 | Elevators/Escalators | 0% | Tech/Econ | 6.211% | 0 | 0 | 0
Tech | Institutional | Miscellaneous | Laboratory equipment | TRC | Existing | NE4473 | Engine Block Timer | Engine Block Timer | NonEquip | 5 | Others | 0% | Tech/Econ | 36% | 0 | 0 | 0
Tech | Institutional | Miscellaneous | Laboratory equipment | TRC | Existing | NE4447 | Efficient Motor Belts | Efficient Motor Belts | NonEquip | 10 | Others | 0% | Tech/Econ | 1.105% | 0 | 0 | 0
Tech | Institutional | Ventilation and Circulation | Individual room ventilation | TRC | New | NN5396 | Retro-Commissioning | Retro-Commissioning | NonEquip | 5 |  | 0% | Tech/Econ | 16% | 0 | 0 | 0
Tech | Institutional | Ventilation and Circulation | Individual room ventilation | TRC | New | NN4980 | VAV System | VAV System | NonEquip | 10 |  | 15.96% | Tech/Econ | 30% | 47.1184 | 0.013411 | 0.013609
Tech | Institutional | Ventilation and Circulation | Individual room ventilation | TRC | New | NN4954 | Demand Controlled Ventilation | Demand Controlled Ventilation | NonEquip | 10 |  | 17.54% | Tech/Econ | 20.47% | 33.6559 | 0.0035041 | 0.019728
Tech | Institutional | Ventilation and Circulation | Individual room ventilation | TRC | New | NN4928 | CO Sensors for Parking Garage Exhaust | CO Sensors for Parking Garage Exhaust | NonEquip | 15 | Motor/Fan | 0% | Tech/Econ | 33% | 0 | 0 | 0
Tech | Institutional | Ventilation and Circulation | Individual room ventilation | TRC | Existing | NE5383 | Retro-Commissioning | Retro-Commissioning | NonEquip | 5 |  | 21.99% | Tech/Econ | 16% | 3595.1459 | 0.60104 | 1.8635
Tech | Institutional | Ventilation and Circulation | Individual room ventilation | TRC | Existing | NE4967 | VAV System | VAV System | NonEquip | 10 |  | 10.64% | Tech/Econ | 30% | 3538.1602 | 1.007 | 1.0219
Tech | Institutional | Ventilation and Circulation | Individual room ventilation | TRC | Existing | NE4941 | Demand Controlled Ventilation | Demand Controlled Ventilation | NonEquip | 10 |  | 23.39% | Tech/Econ | 20.47% | 5139.2175 | 0.53507 | 3.0124
Tech | Institutional | Ventilation and Circulation | Individual room ventilation | TRC | Existing | NE4915 | CO Sensors for Parking Garage Exhaust | CO Sensors for Parking Garage Exhaust | NonEquip | 15 | Motor/Fan | 0% | Tech/Econ | 33% | 0 | 0 | 0
Tech | Institutional | Space Heating | Individual room heating | TRC | New | NN5344 | Retro-Commissioning | Retro-Commissioning | NonEquip | 5 |  | 0% | Tech/Econ | 16% | 0 | 0 | 0
Tech | Institutional | Space Heating | Individual room heating | TRC | New | NN4330 | Water Cooled Refrigeration Heat Recovery | Water Cooled Refrigeration Heat Recovery | NonEquip | 20 |  | 15.4% | Tech/Econ | 10% | 0.54298 | 0 | 3.6299e-05
Tech | Institutional | Space Heating | Individual room heating | TRC | New | NN4278 | Warehouse Loading Dock Seals | Warehouse Loading Dock Seals | NonEquip | 18 |  | 0% | Tech/Econ | 0.1345% | 0 | 0 | 0
Tech | Institutional | Space Heating | Individual room heating | TRC | New | NN4252 | Wall Insulation | Wall Insulation | NonEquip | 20 |  | 0% | Tech/Econ | 0% | 0 | 0 | 0
Tech | Institutional | Space Heating | Individual room heating | TRC | New | NN4174 | Smart Thermostat | Smart Thermostat | NonEquip | 11 |  | 31.48% | Tech/Econ | 10% | 1.146 | 0 | -0.00018831
Tech | Institutional | Space Heating | Individual room heating | TRC | New | NN4096 | Roof Insulation | Roof Insulation | NonEquip | 20 |  | 58.5% | Tech/Econ | 0.08616% | 0.011454 | 0 | 5.1665e-06
Tech | Institutional | Space Heating | Individual room heating | TRC | New | NN4070 | Programmable Thermostat | Programmable Thermostat | NonEquip | 11 |  | 0% | Tech/Econ | 3.6% | 0 | 0 | 0
Tech | Institutional | Space Heating | Individual room heating | TRC | New | NN4018 | Low U-Value Windows | Low U-Value Windows | NonEquip | 20 |  | 12.54% | Tech/Econ | 10% | 0.46245 | 0 | 1.922e-06
Tech | Institutional | Space Heating | Individual room heating | TRC | New | NN3940 | Infiltration Reduction - Air Sealing | Infiltration Reduction - Air Sealing | NonEquip | 11 |  | 0% | Tech/Econ | 0.06725% | 0 | 0 | 0
Tech | Institutional | Space Heating | Individual room heating | TRC | New | NN3862 | Hotel Card Energy Control Systems | Hotel Card Energy Control Systems | NonEquip | 15 |  | 0% | Tech/Econ | 0% | 0 | 0 | 0
Tech | Institutional | Space Heating | Individual room heating | TRC | New | NN3784 | Green Roof | Green Roof | NonEquip | 15 |  | 0.315% | Tech/Econ | 0.1332% | 0.00014563 | 0 | 0
Tech | Institutional | Space Heating | Individual room heating | TRC | New | NN3732 | Floor Insulation | Floor Insulation | NonEquip | 20 |  | 29.92% | Tech/Econ | 0.04521% | 0 | 0 | 0
Tech | Institutional | Space Heating | Individual room heating | TRC | New | NN3654 | Facility Energy Management System | Facility Energy Management System | NonEquip | 15 |  | 1.982% | Tech/Econ | 20% | 0.14674 | 0 | 2.6447e-06
Tech | Institutional | Space Heating | Individual room heating | TRC | New | NN3576 | ECM Motors on Furnaces | ECM Motors on Furnaces | NonEquip | 15 | Forced air furnace | 0% | Tech/Econ | 1.706% | 0 | 0 | 0
Tech | Institutional | Space Heating | Individual room heating | TRC | New | NN3550 | Duct Sealing Repair | Duct Sealing Repair | NonEquip | 15 |  | 0% | Tech/Econ | 12% | 0 | 0 | 0
Tech | Institutional | Space Heating | Individual room heating | TRC | New | NN3498 | Duct Insulation | Duct Insulation | NonEquip | 15 |  | 0% | Tech/Econ | 2.045% | 0 | 0 | 0
Tech | Institutional | Space Heating | Individual room heating | TRC | New | NN3446 | Destratification Fans | Destratification Fans | NonEquip | 10 |  | 0% | Tech/Econ | 12.7% | 0 | 0 | 0
Tech | Institutional | Space Heating | Individual room heating | TRC | New | NN3394 | Dedicated Outdoor Air System on VRF unit | Dedicated Outdoor Air System on VRF unit | NonEquip | 15 | Residential/split system heat pump | 0% | Tech/Econ | 10% | 0 | 0 | 0
Tech | Institutional | Space Heating | Individual room heating | TRC | New | NN3342 | Cool Roof | Cool Roof | NonEquip | 15 |  | 72.49% | Tech/Econ | 0.04786% | 0 | 0 | 0
Tech | Institutional | Space Heating | Individual room heating | TRC | New | NN3238 | Ceiling Insulation(R30 to R38) | Ceiling Insulation(R30 to R38) | NonEquip | 20 |  | 0% | Tech/Econ | 0.01741% | 0 | 0 | 0
Tech | Institutional | Space Heating | Individual room heating | TRC | New | NN3186 | Ceiling Insulation(R2 to R38) | Ceiling Insulation(R2 to R38) | NonEquip | 20 |  | 0% | Tech/Econ | 1.175% | 0 | 0 | 0
Tech | Institutional | Space Heating | Individual room heating | TRC | New | NN3134 | Ceiling Insulation(R19 to R38) | Ceiling Insulation(R19 to R38) | NonEquip | 20 |  | 0% | Tech/Econ | 0.0653% | 0 | 0 | 0
Tech | Institutional | Space Heating | Individual room heating | TRC | New | NN3082 | Ceiling Insulation(R12 to R38) | Ceiling Insulation(R12 to R38) | NonEquip | 20 |  | 0% | Tech/Econ | 0.1415% | 0 | 0 | 0
Tech | Institutional | Space Heating | Individual room heating | TRC | New | NN3004 | Air Curtains | Air Curtains | NonEquip | 8 |  | 0% | Tech/Econ | 0.2135% | 0 | 0 | 0
Tech | Institutional | Space Heating | Individual room heating | TRC | Existing | NE5331 | Retro-Commissioning | Retro-Commissioning | NonEquip | 5 |  | 21.99% | Tech/Econ | 16% | 141.7756 | 0 | 0.073486
Tech | Institutional | Space Heating | Individual room heating | TRC | Existing | NE4317 | Water Cooled Refrigeration Heat Recovery | Water Cooled Refrigeration Heat Recovery | NonEquip | 20 |  | 15.4% | Tech/Econ | 10% | 59.8643 | 0 | 0.0040021
Tech | Institutional | Space Heating | Individual room heating | TRC | Existing | NE4265 | Warehouse Loading Dock Seals | Warehouse Loading Dock Seals | NonEquip | 18 |  | 0% | Tech/Econ | 0.1484% | 0 | 0 | 0
Tech | Institutional | Space Heating | Individual room heating | TRC | Existing | NE4239 | Wall Insulation | Wall Insulation | NonEquip | 20 |  | 0% | Tech/Econ | 1.134% | 0 | 0 | 0
Tech | Institutional | Space Heating | Individual room heating | TRC | Existing | NE4161 | Smart Thermostat | Smart Thermostat | NonEquip | 11 |  | 31.48% | Tech/Econ | 10% | 120.492 | 0 | -0.019798
Tech | Institutional | Space Heating | Individual room heating | TRC | Existing | NE4083 | Roof Insulation | Roof Insulation | NonEquip | 20 |  | 58.5% | Tech/Econ | 0.1901% | 4.1239 | 0 | 0.0018602
Tech | Institutional | Space Heating | Individual room heating | TRC | Existing | NE4057 | Programmable Thermostat | Programmable Thermostat | NonEquip | 11 |  | 0% | Tech/Econ | 3.6% | 0 | 0 | 0
Tech | Institutional | Space Heating | Individual room heating | TRC | Existing | NE4005 | Low U-Value Windows | Low U-Value Windows | NonEquip | 20 |  | 5.017% | Tech/Econ | 46% | 96.2255 | 0 | 0.00039992
Tech | Institutional | Space Heating | Individual room heating | TRC | Existing | NE3927 | Infiltration Reduction - Air Sealing | Infiltration Reduction - Air Sealing | NonEquip | 11 |  | 0% | Tech/Econ | 0.07421% | 0 | 0 | 0
Tech | Institutional | Space Heating | Individual room heating | TRC | Existing | NE3849 | Hotel Card Energy Control Systems | Hotel Card Energy Control Systems | NonEquip | 15 |  | 0% | Tech/Econ | 0% | 0 | 0 | 0
Tech | Institutional | Space Heating | Individual room heating | TRC | Existing | NE3771 | Green Roof | Green Roof | NonEquip | 15 |  | 0.063% | Tech/Econ | 0.1469% | 0.003428 | 0 | 0
Tech | Institutional | Space Heating | Individual room heating | TRC | Existing | NE3719 | Floor Insulation | Floor Insulation | NonEquip | 20 |  | 11.97% | Tech/Econ | 0.04988% | 0.22103 | 0 | 9.9703e-05
Tech | Institutional | Space Heating | Individual room heating | TRC | Existing | NE3641 | Facility Energy Management System | Facility Energy Management System | NonEquip | 15 |  | 5.375% | Tech/Econ | 20% | 43.7911 | 0 | 0.00078926
Tech | Institutional | Space Heating | Individual room heating | TRC | Existing | NE3563 | ECM Motors on Furnaces | ECM Motors on Furnaces | NonEquip | 15 | Forced air furnace | 0% | Tech/Econ | 1.706% | 0 | 0 | 0
Tech | Institutional | Space Heating | Individual room heating | TRC | Existing | NE3537 | Duct Sealing Repair | Duct Sealing Repair | NonEquip | 15 |  | 0% | Tech/Econ | 12% | 0 | 0 | 0
Tech | Institutional | Space Heating | Individual room heating | TRC | Existing | NE3485 | Duct Insulation | Duct Insulation | NonEquip | 15 |  | 0% | Tech/Econ | 2.045% | 0 | 0 | 0
Tech | Institutional | Space Heating | Individual room heating | TRC | Existing | NE3433 | Destratification Fans | Destratification Fans | NonEquip | 10 |  | 0% | Tech/Econ | 12.7% | 0 | 0 | 0
Tech | Institutional | Space Heating | Individual room heating | TRC | Existing | NE3381 | Dedicated Outdoor Air System on VRF unit | Dedicated Outdoor Air System on VRF unit | NonEquip | 15 | Residential/split system heat pump | 0% | Tech/Econ | 10% | 0 | 0 | 0
Tech | Institutional | Space Heating | Individual room heating | TRC | Existing | NE3329 | Cool Roof | Cool Roof | NonEquip | 15 |  | 72.74% | Tech/Econ | 0.05282% | 1.4228 | 0 | 0
Tech | Institutional | Space Heating | Individual room heating | TRC | Existing | NE3225 | Ceiling Insulation(R30 to R38) | Ceiling Insulation(R30 to R38) | NonEquip | 20 |  | 0% | Tech/Econ | 0.01921% | 0 | 0 | 0
Tech | Institutional | Space Heating | Individual room heating | TRC | Existing | NE3173 | Ceiling Insulation(R2 to R38) | Ceiling Insulation(R2 to R38) | NonEquip | 20 |  | 0% | Tech/Econ | 1.297% | 0 | 0 | 0
Tech | Institutional | Space Heating | Individual room heating | TRC | Existing | NE3121 | Ceiling Insulation(R19 to R38) | Ceiling Insulation(R19 to R38) | NonEquip | 20 |  | 0% | Tech/Econ | 0.07206% | 0 | 0 | 0
Tech | Institutional | Space Heating | Individual room heating | TRC | Existing | NE3069 | Ceiling Insulation(R12 to R38) | Ceiling Insulation(R12 to R38) | NonEquip | 20 |  | 0% | Tech/Econ | 0.1561% | 0 | 0 | 0
Tech | Institutional | Space Heating | Individual room heating | TRC | Existing | NE2991 | Air Curtains | Air Curtains | NonEquip | 8 |  | 0% | Tech/Econ | 0.2135% | 0 | 0 | 0
Tech | Institutional | Space Cooling | Individual room air conditioners | TRC | New | NN5370 | Retro-Commissioning | Retro-Commissioning | NonEquip | 5 |  | 0% | Tech/Econ | 16% | 0 | 0 | 0
Tech | Institutional | Space Cooling | Individual room air conditioners | TRC | New | NN4382 | Window Sun Protection | Window Sun Protection | NonEquip | 10 |  | 15.35% | Tech/Econ | 16% | 2102.3749 | 0.65461 | -0.036881
Tech | Institutional | Space Cooling | Individual room air conditioners | TRC | New | NN4356 | Waterside Economizer | Waterside Economizer | NonEquip | 20 |  | 19.15% | Tech/Econ | 5.556% | 117.8756 | 0.038991 | 0
Tech | Institutional | Space Cooling | Individual room air conditioners | TRC | New | NN4304 | Warehouse Loading Dock Seals | Warehouse Loading Dock Seals | NonEquip | 18 |  | 0% | Tech/Econ | 0.3839% | 0 | 0 | 0
Tech | Institutional | Space Cooling | Individual room air conditioners | TRC | New | NN4148 | Smart Thermostat | Smart Thermostat | NonEquip | 11 |  | 31.48% | Tech/Econ | 10% | 2477.9714 | 0.029423 | 0
Tech | Institutional | Space Cooling | Individual room air conditioners | TRC | New | NN4122 | Roof Insulation | Roof Insulation | NonEquip | 20 |  | 58.5% | Tech/Econ | 0.2459% | 0 | 0 | 0
Tech | Institutional | Space Cooling | Individual room air conditioners | TRC | New | NN4044 | Programmable Thermostat | Programmable Thermostat | NonEquip | 11 |  | 0% | Tech/Econ | 3.6% | 0 | 0 | 0
Tech | Institutional | Space Cooling | Individual room air conditioners | TRC | New | NN3992 | Low U-Value Windows | Low U-Value Windows | NonEquip | 20 |  | 12.54% | Tech/Econ | 10% | 956.2969 | 0.35546 | 0
Tech | Institutional | Space Cooling | Individual room air conditioners | TRC | New | NN3966 | Infiltration Reduction - Air Sealing | Infiltration Reduction - Air Sealing | NonEquip | 11 |  | 0% | Tech/Econ | 0.192% | 0 | 0 | 0
Tech | Institutional | Space Cooling | Individual room air conditioners | TRC | New | NN3914 | HVAC tune-up_RTU | HVAC tune-up_RTU | NonEquip | 5 | Packaged air conditioning units (RTUs) | 0% | Tech/Econ | 5% | 0 | 0 | 0
Tech | Institutional | Space Cooling | Individual room air conditioners | TRC | New | NN3888 | HVAC tune-up | HVAC tune-up | NonEquip | 5 | Residential-type central air conditioners | 0% | Tech/Econ | 5% | 0 | 0 | 0
Tech | Institutional | Space Cooling | Individual room air conditioners | TRC | New | NN3810 | Green Roof | Green Roof | NonEquip | 15 |  | 0.315% | Tech/Econ | 0.285% | 0 | 0 | 0
Tech | Institutional | Space Cooling | Individual room air conditioners | TRC | New | NN3680 | Facility Energy Management System | Facility Energy Management System | NonEquip | 15 |  | 1.982% | Tech/Econ | 20% | 340.7163 | 0.071412 | 0
Tech | Institutional | Space Cooling | Individual room air conditioners | TRC | New | NN3628 | Facility Commissioning | Facility Commissioning | NonEquip | 10 |  | 35.83% | Tech/Econ | 16% | 4788.2521 | 0.83834 | 0.019127
Tech | Institutional | Space Cooling | Individual room air conditioners | TRC | New | NN3602 | Energy Recovery Ventilation System (ERV) | Energy Recovery Ventilation System (ERV) | NonEquip | 15 | Packaged air conditioning units (RTUs) | 0% | Tech/Econ | 9.935% | 0 | 0 | 0
Tech | Institutional | Space Cooling | Individual room air conditioners | TRC | New | NN3524 | Duct Sealing Repair | Duct Sealing Repair | NonEquip | 15 |  | 0% | Tech/Econ | 12% | 0 | 0 | 0
Tech | Institutional | Space Cooling | Individual room air conditioners | TRC | New | NN3472 | Duct Insulation | Duct Insulation | NonEquip | 15 |  | 0% | Tech/Econ | 2.045% | 0 | 0 | 0
Tech | Institutional | Space Cooling | Individual room air conditioners | TRC | New | NN3420 | Dedicated Outdoor Air System on VRF unit | Dedicated Outdoor Air System on VRF unit | NonEquip | 15 | Residential-type central air conditioners | 0% | Tech/Econ | 17.5% | 0 | 0 | 0
Tech | Institutional | Space Cooling | Individual room air conditioners | TRC | New | NN3368 | Cool Roof | Cool Roof | NonEquip | 15 |  | 72.49% | Tech/Econ | 0.3656% | 0 | 0 | 0
Tech | Institutional | Space Cooling | Individual room air conditioners | TRC | New | NN3316 | Chilled Water System - Variable Speed Drives | Chilled Water System - Variable Speed Drives | NonEquip | 13 | Central chillers inside | 0% | Tech/Econ | 24.74% | 0 | 0 | 0
Tech | Institutional | Space Cooling | Individual room air conditioners | TRC | New | NN3290 | Chilled Water Controls Optimization | Chilled Water Controls Optimization | NonEquip | 10 | Central chillers inside | 0% | Tech/Econ | 12.5% | 0 | 0 | 0
Tech | Institutional | Space Cooling | Individual room air conditioners | TRC | New | NN3212 | Ceiling Insulation(R2 to R38) | Ceiling Insulation(R2 to R38) | NonEquip | 20 |  | 0% | Tech/Econ | 3.355% | 0 | 0 | 0
Tech | Institutional | Space Cooling | Individual room air conditioners | TRC | New | NN3108 | Ceiling Insulation(R12 to R38) | Ceiling Insulation(R12 to R38) | NonEquip | 20 |  | 0% | Tech/Econ | 0.4038% | 0 | 0 | 0
Tech | Institutional | Space Cooling | Individual room air conditioners | TRC | New | NN3056 | Airside Economizer | Airside Economizer | NonEquip | 10 | Packaged air conditioning units (RTUs) | 0% | Tech/Econ | 5.556% | 0 | 0 | 0
Tech | Institutional | Space Cooling | Individual room air conditioners | TRC | Existing | NE5357 | Retro-Commissioning | Retro-Commissioning | NonEquip | 5 |  | 21.99% | Tech/Econ | 16% | 329196.5758 | 55.0357 | 0
Tech | Institutional | Space Cooling | Individual room air conditioners | TRC | Existing | NE4369 | Window Sun Protection | Window Sun Protection | NonEquip | 10 |  | 6.178% | Tech/Econ | 16% | 89236.981 | 27.7856 | -1.5655
Tech | Institutional | Space Cooling | Individual room air conditioners | TRC | Existing | NE4343 | Waterside Economizer | Waterside Economizer | NonEquip | 20 |  | 12.77% | Tech/Econ | 5.556% | 61397.061 | 20.3088 | 0
Tech | Institutional | Space Cooling | Individual room air conditioners | TRC | Existing | NE4291 | Warehouse Loading Dock Seals | Warehouse Loading Dock Seals | NonEquip | 18 |  | 0% | Tech/Econ | 0.3839% | 0 | 0 | 0
Tech | Institutional | Space Cooling | Individual room air conditioners | TRC | Existing | NE4213 | Wall Insulation | Wall Insulation | NonEquip | 20 |  | 0% | Tech/Econ | 20.09% | 0 | 0 | 0
Tech | Institutional | Space Cooling | Individual room air conditioners | TRC | Existing | NE4135 | Smart Thermostat | Smart Thermostat | NonEquip | 11 |  | 31.48% | Tech/Econ | 10% | 281343.4463 | 3.3406 | 0
Tech | Institutional | Space Cooling | Individual room air conditioners | TRC | Existing | NE4109 | Roof Insulation | Roof Insulation | NonEquip | 20 |  | 58.5% | Tech/Econ | 0.4918% | 24730.5101 | 0.49487 | 0
Tech | Institutional | Space Cooling | Individual room air conditioners | TRC | Existing | NE4031 | Programmable Thermostat | Programmable Thermostat | NonEquip | 11 |  | 0% | Tech/Econ | 3.6% | 0 | 0 | 0
Tech | Institutional | Space Cooling | Individual room air conditioners | TRC | Existing | NE3979 | Low U-Value Windows | Low U-Value Windows | NonEquip | 20 |  | 5.017% | Tech/Econ | 46% | 223431.2953 | 83.0501 | 0
Tech | Institutional | Space Cooling | Individual room air conditioners | TRC | Existing | NE3953 | Infiltration Reduction - Air Sealing | Infiltration Reduction - Air Sealing | NonEquip | 11 |  | 0% | Tech/Econ | 0.192% | 0 | 0 | 0
Tech | Institutional | Space Cooling | Individual room air conditioners | TRC | Existing | NE3901 | HVAC tune-up_RTU | HVAC tune-up_RTU | NonEquip | 5 | Packaged air conditioning units (RTUs) | 0% | Tech/Econ | 5% | 0 | 0 | 0
Tech | Institutional | Space Cooling | Individual room air conditioners | TRC | Existing | NE3875 | HVAC tune-up | HVAC tune-up | NonEquip | 5 | Residential-type central air conditioners | 0% | Tech/Econ | 5% | 0 | 0 | 0
Tech | Institutional | Space Cooling | Individual room air conditioners | TRC | Existing | NE3797 | Green Roof | Green Roof | NonEquip | 15 |  | 0.063% | Tech/Econ | 0.285% | 15.3502 | 0.0065211 | 0
Tech | Institutional | Space Cooling | Individual room air conditioners | TRC | Existing | NE3667 | Facility Energy Management System | Facility Energy Management System | NonEquip | 15 |  | 5.375% | Tech/Econ | 20% | 101680.9448 | 21.3117 | 0
Tech | Institutional | Space Cooling | Individual room air conditioners | TRC | Existing | NE3589 | Energy Recovery Ventilation System (ERV) | Energy Recovery Ventilation System (ERV) | NonEquip | 15 | Packaged air conditioning units (RTUs) | 0% | Tech/Econ | 9.935% | 0 | 0 | 0
Tech | Institutional | Space Cooling | Individual room air conditioners | TRC | Existing | NE3511 | Duct Sealing Repair | Duct Sealing Repair | NonEquip | 15 |  | 0% | Tech/Econ | 12% | 0 | 0 | 0
Tech | Institutional | Space Cooling | Individual room air conditioners | TRC | Existing | NE3459 | Duct Insulation | Duct Insulation | NonEquip | 15 |  | 0% | Tech/Econ | 2.045% | 0 | 0 | 0
Tech | Institutional | Space Cooling | Individual room air conditioners | TRC | Existing | NE3407 | Dedicated Outdoor Air System on VRF unit | Dedicated Outdoor Air System on VRF unit | NonEquip | 15 | Residential-type central air conditioners | 0% | Tech/Econ | 17.5% | 0 | 0 | 0
Tech | Institutional | Space Cooling | Individual room air conditioners | TRC | Existing | NE3355 | Cool Roof | Cool Roof | NonEquip | 15 |  | 72.74% | Tech/Econ | 0.3656% | 22792.2045 | 9.6826 | 0
Tech | Institutional | Space Cooling | Individual room air conditioners | TRC | Existing | NE3303 | Chilled Water System - Variable Speed Drives | Chilled Water System - Variable Speed Drives | NonEquip | 13 | Central chillers inside | 0% | Tech/Econ | 24.74% | 0 | 0 | 0
Tech | Institutional | Space Cooling | Individual room air conditioners | TRC | Existing | NE3277 | Chilled Water Controls Optimization | Chilled Water Controls Optimization | NonEquip | 10 | Central chillers inside | 0% | Tech/Econ | 12.5% | 0 | 0 | 0
Tech | Institutional | Space Cooling | Individual room air conditioners | TRC | Existing | NE3199 | Ceiling Insulation(R2 to R38) | Ceiling Insulation(R2 to R38) | NonEquip | 20 |  | 0% | Tech/Econ | 3.355% | 0 | 0 | 0
Tech | Institutional | Space Cooling | Individual room air conditioners | TRC | Existing | NE3095 | Ceiling Insulation(R12 to R38) | Ceiling Insulation(R12 to R38) | NonEquip | 20 |  | 0% | Tech/Econ | 0.4038% | 0 | 0 | 0
Tech | Institutional | Space Cooling | Individual room air conditioners | TRC | Existing | NE3043 | Airside Economizer | Airside Economizer | NonEquip | 10 | Packaged air conditioning units (RTUs) | 0% | Tech/Econ | 5.556% | 0 | 0 | 0
Tech | Institutional | Interior Lighting | High bay | TRC | New | NN5266 | Retro-Commissioning | Retro-Commissioning | NonEquip | 5 |  | 0% | Tech/Econ | 16% | 0 | 0 | 0
Tech | Institutional | Interior Lighting | High bay | TRC | New | NN4434 | Interior Lighting Controls | Interior Lighting Controls | NonEquip | 8 | Overhead (fluorescent/LED/CFL U-shape) | 0% | Tech/Econ | 28% | 0 | 0 | 0
Tech | Institutional | Interior Lighting | High bay | TRC | New | NN4408 | Bi-Level Lighting Control (Interior) | Bi-Level Lighting Control (Interior) | NonEquip | 8 | Overhead (fluorescent/LED/CFL U-shape) | 0% | Tech/Econ | 31% | 0 | 0 | 0
Tech | Institutional | Interior Lighting | High bay | TRC | New | NN3706 | Facility Energy Management System | Facility Energy Management System | NonEquip | 15 |  | 1.982% | Tech/Econ | 24% | 2702.3509 | 0.5664 | 0.048705
Tech | Institutional | Interior Lighting | High bay | TRC | Existing | NE5253 | Retro-Commissioning | Retro-Commissioning | NonEquip | 5 |  | 21.99% | Tech/Econ | 16% | 1953050.84 | 326.5145 | 1012.3239
Tech | Institutional | Interior Lighting | High bay | TRC | Existing | NE4421 | Interior Lighting Controls | Interior Lighting Controls | NonEquip | 8 | Overhead (fluorescent/LED/CFL U-shape) | 0% | Tech/Econ | 28% | 0 | 0 | 0
Tech | Institutional | Interior Lighting | High bay | TRC | Existing | NE4395 | Bi-Level Lighting Control (Interior) | Bi-Level Lighting Control (Interior) | NonEquip | 8 | Overhead (fluorescent/LED/CFL U-shape) | 0% | Tech/Econ | 31% | 0 | 0 | 0
Tech | Institutional | Interior Lighting | High bay | TRC | Existing | NE3693 | Facility Energy Management System | Facility Energy Management System | NonEquip | 15 |  | 5.375% | Tech/Econ | 24% | 725477.5754 | 152.0555 | 13.0755
Tech | Institutional | Interior Lighting | High bay | TRC | Turnover | ET1645 | LED Linear - Fixture Replacement | LED Linear - Fixture Replacement | Equip | 15 | High bay | 24.1% | Tech/Econ | 50.28% | 7755080.496 | 1879.8624 | 430.0421
Tech | Institutional | Interior Lighting | High bay | TRC | Turnover | ET1528 | High Bay LED | High Bay LED | Equip | 15 | High bay | 0% | Tech/Econ | 64.78% | 0 | 0 | 0
Tech | Institutional | Interior Lighting | High bay | TRC | Turnover | ET1489 | High Bay Fluorescent (T5) | High Bay Fluorescent (T5) | Equip | 15 | High bay | 0% | Tech/Econ | 64.14% | 0 | 0 | 0
Tech | Institutional | Interior Lighting | High bay | TRC | New | EN1671 | LED Linear - Fixture Replacement | LED Linear - Fixture Replacement | Equip | 15 | High bay | 0% | Tech/Econ | 50.28% | 0 | 0 | 0
Tech | Institutional | Interior Lighting | High bay | TRC | New | EN1554 | High Bay LED | High Bay LED | Equip | 15 | High bay | 0% | Tech/Econ | 64.78% | 0 | 0 | 0
Tech | Institutional | Interior Lighting | High bay | TRC | New | EN1515 | High Bay Fluorescent (T5) | High Bay Fluorescent (T5) | Equip | 15 | High bay | 0% | Tech/Econ | 64.14% | 0 | 0 | 0
Tech | Institutional | Cooking | Fryer | TRC | Turnover | ET85 | Energy Star Fryer | Energy Star Fryer | Equip | 12 | Fryer | 0% | Tech/Econ | 17.46% | 0 | 0 | 0
Tech | Institutional | Cooking | Fryer | TRC | New | EN111 | Energy Star Fryer | Energy Star Fryer | Equip | 12 | Fryer | 0% | Tech/Econ | 17.46% | 0 | 0 | 0
Tech | Institutional | Space Heating | Forced air furnace | TRC | New | NN5344 | Retro-Commissioning | Retro-Commissioning | NonEquip | 5 |  | 0% | Tech/Econ | 16% | 0 | 0 | 0
Tech | Institutional | Space Heating | Forced air furnace | TRC | New | NN4330 | Water Cooled Refrigeration Heat Recovery | Water Cooled Refrigeration Heat Recovery | NonEquip | 20 |  | 15.4% | Tech/Econ | 10% | 37.6012 | 0 | 0.0025137
Tech | Institutional | Space Heating | Forced air furnace | TRC | New | NN4278 | Warehouse Loading Dock Seals | Warehouse Loading Dock Seals | NonEquip | 18 |  | 0% | Tech/Econ | 0.1345% | 0 | 0 | 0
Tech | Institutional | Space Heating | Forced air furnace | TRC | New | NN4252 | Wall Insulation | Wall Insulation | NonEquip | 20 |  | 0% | Tech/Econ | 0% | 0 | 0 | 0
Tech | Institutional | Space Heating | Forced air furnace | TRC | New | NN4174 | Smart Thermostat | Smart Thermostat | NonEquip | 11 |  | 31.48% | Tech/Econ | 10% | 79.3635 | 0 | -0.013041
Tech | Institutional | Space Heating | Forced air furnace | TRC | New | NN4096 | Roof Insulation | Roof Insulation | NonEquip | 20 |  | 58.5% | Tech/Econ | 0.08616% | 0.78671 | 0 | 0.00035487
Tech | Institutional | Space Heating | Forced air furnace | TRC | New | NN4070 | Programmable Thermostat | Programmable Thermostat | NonEquip | 11 |  | 0% | Tech/Econ | 3.6% | 0 | 0 | 0
Tech | Institutional | Space Heating | Forced air furnace | TRC | New | NN4018 | Low U-Value Windows | Low U-Value Windows | NonEquip | 20 |  | 12.54% | Tech/Econ | 10% | 32.025 | 0 | 0.0001331
Tech | Institutional | Space Heating | Forced air furnace | TRC | New | NN3940 | Infiltration Reduction - Air Sealing | Infiltration Reduction - Air Sealing | NonEquip | 11 |  | 0% | Tech/Econ | 0.06725% | 0 | 0 | 0
Tech | Institutional | Space Heating | Forced air furnace | TRC | New | NN3862 | Hotel Card Energy Control Systems | Hotel Card Energy Control Systems | NonEquip | 15 |  | 0% | Tech/Econ | 0% | 0 | 0 | 0
Tech | Institutional | Space Heating | Forced air furnace | TRC | New | NN3784 | Green Roof | Green Roof | NonEquip | 15 |  | 0.315% | Tech/Econ | 0.1332% | 0.010002 | 0 | 0
Tech | Institutional | Space Heating | Forced air furnace | TRC | New | NN3732 | Floor Insulation | Floor Insulation | NonEquip | 20 |  | 29.92% | Tech/Econ | 0.04521% | 0 | 0 | 0
Tech | Institutional | Space Heating | Forced air furnace | TRC | New | NN3654 | Facility Energy Management System | Facility Energy Management System | NonEquip | 15 |  | 1.982% | Tech/Econ | 20% | 10.1615 | 0 | 0.00018314
Tech | Institutional | Space Heating | Forced air furnace | TRC | New | NN3576 | ECM Motors on Furnaces | ECM Motors on Furnaces | NonEquip | 15 | Forced air furnace | 47.78% | Tech/Econ | 1.706% | 19.6032 | 0 | 0
Tech | Institutional | Space Heating | Forced air furnace | TRC | New | NN3550 | Duct Sealing Repair | Duct Sealing Repair | NonEquip | 15 |  | 0% | Tech/Econ | 12% | 0 | 0 | 0
Tech | Institutional | Space Heating | Forced air furnace | TRC | New | NN3498 | Duct Insulation | Duct Insulation | NonEquip | 15 |  | 0% | Tech/Econ | 2.045% | 0 | 0 | 0
Tech | Institutional | Space Heating | Forced air furnace | TRC | New | NN3446 | Destratification Fans | Destratification Fans | NonEquip | 10 |  | 0% | Tech/Econ | 12.7% | 0 | 0 | 0
Tech | Institutional | Space Heating | Forced air furnace | TRC | New | NN3394 | Dedicated Outdoor Air System on VRF unit | Dedicated Outdoor Air System on VRF unit | NonEquip | 15 | Residential/split system heat pump | 0% | Tech/Econ | 10% | 0 | 0 | 0
Tech | Institutional | Space Heating | Forced air furnace | TRC | New | NN3342 | Cool Roof | Cool Roof | NonEquip | 15 |  | 72.49% | Tech/Econ | 0.04786% | 0 | 0 | 0
Tech | Institutional | Space Heating | Forced air furnace | TRC | New | NN3238 | Ceiling Insulation(R30 to R38) | Ceiling Insulation(R30 to R38) | NonEquip | 20 |  | 0% | Tech/Econ | 0.01741% | 0 | 0 | 0
Tech | Institutional | Space Heating | Forced air furnace | TRC | New | NN3186 | Ceiling Insulation(R2 to R38) | Ceiling Insulation(R2 to R38) | NonEquip | 20 |  | 0% | Tech/Econ | 1.175% | 0 | 0 | 0
Tech | Institutional | Space Heating | Forced air furnace | TRC | New | NN3134 | Ceiling Insulation(R19 to R38) | Ceiling Insulation(R19 to R38) | NonEquip | 20 |  | 0% | Tech/Econ | 0.0653% | 0 | 0 | 0
Tech | Institutional | Space Heating | Forced air furnace | TRC | New | NN3082 | Ceiling Insulation(R12 to R38) | Ceiling Insulation(R12 to R38) | NonEquip | 20 |  | 0% | Tech/Econ | 0.1415% | 0 | 0 | 0
Tech | Institutional | Space Heating | Forced air furnace | TRC | New | NN3004 | Air Curtains | Air Curtains | NonEquip | 8 |  | 0% | Tech/Econ | 0.2135% | 0 | 0 | 0
Tech | Institutional | Space Heating | Forced air furnace | TRC | Existing | NE5331 | Retro-Commissioning | Retro-Commissioning | NonEquip | 5 |  | 21.99% | Tech/Econ | 16% | 9817.9573 | 0 | 5.0889
Tech | Institutional | Space Heating | Forced air furnace | TRC | Existing | NE4317 | Water Cooled Refrigeration Heat Recovery | Water Cooled Refrigeration Heat Recovery | NonEquip | 20 |  | 15.4% | Tech/Econ | 10% | 4145.6039 | 0 | 0.27714
Tech | Institutional | Space Heating | Forced air furnace | TRC | Existing | NE4265 | Warehouse Loading Dock Seals | Warehouse Loading Dock Seals | NonEquip | 18 |  | 0% | Tech/Econ | 0.1484% | 0 | 0 | 0
Tech | Institutional | Space Heating | Forced air furnace | TRC | Existing | NE4239 | Wall Insulation | Wall Insulation | NonEquip | 20 |  | 0% | Tech/Econ | 1.134% | 0 | 0 | 0
Tech | Institutional | Space Heating | Forced air furnace | TRC | Existing | NE4161 | Smart Thermostat | Smart Thermostat | NonEquip | 11 |  | 31.48% | Tech/Econ | 10% | 8344.0688 | 0 | -1.371
Tech | Institutional | Space Heating | Forced air furnace | TRC | Existing | NE4083 | Roof Insulation | Roof Insulation | NonEquip | 20 |  | 58.5% | Tech/Econ | 0.1901% | 283.2537 | 0 | 0.12777
Tech | Institutional | Space Heating | Forced air furnace | TRC | Existing | NE4057 | Programmable Thermostat | Programmable Thermostat | NonEquip | 11 |  | 0% | Tech/Econ | 3.6% | 0 | 0 | 0
Tech | Institutional | Space Heating | Forced air furnace | TRC | Existing | NE4005 | Low U-Value Windows | Low U-Value Windows | NonEquip | 20 |  | 5.017% | Tech/Econ | 46% | 6663.614 | 0 | 0.027694
Tech | Institutional | Space Heating | Forced air furnace | TRC | Existing | NE3927 | Infiltration Reduction - Air Sealing | Infiltration Reduction - Air Sealing | NonEquip | 11 |  | 0% | Tech/Econ | 0.07421% | 0 | 0 | 0
Tech | Institutional | Space Heating | Forced air furnace | TRC | Existing | NE3849 | Hotel Card Energy Control Systems | Hotel Card Energy Control Systems | NonEquip | 15 |  | 0% | Tech/Econ | 0% | 0 | 0 | 0
Tech | Institutional | Space Heating | Forced air furnace | TRC | Existing | NE3771 | Green Roof | Green Roof | NonEquip | 15 |  | 0.063% | Tech/Econ | 0.1469% | 0.23545 | 0 | 0
Tech | Institutional | Space Heating | Forced air furnace | TRC | Existing | NE3719 | Floor Insulation | Floor Insulation | NonEquip | 20 |  | 11.97% | Tech/Econ | 0.04988% | 15.1818 | 0 | 0.0068482
Tech | Institutional | Space Heating | Forced air furnace | TRC | Existing | NE3641 | Facility Energy Management System | Facility Energy Management System | NonEquip | 15 |  | 5.375% | Tech/Econ | 20% | 3032.5321 | 0 | 0.054656
Tech | Institutional | Space Heating | Forced air furnace | TRC | Existing | NE3563 | ECM Motors on Furnaces | ECM Motors on Furnaces | NonEquip | 15 | Forced air furnace | 47.78% | Tech/Econ | 1.706% | 2093.2554 | 0 | 0
Tech | Institutional | Space Heating | Forced air furnace | TRC | Existing | NE3537 | Duct Sealing Repair | Duct Sealing Repair | NonEquip | 15 |  | 0% | Tech/Econ | 12% | 0 | 0 | 0
Tech | Institutional | Space Heating | Forced air furnace | TRC | Existing | NE3485 | Duct Insulation | Duct Insulation | NonEquip | 15 |  | 0% | Tech/Econ | 2.045% | 0 | 0 | 0
Tech | Institutional | Space Heating | Forced air furnace | TRC | Existing | NE3433 | Destratification Fans | Destratification Fans | NonEquip | 10 |  | 0% | Tech/Econ | 12.7% | 0 | 0 | 0
Tech | Institutional | Space Heating | Forced air furnace | TRC | Existing | NE3381 | Dedicated Outdoor Air System on VRF unit | Dedicated Outdoor Air System on VRF unit | NonEquip | 15 | Residential/split system heat pump | 0% | Tech/Econ | 10% | 0 | 0 | 0
Tech | Institutional | Space Heating | Forced air furnace | TRC | Existing | NE3329 | Cool Roof | Cool Roof | NonEquip | 15 |  | 72.74% | Tech/Econ | 0.05282% | 97.7288 | 0 | 0
Tech | Institutional | Space Heating | Forced air furnace | TRC | Existing | NE3225 | Ceiling Insulation(R30 to R38) | Ceiling Insulation(R30 to R38) | NonEquip | 20 |  | 0% | Tech/Econ | 0.01921% | 0 | 0 | 0
Tech | Institutional | Space Heating | Forced air furnace | TRC | Existing | NE3173 | Ceiling Insulation(R2 to R38) | Ceiling Insulation(R2 to R38) | NonEquip | 20 |  | 0% | Tech/Econ | 1.297% | 0 | 0 | 0
Tech | Institutional | Space Heating | Forced air furnace | TRC | Existing | NE3121 | Ceiling Insulation(R19 to R38) | Ceiling Insulation(R19 to R38) | NonEquip | 20 |  | 0% | Tech/Econ | 0.07206% | 0 | 0 | 0
Tech | Institutional | Space Heating | Forced air furnace | TRC | Existing | NE3069 | Ceiling Insulation(R12 to R38) | Ceiling Insulation(R12 to R38) | NonEquip | 20 |  | 0% | Tech/Econ | 0.1561% | 0 | 0 | 0
Tech | Institutional | Space Heating | Forced air furnace | TRC | Existing | NE2991 | Air Curtains | Air Curtains | NonEquip | 8 |  | 0% | Tech/Econ | 0.2135% | 0 | 0 | 0
Tech | Institutional | Exterior Lighting | Exterior parking/lot lighting | TRC | New | NN5292 | Retro-Commissioning | Retro-Commissioning | NonEquip | 5 |  | 0% | Tech/Econ | 16% | 0 | 0 | 0
Tech | Institutional | Exterior Lighting | Exterior parking/lot lighting | TRC | New | NN2978 | Outdoor Lighting Controls | Outdoor Lighting Controls | NonEquip | 8 | Exterior parking/lot lighting | 30.95% | Tech/Econ | 28% | 10378.3745 | 0 | 0
Tech | Institutional | Exterior Lighting | Exterior parking/lot lighting | TRC | New | NN2952 | Bi-Level Lighting Control (Exterior) | Bi-Level Lighting Control (Exterior) | NonEquip | 9 | Exterior parking/lot lighting | 8.579% | Tech/Econ | 31% | 3272.4071 | 0 | 0
Tech | Institutional | Exterior Lighting | Exterior parking/lot lighting | TRC | Existing | NE5279 | Retro-Commissioning | Retro-Commissioning | NonEquip | 5 |  | 21.99% | Tech/Econ | 16% | 433524.5258 | 0 | 224.7086
Tech | Institutional | Exterior Lighting | Exterior parking/lot lighting | TRC | Existing | NE2965 | Outdoor Lighting Controls | Outdoor Lighting Controls | NonEquip | 8 | Exterior parking/lot lighting | 30.95% | Tech/Econ | 28% | 1168982.368 | 0 | 0
Tech | Institutional | Exterior Lighting | Exterior parking/lot lighting | TRC | Existing | NE2939 | Bi-Level Lighting Control (Exterior) | Bi-Level Lighting Control (Exterior) | NonEquip | 9 | Exterior parking/lot lighting | 8.579% | Tech/Econ | 31% | 368592.0372 | 0 | 0
Tech | Institutional | Exterior Lighting | Exterior parking/lot lighting | TRC | Turnover | ET709 | LED Parking Lighting | LED Parking Lighting | Equip | 18 | Exterior parking/lot lighting | 7.084% | Tech/Econ | 84% | 876845.1804 | 0 | 0
Tech | Institutional | Exterior Lighting | Exterior parking/lot lighting | TRC | Turnover | ET514 | High Efficiency HID Lighting | High Efficiency HID Lighting | Equip | 13 | Exterior parking/lot lighting | 0% | Tech/Econ | 34.18% | 0 | 0 | 0
Tech | Institutional | Exterior Lighting | Exterior parking/lot lighting | TRC | New | EN735 | LED Parking Lighting | LED Parking Lighting | Equip | 18 | Exterior parking/lot lighting | 7.084% | Tech/Econ | 84% | 7784.7433 | 0 | 0
Tech | Institutional | Exterior Lighting | Exterior parking/lot lighting | TRC | New | EN540 | High Efficiency HID Lighting | High Efficiency HID Lighting | Equip | 13 | Exterior parking/lot lighting | 0% | Tech/Econ | 34.18% | 0 | 0 | 0
Tech | Institutional | Exterior Lighting | Exterior marquis | TRC | New | NN5292 | Retro-Commissioning | Retro-Commissioning | NonEquip | 5 |  | 0% | Tech/Econ | 16% | 0 | 0 | 0
Tech | Institutional | Exterior Lighting | Exterior marquis | TRC | New | NN2978 | Outdoor Lighting Controls | Outdoor Lighting Controls | NonEquip | 8 | Exterior parking/lot lighting | 0% | Tech/Econ | 28% | 0 | 0 | 0
Tech | Institutional | Exterior Lighting | Exterior marquis | TRC | New | NN2952 | Bi-Level Lighting Control (Exterior) | Bi-Level Lighting Control (Exterior) | NonEquip | 9 | Exterior parking/lot lighting | 0% | Tech/Econ | 31% | 0 | 0 | 0
Tech | Institutional | Exterior Lighting | Exterior marquis | TRC | Existing | NE5279 | Retro-Commissioning | Retro-Commissioning | NonEquip | 5 |  | 21.99% | Tech/Econ | 16% | 0 | 0 | 0
Tech | Institutional | Exterior Lighting | Exterior marquis | TRC | Existing | NE2965 | Outdoor Lighting Controls | Outdoor Lighting Controls | NonEquip | 8 | Exterior parking/lot lighting | 0% | Tech/Econ | 28% | 0 | 0 | 0
Tech | Institutional | Exterior Lighting | Exterior marquis | TRC | Existing | NE2939 | Bi-Level Lighting Control (Exterior) | Bi-Level Lighting Control (Exterior) | NonEquip | 9 | Exterior parking/lot lighting | 0% | Tech/Econ | 31% | 0 | 0 | 0
Tech | Institutional | Exterior Lighting | Exterior marquis | TRC | Turnover | ET631 | LED Exterior Lighting | LED Exterior Lighting | Equip | 13 | Exterior marquis | 4.624% | Tech/Econ | 60.51% | 0 | 0 | 0
Tech | Institutional | Exterior Lighting | Exterior marquis | TRC | Turnover | ET592 | LED Display Lighting (Exterior) | LED Display Lighting (Exterior) | Equip | 15 | Exterior marquis | 4.624% | Tech/Econ | 87.04% | 0 | 0 | 0
Tech | Institutional | Exterior Lighting | Exterior marquis | TRC | New | EN657 | LED Exterior Lighting | LED Exterior Lighting | Equip | 13 | Exterior marquis | 4.624% | Tech/Econ | 60.51% | 0 | 0 | 0
Tech | Institutional | Exterior Lighting | Exterior marquis | TRC | New | EN618 | LED Display Lighting (Exterior) | LED Display Lighting (Exterior) | Equip | 15 | Exterior marquis | 4.624% | Tech/Econ | 87.04% | 0 | 0 | 0
Tech | Institutional | Miscellaneous | Elevators/Escalators | TRC | New | NN5448 | Retro-Commissioning | Retro-Commissioning | NonEquip | 5 |  | 0% | Tech/Econ | 16% | 0 | 0 | 0
Tech | Institutional | Miscellaneous | Elevators/Escalators | TRC | New | NN4538 | VSD Controlled Compressor | VSD Controlled Compressor | NonEquip | 15 | Others | 0% | Tech/Econ | 20.79% | 0 | 0 | 0
Tech | Institutional | Miscellaneous | Elevators/Escalators | TRC | New | NN4512 | Regenerative Drive Elevator Motor | Regenerative Drive Elevator Motor | NonEquip | 13 | Elevators/Escalators | 11.17% | Tech/Econ | 6.211% | 107.3189 | 0.014937 | 0.0013683
Tech | Institutional | Miscellaneous | Elevators/Escalators | TRC | New | NN4486 | Engine Block Timer | Engine Block Timer | NonEquip | 5 | Others | 0% | Tech/Econ | 36% | 0 | 0 | 0
Tech | Institutional | Miscellaneous | Elevators/Escalators | TRC | New | NN4460 | Efficient Motor Belts | Efficient Motor Belts | NonEquip | 10 | Others | 0% | Tech/Econ | 1.105% | 0 | 0 | 0
Tech | Institutional | Miscellaneous | Elevators/Escalators | TRC | Existing | NE5435 | Retro-Commissioning | Retro-Commissioning | NonEquip | 5 |  | 21.99% | Tech/Econ | 16% | 61333.2652 | 10.2538 | 31.7908
Tech | Institutional | Miscellaneous | Elevators/Escalators | TRC | Existing | NE4525 | VSD Controlled Compressor | VSD Controlled Compressor | NonEquip | 15 | Others | 0% | Tech/Econ | 20.79% | 0 | 0 | 0
Tech | Institutional | Miscellaneous | Elevators/Escalators | TRC | Existing | NE4499 | Regenerative Drive Elevator Motor | Regenerative Drive Elevator Motor | NonEquip | 13 | Elevators/Escalators | 10.45% | Tech/Econ | 6.211% | 10917.5511 | 1.5195 | 0.1392
Tech | Institutional | Miscellaneous | Elevators/Escalators | TRC | Existing | NE4473 | Engine Block Timer | Engine Block Timer | NonEquip | 5 | Others | 0% | Tech/Econ | 36% | 0 | 0 | 0
Tech | Institutional | Miscellaneous | Elevators/Escalators | TRC | Existing | NE4447 | Efficient Motor Belts | Efficient Motor Belts | NonEquip | 10 | Others | 0% | Tech/Econ | 1.105% | 0 | 0 | 0
Tech | Institutional | Office Equipment | Document production | TRC | New | NN4590 | Smart Strip Plug Outlet | Smart Strip Plug Outlet | NonEquip | 4 |  | 43.9% | Tech/Econ | 1.187% | 513.4359 | 0.076345 | 0
Tech | Institutional | Office Equipment | Document production | TRC | New | NN4564 | Network PC Power Management | Network PC Power Management | NonEquip | 5 | Computers | 0% | Tech/Econ | 56.5% | 0 | 0 | 0
Tech | Institutional | Office Equipment | Document production | TRC | Existing | NE4577 | Smart Strip Plug Outlet | Smart Strip Plug Outlet | NonEquip | 4 |  | 43.9% | Tech/Econ | 1.187% | 57831.5528 | 8.5992 | 0
Tech | Institutional | Office Equipment | Document production | TRC | Existing | NE4551 | Network PC Power Management | Network PC Power Management | NonEquip | 5 | Computers | 0% | Tech/Econ | 56.5% | 0 | 0 | 0
Tech | Institutional | Office Equipment | Document production | TRC | Turnover | ET2146 | ENERGY STAR Imaging Equipment | ENERGY STAR Imaging Equipment | Equip | 6 | Document production | 17.92% | Tech/Econ | 44.44% | 960346.4959 | 133.1773 | 89.4284
Tech | Institutional | Office Equipment | Document production | TRC | New | EN2172 | ENERGY STAR Imaging Equipment | ENERGY STAR Imaging Equipment | Equip | 6 | Document production | 17.92% | Tech/Econ | 44.44% | 8526.0786 | 1.1824 | 0.79396
Tech | Institutional | Space Cooling | District chilled water piped | TRC | New | NN5370 | Retro-Commissioning | Retro-Commissioning | NonEquip | 5 |  | 0% | Tech/Econ | 16% | 0 | 0 | 0
Tech | Institutional | Space Cooling | District chilled water piped | TRC | New | NN4382 | Window Sun Protection | Window Sun Protection | NonEquip | 10 |  | 15.35% | Tech/Econ | 16% | 362.0608 | 0.11273 | -0.0063515
Tech | Institutional | Space Cooling | District chilled water piped | TRC | New | NN4356 | Waterside Economizer | Waterside Economizer | NonEquip | 20 |  | 19.15% | Tech/Econ | 5.556% | 19.7325 | 0.0065271 | 0
Tech | Institutional | Space Cooling | District chilled water piped | TRC | New | NN4304 | Warehouse Loading Dock Seals | Warehouse Loading Dock Seals | NonEquip | 18 |  | 0% | Tech/Econ | 0.3839% | 0 | 0 | 0
Tech | Institutional | Space Cooling | District chilled water piped | TRC | New | NN4148 | Smart Thermostat | Smart Thermostat | NonEquip | 11 |  | 31.48% | Tech/Econ | 10% | 426.7442 | 0.0050671 | 0
Tech | Institutional | Space Cooling | District chilled water piped | TRC | New | NN4044 | Programmable Thermostat | Programmable Thermostat | NonEquip | 11 |  | 0% | Tech/Econ | 3.6% | 0 | 0 | 0
Tech | Institutional | Space Cooling | District chilled water piped | TRC | New | NN3992 | Low U-Value Windows | Low U-Value Windows | NonEquip | 20 |  | 12.54% | Tech/Econ | 10% | 164.6888 | 0.061215 | 0
Tech | Institutional | Space Cooling | District chilled water piped | TRC | New | NN3914 | HVAC tune-up_RTU | HVAC tune-up_RTU | NonEquip | 5 | Packaged air conditioning units (RTUs) | 0% | Tech/Econ | 5% | 0 | 0 | 0
Tech | Institutional | Space Cooling | District chilled water piped | TRC | New | NN3888 | HVAC tune-up | HVAC tune-up | NonEquip | 5 | Residential-type central air conditioners | 0% | Tech/Econ | 5% | 0 | 0 | 0
Tech | Institutional | Space Cooling | District chilled water piped | TRC | New | NN3680 | Facility Energy Management System | Facility Energy Management System | NonEquip | 15 |  | 1.982% | Tech/Econ | 20% | 58.6765 | 0.012298 | 0
Tech | Institutional | Space Cooling | District chilled water piped | TRC | New | NN3628 | Facility Commissioning | Facility Commissioning | NonEquip | 10 |  | 35.83% | Tech/Econ | 16% | 824.6095 | 0.14437 | 0.0032939
Tech | Institutional | Space Cooling | District chilled water piped | TRC | New | NN3602 | Energy Recovery Ventilation System (ERV) | Energy Recovery Ventilation System (ERV) | NonEquip | 15 | Packaged air conditioning units (RTUs) | 0% | Tech/Econ | 9.935% | 0 | 0 | 0
Tech | Institutional | Space Cooling | District chilled water piped | TRC | New | NN3524 | Duct Sealing Repair | Duct Sealing Repair | NonEquip | 15 |  | 0% | Tech/Econ | 12% | 0 | 0 | 0
Tech | Institutional | Space Cooling | District chilled water piped | TRC | New | NN3472 | Duct Insulation | Duct Insulation | NonEquip | 15 |  | 0% | Tech/Econ | 2.045% | 0 | 0 | 0
Tech | Institutional | Space Cooling | District chilled water piped | TRC | New | NN3420 | Dedicated Outdoor Air System on VRF unit | Dedicated Outdoor Air System on VRF unit | NonEquip | 15 | Residential-type central air conditioners | 0% | Tech/Econ | 17.5% | 0 | 0 | 0
Tech | Institutional | Space Cooling | District chilled water piped | TRC | New | NN3368 | Cool Roof | Cool Roof | NonEquip | 15 |  | 72.49% | Tech/Econ | 0.3656% | 0 | 0 | 0
Tech | Institutional | Space Cooling | District chilled water piped | TRC | New | NN3316 | Chilled Water System - Variable Speed Drives | Chilled Water System - Variable Speed Drives | NonEquip | 13 | Central chillers inside | 0% | Tech/Econ | 24.74% | 0 | 0 | 0
Tech | Institutional | Space Cooling | District chilled water piped | TRC | New | NN3290 | Chilled Water Controls Optimization | Chilled Water Controls Optimization | NonEquip | 10 | Central chillers inside | 0% | Tech/Econ | 12.5% | 0 | 0 | 0
Tech | Institutional | Space Cooling | District chilled water piped | TRC | New | NN3212 | Ceiling Insulation(R2 to R38) | Ceiling Insulation(R2 to R38) | NonEquip | 20 |  | 0% | Tech/Econ | 3.355% | 0 | 0 | 0
Tech | Institutional | Space Cooling | District chilled water piped | TRC | New | NN3108 | Ceiling Insulation(R12 to R38) | Ceiling Insulation(R12 to R38) | NonEquip | 20 |  | 0% | Tech/Econ | 0.4038% | 0 | 0 | 0
Tech | Institutional | Space Cooling | District chilled water piped | TRC | New | NN3056 | Airside Economizer | Airside Economizer | NonEquip | 10 | Packaged air conditioning units (RTUs) | 0% | Tech/Econ | 5.556% | 0 | 0 | 0
Tech | Institutional | Space Cooling | District chilled water piped | TRC | Existing | NE5357 | Retro-Commissioning | Retro-Commissioning | NonEquip | 5 |  | 21.99% | Tech/Econ | 16% | 51297.2769 | 8.576 | 0
Tech | Institutional | Space Cooling | District chilled water piped | TRC | Existing | NE4369 | Window Sun Protection | Window Sun Protection | NonEquip | 10 |  | 6.178% | Tech/Econ | 16% | 15928.365 | 4.9596 | -0.27943
Tech | Institutional | Space Cooling | District chilled water piped | TRC | Existing | NE4343 | Waterside Economizer | Waterside Economizer | NonEquip | 20 |  | 12.77% | Tech/Econ | 5.556% | 10652.7172 | 3.5237 | 0
Tech | Institutional | Space Cooling | District chilled water piped | TRC | Existing | NE4291 | Warehouse Loading Dock Seals | Warehouse Loading Dock Seals | NonEquip | 18 |  | 0% | Tech/Econ | 0.3839% | 0 | 0 | 0
Tech | Institutional | Space Cooling | District chilled water piped | TRC | Existing | NE4213 | Wall Insulation | Wall Insulation | NonEquip | 20 |  | 0% | Tech/Econ | 20.09% | 0 | 0 | 0
Tech | Institutional | Space Cooling | District chilled water piped | TRC | Existing | NE4135 | Smart Thermostat | Smart Thermostat | NonEquip | 11 |  | 31.48% | Tech/Econ | 10% | 50218.4302 | 0.59629 | 0
Tech | Institutional | Space Cooling | District chilled water piped | TRC | Existing | NE4109 | Roof Insulation | Roof Insulation | NonEquip | 20 |  | 58.5% | Tech/Econ | 0.4918% | 4047.3168 | 0.080988 | 0
Tech | Institutional | Space Cooling | District chilled water piped | TRC | Existing | NE4031 | Programmable Thermostat | Programmable Thermostat | NonEquip | 11 |  | 0% | Tech/Econ | 3.6% | 0 | 0 | 0
Tech | Institutional | Space Cooling | District chilled water piped | TRC | Existing | NE3979 | Low U-Value Windows | Low U-Value Windows | NonEquip | 20 |  | 5.017% | Tech/Econ | 46% | 38478.2531 | 14.3025 | 0
Tech | Institutional | Space Cooling | District chilled water piped | TRC | Existing | NE3953 | Infiltration Reduction - Air Sealing | Infiltration Reduction - Air Sealing | NonEquip | 11 |  | 0% | Tech/Econ | 0.192% | 0 | 0 | 0
Tech | Institutional | Space Cooling | District chilled water piped | TRC | Existing | NE3901 | HVAC tune-up_RTU | HVAC tune-up_RTU | NonEquip | 5 | Packaged air conditioning units (RTUs) | 0% | Tech/Econ | 5% | 0 | 0 | 0
Tech | Institutional | Space Cooling | District chilled water piped | TRC | Existing | NE3875 | HVAC tune-up | HVAC tune-up | NonEquip | 5 | Residential-type central air conditioners | 0% | Tech/Econ | 5% | 0 | 0 | 0
Tech | Institutional | Space Cooling | District chilled water piped | TRC | Existing | NE3797 | Green Roof | Green Roof | NonEquip | 15 |  | 0.063% | Tech/Econ | 0.285% | 2.5122 | 0.0010672 | 0
Tech | Institutional | Space Cooling | District chilled water piped | TRC | Existing | NE3667 | Facility Energy Management System | Facility Energy Management System | NonEquip | 15 |  | 5.375% | Tech/Econ | 20% | 17510.9987 | 3.6702 | 0
Tech | Institutional | Space Cooling | District chilled water piped | TRC | Existing | NE3589 | Energy Recovery Ventilation System (ERV) | Energy Recovery Ventilation System (ERV) | NonEquip | 15 | Packaged air conditioning units (RTUs) | 0% | Tech/Econ | 9.935% | 0 | 0 | 0
Tech | Institutional | Space Cooling | District chilled water piped | TRC | Existing | NE3511 | Duct Sealing Repair | Duct Sealing Repair | NonEquip | 15 |  | 0% | Tech/Econ | 12% | 0 | 0 | 0
Tech | Institutional | Space Cooling | District chilled water piped | TRC | Existing | NE3459 | Duct Insulation | Duct Insulation | NonEquip | 15 |  | 0% | Tech/Econ | 2.045% | 0 | 0 | 0
Tech | Institutional | Space Cooling | District chilled water piped | TRC | Existing | NE3407 | Dedicated Outdoor Air System on VRF unit | Dedicated Outdoor Air System on VRF unit | NonEquip | 15 | Residential-type central air conditioners | 0% | Tech/Econ | 17.5% | 0 | 0 | 0
Tech | Institutional | Space Cooling | District chilled water piped | TRC | Existing | NE3355 | Cool Roof | Cool Roof | NonEquip | 15 |  | 72.74% | Tech/Econ | 0.3656% | 3730.0999 | 1.5846 | 0
Tech | Institutional | Space Cooling | District chilled water piped | TRC | Existing | NE3303 | Chilled Water System - Variable Speed Drives | Chilled Water System - Variable Speed Drives | NonEquip | 13 | Central chillers inside | 0% | Tech/Econ | 24.74% | 0 | 0 | 0
Tech | Institutional | Space Cooling | District chilled water piped | TRC | Existing | NE3277 | Chilled Water Controls Optimization | Chilled Water Controls Optimization | NonEquip | 10 | Central chillers inside | 0% | Tech/Econ | 12.5% | 0 | 0 | 0
Tech | Institutional | Space Cooling | District chilled water piped | TRC | Existing | NE3199 | Ceiling Insulation(R2 to R38) | Ceiling Insulation(R2 to R38) | NonEquip | 20 |  | 0% | Tech/Econ | 3.355% | 0 | 0 | 0
Tech | Institutional | Space Cooling | District chilled water piped | TRC | Existing | NE3095 | Ceiling Insulation(R12 to R38) | Ceiling Insulation(R12 to R38) | NonEquip | 20 |  | 0% | Tech/Econ | 0.4038% | 0 | 0 | 0
Tech | Institutional | Space Cooling | District chilled water piped | TRC | Existing | NE3043 | Airside Economizer | Airside Economizer | NonEquip | 10 | Packaged air conditioning units (RTUs) | 0% | Tech/Econ | 5.556% | 0 | 0 | 0
Tech | Institutional | Space Cooling | District chilled water piped | TRC | Turnover | ET943 | High Efficiency Chiller (Air Cooled, 50 tons) | High Efficiency Chiller (Air Cooled, 50 tons) | Equip | 20 | District chilled water piped | 31.91% | Tech/Econ | 8.759% | 43196.3556 | 10.0174 | 2.3107
Tech | Institutional | Space Cooling | District chilled water piped | TRC | Turnover | ET1099 | High Efficiency Chiller (Water cooled-positive displacement, 100 tons) | High Efficiency Chiller (Water cooled-positive displacement, 100 tons) | Equip | 20 | District chilled water piped | 31.91% | Tech/Econ | 2.683% | 12592.2007 | 4.0395 | 0.039769
Tech | Institutional | Space Cooling | District chilled water piped | TRC | Turnover | ET1021 | High Efficiency Chiller (Water cooled-centrifugal, 200 tons) | High Efficiency Chiller (Water cooled-centrifugal, 200 tons) | Equip | 20 | District chilled water piped | 31.91% | Tech/Econ | 4.362% | 20763.8996 | 6.6609 | 0.065577
Tech | Institutional | Space Cooling | District chilled water piped | TRC | New | EN969 | High Efficiency Chiller (Air Cooled, 50 tons) | High Efficiency Chiller (Air Cooled, 50 tons) | Equip | 20 | District chilled water piped | 31.91% | Tech/Econ | 8.759% | 362.4685 | 0.084058 | 0.019389
Tech | Institutional | Space Cooling | District chilled water piped | TRC | New | EN1125 | High Efficiency Chiller (Water cooled-positive displacement, 100 tons) | High Efficiency Chiller (Water cooled-positive displacement, 100 tons) | Equip | 20 | District chilled water piped | 31.91% | Tech/Econ | 2.683% | 106.2516 | 0.034085 | 0.00033557
Tech | Institutional | Space Cooling | District chilled water piped | TRC | New | EN1047 | High Efficiency Chiller (Water cooled-centrifugal, 200 tons) | High Efficiency Chiller (Water cooled-centrifugal, 200 tons) | Equip | 20 | District chilled water piped | 31.91% | Tech/Econ | 4.362% | 175.2035 | 0.056204 | 0.00055333
Tech | Institutional | Refrigeration | Display cases | TRC | New | NN5318 | Retro-Commissioning | Retro-Commissioning | NonEquip | 5 |  | 0% | Tech/Econ | 16% | 0 | 0 | 0
Tech | Institutional | Refrigeration | Display cases | TRC | New | NN4902 | Strip Curtains for Walk-ins | Strip Curtains for Walk-ins | NonEquip | 4 | Walk-in cooler | 0% | Tech/Econ | 2.115% | 0 | 0 | 0
Tech | Institutional | Refrigeration | Display cases | TRC | New | NN4876 | Refrigerated Display Case Lighting Controls | Refrigerated Display Case Lighting Controls | NonEquip | 8 | Display cases | 0% | Tech/Econ | 0.9365% | 0 | 0 | 0
Tech | Institutional | Refrigeration | Display cases | TRC | New | NN4850 | PSC to ECM Evaporator Fan Motor (Walk-In, Refrigerator) | PSC to ECM Evaporator Fan Motor (Walk-In, Refrigerator) | NonEquip | 15 | Walk-in cooler | 0% | Tech/Econ | 37.5% | 0 | 0 | 0
Tech | Institutional | Refrigeration | Display cases | TRC | New | NN4824 | PSC to ECM Evaporator Fan Motor (Reach-In) | PSC to ECM Evaporator Fan Motor (Reach-In) | NonEquip | 15 | Display cases | 0% | Tech/Econ | 37.5% | 0 | 0 | 0
Tech | Institutional | Refrigeration | Display cases | TRC | New | NN4798 | Night Covers for Display Cases | Night Covers for Display Cases | NonEquip | 5 | Display cases | 0% | Tech/Econ | 1.877% | 0 | 0 | 0
Tech | Institutional | Refrigeration | Display cases | TRC | New | NN4772 | High R-Value Glass Doors | High R-Value Glass Doors | NonEquip | 12 | Display cases | 0% | Tech/Econ | 0% | 0 | 0 | 0
Tech | Institutional | Refrigeration | Display cases | TRC | New | NN4746 | High Efficiency Refrigeration Compressor | High Efficiency Refrigeration Compressor | NonEquip | 13 | Display cases | 0% | Tech/Econ | 6.922% | 0 | 0 | 0
Tech | Institutional | Refrigeration | Display cases | TRC | New | NN4720 | Freezer-Cooler Replacement Gaskets | Freezer-Cooler Replacement Gaskets | NonEquip | 4 | Display cases | 0% | Tech/Econ | 0% | 0 | 0 | 0
Tech | Institutional | Refrigeration | Display cases | TRC | New | NN4694 | Floating Head Pressure Controls | Floating Head Pressure Controls | NonEquip | 15 |  | 0% | Tech/Econ | 6.05% | 0 | 0 | 0
Tech | Institutional | Refrigeration | Display cases | TRC | New | NN4668 | Demand Defrost | Demand Defrost | NonEquip | 10 | Walk-in cooler | 0% | Tech/Econ | 30% | 0 | 0 | 0
Tech | Institutional | Refrigeration | Display cases | TRC | New | NN4642 | Automatic Door Closer for Walk-in Coolers and Freezers | Automatic Door Closer for Walk-in Coolers and Freezers | NonEquip | 8 | Walk-in cooler | 0% | Tech/Econ | 3.131% | 0 | 0 | 0
Tech | Institutional | Refrigeration | Display cases | TRC | New | NN4616 | Anti-Sweat Controls | Anti-Sweat Controls | NonEquip | 8 | Display cases | 0% | Tech/Econ | 85% | 0 | 0 | 0
Tech | Institutional | Refrigeration | Display cases | TRC | Existing | NE5305 | Retro-Commissioning | Retro-Commissioning | NonEquip | 5 |  | 21.99% | Tech/Econ | 16% | 1921.3207 | 0.32121 | 0.99588
Tech | Institutional | Refrigeration | Display cases | TRC | Existing | NE4889 | Strip Curtains for Walk-ins | Strip Curtains for Walk-ins | NonEquip | 4 | Walk-in cooler | 0% | Tech/Econ | 2.115% | 0 | 0 | 0
Tech | Institutional | Refrigeration | Display cases | TRC | Existing | NE4863 | Refrigerated Display Case Lighting Controls | Refrigerated Display Case Lighting Controls | NonEquip | 8 | Display cases | 0% | Tech/Econ | 2.524% | 0 | 0 | 0
Tech | Institutional | Refrigeration | Display cases | TRC | Existing | NE4837 | PSC to ECM Evaporator Fan Motor (Walk-In, Refrigerator) | PSC to ECM Evaporator Fan Motor (Walk-In, Refrigerator) | NonEquip | 15 | Walk-in cooler | 0% | Tech/Econ | 37.5% | 0 | 0 | 0
Tech | Institutional | Refrigeration | Display cases | TRC | Existing | NE4811 | PSC to ECM Evaporator Fan Motor (Reach-In) | PSC to ECM Evaporator Fan Motor (Reach-In) | NonEquip | 15 | Display cases | 0% | Tech/Econ | 37.5% | 0 | 0 | 0
Tech | Institutional | Refrigeration | Display cases | TRC | Existing | NE4785 | Night Covers for Display Cases | Night Covers for Display Cases | NonEquip | 5 | Display cases | 0% | Tech/Econ | 1.877% | 0 | 0 | 0
Tech | Institutional | Refrigeration | Display cases | TRC | Existing | NE4759 | High R-Value Glass Doors | High R-Value Glass Doors | NonEquip | 12 | Display cases | 0% | Tech/Econ | 23.81% | 0 | 0 | 0
Tech | Institutional | Refrigeration | Display cases | TRC | Existing | NE4733 | High Efficiency Refrigeration Compressor | High Efficiency Refrigeration Compressor | NonEquip | 13 | Display cases | 0% | Tech/Econ | 6.922% | 0 | 0 | 0
Tech | Institutional | Refrigeration | Display cases | TRC | Existing | NE4707 | Freezer-Cooler Replacement Gaskets | Freezer-Cooler Replacement Gaskets | NonEquip | 4 | Display cases | 0% | Tech/Econ | 3.131% | 0 | 0 | 0
Tech | Institutional | Refrigeration | Display cases | TRC | Existing | NE4681 | Floating Head Pressure Controls | Floating Head Pressure Controls | NonEquip | 15 |  | 0% | Tech/Econ | 6.05% | 0 | 0 | 0
Tech | Institutional | Refrigeration | Display cases | TRC | Existing | NE4655 | Demand Defrost | Demand Defrost | NonEquip | 10 | Walk-in cooler | 0% | Tech/Econ | 30% | 0 | 0 | 0
Tech | Institutional | Refrigeration | Display cases | TRC | Existing | NE4629 | Automatic Door Closer for Walk-in Coolers and Freezers | Automatic Door Closer for Walk-in Coolers and Freezers | NonEquip | 8 | Walk-in cooler | 0% | Tech/Econ | 3.131% | 0 | 0 | 0
Tech | Institutional | Refrigeration | Display cases | TRC | Existing | NE4603 | Anti-Sweat Controls | Anti-Sweat Controls | NonEquip | 8 | Display cases | 0% | Tech/Econ | 85% | 0 | 0 | 0
Tech | Institutional | Refrigeration | Display cases | TRC | Turnover | ET2614 | Refrigerated Display Case LED Lighting | Refrigerated Display Case LED Lighting | Equip | 8 | Display cases | 0% | Tech/Econ | 6.613% | 0 | 0 | 0
Tech | Institutional | Refrigeration | Display cases | TRC | Turnover | ET2458 | Energy Star Commercial Solid Door Refrigerator | Energy Star Commercial Solid Door Refrigerator | Equip | 12 | Display cases | 0% | Tech/Econ | 50.28% | 0 | 0 | 0
Tech | Institutional | Refrigeration | Display cases | TRC | Turnover | ET2419 | Energy Star Commercial Solid Door Freezer | Energy Star Commercial Solid Door Freezer | Equip | 12 | Display cases | 0% | Tech/Econ | 42.11% | 0 | 0 | 0
Tech | Institutional | Refrigeration | Display cases | TRC | Turnover | ET2380 | Energy Star Commercial Glass Door Refrigerator | Energy Star Commercial Glass Door Refrigerator | Equip | 12 | Display cases | 0% | Tech/Econ | 37.88% | 0 | 0 | 0
Tech | Institutional | Refrigeration | Display cases | TRC | Turnover | ET2341 | Energy Star Commercial Glass Door Freezer | Energy Star Commercial Glass Door Freezer | Equip | 12 | Display cases | 0% | Tech/Econ | 40.57% | 0 | 0 | 0
Tech | Institutional | Refrigeration | Display cases | TRC | New | EN2640 | Refrigerated Display Case LED Lighting | Refrigerated Display Case LED Lighting | Equip | 8 | Display cases | 0% | Tech/Econ | 0% | 0 | 0 | 0
Tech | Institutional | Refrigeration | Display cases | TRC | New | EN2484 | Energy Star Commercial Solid Door Refrigerator | Energy Star Commercial Solid Door Refrigerator | Equip | 12 | Display cases | 0% | Tech/Econ | 50.28% | 0 | 0 | 0
Tech | Institutional | Refrigeration | Display cases | TRC | New | EN2445 | Energy Star Commercial Solid Door Freezer | Energy Star Commercial Solid Door Freezer | Equip | 12 | Display cases | 0% | Tech/Econ | 42.11% | 0 | 0 | 0
Tech | Institutional | Refrigeration | Display cases | TRC | New | EN2406 | Energy Star Commercial Glass Door Refrigerator | Energy Star Commercial Glass Door Refrigerator | Equip | 12 | Display cases | 0% | Tech/Econ | 37.88% | 0 | 0 | 0
Tech | Institutional | Refrigeration | Display cases | TRC | New | EN2367 | Energy Star Commercial Glass Door Freezer | Energy Star Commercial Glass Door Freezer | Equip | 12 | Display cases | 0% | Tech/Econ | 40.57% | 0 | 0 | 0
Tech | Institutional | Cooking | Cooking Other | TRC | Turnover | ET7 | Efficient Exhaust Hood | Efficient Exhaust Hood | Equip | 15 | Cooking Other | 0% | Tech/Econ | 42.5% | 0 | 0 | 0
Tech | Institutional | Cooking | Cooking Other | TRC | Turnover | ET241 | Induction Cooktops | Induction Cooktops | Equip | 10 | Cooking Other | 0% | Tech/Econ | 18.82% | 0 | 0 | 0
Tech | Institutional | Cooking | Cooking Other | TRC | Turnover | ET163 | Energy Star Hot Food Holding Cabinet | Energy Star Hot Food Holding Cabinet | Equip | 12 | Cooking Other | 0% | Tech/Econ | 52.67% | 0 | 0 | 0
Tech | Institutional | Cooking | Cooking Other | TRC | Turnover | ET124 | Energy Star Griddle | Energy Star Griddle | Equip | 12 | Cooking Other | 0% | Tech/Econ | 12.08% | 0 | 0 | 0
Tech | Institutional | Cooking | Cooking Other | TRC | New | EN33 | Efficient Exhaust Hood | Efficient Exhaust Hood | Equip | 15 | Cooking Other | 0% | Tech/Econ | 42.5% | 0 | 0 | 0
Tech | Institutional | Cooking | Cooking Other | TRC | New | EN267 | Induction Cooktops | Induction Cooktops | Equip | 10 | Cooking Other | 0% | Tech/Econ | 18.82% | 0 | 0 | 0
Tech | Institutional | Cooking | Cooking Other | TRC | New | EN189 | Energy Star Hot Food Holding Cabinet | Energy Star Hot Food Holding Cabinet | Equip | 12 | Cooking Other | 0% | Tech/Econ | 52.67% | 0 | 0 | 0
Tech | Institutional | Cooking | Cooking Other | TRC | New | EN150 | Energy Star Griddle | Energy Star Griddle | Equip | 12 | Cooking Other | 0% | Tech/Econ | 12.08% | 0 | 0 | 0
Tech | Institutional | Office Equipment | Computers | TRC | New | NN4590 | Smart Strip Plug Outlet | Smart Strip Plug Outlet | NonEquip | 4 |  | 43.9% | Tech/Econ | 1.187% | 102.2342 | 0.015202 | 0
Tech | Institutional | Office Equipment | Computers | TRC | New | NN4564 | Network PC Power Management | Network PC Power Management | NonEquip | 5 | Computers | 22.4% | Tech/Econ | 56.5% | 3350.7311 | 0.49842 | 0
Tech | Institutional | Office Equipment | Computers | TRC | Existing | NE4577 | Smart Strip Plug Outlet | Smart Strip Plug Outlet | NonEquip | 4 |  | 43.9% | Tech/Econ | 1.187% | 11515.2921 | 1.7123 | 0
Tech | Institutional | Office Equipment | Computers | TRC | Existing | NE4551 | Network PC Power Management | Network PC Power Management | NonEquip | 5 | Computers | 22.4% | Tech/Econ | 56.5% | 377414.1643 | 56.1403 | 0
Tech | Institutional | Office Equipment | Computers | TRC | Turnover | ET2185 | Energy Star PCs | Energy Star PCs | Equip | 4 | Computers | 35% | Tech/Econ | 43.34% | 395200.3721 | 56.2838 | 0
Tech | Institutional | Office Equipment | Computers | TRC | New | EN2211 | Energy Star PCs | Energy Star PCs | Equip | 4 | Computers | 35% | Tech/Econ | 43.34% | 3508.6393 | 0.49969 | 0
Tech | Institutional | Domestic Hot Water | Centralized water heaters | TRC | New | NN5422 | Retro-Commissioning | Retro-Commissioning | NonEquip | 5 |  | 0% | Tech/Econ | 16% | 0 | 0 | 0
Tech | Institutional | Domestic Hot Water | Centralized water heaters | TRC | New | NN2926 | Thermostatic Shower Restriction Valve | Thermostatic Shower Restriction Valve | NonEquip | 10 | Centralized water heaters | 0% | Tech/Econ | 3.279% | 0 | 0 | 0
Tech | Institutional | Domestic Hot Water | Centralized water heaters | TRC | New | NN2900 | Tank Wrap on Water Heater | Tank Wrap on Water Heater | NonEquip | 7 | Centralized water heaters | 55.99% | Tech/Econ | 1.097% | 0 | 0 | 0
Tech | Institutional | Domestic Hot Water | Centralized water heaters | TRC | New | NN2874 | Low-Flow Pre-Rinse Sprayers | Low-Flow Pre-Rinse Sprayers | NonEquip | 5 | Centralized water heaters | 0% | Tech/Econ | 0.3944% | 0 | 0 | 0
Tech | Institutional | Domestic Hot Water | Centralized water heaters | TRC | New | NN2848 | Low Flow Shower Head | Low Flow Shower Head | NonEquip | 10 | Centralized water heaters | 0% | Tech/Econ | 0.6644% | 0 | 0 | 0
Tech | Institutional | Domestic Hot Water | Centralized water heaters | TRC | New | NN2822 | Hot Water Pipe Insulation | Hot Water Pipe Insulation | NonEquip | 13 | Centralized water heaters | 22.62% | Tech/Econ | 5.89% | 2963.1886 | 0.33103 | 0.37204
Tech | Institutional | Domestic Hot Water | Centralized water heaters | TRC | New | NN2796 | Hot Water Circulation Pump Control | Hot Water Circulation Pump Control | NonEquip | 15 | Centralized water heaters | 34.31% | Tech/Econ | 2.828% | 482.8405 | 0.022964 | 0.024125
Tech | Institutional | Domestic Hot Water | Centralized water heaters | TRC | New | NN2770 | Faucet Aerator | Faucet Aerator | NonEquip | 10 | Centralized water heaters | 23.64% | Tech/Econ | 2.305% | 0 | 0 | 0
Tech | Institutional | Domestic Hot Water | Centralized water heaters | TRC | New | NN2744 | Drain Water Heat Recovery | Drain Water Heat Recovery | NonEquip | 15 | Centralized water heaters | 22.62% | Tech/Econ | 12.27% | 6350.7909 | 1.5372 | 0.73101
Tech | Institutional | Domestic Hot Water | Centralized water heaters | TRC | Existing | NE5409 | Retro-Commissioning | Retro-Commissioning | NonEquip | 5 |  | 21.99% | Tech/Econ | 16% | 906553.5773 | 151.5592 | 469.8935
Tech | Institutional | Domestic Hot Water | Centralized water heaters | TRC | Existing | NE2913 | Thermostatic Shower Restriction Valve | Thermostatic Shower Restriction Valve | NonEquip | 10 | Centralized water heaters | 0% | Tech/Econ | 3.137% | 0 | 0 | 0
Tech | Institutional | Domestic Hot Water | Centralized water heaters | TRC | Existing | NE2887 | Tank Wrap on Water Heater | Tank Wrap on Water Heater | NonEquip | 7 | Centralized water heaters | 55.99% | Tech/Econ | 1.097% | 148092.8181 | 14.8343 | 15.1352
Tech | Institutional | Domestic Hot Water | Centralized water heaters | TRC | Existing | NE2861 | Low-Flow Pre-Rinse Sprayers | Low-Flow Pre-Rinse Sprayers | NonEquip | 5 | Centralized water heaters | 0% | Tech/Econ | 0.3761% | 0 | 0 | 0
Tech | Institutional | Domestic Hot Water | Centralized water heaters | TRC | Existing | NE2835 | Low Flow Shower Head | Low Flow Shower Head | NonEquip | 10 | Centralized water heaters | 0% | Tech/Econ | 0.6356% | 0 | 0 | 0
Tech | Institutional | Domestic Hot Water | Centralized water heaters | TRC | Existing | NE2809 | Hot Water Pipe Insulation | Hot Water Pipe Insulation | NonEquip | 13 | Centralized water heaters | 22.62% | Tech/Econ | 5.634% | 315806.693 | 35.2805 | 39.6504
Tech | Institutional | Domestic Hot Water | Centralized water heaters | TRC | Existing | NE2783 | Hot Water Circulation Pump Control | Hot Water Circulation Pump Control | NonEquip | 15 | Centralized water heaters | 34.31% | Tech/Econ | 2.706% | 227089.2097 | 10.8005 | 11.3462
Tech | Institutional | Domestic Hot Water | Centralized water heaters | TRC | Existing | NE2757 | Faucet Aerator | Faucet Aerator | NonEquip | 10 | Centralized water heaters | 23.64% | Tech/Econ | 2.205% | 126313.2527 | 26.3258 | 15.8547
Tech | Institutional | Domestic Hot Water | Centralized water heaters | TRC | Existing | NE2731 | Drain Water Heat Recovery | Drain Water Heat Recovery | NonEquip | 15 | Centralized water heaters | 2.67% | Tech/Econ | 12.27% | 81462.8888 | 19.7185 | 9.3768
Tech | Institutional | Domestic Hot Water | Centralized water heaters | TRC | Turnover | ET436 | Solar Water Heater | Solar Water Heater | Equip | 15 | Centralized water heaters | 13.24% | Tech/Econ | 76.67% | 3733598.678 | 279.0563 | 39.1779
Tech | Institutional | Domestic Hot Water | Centralized water heaters | TRC | Turnover | ET358 | Heat Pump Water Heater | Heat Pump Water Heater | Equip | 10 | Centralized water heaters | 33.74% | Tech/Econ | 65.32% | 7284586.246 | 1231.0475 | 818.7948
Tech | Institutional | Domestic Hot Water | Centralized water heaters | TRC | Turnover | ET280 | Energy Star Commercial Dishwasher | Energy Star Commercial Dishwasher | Equip | 15 | Centralized water heaters | 0% | Tech/Econ | 29.58% | 0 | 0 | 0
Tech | Institutional | Domestic Hot Water | Centralized water heaters | TRC | New | EN462 | Solar Water Heater | Solar Water Heater | Equip | 15 | Centralized water heaters | 13.24% | Tech/Econ | 76.67% | 33147.3652 | 2.4775 | 0.34783
Tech | Institutional | Domestic Hot Water | Centralized water heaters | TRC | New | EN384 | Heat Pump Water Heater | Heat Pump Water Heater | Equip | 10 | Centralized water heaters | 33.74% | Tech/Econ | 65.32% | 64673.4856 | 10.9294 | 7.2694
Tech | Institutional | Domestic Hot Water | Centralized water heaters | TRC | New | EN306 | Energy Star Commercial Dishwasher | Energy Star Commercial Dishwasher | Equip | 15 | Centralized water heaters | 0% | Tech/Econ | 29.58% | 0 | 0 | 0
Tech | Institutional | Space Cooling | Central chillers inside | TRC | New | NN5370 | Retro-Commissioning | Retro-Commissioning | NonEquip | 5 |  | 0% | Tech/Econ | 16% | 0 | 0 | 0
Tech | Institutional | Space Cooling | Central chillers inside | TRC | New | NN4382 | Window Sun Protection | Window Sun Protection | NonEquip | 10 |  | 15.35% | Tech/Econ | 16% | 9127.3006 | 2.842 | -0.16012
Tech | Institutional | Space Cooling | Central chillers inside | TRC | New | NN4356 | Waterside Economizer | Waterside Economizer | NonEquip | 20 |  | 19.15% | Tech/Econ | 5.556% | 495.1093 | 0.16377 | 0
Tech | Institutional | Space Cooling | Central chillers inside | TRC | New | NN4304 | Warehouse Loading Dock Seals | Warehouse Loading Dock Seals | NonEquip | 18 |  | 0% | Tech/Econ | 0.3839% | 0 | 0 | 0
Tech | Institutional | Space Cooling | Central chillers inside | TRC | New | NN4148 | Smart Thermostat | Smart Thermostat | NonEquip | 11 |  | 31.48% | Tech/Econ | 10% | 10408.145 | 0.12358 | 0
Tech | Institutional | Space Cooling | Central chillers inside | TRC | New | NN4044 | Programmable Thermostat | Programmable Thermostat | NonEquip | 11 |  | 0% | Tech/Econ | 3.6% | 0 | 0 | 0
Tech | Institutional | Space Cooling | Central chillers inside | TRC | New | NN3992 | Low U-Value Windows | Low U-Value Windows | NonEquip | 20 |  | 12.54% | Tech/Econ | 10% | 4016.7037 | 1.493 | 0
Tech | Institutional | Space Cooling | Central chillers inside | TRC | New | NN3914 | HVAC tune-up_RTU | HVAC tune-up_RTU | NonEquip | 5 | Packaged air conditioning units (RTUs) | 0% | Tech/Econ | 5% | 0 | 0 | 0
Tech | Institutional | Space Cooling | Central chillers inside | TRC | New | NN3888 | HVAC tune-up | HVAC tune-up | NonEquip | 5 | Residential-type central air conditioners | 0% | Tech/Econ | 5% | 0 | 0 | 0
Tech | Institutional | Space Cooling | Central chillers inside | TRC | New | NN3680 | Facility Energy Management System | Facility Energy Management System | NonEquip | 15 |  | 1.982% | Tech/Econ | 20% | 1479.1941 | 0.31003 | 0
Tech | Institutional | Space Cooling | Central chillers inside | TRC | New | NN3628 | Facility Commissioning | Facility Commissioning | NonEquip | 10 |  | 35.83% | Tech/Econ | 16% | 20787.8316 | 3.6396 | 0.083036
Tech | Institutional | Space Cooling | Central chillers inside | TRC | New | NN3602 | Energy Recovery Ventilation System (ERV) | Energy Recovery Ventilation System (ERV) | NonEquip | 15 | Packaged air conditioning units (RTUs) | 0% | Tech/Econ | 9.935% | 0 | 0 | 0
Tech | Institutional | Space Cooling | Central chillers inside | TRC | New | NN3524 | Duct Sealing Repair | Duct Sealing Repair | NonEquip | 15 |  | 0% | Tech/Econ | 12% | 0 | 0 | 0
Tech | Institutional | Space Cooling | Central chillers inside | TRC | New | NN3472 | Duct Insulation | Duct Insulation | NonEquip | 15 |  | 0% | Tech/Econ | 2.045% | 0 | 0 | 0
Tech | Institutional | Space Cooling | Central chillers inside | TRC | New | NN3420 | Dedicated Outdoor Air System on VRF unit | Dedicated Outdoor Air System on VRF unit | NonEquip | 15 | Residential-type central air conditioners | 0% | Tech/Econ | 17.5% | 0 | 0 | 0
Tech | Institutional | Space Cooling | Central chillers inside | TRC | New | NN3368 | Cool Roof | Cool Roof | NonEquip | 15 |  | 72.49% | Tech/Econ | 0.3656% | 0 | 0 | 0
Tech | Institutional | Space Cooling | Central chillers inside | TRC | New | NN3316 | Chilled Water System - Variable Speed Drives | Chilled Water System - Variable Speed Drives | NonEquip | 13 | Central chillers inside | 73.99% | Tech/Econ | 24.74% | 83614.7945 | 7.7773 | 1.7677
Tech | Institutional | Space Cooling | Central chillers inside | TRC | New | NN3290 | Chilled Water Controls Optimization | Chilled Water Controls Optimization | NonEquip | 10 | Central chillers inside | 38.3% | Tech/Econ | 12.5% | 11112.5099 | 3.6733 | 0.00083212
Tech | Institutional | Space Cooling | Central chillers inside | TRC | New | NN3212 | Ceiling Insulation(R2 to R38) | Ceiling Insulation(R2 to R38) | NonEquip | 20 |  | 0% | Tech/Econ | 3.355% | 0 | 0 | 0
Tech | Institutional | Space Cooling | Central chillers inside | TRC | New | NN3108 | Ceiling Insulation(R12 to R38) | Ceiling Insulation(R12 to R38) | NonEquip | 20 |  | 0% | Tech/Econ | 0.4038% | 0 | 0 | 0
Tech | Institutional | Space Cooling | Central chillers inside | TRC | New | NN3056 | Airside Economizer | Airside Economizer | NonEquip | 10 | Packaged air conditioning units (RTUs) | 0% | Tech/Econ | 5.556% | 0 | 0 | 0
Tech | Institutional | Space Cooling | Central chillers inside | TRC | Existing | NE5357 | Retro-Commissioning | Retro-Commissioning | NonEquip | 5 |  | 21.99% | Tech/Econ | 16% | 1251897.121 | 209.2944 | 0
Tech | Institutional | Space Cooling | Central chillers inside | TRC | Existing | NE4369 | Window Sun Protection | Window Sun Protection | NonEquip | 10 |  | 6.178% | Tech/Econ | 16% | 401542.9796 | 125.028 | -7.0441
Tech | Institutional | Space Cooling | Central chillers inside | TRC | Existing | NE4343 | Waterside Economizer | Waterside Economizer | NonEquip | 20 |  | 12.77% | Tech/Econ | 5.556% | 259976.8798 | 85.9946 | 0
Tech | Institutional | Space Cooling | Central chillers inside | TRC | Existing | NE4291 | Warehouse Loading Dock Seals | Warehouse Loading Dock Seals | NonEquip | 18 |  | 0% | Tech/Econ | 0.3839% | 0 | 0 | 0
Tech | Institutional | Space Cooling | Central chillers inside | TRC | Existing | NE4213 | Wall Insulation | Wall Insulation | NonEquip | 20 |  | 0% | Tech/Econ | 20.09% | 0 | 0 | 0
Tech | Institutional | Space Cooling | Central chillers inside | TRC | Existing | NE4135 | Smart Thermostat | Smart Thermostat | NonEquip | 11 |  | 31.48% | Tech/Econ | 10% | 1225568.14 | 14.5522 | 0
Tech | Institutional | Space Cooling | Central chillers inside | TRC | Existing | NE4109 | Roof Insulation | Roof Insulation | NonEquip | 20 |  | 58.5% | Tech/Econ | 0.4918% | 98773.7474 | 1.9765 | 0
Tech | Institutional | Space Cooling | Central chillers inside | TRC | Existing | NE4031 | Programmable Thermostat | Programmable Thermostat | NonEquip | 11 |  | 0% | Tech/Econ | 3.6% | 0 | 0 | 0
Tech | Institutional | Space Cooling | Central chillers inside | TRC | Existing | NE3979 | Low U-Value Windows | Low U-Value Windows | NonEquip | 20 |  | 5.017% | Tech/Econ | 46% | 1187353.901 | 441.3429 | 0
Tech | Institutional | Space Cooling | Central chillers inside | TRC | Existing | NE3953 | Infiltration Reduction - Air Sealing | Infiltration Reduction - Air Sealing | NonEquip | 11 |  | 0% | Tech/Econ | 0.192% | 0 | 0 | 0
Tech | Institutional | Space Cooling | Central chillers inside | TRC | Existing | NE3901 | HVAC tune-up_RTU | HVAC tune-up_RTU | NonEquip | 5 | Packaged air conditioning units (RTUs) | 0% | Tech/Econ | 5% | 0 | 0 | 0
Tech | Institutional | Space Cooling | Central chillers inside | TRC | Existing | NE3875 | HVAC tune-up | HVAC tune-up | NonEquip | 5 | Residential-type central air conditioners | 0% | Tech/Econ | 5% | 0 | 0 | 0
Tech | Institutional | Space Cooling | Central chillers inside | TRC | Existing | NE3797 | Green Roof | Green Roof | NonEquip | 15 |  | 0.063% | Tech/Econ | 0.285% | 61.3089 | 0.026045 | 0
Tech | Institutional | Space Cooling | Central chillers inside | TRC | Existing | NE3667 | Facility Energy Management System | Facility Energy Management System | NonEquip | 15 |  | 5.375% | Tech/Econ | 20% | 441440.0734 | 92.5231 | 0
Tech | Institutional | Space Cooling | Central chillers inside | TRC | Existing | NE3589 | Energy Recovery Ventilation System (ERV) | Energy Recovery Ventilation System (ERV) | NonEquip | 15 | Packaged air conditioning units (RTUs) | 0% | Tech/Econ | 9.935% | 0 | 0 | 0
Tech | Institutional | Space Cooling | Central chillers inside | TRC | Existing | NE3511 | Duct Sealing Repair | Duct Sealing Repair | NonEquip | 15 |  | 0% | Tech/Econ | 12% | 0 | 0 | 0
Tech | Institutional | Space Cooling | Central chillers inside | TRC | Existing | NE3459 | Duct Insulation | Duct Insulation | NonEquip | 15 |  | 0% | Tech/Econ | 2.045% | 0 | 0 | 0
Tech | Institutional | Space Cooling | Central chillers inside | TRC | Existing | NE3407 | Dedicated Outdoor Air System on VRF unit | Dedicated Outdoor Air System on VRF unit | NonEquip | 15 | Residential-type central air conditioners | 0% | Tech/Econ | 17.5% | 0 | 0 | 0
Tech | Institutional | Space Cooling | Central chillers inside | TRC | Existing | NE3355 | Cool Roof | Cool Roof | NonEquip | 15 |  | 72.74% | Tech/Econ | 0.3656% | 91032.1477 | 38.6723 | 0
Tech | Institutional | Space Cooling | Central chillers inside | TRC | Existing | NE3303 | Chilled Water System - Variable Speed Drives | Chilled Water System - Variable Speed Drives | NonEquip | 13 | Central chillers inside | 73.99% | Tech/Econ | 24.74% | 9200722.449 | 855.7945 | 194.5162
Tech | Institutional | Space Cooling | Central chillers inside | TRC | Existing | NE3277 | Chilled Water Controls Optimization | Chilled Water Controls Optimization | NonEquip | 10 | Central chillers inside | 25.53% | Tech/Econ | 12.5% | 1283621.415 | 424.312 | 0.096119
Tech | Institutional | Space Cooling | Central chillers inside | TRC | Existing | NE3199 | Ceiling Insulation(R2 to R38) | Ceiling Insulation(R2 to R38) | NonEquip | 20 |  | 0% | Tech/Econ | 3.355% | 0 | 0 | 0
Tech | Institutional | Space Cooling | Central chillers inside | TRC | Existing | NE3095 | Ceiling Insulation(R12 to R38) | Ceiling Insulation(R12 to R38) | NonEquip | 20 |  | 0% | Tech/Econ | 0.4038% | 0 | 0 | 0
Tech | Institutional | Space Cooling | Central chillers inside | TRC | Existing | NE3043 | Airside Economizer | Airside Economizer | NonEquip | 10 | Packaged air conditioning units (RTUs) | 0% | Tech/Econ | 5.556% | 0 | 0 | 0
Tech | Institutional | Space Cooling | Central chillers inside | TRC | Turnover | ET982 | High Efficiency Chiller (Water cooled-centrifugal, 200 tons) | High Efficiency Chiller (Water cooled-centrifugal, 200 tons) | Equip | 20 | Central chillers inside | 31.91% | Tech/Econ | 4.362% | 506737.7378 | 162.5584 | 1.6004
Tech | Institutional | Space Cooling | Central chillers inside | TRC | Turnover | ET904 | High Efficiency Chiller (Air Cooled, 50 tons) | High Efficiency Chiller (Air Cooled, 50 tons) | Equip | 20 | Central chillers inside | 31.91% | Tech/Econ | 8.759% | 1054196.172 | 244.4722 | 56.3912
Tech | Institutional | Space Cooling | Central chillers inside | TRC | Turnover | ET1060 | High Efficiency Chiller (Water cooled-positive displacement, 100 tons) | High Efficiency Chiller (Water cooled-positive displacement, 100 tons) | Equip | 20 | Central chillers inside | 31.91% | Tech/Econ | 2.683% | 307309.4909 | 98.583 | 0.97055
Tech | Institutional | Space Cooling | Central chillers inside | TRC | New | EN930 | High Efficiency Chiller (Air Cooled, 50 tons) | High Efficiency Chiller (Air Cooled, 50 tons) | Equip | 20 | Central chillers inside | 31.91% | Tech/Econ | 8.759% | 0 | 0 | 0
Tech | Institutional | Space Cooling | Central chillers inside | TRC | New | EN1086 | High Efficiency Chiller (Water cooled-positive displacement, 100 tons) | High Efficiency Chiller (Water cooled-positive displacement, 100 tons) | Equip | 20 | Central chillers inside | 31.91% | Tech/Econ | 2.683% | 0 | 0 | 0
Tech | Institutional | Space Cooling | Central chillers inside | TRC | New | EN1008 | High Efficiency Chiller (Water cooled-centrifugal, 200 tons) | High Efficiency Chiller (Water cooled-centrifugal, 200 tons) | Equip | 20 | Central chillers inside | 31.91% | Tech/Econ | 4.362% | 0 | 0 | 0
Tech | Institutional | Ventilation and Circulation | Central air-handling unit | TRC | New | NN5396 | Retro-Commissioning | Retro-Commissioning | NonEquip | 5 |  | 0% | Tech/Econ | 16% | 0 | 0 | 0
Tech | Institutional | Ventilation and Circulation | Central air-handling unit | TRC | New | NN4980 | VAV System | VAV System | NonEquip | 10 |  | 15.96% | Tech/Econ | 30% | 5105.9077 | 1.4532 | 1.4748
Tech | Institutional | Ventilation and Circulation | Central air-handling unit | TRC | New | NN4954 | Demand Controlled Ventilation | Demand Controlled Ventilation | NonEquip | 10 |  | 17.54% | Tech/Econ | 20.47% | 3647.0699 | 0.37971 | 2.1378
Tech | Institutional | Ventilation and Circulation | Central air-handling unit | TRC | New | NN4928 | CO Sensors for Parking Garage Exhaust | CO Sensors for Parking Garage Exhaust | NonEquip | 15 | Motor/Fan | 0% | Tech/Econ | 33% | 0 | 0 | 0
Tech | Institutional | Ventilation and Circulation | Central air-handling unit | TRC | Existing | NE5383 | Retro-Commissioning | Retro-Commissioning | NonEquip | 5 |  | 21.99% | Tech/Econ | 16% | 389582.4136 | 65.1311 | 201.9321
Tech | Institutional | Ventilation and Circulation | Central air-handling unit | TRC | Existing | NE4967 | VAV System | VAV System | NonEquip | 10 |  | 10.64% | Tech/Econ | 30% | 383407.2529 | 109.1231 | 110.7419
Tech | Institutional | Ventilation and Circulation | Central air-handling unit | TRC | Existing | NE4941 | Demand Controlled Ventilation | Demand Controlled Ventilation | NonEquip | 10 |  | 23.39% | Tech/Econ | 20.47% | 556903.3437 | 57.9818 | 326.4375
Tech | Institutional | Ventilation and Circulation | Central air-handling unit | TRC | Existing | NE4915 | CO Sensors for Parking Garage Exhaust | CO Sensors for Parking Garage Exhaust | NonEquip | 15 | Motor/Fan | 0% | Tech/Econ | 33% | 0 | 0 | 0
Tech | Institutional | Interior Lighting | case lighting | TRC | New | NN5266 | Retro-Commissioning | Retro-Commissioning | NonEquip | 5 |  | 0% | Tech/Econ | 16% | 0 | 0 | 0
Tech | Institutional | Interior Lighting | case lighting | TRC | New | NN4434 | Interior Lighting Controls | Interior Lighting Controls | NonEquip | 8 | Overhead (fluorescent/LED/CFL U-shape) | 0% | Tech/Econ | 28% | 0 | 0 | 0
Tech | Institutional | Interior Lighting | case lighting | TRC | New | NN4408 | Bi-Level Lighting Control (Interior) | Bi-Level Lighting Control (Interior) | NonEquip | 8 | Overhead (fluorescent/LED/CFL U-shape) | 0% | Tech/Econ | 31% | 0 | 0 | 0
Tech | Institutional | Interior Lighting | case lighting | TRC | New | NN3706 | Facility Energy Management System | Facility Energy Management System | NonEquip | 15 |  | 1.982% | Tech/Econ | 24% | 6.4863 | 0.0013595 | 0.0001169
Tech | Institutional | Interior Lighting | case lighting | TRC | Existing | NE5253 | Retro-Commissioning | Retro-Commissioning | NonEquip | 5 |  | 21.99% | Tech/Econ | 16% | 5334.2379 | 0.89179 | 2.7649
Tech | Institutional | Interior Lighting | case lighting | TRC | Existing | NE4421 | Interior Lighting Controls | Interior Lighting Controls | NonEquip | 8 | Overhead (fluorescent/LED/CFL U-shape) | 0% | Tech/Econ | 28% | 0 | 0 | 0
Tech | Institutional | Interior Lighting | case lighting | TRC | Existing | NE4395 | Bi-Level Lighting Control (Interior) | Bi-Level Lighting Control (Interior) | NonEquip | 8 | Overhead (fluorescent/LED/CFL U-shape) | 0% | Tech/Econ | 31% | 0 | 0 | 0
Tech | Institutional | Interior Lighting | case lighting | TRC | Existing | NE3693 | Facility Energy Management System | Facility Energy Management System | NonEquip | 15 |  | 5.375% | Tech/Econ | 24% | 1981.4487 | 0.4153 | 0.035712
Tech | Institutional | Space Heating | Boilers | TRC | New | NN5344 | Retro-Commissioning | Retro-Commissioning | NonEquip | 5 |  | 0% | Tech/Econ | 16% | 0 | 0 | 0
Tech | Institutional | Space Heating | Boilers | TRC | New | NN4330 | Water Cooled Refrigeration Heat Recovery | Water Cooled Refrigeration Heat Recovery | NonEquip | 20 |  | 15.4% | Tech/Econ | 10% | 41.1713 | 0 | 0.0027524
Tech | Institutional | Space Heating | Boilers | TRC | New | NN4278 | Warehouse Loading Dock Seals | Warehouse Loading Dock Seals | NonEquip | 18 |  | 0% | Tech/Econ | 0.1345% | 0 | 0 | 0
Tech | Institutional | Space Heating | Boilers | TRC | New | NN4252 | Wall Insulation | Wall Insulation | NonEquip | 20 |  | 0% | Tech/Econ | 0% | 0 | 0 | 0
Tech | Institutional | Space Heating | Boilers | TRC | New | NN4174 | Smart Thermostat | Smart Thermostat | NonEquip | 11 |  | 31.48% | Tech/Econ | 10% | 86.8988 | 0 | -0.014279
Tech | Institutional | Space Heating | Boilers | TRC | New | NN4096 | Roof Insulation | Roof Insulation | NonEquip | 20 |  | 58.5% | Tech/Econ | 0.08616% | 0.86848 | 0 | 0.00039175
Tech | Institutional | Space Heating | Boilers | TRC | New | NN4070 | Programmable Thermostat | Programmable Thermostat | NonEquip | 11 |  | 0% | Tech/Econ | 3.6% | 0 | 0 | 0
Tech | Institutional | Space Heating | Boilers | TRC | New | NN4018 | Low U-Value Windows | Low U-Value Windows | NonEquip | 20 |  | 12.54% | Tech/Econ | 10% | 35.0656 | 0 | 0.00014574
Tech | Institutional | Space Heating | Boilers | TRC | New | NN3940 | Infiltration Reduction - Air Sealing | Infiltration Reduction - Air Sealing | NonEquip | 11 |  | 0% | Tech/Econ | 0.06725% | 0 | 0 | 0
Tech | Institutional | Space Heating | Boilers | TRC | New | NN3862 | Hotel Card Energy Control Systems | Hotel Card Energy Control Systems | NonEquip | 15 |  | 0% | Tech/Econ | 0% | 0 | 0 | 0
Tech | Institutional | Space Heating | Boilers | TRC | New | NN3784 | Green Roof | Green Roof | NonEquip | 15 |  | 0.315% | Tech/Econ | 0.1332% | 0.011042 | 0 | 0
Tech | Institutional | Space Heating | Boilers | TRC | New | NN3732 | Floor Insulation | Floor Insulation | NonEquip | 20 |  | 29.92% | Tech/Econ | 0.04521% | 0 | 0 | 0
Tech | Institutional | Space Heating | Boilers | TRC | New | NN3654 | Facility Energy Management System | Facility Energy Management System | NonEquip | 15 |  | 1.982% | Tech/Econ | 20% | 11.1263 | 0 | 0.00020053
Tech | Institutional | Space Heating | Boilers | TRC | New | NN3576 | ECM Motors on Furnaces | ECM Motors on Furnaces | NonEquip | 15 | Forced air furnace | 0% | Tech/Econ | 1.706% | 0 | 0 | 0
Tech | Institutional | Space Heating | Boilers | TRC | New | NN3550 | Duct Sealing Repair | Duct Sealing Repair | NonEquip | 15 |  | 0% | Tech/Econ | 12% | 0 | 0 | 0
Tech | Institutional | Space Heating | Boilers | TRC | New | NN3498 | Duct Insulation | Duct Insulation | NonEquip | 15 |  | 0% | Tech/Econ | 2.045% | 0 | 0 | 0
Tech | Institutional | Space Heating | Boilers | TRC | New | NN3446 | Destratification Fans | Destratification Fans | NonEquip | 10 |  | 0% | Tech/Econ | 12.7% | 0 | 0 | 0
Tech | Institutional | Space Heating | Boilers | TRC | New | NN3394 | Dedicated Outdoor Air System on VRF unit | Dedicated Outdoor Air System on VRF unit | NonEquip | 15 | Residential/split system heat pump | 0% | Tech/Econ | 10% | 0 | 0 | 0
Tech | Institutional | Space Heating | Boilers | TRC | New | NN3342 | Cool Roof | Cool Roof | NonEquip | 15 |  | 72.49% | Tech/Econ | 0.04786% | 0 | 0 | 0
Tech | Institutional | Space Heating | Boilers | TRC | New | NN3238 | Ceiling Insulation(R30 to R38) | Ceiling Insulation(R30 to R38) | NonEquip | 20 |  | 0% | Tech/Econ | 0.01741% | 0 | 0 | 0
Tech | Institutional | Space Heating | Boilers | TRC | New | NN3186 | Ceiling Insulation(R2 to R38) | Ceiling Insulation(R2 to R38) | NonEquip | 20 |  | 0% | Tech/Econ | 1.175% | 0 | 0 | 0
Tech | Institutional | Space Heating | Boilers | TRC | New | NN3134 | Ceiling Insulation(R19 to R38) | Ceiling Insulation(R19 to R38) | NonEquip | 20 |  | 0% | Tech/Econ | 0.0653% | 0 | 0 | 0
Tech | Institutional | Space Heating | Boilers | TRC | New | NN3082 | Ceiling Insulation(R12 to R38) | Ceiling Insulation(R12 to R38) | NonEquip | 20 |  | 0% | Tech/Econ | 0.1415% | 0 | 0 | 0
Tech | Institutional | Space Heating | Boilers | TRC | New | NN3004 | Air Curtains | Air Curtains | NonEquip | 8 |  | 0% | Tech/Econ | 0.2135% | 0 | 0 | 0
Tech | Institutional | Space Heating | Boilers | TRC | Existing | NE5331 | Retro-Commissioning | Retro-Commissioning | NonEquip | 5 |  | 21.99% | Tech/Econ | 16% | 10750.1316 | 0 | 5.5721
Tech | Institutional | Space Heating | Boilers | TRC | Existing | NE4317 | Water Cooled Refrigeration Heat Recovery | Water Cooled Refrigeration Heat Recovery | NonEquip | 20 |  | 15.4% | Tech/Econ | 10% | 4539.2118 | 0 | 0.30346
Tech | Institutional | Space Heating | Boilers | TRC | Existing | NE4265 | Warehouse Loading Dock Seals | Warehouse Loading Dock Seals | NonEquip | 18 |  | 0% | Tech/Econ | 0.1484% | 0 | 0 | 0
Tech | Institutional | Space Heating | Boilers | TRC | Existing | NE4239 | Wall Insulation | Wall Insulation | NonEquip | 20 |  | 0% | Tech/Econ | 1.134% | 0 | 0 | 0
Tech | Institutional | Space Heating | Boilers | TRC | Existing | NE4161 | Smart Thermostat | Smart Thermostat | NonEquip | 11 |  | 31.48% | Tech/Econ | 10% | 9136.3035 | 0 | -1.5012
Tech | Institutional | Space Heating | Boilers | TRC | Existing | NE4083 | Roof Insulation | Roof Insulation | NonEquip | 20 |  | 58.5% | Tech/Econ | 0.1901% | 312.6969 | 0 | 0.14105
Tech | Institutional | Space Heating | Boilers | TRC | Existing | NE4057 | Programmable Thermostat | Programmable Thermostat | NonEquip | 11 |  | 0% | Tech/Econ | 3.6% | 0 | 0 | 0
Tech | Institutional | Space Heating | Boilers | TRC | Existing | NE4005 | Low U-Value Windows | Low U-Value Windows | NonEquip | 20 |  | 5.017% | Tech/Econ | 46% | 7296.2965 | 0 | 0.030324
Tech | Institutional | Space Heating | Boilers | TRC | Existing | NE3927 | Infiltration Reduction - Air Sealing | Infiltration Reduction - Air Sealing | NonEquip | 11 |  | 0% | Tech/Econ | 0.07421% | 0 | 0 | 0
Tech | Institutional | Space Heating | Boilers | TRC | Existing | NE3849 | Hotel Card Energy Control Systems | Hotel Card Energy Control Systems | NonEquip | 15 |  | 0% | Tech/Econ | 0% | 0 | 0 | 0
Tech | Institutional | Space Heating | Boilers | TRC | Existing | NE3771 | Green Roof | Green Roof | NonEquip | 15 |  | 0.063% | Tech/Econ | 0.1469% | 0.25993 | 0 | 0
Tech | Institutional | Space Heating | Boilers | TRC | Existing | NE3719 | Floor Insulation | Floor Insulation | NonEquip | 20 |  | 11.97% | Tech/Econ | 0.04988% | 16.7599 | 0 | 0.00756
Tech | Institutional | Space Heating | Boilers | TRC | Existing | NE3641 | Facility Energy Management System | Facility Energy Management System | NonEquip | 15 |  | 5.375% | Tech/Econ | 20% | 3320.4584 | 0 | 0.059845
Tech | Institutional | Space Heating | Boilers | TRC | Existing | NE3563 | ECM Motors on Furnaces | ECM Motors on Furnaces | NonEquip | 15 | Forced air furnace | 0% | Tech/Econ | 1.706% | 0 | 0 | 0
Tech | Institutional | Space Heating | Boilers | TRC | Existing | NE3537 | Duct Sealing Repair | Duct Sealing Repair | NonEquip | 15 |  | 0% | Tech/Econ | 12% | 0 | 0 | 0
Tech | Institutional | Space Heating | Boilers | TRC | Existing | NE3485 | Duct Insulation | Duct Insulation | NonEquip | 15 |  | 0% | Tech/Econ | 2.045% | 0 | 0 | 0
Tech | Institutional | Space Heating | Boilers | TRC | Existing | NE3433 | Destratification Fans | Destratification Fans | NonEquip | 10 |  | 0% | Tech/Econ | 12.7% | 0 | 0 | 0
Tech | Institutional | Space Heating | Boilers | TRC | Existing | NE3381 | Dedicated Outdoor Air System on VRF unit | Dedicated Outdoor Air System on VRF unit | NonEquip | 15 | Residential/split system heat pump | 0% | Tech/Econ | 10% | 0 | 0 | 0
Tech | Institutional | Space Heating | Boilers | TRC | Existing | NE3329 | Cool Roof | Cool Roof | NonEquip | 15 |  | 72.74% | Tech/Econ | 0.05282% | 107.8873 | 0 | 0
Tech | Institutional | Space Heating | Boilers | TRC | Existing | NE3225 | Ceiling Insulation(R30 to R38) | Ceiling Insulation(R30 to R38) | NonEquip | 20 |  | 0% | Tech/Econ | 0.01921% | 0 | 0 | 0
Tech | Institutional | Space Heating | Boilers | TRC | Existing | NE3173 | Ceiling Insulation(R2 to R38) | Ceiling Insulation(R2 to R38) | NonEquip | 20 |  | 0% | Tech/Econ | 1.297% | 0 | 0 | 0
Tech | Institutional | Space Heating | Boilers | TRC | Existing | NE3121 | Ceiling Insulation(R19 to R38) | Ceiling Insulation(R19 to R38) | NonEquip | 20 |  | 0% | Tech/Econ | 0.07206% | 0 | 0 | 0
Tech | Institutional | Space Heating | Boilers | TRC | Existing | NE3069 | Ceiling Insulation(R12 to R38) | Ceiling Insulation(R12 to R38) | NonEquip | 20 |  | 0% | Tech/Econ | 0.1561% | 0 | 0 | 0
Tech | Institutional | Space Heating | Boilers | TRC | Existing | NE2991 | Air Curtains | Air Curtains | NonEquip | 8 |  | 0% | Tech/Econ | 0.2135% | 0 | 0 | 0
Tech | Institutional | Domestic Hot Water | "Point-of-Use" water heaters | TRC | New | NN5422 | Retro-Commissioning | Retro-Commissioning | NonEquip | 5 |  | 0% | Tech/Econ | 16% | 0 | 0 | 0
Tech | Institutional | Domestic Hot Water | "Point-of-Use" water heaters | TRC | New | NN2926 | Thermostatic Shower Restriction Valve | Thermostatic Shower Restriction Valve | NonEquip | 10 | Centralized water heaters | 0% | Tech/Econ | 3.279% | 0 | 0 | 0
Tech | Institutional | Domestic Hot Water | "Point-of-Use" water heaters | TRC | New | NN2900 | Tank Wrap on Water Heater | Tank Wrap on Water Heater | NonEquip | 7 | Centralized water heaters | 0% | Tech/Econ | 1.097% | 0 | 0 | 0
Tech | Institutional | Domestic Hot Water | "Point-of-Use" water heaters | TRC | New | NN2874 | Low-Flow Pre-Rinse Sprayers | Low-Flow Pre-Rinse Sprayers | NonEquip | 5 | Centralized water heaters | 0% | Tech/Econ | 0.3944% | 0 | 0 | 0
Tech | Institutional | Domestic Hot Water | "Point-of-Use" water heaters | TRC | New | NN2848 | Low Flow Shower Head | Low Flow Shower Head | NonEquip | 10 | Centralized water heaters | 0% | Tech/Econ | 0.6644% | 0 | 0 | 0
Tech | Institutional | Domestic Hot Water | "Point-of-Use" water heaters | TRC | New | NN2822 | Hot Water Pipe Insulation | Hot Water Pipe Insulation | NonEquip | 13 | Centralized water heaters | 0% | Tech/Econ | 5.89% | 0 | 0 | 0
Tech | Institutional | Domestic Hot Water | "Point-of-Use" water heaters | TRC | New | NN2796 | Hot Water Circulation Pump Control | Hot Water Circulation Pump Control | NonEquip | 15 | Centralized water heaters | 0% | Tech/Econ | 2.828% | 0 | 0 | 0
Tech | Institutional | Domestic Hot Water | "Point-of-Use" water heaters | TRC | New | NN2770 | Faucet Aerator | Faucet Aerator | NonEquip | 10 | Centralized water heaters | 0% | Tech/Econ | 2.305% | 0 | 0 | 0
Tech | Institutional | Domestic Hot Water | "Point-of-Use" water heaters | TRC | New | NN2744 | Drain Water Heat Recovery | Drain Water Heat Recovery | NonEquip | 15 | Centralized water heaters | 0% | Tech/Econ | 12.27% | 0 | 0 | 0
Tech | Institutional | Domestic Hot Water | "Point-of-Use" water heaters | TRC | Existing | NE5409 | Retro-Commissioning | Retro-Commissioning | NonEquip | 5 |  | 21.99% | Tech/Econ | 16% | 12206.372 | 2.0407 | 6.3269
Tech | Institutional | Domestic Hot Water | "Point-of-Use" water heaters | TRC | Existing | NE2913 | Thermostatic Shower Restriction Valve | Thermostatic Shower Restriction Valve | NonEquip | 10 | Centralized water heaters | 0% | Tech/Econ | 3.137% | 0 | 0 | 0
Tech | Institutional | Domestic Hot Water | "Point-of-Use" water heaters | TRC | Existing | NE2887 | Tank Wrap on Water Heater | Tank Wrap on Water Heater | NonEquip | 7 | Centralized water heaters | 0% | Tech/Econ | 1.097% | 0 | 0 | 0
Tech | Institutional | Domestic Hot Water | "Point-of-Use" water heaters | TRC | Existing | NE2861 | Low-Flow Pre-Rinse Sprayers | Low-Flow Pre-Rinse Sprayers | NonEquip | 5 | Centralized water heaters | 0% | Tech/Econ | 0.3761% | 0 | 0 | 0
Tech | Institutional | Domestic Hot Water | "Point-of-Use" water heaters | TRC | Existing | NE2835 | Low Flow Shower Head | Low Flow Shower Head | NonEquip | 10 | Centralized water heaters | 0% | Tech/Econ | 0.6356% | 0 | 0 | 0
Tech | Institutional | Domestic Hot Water | "Point-of-Use" water heaters | TRC | Existing | NE2809 | Hot Water Pipe Insulation | Hot Water Pipe Insulation | NonEquip | 13 | Centralized water heaters | 0% | Tech/Econ | 5.634% | 0 | 0 | 0
Tech | Institutional | Domestic Hot Water | "Point-of-Use" water heaters | TRC | Existing | NE2783 | Hot Water Circulation Pump Control | Hot Water Circulation Pump Control | NonEquip | 15 | Centralized water heaters | 0% | Tech/Econ | 2.706% | 0 | 0 | 0
Tech | Institutional | Domestic Hot Water | "Point-of-Use" water heaters | TRC | Existing | NE2757 | Faucet Aerator | Faucet Aerator | NonEquip | 10 | Centralized water heaters | 0% | Tech/Econ | 2.205% | 0 | 0 | 0
Tech | Institutional | Domestic Hot Water | "Point-of-Use" water heaters | TRC | Existing | NE2731 | Drain Water Heat Recovery | Drain Water Heat Recovery | NonEquip | 15 | Centralized water heaters | 0% | Tech/Econ | 12.27% | 0 | 0 | 0
Tech | Institutional | Domestic Hot Water | "Point-of-Use" water heaters | TRC | Turnover | ET397 | Instantaneous Hot Water System | Instantaneous Hot Water System | Equip | 20 | "Point-of-Use" water heaters | 94.56% | Tech/Econ | 5.847% | 20305.18 | 2.2494 | 2.592
Tech | Institutional | Domestic Hot Water | "Point-of-Use" water heaters | TRC | Turnover | ET319 | Energy Star Commercial Dishwasher | Energy Star Commercial Dishwasher | Equip | 15 | "Point-of-Use" water heaters | 0% | Tech/Econ | 29.42% | 0 | 0 | 0
Tech | Institutional | Domestic Hot Water | "Point-of-Use" water heaters | TRC | New | EN423 | Instantaneous Hot Water System | Instantaneous Hot Water System | Equip | 20 | "Point-of-Use" water heaters | 94.56% | Tech/Econ | 5.847% | 180.272 | 0.019971 | 0.023012
Tech | Institutional | Domestic Hot Water | "Point-of-Use" water heaters | TRC | New | EN345 | Energy Star Commercial Dishwasher | Energy Star Commercial Dishwasher | Equip | 15 | "Point-of-Use" water heaters | 0% | Tech/Econ | 29.42% | 0 | 0 | 0
Tech | Lodging/Hospitality | Refrigeration | Walk-in cooler | TRC | New | NN5319 | Retro-Commissioning | Retro-Commissioning | NonEquip | 5 |  | 0% | Tech/Econ | 16% | 0 | 0 | 0
Tech | Lodging/Hospitality | Refrigeration | Walk-in cooler | TRC | New | NN4903 | Strip Curtains for Walk-ins | Strip Curtains for Walk-ins | NonEquip | 4 | Walk-in cooler | 3.76% | Tech/Econ | 2.115% | 0 | 0 | 0
Tech | Lodging/Hospitality | Refrigeration | Walk-in cooler | TRC | New | NN4877 | Refrigerated Display Case Lighting Controls | Refrigerated Display Case Lighting Controls | NonEquip | 8 | Display cases | 0% | Tech/Econ | 0.9365% | 0 | 0 | 0
Tech | Lodging/Hospitality | Refrigeration | Walk-in cooler | TRC | New | NN4851 | PSC to ECM Evaporator Fan Motor (Walk-In, Refrigerator) | PSC to ECM Evaporator Fan Motor (Walk-In, Refrigerator) | NonEquip | 15 | Walk-in cooler | 68.68% | Tech/Econ | 37.5% | 4823.855 | 0.62544 | 0.52388
Tech | Lodging/Hospitality | Refrigeration | Walk-in cooler | TRC | New | NN4825 | PSC to ECM Evaporator Fan Motor (Reach-In) | PSC to ECM Evaporator Fan Motor (Reach-In) | NonEquip | 15 | Display cases | 0% | Tech/Econ | 37.5% | 0 | 0 | 0
Tech | Lodging/Hospitality | Refrigeration | Walk-in cooler | TRC | New | NN4799 | Night Covers for Display Cases | Night Covers for Display Cases | NonEquip | 5 | Display cases | 0% | Tech/Econ | 1.877% | 0 | 0 | 0
Tech | Lodging/Hospitality | Refrigeration | Walk-in cooler | TRC | New | NN4773 | High R-Value Glass Doors | High R-Value Glass Doors | NonEquip | 12 | Display cases | 0% | Tech/Econ | 0% | 0 | 0 | 0
Tech | Lodging/Hospitality | Refrigeration | Walk-in cooler | TRC | New | NN4747 | High Efficiency Refrigeration Compressor | High Efficiency Refrigeration Compressor | NonEquip | 13 | Display cases | 0% | Tech/Econ | 6.922% | 0 | 0 | 0
Tech | Lodging/Hospitality | Refrigeration | Walk-in cooler | TRC | New | NN4721 | Freezer-Cooler Replacement Gaskets | Freezer-Cooler Replacement Gaskets | NonEquip | 4 | Display cases | 0% | Tech/Econ | 0% | 0 | 0 | 0
Tech | Lodging/Hospitality | Refrigeration | Walk-in cooler | TRC | New | NN4695 | Floating Head Pressure Controls | Floating Head Pressure Controls | NonEquip | 15 |  | 27.37% | Tech/Econ | 6.05% | 230.2894 | 0.029858 | 0.02501
Tech | Lodging/Hospitality | Refrigeration | Walk-in cooler | TRC | New | NN4669 | Demand Defrost | Demand Defrost | NonEquip | 10 | Walk-in cooler | 0% | Tech/Econ | 30% | 0 | 0 | 0
Tech | Lodging/Hospitality | Refrigeration | Walk-in cooler | TRC | New | NN4643 | Automatic Door Closer for Walk-in Coolers and Freezers | Automatic Door Closer for Walk-in Coolers and Freezers | NonEquip | 8 | Walk-in cooler | 55.99% | Tech/Econ | 3.131% | 134.0789 | 0.017384 | 0.014561
Tech | Lodging/Hospitality | Refrigeration | Walk-in cooler | TRC | New | NN4617 | Anti-Sweat Controls | Anti-Sweat Controls | NonEquip | 8 | Display cases | 0% | Tech/Econ | 85% | 0 | 0 | 0
Tech | Lodging/Hospitality | Refrigeration | Walk-in cooler | TRC | Existing | NE5306 | Retro-Commissioning | Retro-Commissioning | NonEquip | 5 |  | 21.99% | Tech/Econ | 16% | 20820.1139 | 6.4281 | 12.4552
Tech | Lodging/Hospitality | Refrigeration | Walk-in cooler | TRC | Existing | NE4890 | Strip Curtains for Walk-ins | Strip Curtains for Walk-ins | NonEquip | 4 | Walk-in cooler | 3.76% | Tech/Econ | 2.115% | 438.8166 | 0.056895 | 0.047657
Tech | Lodging/Hospitality | Refrigeration | Walk-in cooler | TRC | Existing | NE4864 | Refrigerated Display Case Lighting Controls | Refrigerated Display Case Lighting Controls | NonEquip | 8 | Display cases | 0% | Tech/Econ | 2.524% | 0 | 0 | 0
Tech | Lodging/Hospitality | Refrigeration | Walk-in cooler | TRC | Existing | NE4838 | PSC to ECM Evaporator Fan Motor (Walk-In, Refrigerator) | PSC to ECM Evaporator Fan Motor (Walk-In, Refrigerator) | NonEquip | 15 | Walk-in cooler | 17.17% | Tech/Econ | 37.5% | 50330.9489 | 6.5257 | 5.4661
Tech | Lodging/Hospitality | Refrigeration | Walk-in cooler | TRC | Existing | NE4812 | PSC to ECM Evaporator Fan Motor (Reach-In) | PSC to ECM Evaporator Fan Motor (Reach-In) | NonEquip | 15 | Display cases | 0% | Tech/Econ | 37.5% | 0 | 0 | 0
Tech | Lodging/Hospitality | Refrigeration | Walk-in cooler | TRC | Existing | NE4786 | Night Covers for Display Cases | Night Covers for Display Cases | NonEquip | 5 | Display cases | 0% | Tech/Econ | 1.877% | 0 | 0 | 0
Tech | Lodging/Hospitality | Refrigeration | Walk-in cooler | TRC | Existing | NE4760 | High R-Value Glass Doors | High R-Value Glass Doors | NonEquip | 12 | Display cases | 0% | Tech/Econ | 23.81% | 0 | 0 | 0
Tech | Lodging/Hospitality | Refrigeration | Walk-in cooler | TRC | Existing | NE4734 | High Efficiency Refrigeration Compressor | High Efficiency Refrigeration Compressor | NonEquip | 13 | Display cases | 0% | Tech/Econ | 6.922% | 0 | 0 | 0
Tech | Lodging/Hospitality | Refrigeration | Walk-in cooler | TRC | Existing | NE4708 | Freezer-Cooler Replacement Gaskets | Freezer-Cooler Replacement Gaskets | NonEquip | 4 | Display cases | 0% | Tech/Econ | 3.131% | 0 | 0 | 0
Tech | Lodging/Hospitality | Refrigeration | Walk-in cooler | TRC | Existing | NE4682 | Floating Head Pressure Controls | Floating Head Pressure Controls | NonEquip | 15 |  | 27.37% | Tech/Econ | 6.05% | 9455.6866 | 1.226 | 1.0269
Tech | Lodging/Hospitality | Refrigeration | Walk-in cooler | TRC | Existing | NE4656 | Demand Defrost | Demand Defrost | NonEquip | 10 | Walk-in cooler | 63.61% | Tech/Econ | 30% | 139559.1717 | 18.0946 | 15.1565
Tech | Lodging/Hospitality | Refrigeration | Walk-in cooler | TRC | Existing | NE4630 | Automatic Door Closer for Walk-in Coolers and Freezers | Automatic Door Closer for Walk-in Coolers and Freezers | NonEquip | 8 | Walk-in cooler | 55.99% | Tech/Econ | 3.131% | 9842.6816 | 1.2762 | 1.0689
Tech | Lodging/Hospitality | Refrigeration | Walk-in cooler | TRC | Existing | NE4604 | Anti-Sweat Controls | Anti-Sweat Controls | NonEquip | 8 | Display cases | 0% | Tech/Econ | 85% | 0 | 0 | 0
Tech | Lodging/Hospitality | Refrigeration | Vending and ice makers | TRC | New | NN5319 | Retro-Commissioning | Retro-Commissioning | NonEquip | 5 |  | 0% | Tech/Econ | 16% | 0 | 0 | 0
Tech | Lodging/Hospitality | Refrigeration | Vending and ice makers | TRC | New | NN4903 | Strip Curtains for Walk-ins | Strip Curtains for Walk-ins | NonEquip | 4 | Walk-in cooler | 0% | Tech/Econ | 2.115% | 0 | 0 | 0
Tech | Lodging/Hospitality | Refrigeration | Vending and ice makers | TRC | New | NN4877 | Refrigerated Display Case Lighting Controls | Refrigerated Display Case Lighting Controls | NonEquip | 8 | Display cases | 0% | Tech/Econ | 0.9365% | 0 | 0 | 0
Tech | Lodging/Hospitality | Refrigeration | Vending and ice makers | TRC | New | NN4851 | PSC to ECM Evaporator Fan Motor (Walk-In, Refrigerator) | PSC to ECM Evaporator Fan Motor (Walk-In, Refrigerator) | NonEquip | 15 | Walk-in cooler | 0% | Tech/Econ | 37.5% | 0 | 0 | 0
Tech | Lodging/Hospitality | Refrigeration | Vending and ice makers | TRC | New | NN4825 | PSC to ECM Evaporator Fan Motor (Reach-In) | PSC to ECM Evaporator Fan Motor (Reach-In) | NonEquip | 15 | Display cases | 0% | Tech/Econ | 37.5% | 0 | 0 | 0
Tech | Lodging/Hospitality | Refrigeration | Vending and ice makers | TRC | New | NN4799 | Night Covers for Display Cases | Night Covers for Display Cases | NonEquip | 5 | Display cases | 0% | Tech/Econ | 1.877% | 0 | 0 | 0
Tech | Lodging/Hospitality | Refrigeration | Vending and ice makers | TRC | New | NN4773 | High R-Value Glass Doors | High R-Value Glass Doors | NonEquip | 12 | Display cases | 0% | Tech/Econ | 0% | 0 | 0 | 0
Tech | Lodging/Hospitality | Refrigeration | Vending and ice makers | TRC | New | NN4747 | High Efficiency Refrigeration Compressor | High Efficiency Refrigeration Compressor | NonEquip | 13 | Display cases | 0% | Tech/Econ | 6.922% | 0 | 0 | 0
Tech | Lodging/Hospitality | Refrigeration | Vending and ice makers | TRC | New | NN4721 | Freezer-Cooler Replacement Gaskets | Freezer-Cooler Replacement Gaskets | NonEquip | 4 | Display cases | 0% | Tech/Econ | 0% | 0 | 0 | 0
Tech | Lodging/Hospitality | Refrigeration | Vending and ice makers | TRC | New | NN4695 | Floating Head Pressure Controls | Floating Head Pressure Controls | NonEquip | 15 |  | 27.37% | Tech/Econ | 6.05% | 2530.235 | 0.32806 | 0.27479
Tech | Lodging/Hospitality | Refrigeration | Vending and ice makers | TRC | New | NN4669 | Demand Defrost | Demand Defrost | NonEquip | 10 | Walk-in cooler | 0% | Tech/Econ | 30% | 0 | 0 | 0
Tech | Lodging/Hospitality | Refrigeration | Vending and ice makers | TRC | New | NN4643 | Automatic Door Closer for Walk-in Coolers and Freezers | Automatic Door Closer for Walk-in Coolers and Freezers | NonEquip | 8 | Walk-in cooler | 0% | Tech/Econ | 3.131% | 0 | 0 | 0
Tech | Lodging/Hospitality | Refrigeration | Vending and ice makers | TRC | New | NN4617 | Anti-Sweat Controls | Anti-Sweat Controls | NonEquip | 8 | Display cases | 0% | Tech/Econ | 85% | 0 | 0 | 0
Tech | Lodging/Hospitality | Refrigeration | Vending and ice makers | TRC | Existing | NE5306 | Retro-Commissioning | Retro-Commissioning | NonEquip | 5 |  | 21.99% | Tech/Econ | 16% | 224334.8624 | 69.2626 | 134.2034
Tech | Lodging/Hospitality | Refrigeration | Vending and ice makers | TRC | Existing | NE4890 | Strip Curtains for Walk-ins | Strip Curtains for Walk-ins | NonEquip | 4 | Walk-in cooler | 0% | Tech/Econ | 2.115% | 0 | 0 | 0
Tech | Lodging/Hospitality | Refrigeration | Vending and ice makers | TRC | Existing | NE4864 | Refrigerated Display Case Lighting Controls | Refrigerated Display Case Lighting Controls | NonEquip | 8 | Display cases | 0% | Tech/Econ | 2.524% | 0 | 0 | 0
Tech | Lodging/Hospitality | Refrigeration | Vending and ice makers | TRC | Existing | NE4838 | PSC to ECM Evaporator Fan Motor (Walk-In, Refrigerator) | PSC to ECM Evaporator Fan Motor (Walk-In, Refrigerator) | NonEquip | 15 | Walk-in cooler | 0% | Tech/Econ | 37.5% | 0 | 0 | 0
Tech | Lodging/Hospitality | Refrigeration | Vending and ice makers | TRC | Existing | NE4812 | PSC to ECM Evaporator Fan Motor (Reach-In) | PSC to ECM Evaporator Fan Motor (Reach-In) | NonEquip | 15 | Display cases | 0% | Tech/Econ | 37.5% | 0 | 0 | 0
Tech | Lodging/Hospitality | Refrigeration | Vending and ice makers | TRC | Existing | NE4786 | Night Covers for Display Cases | Night Covers for Display Cases | NonEquip | 5 | Display cases | 0% | Tech/Econ | 1.877% | 0 | 0 | 0
Tech | Lodging/Hospitality | Refrigeration | Vending and ice makers | TRC | Existing | NE4760 | High R-Value Glass Doors | High R-Value Glass Doors | NonEquip | 12 | Display cases | 0% | Tech/Econ | 23.81% | 0 | 0 | 0
Tech | Lodging/Hospitality | Refrigeration | Vending and ice makers | TRC | Existing | NE4734 | High Efficiency Refrigeration Compressor | High Efficiency Refrigeration Compressor | NonEquip | 13 | Display cases | 0% | Tech/Econ | 6.922% | 0 | 0 | 0
Tech | Lodging/Hospitality | Refrigeration | Vending and ice makers | TRC | Existing | NE4708 | Freezer-Cooler Replacement Gaskets | Freezer-Cooler Replacement Gaskets | NonEquip | 4 | Display cases | 0% | Tech/Econ | 3.131% | 0 | 0 | 0
Tech | Lodging/Hospitality | Refrigeration | Vending and ice makers | TRC | Existing | NE4682 | Floating Head Pressure Controls | Floating Head Pressure Controls | NonEquip | 15 |  | 27.37% | Tech/Econ | 6.05% | 101884.1761 | 13.2098 | 11.0649
Tech | Lodging/Hospitality | Refrigeration | Vending and ice makers | TRC | Existing | NE4656 | Demand Defrost | Demand Defrost | NonEquip | 10 | Walk-in cooler | 0% | Tech/Econ | 30% | 0 | 0 | 0
Tech | Lodging/Hospitality | Refrigeration | Vending and ice makers | TRC | Existing | NE4630 | Automatic Door Closer for Walk-in Coolers and Freezers | Automatic Door Closer for Walk-in Coolers and Freezers | NonEquip | 8 | Walk-in cooler | 0% | Tech/Econ | 3.131% | 0 | 0 | 0
Tech | Lodging/Hospitality | Refrigeration | Vending and ice makers | TRC | Existing | NE4604 | Anti-Sweat Controls | Anti-Sweat Controls | NonEquip | 8 | Display cases | 0% | Tech/Econ | 85% | 0 | 0 | 0
Tech | Lodging/Hospitality | Refrigeration | Vending and ice makers | TRC | Turnover | ET2576 | Energy Star Vending Machine | Energy Star Vending Machine | Equip | 14 | Vending and ice makers | 4.15% | Tech/Econ | 36% | 100444.9306 | 15.7629 | 9.7969
Tech | Lodging/Hospitality | Refrigeration | Vending and ice makers | TRC | Turnover | ET2498 | Energy Star Ice Maker | Energy Star Ice Maker | Equip | 8 | Vending and ice makers | 32.68% | Tech/Econ | 11.39% | 246520.7307 | 31.9627 | 26.7727
Tech | Lodging/Hospitality | Refrigeration | Vending and ice makers | TRC | New | EN2602 | Energy Star Vending Machine | Energy Star Vending Machine | Equip | 14 | Vending and ice makers | 4.15% | Tech/Econ | 36% | 2406.7288 | 0.37769 | 0.23474
Tech | Lodging/Hospitality | Refrigeration | Vending and ice makers | TRC | New | EN2524 | Energy Star Ice Maker | Energy Star Ice Maker | Equip | 8 | Vending and ice makers | 32.68% | Tech/Econ | 11.39% | 5906.8043 | 0.76585 | 0.64149
Tech | Lodging/Hospitality | Exterior Lighting | Street lighting | TRC | New | NN5293 | Retro-Commissioning | Retro-Commissioning | NonEquip | 5 |  | 0% | Tech/Econ | 16% | 0 | 0 | 0
Tech | Lodging/Hospitality | Exterior Lighting | Street lighting | TRC | New | NN2979 | Outdoor Lighting Controls | Outdoor Lighting Controls | NonEquip | 8 | Exterior parking/lot lighting | 0% | Tech/Econ | 28% | 0 | 0 | 0
Tech | Lodging/Hospitality | Exterior Lighting | Street lighting | TRC | New | NN2953 | Bi-Level Lighting Control (Exterior) | Bi-Level Lighting Control (Exterior) | NonEquip | 9 | Exterior parking/lot lighting | 0% | Tech/Econ | 31% | 0 | 0 | 0
Tech | Lodging/Hospitality | Exterior Lighting | Street lighting | TRC | Existing | NE5280 | Retro-Commissioning | Retro-Commissioning | NonEquip | 5 |  | 21.99% | Tech/Econ | 16% | 0 | 0 | 0
Tech | Lodging/Hospitality | Exterior Lighting | Street lighting | TRC | Existing | NE2966 | Outdoor Lighting Controls | Outdoor Lighting Controls | NonEquip | 8 | Exterior parking/lot lighting | 0% | Tech/Econ | 28% | 0 | 0 | 0
Tech | Lodging/Hospitality | Exterior Lighting | Street lighting | TRC | Existing | NE2940 | Bi-Level Lighting Control (Exterior) | Bi-Level Lighting Control (Exterior) | NonEquip | 9 | Exterior parking/lot lighting | 0% | Tech/Econ | 31% | 0 | 0 | 0
Tech | Lodging/Hospitality | Exterior Lighting | Street lighting | TRC | Turnover | ET788 | LED Traffic and Crosswalk Lighting | LED Traffic and Crosswalk Lighting | Equip | 10 | Street lighting | 0% | Tech/Econ | 37.14% | 0 | 0 | 0
Tech | Lodging/Hospitality | Exterior Lighting | Street lighting | TRC | Turnover | ET749 | LED Street Lights | LED Street Lights | Equip | 18 | Street lighting | 0% | Tech/Econ | 66.53% | 0 | 0 | 0
Tech | Lodging/Hospitality | Exterior Lighting | Street lighting | TRC | New | EN814 | LED Traffic and Crosswalk Lighting | LED Traffic and Crosswalk Lighting | Equip | 10 | Street lighting | 0% | Tech/Econ | 37.14% | 0 | 0 | 0
Tech | Lodging/Hospitality | Exterior Lighting | Street lighting | TRC | New | EN775 | LED Street Lights | LED Street Lights | Equip | 18 | Street lighting | 0% | Tech/Econ | 66.53% | 0 | 0 | 0
Tech | Lodging/Hospitality | Cooking | Steamer | TRC | Turnover | ET203 | Energy Star Steamer | Energy Star Steamer | Equip | 12 | Steamer | 11.72% | Tech/Econ | 56.63% | 2736.3844 | 0.40208 | 0.23346
Tech | Lodging/Hospitality | Cooking | Steamer | TRC | New | EN229 | Energy Star Steamer | Energy Star Steamer | Equip | 12 | Steamer | 11.72% | Tech/Econ | 56.63% | 65.5656 | 0.0096341 | 0.005594
Tech | Lodging/Hospitality | Exterior Lighting | Spot lighting/Security/Flood | TRC | New | NN5293 | Retro-Commissioning | Retro-Commissioning | NonEquip | 5 |  | 0% | Tech/Econ | 16% | 0 | 0 | 0
Tech | Lodging/Hospitality | Exterior Lighting | Spot lighting/Security/Flood | TRC | New | NN2979 | Outdoor Lighting Controls | Outdoor Lighting Controls | NonEquip | 8 | Exterior parking/lot lighting | 0% | Tech/Econ | 28% | 0 | 0 | 0
Tech | Lodging/Hospitality | Exterior Lighting | Spot lighting/Security/Flood | TRC | New | NN2953 | Bi-Level Lighting Control (Exterior) | Bi-Level Lighting Control (Exterior) | NonEquip | 9 | Exterior parking/lot lighting | 0% | Tech/Econ | 31% | 0 | 0 | 0
Tech | Lodging/Hospitality | Exterior Lighting | Spot lighting/Security/Flood | TRC | Existing | NE5280 | Retro-Commissioning | Retro-Commissioning | NonEquip | 5 |  | 21.99% | Tech/Econ | 16% | 0 | 0 | 0
Tech | Lodging/Hospitality | Exterior Lighting | Spot lighting/Security/Flood | TRC | Existing | NE2966 | Outdoor Lighting Controls | Outdoor Lighting Controls | NonEquip | 8 | Exterior parking/lot lighting | 0% | Tech/Econ | 28% | 0 | 0 | 0
Tech | Lodging/Hospitality | Exterior Lighting | Spot lighting/Security/Flood | TRC | Existing | NE2940 | Bi-Level Lighting Control (Exterior) | Bi-Level Lighting Control (Exterior) | NonEquip | 9 | Exterior parking/lot lighting | 0% | Tech/Econ | 31% | 0 | 0 | 0
Tech | Lodging/Hospitality | Exterior Lighting | Spot lighting/Security/Flood | TRC | Turnover | ET671 | LED Exterior Lighting | LED Exterior Lighting | Equip | 13 | Spot lighting/Security/Flood | 4.268% | Tech/Econ | 60.51% | 0 | 0 | 0
Tech | Lodging/Hospitality | Exterior Lighting | Spot lighting/Security/Flood | TRC | Turnover | ET554 | LED - 9W Flood | LED - 9W Flood | Equip | 15 | Spot lighting/Security/Flood | 13.31% | Tech/Econ | 86.15% | 0 | 0 | 0
Tech | Lodging/Hospitality | Exterior Lighting | Spot lighting/Security/Flood | TRC | Turnover | ET476 | CFL - 15W Flood | CFL - 15W Flood | Equip | 7.8 | Spot lighting/Security/Flood | 0% | Tech/Econ | 76.92% | 0 | 0 | 0
Tech | Lodging/Hospitality | Exterior Lighting | Spot lighting/Security/Flood | TRC | New | EN697 | LED Exterior Lighting | LED Exterior Lighting | Equip | 13 | Spot lighting/Security/Flood | 4.624% | Tech/Econ | 60.51% | 0 | 0 | 0
Tech | Lodging/Hospitality | Exterior Lighting | Spot lighting/Security/Flood | TRC | New | EN580 | LED - 9W Flood | LED - 9W Flood | Equip | 15 | Spot lighting/Security/Flood | 86.42% | Tech/Econ | 86.15% | 0 | 0 | 0
Tech | Lodging/Hospitality | Exterior Lighting | Spot lighting/Security/Flood | TRC | New | EN502 | CFL - 15W Flood | CFL - 15W Flood | Equip | 7.8 | Spot lighting/Security/Flood | 0% | Tech/Econ | 76.92% | 0 | 0 | 0
Tech | Lodging/Hospitality | Interior Lighting | Spot lighting | TRC | New | NN5267 | Retro-Commissioning | Retro-Commissioning | NonEquip | 5 |  | 0% | Tech/Econ | 16% | 0 | 0 | 0
Tech | Lodging/Hospitality | Interior Lighting | Spot lighting | TRC | New | NN4435 | Interior Lighting Controls | Interior Lighting Controls | NonEquip | 8 | Overhead (fluorescent/LED/CFL U-shape) | 0% | Tech/Econ | 28% | 0 | 0 | 0
Tech | Lodging/Hospitality | Interior Lighting | Spot lighting | TRC | New | NN4409 | Bi-Level Lighting Control (Interior) | Bi-Level Lighting Control (Interior) | NonEquip | 8 | Overhead (fluorescent/LED/CFL U-shape) | 0% | Tech/Econ | 31% | 0 | 0 | 0
Tech | Lodging/Hospitality | Interior Lighting | Spot lighting | TRC | New | NN3707 | Facility Energy Management System | Facility Energy Management System | NonEquip | 15 |  | 4.276% | Tech/Econ | 24% | 0.18555 | 4.8421e-05 | 2.2263e-05
Tech | Lodging/Hospitality | Interior Lighting | Spot lighting | TRC | Existing | NE5254 | Retro-Commissioning | Retro-Commissioning | NonEquip | 5 |  | 21.99% | Tech/Econ | 16% | 14.0234 | 0.0043297 | 0.0083892
Tech | Lodging/Hospitality | Interior Lighting | Spot lighting | TRC | Existing | NE4422 | Interior Lighting Controls | Interior Lighting Controls | NonEquip | 8 | Overhead (fluorescent/LED/CFL U-shape) | 0% | Tech/Econ | 28% | 0 | 0 | 0
Tech | Lodging/Hospitality | Interior Lighting | Spot lighting | TRC | Existing | NE4396 | Bi-Level Lighting Control (Interior) | Bi-Level Lighting Control (Interior) | NonEquip | 8 | Overhead (fluorescent/LED/CFL U-shape) | 0% | Tech/Econ | 31% | 0 | 0 | 0
Tech | Lodging/Hospitality | Interior Lighting | Spot lighting | TRC | Existing | NE3694 | Facility Energy Management System | Facility Energy Management System | NonEquip | 15 |  | 0.7167% | Tech/Econ | 24% | 0.68677 | 0.00017922 | 8.2403e-05
Tech | Lodging/Hospitality | Interior Lighting | Spot lighting | TRC | Turnover | ET1607 | LED Display Lighting (Interior) | LED Display Lighting (Interior) | Equip | 15 | Spot lighting | 2.129% | Tech/Econ | 87.04% | 13.9811 | 0.0033911 | 2.4417e-07
Tech | Lodging/Hospitality | Interior Lighting | Spot lighting | TRC | Turnover | ET1568 | LED - 14W | LED - 14W | Equip | 15 | Spot lighting | 86.42% | Tech/Econ | 53.33% | 341.3368 | 0.082211 | 2.2256e-05
Tech | Lodging/Hospitality | Interior Lighting | Spot lighting | TRC | Turnover | ET1451 | CFL-23W | CFL-23W | Equip | 7.8 | Spot lighting | 0% | Tech/Econ | 23.33% | 0 | 0 | 0
Tech | Lodging/Hospitality | Interior Lighting | Spot lighting | TRC | New | EN1633 | LED Display Lighting (Interior) | LED Display Lighting (Interior) | Equip | 15 | Spot lighting | 0% | Tech/Econ | 87.04% | 0 | 0 | 0
Tech | Lodging/Hospitality | Interior Lighting | Spot lighting | TRC | New | EN1594 | LED - 14W | LED - 14W | Equip | 15 | Spot lighting | 0% | Tech/Econ | 53.33% | 0 | 0 | 0
Tech | Lodging/Hospitality | Interior Lighting | Spot lighting | TRC | New | EN1477 | CFL-23W | CFL-23W | Equip | 7.8 | Spot lighting | 0% | Tech/Econ | 23.33% | 0 | 0 | 0
Tech | Lodging/Hospitality | Office Equipment | Servers | TRC | New | NN4591 | Smart Strip Plug Outlet | Smart Strip Plug Outlet | NonEquip | 4 |  | 43.9% | Tech/Econ | 1.187% | 96.2981 | 0.014319 | 0.0099515
Tech | Lodging/Hospitality | Office Equipment | Servers | TRC | New | NN4565 | Network PC Power Management | Network PC Power Management | NonEquip | 5 | Computers | 0% | Tech/Econ | 56.5% | 0 | 0 | 0
Tech | Lodging/Hospitality | Office Equipment | Servers | TRC | Existing | NE4578 | Smart Strip Plug Outlet | Smart Strip Plug Outlet | NonEquip | 4 |  | 43.9% | Tech/Econ | 1.187% | 4081.8549 | 0.60695 | 0.42182
Tech | Lodging/Hospitality | Office Equipment | Servers | TRC | Existing | NE4552 | Network PC Power Management | Network PC Power Management | NonEquip | 5 | Computers | 0% | Tech/Econ | 56.5% | 0 | 0 | 0
Tech | Lodging/Hospitality | Office Equipment | Servers | TRC | Turnover | ET2303 | Server Virtualization | Server Virtualization | Equip | 3 | Servers | 37.33% | Tech/Econ | 85.71% | 413725.4496 | 61.5786 | 42.8294
Tech | Lodging/Hospitality | Office Equipment | Servers | TRC | Turnover | ET2225 | Energy Star Servers | Energy Star Servers | Equip | 4 | Servers | 47.28% | Tech/Econ | 23.08% | 95948.9444 | 14.281 | 9.9328
Tech | Lodging/Hospitality | Office Equipment | Servers | TRC | Turnover | ET1139 | High Efficiency Data Center Cooling | High Efficiency Data Center Cooling | Equip | 20 | Servers | 0% | Tech/Econ | 28% | 0 | 0 | 0
Tech | Lodging/Hospitality | Office Equipment | Servers | TRC | New | EN2329 | Server Virtualization | Server Virtualization | Equip | 3 | Servers | 38.55% | Tech/Econ | 85.71% | 10237.5732 | 1.5238 | 1.0598
Tech | Lodging/Hospitality | Office Equipment | Servers | TRC | New | EN2251 | Energy Star Servers | Energy Star Servers | Equip | 4 | Servers | 47.28% | Tech/Econ | 23.08% | 2263.603 | 0.33691 | 0.23433
Tech | Lodging/Hospitality | Office Equipment | Servers | TRC | New | EN1165 | High Efficiency Data Center Cooling | High Efficiency Data Center Cooling | Equip | 20 | Servers | 0% | Tech/Econ | 28% | 0 | 0 | 0
Tech | Lodging/Hospitality | Space Cooling | Residential-type central air conditioners | TRC | New | NN5371 | Retro-Commissioning | Retro-Commissioning | NonEquip | 5 |  | 0% | Tech/Econ | 16% | 0 | 0 | 0
Tech | Lodging/Hospitality | Space Cooling | Residential-type central air conditioners | TRC | New | NN4383 | Window Sun Protection | Window Sun Protection | NonEquip | 10 |  | 15.35% | Tech/Econ | 16% | 0 | 0 | 0
Tech | Lodging/Hospitality | Space Cooling | Residential-type central air conditioners | TRC | New | NN4357 | Waterside Economizer | Waterside Economizer | NonEquip | 20 |  | 0% | Tech/Econ | 5.556% | 0 | 0 | 0
Tech | Lodging/Hospitality | Space Cooling | Residential-type central air conditioners | TRC | New | NN4149 | Smart Thermostat | Smart Thermostat | NonEquip | 11 |  | 45.33% | Tech/Econ | 10% | 0 | 0 | 0
Tech | Lodging/Hospitality | Space Cooling | Residential-type central air conditioners | TRC | New | NN4045 | Programmable Thermostat | Programmable Thermostat | NonEquip | 11 |  | 0% | Tech/Econ | 3.6% | 0 | 0 | 0
Tech | Lodging/Hospitality | Space Cooling | Residential-type central air conditioners | TRC | New | NN3993 | Low U-Value Windows | Low U-Value Windows | NonEquip | 20 |  | 26.88% | Tech/Econ | 10% | 0 | 0 | 0
Tech | Lodging/Hospitality | Space Cooling | Residential-type central air conditioners | TRC | New | NN3915 | HVAC tune-up_RTU | HVAC tune-up_RTU | NonEquip | 5 | Packaged air conditioning units (RTUs) | 0% | Tech/Econ | 5% | 0 | 0 | 0
Tech | Lodging/Hospitality | Space Cooling | Residential-type central air conditioners | TRC | New | NN3889 | HVAC tune-up | HVAC tune-up | NonEquip | 5 | Residential-type central air conditioners | 0% | Tech/Econ | 5% | 0 | 0 | 0
Tech | Lodging/Hospitality | Space Cooling | Residential-type central air conditioners | TRC | New | NN3837 | Hotel Card Energy Control Systems | Hotel Card Energy Control Systems | NonEquip | 15 |  | 41.26% | Tech/Econ | 4.857% | 0 | 0 | 0
Tech | Lodging/Hospitality | Space Cooling | Residential-type central air conditioners | TRC | New | NN3681 | Facility Energy Management System | Facility Energy Management System | NonEquip | 15 |  | 4.276% | Tech/Econ | 20% | 0 | 0 | 0
Tech | Lodging/Hospitality | Space Cooling | Residential-type central air conditioners | TRC | New | NN3629 | Facility Commissioning | Facility Commissioning | NonEquip | 10 |  | 71.67% | Tech/Econ | 16% | 0 | 0 | 0
Tech | Lodging/Hospitality | Space Cooling | Residential-type central air conditioners | TRC | New | NN3603 | Energy Recovery Ventilation System (ERV) | Energy Recovery Ventilation System (ERV) | NonEquip | 15 | Packaged air conditioning units (RTUs) | 0% | Tech/Econ | 9.935% | 0 | 0 | 0
Tech | Lodging/Hospitality | Space Cooling | Residential-type central air conditioners | TRC | New | NN3525 | Duct Sealing Repair | Duct Sealing Repair | NonEquip | 15 |  | 0% | Tech/Econ | 12% | 0 | 0 | 0
Tech | Lodging/Hospitality | Space Cooling | Residential-type central air conditioners | TRC | New | NN3473 | Duct Insulation | Duct Insulation | NonEquip | 15 |  | 0% | Tech/Econ | 2.045% | 0 | 0 | 0
Tech | Lodging/Hospitality | Space Cooling | Residential-type central air conditioners | TRC | New | NN3421 | Dedicated Outdoor Air System on VRF unit | Dedicated Outdoor Air System on VRF unit | NonEquip | 15 | Residential-type central air conditioners | 58.91% | Tech/Econ | 17.5% | 0 | 0 | 0
Tech | Lodging/Hospitality | Space Cooling | Residential-type central air conditioners | TRC | New | NN3317 | Chilled Water System - Variable Speed Drives | Chilled Water System - Variable Speed Drives | NonEquip | 13 | Central chillers inside | 0% | Tech/Econ | 24.74% | 0 | 0 | 0
Tech | Lodging/Hospitality | Space Cooling | Residential-type central air conditioners | TRC | New | NN3291 | Chilled Water Controls Optimization | Chilled Water Controls Optimization | NonEquip | 10 | Central chillers inside | 0% | Tech/Econ | 12.5% | 0 | 0 | 0
Tech | Lodging/Hospitality | Space Cooling | Residential-type central air conditioners | TRC | New | NN3213 | Ceiling Insulation(R2 to R38) | Ceiling Insulation(R2 to R38) | NonEquip | 20 |  | 0% | Tech/Econ | 5.436% | 0 | 0 | 0
Tech | Lodging/Hospitality | Space Cooling | Residential-type central air conditioners | TRC | New | NN3109 | Ceiling Insulation(R12 to R38) | Ceiling Insulation(R12 to R38) | NonEquip | 20 |  | 0% | Tech/Econ | 0.6544% | 0 | 0 | 0
Tech | Lodging/Hospitality | Space Cooling | Residential-type central air conditioners | TRC | New | NN3057 | Airside Economizer | Airside Economizer | NonEquip | 10 | Packaged air conditioning units (RTUs) | 0% | Tech/Econ | 5.556% | 0 | 0 | 0
Tech | Lodging/Hospitality | Space Cooling | Residential-type central air conditioners | TRC | Existing | NE5358 | Retro-Commissioning | Retro-Commissioning | NonEquip | 5 |  | 21.99% | Tech/Econ | 16% | 0 | 0 | 0
Tech | Lodging/Hospitality | Space Cooling | Residential-type central air conditioners | TRC | Existing | NE4370 | Window Sun Protection | Window Sun Protection | NonEquip | 10 |  | 15.68% | Tech/Econ | 16% | 0 | 0 | 0
Tech | Lodging/Hospitality | Space Cooling | Residential-type central air conditioners | TRC | Existing | NE4344 | Waterside Economizer | Waterside Economizer | NonEquip | 20 |  | 0% | Tech/Econ | 5.556% | 0 | 0 | 0
Tech | Lodging/Hospitality | Space Cooling | Residential-type central air conditioners | TRC | Existing | NE4292 | Warehouse Loading Dock Seals | Warehouse Loading Dock Seals | NonEquip | 18 |  | 0% | Tech/Econ | 0.468% | 0 | 0 | 0
Tech | Lodging/Hospitality | Space Cooling | Residential-type central air conditioners | TRC | Existing | NE4214 | Wall Insulation | Wall Insulation | NonEquip | 20 |  | 0% | Tech/Econ | 38.64% | 0 | 0 | 0
Tech | Lodging/Hospitality | Space Cooling | Residential-type central air conditioners | TRC | Existing | NE4136 | Smart Thermostat | Smart Thermostat | NonEquip | 11 |  | 45.33% | Tech/Econ | 10% | 0 | 0 | 0
Tech | Lodging/Hospitality | Space Cooling | Residential-type central air conditioners | TRC | Existing | NE4110 | Roof Insulation | Roof Insulation | NonEquip | 20 |  | 43.5% | Tech/Econ | 0.797% | 0 | 0 | 0
Tech | Lodging/Hospitality | Space Cooling | Residential-type central air conditioners | TRC | Existing | NE4032 | Programmable Thermostat | Programmable Thermostat | NonEquip | 11 |  | 0% | Tech/Econ | 3.6% | 0 | 0 | 0
Tech | Lodging/Hospitality | Space Cooling | Residential-type central air conditioners | TRC | Existing | NE3980 | Low U-Value Windows | Low U-Value Windows | NonEquip | 20 |  | 10.75% | Tech/Econ | 46% | 0 | 0 | 0
Tech | Lodging/Hospitality | Space Cooling | Residential-type central air conditioners | TRC | Existing | NE3902 | HVAC tune-up_RTU | HVAC tune-up_RTU | NonEquip | 5 | Packaged air conditioning units (RTUs) | 0% | Tech/Econ | 5% | 0 | 0 | 0
Tech | Lodging/Hospitality | Space Cooling | Residential-type central air conditioners | TRC | Existing | NE3876 | HVAC tune-up | HVAC tune-up | NonEquip | 5 | Residential-type central air conditioners | 0% | Tech/Econ | 5% | 0 | 0 | 0
Tech | Lodging/Hospitality | Space Cooling | Residential-type central air conditioners | TRC | Existing | NE3824 | Hotel Card Energy Control Systems | Hotel Card Energy Control Systems | NonEquip | 15 |  | 41.26% | Tech/Econ | 4.857% | 0 | 0 | 0
Tech | Lodging/Hospitality | Space Cooling | Residential-type central air conditioners | TRC | Existing | NE3798 | Green Roof | Green Roof | NonEquip | 15 |  | 0.126% | Tech/Econ | 0.4619% | 0 | 0 | 0
Tech | Lodging/Hospitality | Space Cooling | Residential-type central air conditioners | TRC | Existing | NE3668 | Facility Energy Management System | Facility Energy Management System | NonEquip | 15 |  | 0.7167% | Tech/Econ | 20% | 0 | 0 | 0
Tech | Lodging/Hospitality | Space Cooling | Residential-type central air conditioners | TRC | Existing | NE3590 | Energy Recovery Ventilation System (ERV) | Energy Recovery Ventilation System (ERV) | NonEquip | 15 | Packaged air conditioning units (RTUs) | 0% | Tech/Econ | 9.935% | 0 | 0 | 0
Tech | Lodging/Hospitality | Space Cooling | Residential-type central air conditioners | TRC | Existing | NE3512 | Duct Sealing Repair | Duct Sealing Repair | NonEquip | 15 |  | 0% | Tech/Econ | 12% | 0 | 0 | 0
Tech | Lodging/Hospitality | Space Cooling | Residential-type central air conditioners | TRC | Existing | NE3460 | Duct Insulation | Duct Insulation | NonEquip | 15 |  | 0% | Tech/Econ | 2.045% | 0 | 0 | 0
Tech | Lodging/Hospitality | Space Cooling | Residential-type central air conditioners | TRC | Existing | NE3408 | Dedicated Outdoor Air System on VRF unit | Dedicated Outdoor Air System on VRF unit | NonEquip | 15 | Residential-type central air conditioners | 58.91% | Tech/Econ | 17.5% | 0 | 0 | 0
Tech | Lodging/Hospitality | Space Cooling | Residential-type central air conditioners | TRC | Existing | NE3356 | Cool Roof | Cool Roof | NonEquip | 15 |  | 72.68% | Tech/Econ | 0.5924% | 0 | 0 | 0
Tech | Lodging/Hospitality | Space Cooling | Residential-type central air conditioners | TRC | Existing | NE3304 | Chilled Water System - Variable Speed Drives | Chilled Water System - Variable Speed Drives | NonEquip | 13 | Central chillers inside | 0% | Tech/Econ | 24.74% | 0 | 0 | 0
Tech | Lodging/Hospitality | Space Cooling | Residential-type central air conditioners | TRC | Existing | NE3278 | Chilled Water Controls Optimization | Chilled Water Controls Optimization | NonEquip | 10 | Central chillers inside | 0% | Tech/Econ | 12.5% | 0 | 0 | 0
Tech | Lodging/Hospitality | Space Cooling | Residential-type central air conditioners | TRC | Existing | NE3200 | Ceiling Insulation(R2 to R38) | Ceiling Insulation(R2 to R38) | NonEquip | 20 |  | 0% | Tech/Econ | 5.436% | 0 | 0 | 0
Tech | Lodging/Hospitality | Space Cooling | Residential-type central air conditioners | TRC | Existing | NE3096 | Ceiling Insulation(R12 to R38) | Ceiling Insulation(R12 to R38) | NonEquip | 20 |  | 0% | Tech/Econ | 0.6544% | 0 | 0 | 0
Tech | Lodging/Hospitality | Space Cooling | Residential-type central air conditioners | TRC | Existing | NE3044 | Airside Economizer | Airside Economizer | NonEquip | 10 | Packaged air conditioning units (RTUs) | 0% | Tech/Econ | 5.556% | 0 | 0 | 0
Tech | Lodging/Hospitality | Space Cooling | Residential-type central air conditioners | TRC | Turnover | ET827 | Geothermal Heat Pump | Geothermal Heat Pump | Equip | 15 | Residential-type central air conditioners | 30.5% | Tech/Econ | 21.18% | 0 | 0 | 0
Tech | Lodging/Hospitality | Space Cooling | Residential-type central air conditioners | TRC | Turnover | ET1373 | Variable Refrigerant Flow (VRF) HVAC Systems | Variable Refrigerant Flow (VRF) HVAC Systems | Equip | 15 | Residential-type central air conditioners | 49.09% | Tech/Econ | 36.88% | 0 | 0 | 0
Tech | Lodging/Hospitality | Space Cooling | Residential-type central air conditioners | TRC | Turnover | ET1295 | High Efficiency PTHP | High Efficiency PTHP | Equip | 15 | Residential-type central air conditioners | 0% | Tech/Econ | 23.64% | 0 | 0 | 0
Tech | Lodging/Hospitality | Space Cooling | Residential-type central air conditioners | TRC | Turnover | ET1256 | High Efficiency PTAC | High Efficiency PTAC | Equip | 15 | Residential-type central air conditioners | 0% | Tech/Econ | 23.64% | 0 | 0 | 0
Tech | Lodging/Hospitality | Space Cooling | Residential-type central air conditioners | TRC | New | EN853 | Geothermal Heat Pump | Geothermal Heat Pump | Equip | 15 | Residential-type central air conditioners | 30.5% | Tech/Econ | 21.18% | 0 | 0 | 0
Tech | Lodging/Hospitality | Space Cooling | Residential-type central air conditioners | TRC | New | EN1399 | Variable Refrigerant Flow (VRF) HVAC Systems | Variable Refrigerant Flow (VRF) HVAC Systems | Equip | 15 | Residential-type central air conditioners | 49.09% | Tech/Econ | 36.88% | 0 | 0 | 0
Tech | Lodging/Hospitality | Space Cooling | Residential-type central air conditioners | TRC | New | EN1321 | High Efficiency PTHP | High Efficiency PTHP | Equip | 15 | Residential-type central air conditioners | 0% | Tech/Econ | 23.64% | 0 | 0 | 0
Tech | Lodging/Hospitality | Space Cooling | Residential-type central air conditioners | TRC | New | EN1282 | High Efficiency PTAC | High Efficiency PTAC | Equip | 15 | Residential-type central air conditioners | 0% | Tech/Econ | 23.64% | 0 | 0 | 0
Tech | Lodging/Hospitality | Space Heating | Residential/split system heat pump | TRC | New | NN5345 | Retro-Commissioning | Retro-Commissioning | NonEquip | 5 |  | 0% | Tech/Econ | 16% | 0 | 0 | 0
Tech | Lodging/Hospitality | Space Heating | Residential/split system heat pump | TRC | New | NN4331 | Water Cooled Refrigeration Heat Recovery | Water Cooled Refrigeration Heat Recovery | NonEquip | 20 |  | 0% | Tech/Econ | 10% | 0 | 0 | 0
Tech | Lodging/Hospitality | Space Heating | Residential/split system heat pump | TRC | New | NN4279 | Warehouse Loading Dock Seals | Warehouse Loading Dock Seals | NonEquip | 18 |  | 0% | Tech/Econ | 0.164% | 0 | 0 | 0
Tech | Lodging/Hospitality | Space Heating | Residential/split system heat pump | TRC | New | NN4175 | Smart Thermostat | Smart Thermostat | NonEquip | 11 |  | 45.33% | Tech/Econ | 10% | 3719.2995 | 0 | 11.1124
Tech | Lodging/Hospitality | Space Heating | Residential/split system heat pump | TRC | New | NN4097 | Roof Insulation | Roof Insulation | NonEquip | 20 |  | 37.5% | Tech/Econ | 0.1396% | 0 | 0 | 0
Tech | Lodging/Hospitality | Space Heating | Residential/split system heat pump | TRC | New | NN4071 | Programmable Thermostat | Programmable Thermostat | NonEquip | 11 |  | 0% | Tech/Econ | 3.6% | 0 | 0 | 0
Tech | Lodging/Hospitality | Space Heating | Residential/split system heat pump | TRC | New | NN4019 | Low U-Value Windows | Low U-Value Windows | NonEquip | 20 |  | 26.88% | Tech/Econ | 10% | 2105.3337 | 0 | -0.20907
Tech | Lodging/Hospitality | Space Heating | Residential/split system heat pump | TRC | New | NN3941 | Infiltration Reduction - Air Sealing | Infiltration Reduction - Air Sealing | NonEquip | 11 |  | 0% | Tech/Econ | 0.08198% | 0 | 0 | 0
Tech | Lodging/Hospitality | Space Heating | Residential/split system heat pump | TRC | New | NN3863 | Hotel Card Energy Control Systems | Hotel Card Energy Control Systems | NonEquip | 15 |  | 41.26% | Tech/Econ | 4.857% | 826.568 | 0 | -0.024871
Tech | Lodging/Hospitality | Space Heating | Residential/split system heat pump | TRC | New | NN3785 | Green Roof | Green Roof | NonEquip | 15 |  | 0.63% | Tech/Econ | 0.2158% | 0 | 0 | 0
Tech | Lodging/Hospitality | Space Heating | Residential/split system heat pump | TRC | New | NN3655 | Facility Energy Management System | Facility Energy Management System | NonEquip | 15 |  | 4.276% | Tech/Econ | 20% | 707.7807 | 0 | 0.084924
Tech | Lodging/Hospitality | Space Heating | Residential/split system heat pump | TRC | New | NN3577 | ECM Motors on Furnaces | ECM Motors on Furnaces | NonEquip | 15 | Forced air furnace | 0% | Tech/Econ | 1.706% | 0 | 0 | 0
Tech | Lodging/Hospitality | Space Heating | Residential/split system heat pump | TRC | New | NN3551 | Duct Sealing Repair | Duct Sealing Repair | NonEquip | 15 |  | 0% | Tech/Econ | 12% | 0 | 0 | 0
Tech | Lodging/Hospitality | Space Heating | Residential/split system heat pump | TRC | New | NN3499 | Duct Insulation | Duct Insulation | NonEquip | 15 |  | 0% | Tech/Econ | 2.045% | 0 | 0 | 0
Tech | Lodging/Hospitality | Space Heating | Residential/split system heat pump | TRC | New | NN3447 | Destratification Fans | Destratification Fans | NonEquip | 10 |  | 0% | Tech/Econ | 13.15% | 0 | 0 | 0
Tech | Lodging/Hospitality | Space Heating | Residential/split system heat pump | TRC | New | NN3395 | Dedicated Outdoor Air System on VRF unit | Dedicated Outdoor Air System on VRF unit | NonEquip | 15 | Residential/split system heat pump | 58.91% | Tech/Econ | 10% | 3880.5149 | 0 | 0.60488
Tech | Lodging/Hospitality | Space Heating | Residential/split system heat pump | TRC | New | NN3343 | Cool Roof | Cool Roof | NonEquip | 15 |  | 72.18% | Tech/Econ | 0.07756% | 0 | 0 | 0
Tech | Lodging/Hospitality | Space Heating | Residential/split system heat pump | TRC | New | NN3187 | Ceiling Insulation(R2 to R38) | Ceiling Insulation(R2 to R38) | NonEquip | 20 |  | 0% | Tech/Econ | 1.905% | 0 | 0 | 0
Tech | Lodging/Hospitality | Space Heating | Residential/split system heat pump | TRC | New | NN3135 | Ceiling Insulation(R19 to R38) | Ceiling Insulation(R19 to R38) | NonEquip | 20 |  | 0% | Tech/Econ | 0.1058% | 0 | 0 | 0
Tech | Lodging/Hospitality | Space Heating | Residential/split system heat pump | TRC | New | NN3083 | Ceiling Insulation(R12 to R38) | Ceiling Insulation(R12 to R38) | NonEquip | 20 |  | 0% | Tech/Econ | 0.2293% | 0 | 0 | 0
Tech | Lodging/Hospitality | Space Heating | Residential/split system heat pump | TRC | New | NN3005 | Air Curtains | Air Curtains | NonEquip | 8 |  | 28.37% | Tech/Econ | 0.2603% | 0 | 0 | 0
Tech | Lodging/Hospitality | Space Heating | Residential/split system heat pump | TRC | Existing | NE5332 | Retro-Commissioning | Retro-Commissioning | NonEquip | 5 |  | 21.99% | Tech/Econ | 16% | 100646.1134 | 0 | 60.2093
Tech | Lodging/Hospitality | Space Heating | Residential/split system heat pump | TRC | Existing | NE4318 | Water Cooled Refrigeration Heat Recovery | Water Cooled Refrigeration Heat Recovery | NonEquip | 20 |  | 0% | Tech/Econ | 10% | 0 | 0 | 0
Tech | Lodging/Hospitality | Space Heating | Residential/split system heat pump | TRC | Existing | NE4266 | Warehouse Loading Dock Seals | Warehouse Loading Dock Seals | NonEquip | 18 |  | 0% | Tech/Econ | 0.1809% | 0 | 0 | 0
Tech | Lodging/Hospitality | Space Heating | Residential/split system heat pump | TRC | Existing | NE4240 | Wall Insulation | Wall Insulation | NonEquip | 20 |  | 0% | Tech/Econ | 2.181% | 0 | 0 | 0
Tech | Lodging/Hospitality | Space Heating | Residential/split system heat pump | TRC | Existing | NE4162 | Smart Thermostat | Smart Thermostat | NonEquip | 11 |  | 45.33% | Tech/Econ | 10% | 148608.4118 | 0 | 444.0059
Tech | Lodging/Hospitality | Space Heating | Residential/split system heat pump | TRC | Existing | NE4084 | Roof Insulation | Roof Insulation | NonEquip | 20 |  | 43.5% | Tech/Econ | 0.3081% | 3699.2836 | 0 | 0.90119
Tech | Lodging/Hospitality | Space Heating | Residential/split system heat pump | TRC | Existing | NE4058 | Programmable Thermostat | Programmable Thermostat | NonEquip | 11 |  | 0% | Tech/Econ | 3.6% | 0 | 0 | 0
Tech | Lodging/Hospitality | Space Heating | Residential/split system heat pump | TRC | Existing | NE4006 | Low U-Value Windows | Low U-Value Windows | NonEquip | 20 |  | 10.75% | Tech/Econ | 46% | 201765.8908 | 0 | -20.0362
Tech | Lodging/Hospitality | Space Heating | Residential/split system heat pump | TRC | Existing | NE3928 | Infiltration Reduction - Air Sealing | Infiltration Reduction - Air Sealing | NonEquip | 11 |  | 0% | Tech/Econ | 0.09046% | 0 | 0 | 0
Tech | Lodging/Hospitality | Space Heating | Residential/split system heat pump | TRC | Existing | NE3850 | Hotel Card Energy Control Systems | Hotel Card Energy Control Systems | NonEquip | 15 |  | 41.26% | Tech/Econ | 4.857% | 59032.8851 | 0 | -1.7763
Tech | Lodging/Hospitality | Space Heating | Residential/split system heat pump | TRC | Existing | NE3772 | Green Roof | Green Roof | NonEquip | 15 |  | 0.126% | Tech/Econ | 0.2381% | 8.2615 | 0 | 0
Tech | Lodging/Hospitality | Space Heating | Residential/split system heat pump | TRC | Existing | NE3720 | Floor Insulation | Floor Insulation | NonEquip | 20 |  | 12.15% | Tech/Econ | 0.08084% | 270.287 | 0 | 0.065845
Tech | Lodging/Hospitality | Space Heating | Residential/split system heat pump | TRC | Existing | NE3642 | Facility Energy Management System | Facility Energy Management System | NonEquip | 15 |  | 0.7167% | Tech/Econ | 20% | 4706.1978 | 0 | 0.56468
Tech | Lodging/Hospitality | Space Heating | Residential/split system heat pump | TRC | Existing | NE3564 | ECM Motors on Furnaces | ECM Motors on Furnaces | NonEquip | 15 | Forced air furnace | 0% | Tech/Econ | 1.706% | 0 | 0 | 0
Tech | Lodging/Hospitality | Space Heating | Residential/split system heat pump | TRC | Existing | NE3538 | Duct Sealing Repair | Duct Sealing Repair | NonEquip | 15 |  | 0% | Tech/Econ | 12% | 0 | 0 | 0
Tech | Lodging/Hospitality | Space Heating | Residential/split system heat pump | TRC | Existing | NE3486 | Duct Insulation | Duct Insulation | NonEquip | 15 |  | 0% | Tech/Econ | 2.045% | 0 | 0 | 0
Tech | Lodging/Hospitality | Space Heating | Residential/split system heat pump | TRC | Existing | NE3434 | Destratification Fans | Destratification Fans | NonEquip | 10 |  | 0% | Tech/Econ | 13.15% | 0 | 0 | 0
Tech | Lodging/Hospitality | Space Heating | Residential/split system heat pump | TRC | Existing | NE3382 | Dedicated Outdoor Air System on VRF unit | Dedicated Outdoor Air System on VRF unit | NonEquip | 15 | Residential/split system heat pump | 58.91% | Tech/Econ | 10% | 184399.3995 | 0 | 28.7432
Tech | Lodging/Hospitality | Space Heating | Residential/split system heat pump | TRC | Existing | NE3330 | Cool Roof | Cool Roof | NonEquip | 15 |  | 72.68% | Tech/Econ | 0.08559% | 1713.0504 | 0 | 0
Tech | Lodging/Hospitality | Space Heating | Residential/split system heat pump | TRC | Existing | NE3226 | Ceiling Insulation(R30 to R38) | Ceiling Insulation(R30 to R38) | NonEquip | 20 |  | 0% | Tech/Econ | 0.03114% | 0 | 0 | 0
Tech | Lodging/Hospitality | Space Heating | Residential/split system heat pump | TRC | Existing | NE3174 | Ceiling Insulation(R2 to R38) | Ceiling Insulation(R2 to R38) | NonEquip | 20 |  | 0% | Tech/Econ | 2.102% | 0 | 0 | 0
Tech | Lodging/Hospitality | Space Heating | Residential/split system heat pump | TRC | Existing | NE3122 | Ceiling Insulation(R19 to R38) | Ceiling Insulation(R19 to R38) | NonEquip | 20 |  | 0% | Tech/Econ | 0.1168% | 0 | 0 | 0
Tech | Lodging/Hospitality | Space Heating | Residential/split system heat pump | TRC | Existing | NE3070 | Ceiling Insulation(R12 to R38) | Ceiling Insulation(R12 to R38) | NonEquip | 20 |  | 0% | Tech/Econ | 0.253% | 0 | 0 | 0
Tech | Lodging/Hospitality | Space Heating | Residential/split system heat pump | TRC | Existing | NE2992 | Air Curtains | Air Curtains | NonEquip | 8 |  | 33.45% | Tech/Econ | 0.2603% | 2399.5322 | 0 | 0.26059
Tech | Lodging/Hospitality | Space Heating | Residential/split system heat pump | TRC | Turnover | ET866 | Geothermal Heat Pump | Geothermal Heat Pump | Equip | 15 | Residential/split system heat pump | 30.5% | Tech/Econ | 2.941% | 25892.2571 | 0 | 8.5525
Tech | Lodging/Hospitality | Space Heating | Residential/split system heat pump | TRC | Turnover | ET1412 | Variable Refrigerant Flow (VRF) HVAC Systems | Variable Refrigerant Flow (VRF) HVAC Systems | Equip | 15 | Residential/split system heat pump | 49.09% | Tech/Econ | 31.25% | 595016.9464 | 0 | 92.7482
Tech | Lodging/Hospitality | Space Heating | Residential/split system heat pump | TRC | Turnover | ET1334 | High Efficiency PTHP | High Efficiency PTHP | Equip | 15 | Residential/split system heat pump | 0% | Tech/Econ | 9.375% | 0 | 0 | 0
Tech | Lodging/Hospitality | Space Heating | Residential/split system heat pump | TRC | New | EN892 | Geothermal Heat Pump | Geothermal Heat Pump | Equip | 15 | Residential/split system heat pump | 30.5% | Tech/Econ | 2.941% | 0 | 0 | 0
Tech | Lodging/Hospitality | Space Heating | Residential/split system heat pump | TRC | New | EN1438 | Variable Refrigerant Flow (VRF) HVAC Systems | Variable Refrigerant Flow (VRF) HVAC Systems | Equip | 15 | Residential/split system heat pump | 49.09% | Tech/Econ | 31.25% | 14998.719 | 0 | 2.3379
Tech | Lodging/Hospitality | Space Heating | Residential/split system heat pump | TRC | New | EN1360 | High Efficiency PTHP | High Efficiency PTHP | Equip | 15 | Residential/split system heat pump | 0% | Tech/Econ | 9.375% | 0 | 0 | 0
Tech | Lodging/Hospitality | Refrigeration | Residential style | TRC | New | NN5319 | Retro-Commissioning | Retro-Commissioning | NonEquip | 5 |  | 0% | Tech/Econ | 16% | 0 | 0 | 0
Tech | Lodging/Hospitality | Refrigeration | Residential style | TRC | New | NN4903 | Strip Curtains for Walk-ins | Strip Curtains for Walk-ins | NonEquip | 4 | Walk-in cooler | 0% | Tech/Econ | 2.115% | 0 | 0 | 0
Tech | Lodging/Hospitality | Refrigeration | Residential style | TRC | New | NN4877 | Refrigerated Display Case Lighting Controls | Refrigerated Display Case Lighting Controls | NonEquip | 8 | Display cases | 0% | Tech/Econ | 0.9365% | 0 | 0 | 0
Tech | Lodging/Hospitality | Refrigeration | Residential style | TRC | New | NN4851 | PSC to ECM Evaporator Fan Motor (Walk-In, Refrigerator) | PSC to ECM Evaporator Fan Motor (Walk-In, Refrigerator) | NonEquip | 15 | Walk-in cooler | 0% | Tech/Econ | 37.5% | 0 | 0 | 0
Tech | Lodging/Hospitality | Refrigeration | Residential style | TRC | New | NN4825 | PSC to ECM Evaporator Fan Motor (Reach-In) | PSC to ECM Evaporator Fan Motor (Reach-In) | NonEquip | 15 | Display cases | 0% | Tech/Econ | 37.5% | 0 | 0 | 0
Tech | Lodging/Hospitality | Refrigeration | Residential style | TRC | New | NN4799 | Night Covers for Display Cases | Night Covers for Display Cases | NonEquip | 5 | Display cases | 0% | Tech/Econ | 1.877% | 0 | 0 | 0
Tech | Lodging/Hospitality | Refrigeration | Residential style | TRC | New | NN4773 | High R-Value Glass Doors | High R-Value Glass Doors | NonEquip | 12 | Display cases | 0% | Tech/Econ | 0% | 0 | 0 | 0
Tech | Lodging/Hospitality | Refrigeration | Residential style | TRC | New | NN4747 | High Efficiency Refrigeration Compressor | High Efficiency Refrigeration Compressor | NonEquip | 13 | Display cases | 0% | Tech/Econ | 6.922% | 0 | 0 | 0
Tech | Lodging/Hospitality | Refrigeration | Residential style | TRC | New | NN4721 | Freezer-Cooler Replacement Gaskets | Freezer-Cooler Replacement Gaskets | NonEquip | 4 | Display cases | 0% | Tech/Econ | 0% | 0 | 0 | 0
Tech | Lodging/Hospitality | Refrigeration | Residential style | TRC | New | NN4695 | Floating Head Pressure Controls | Floating Head Pressure Controls | NonEquip | 15 |  | 27.37% | Tech/Econ | 6.05% | 706.9849 | 0.091664 | 0.07678
Tech | Lodging/Hospitality | Refrigeration | Residential style | TRC | New | NN4669 | Demand Defrost | Demand Defrost | NonEquip | 10 | Walk-in cooler | 0% | Tech/Econ | 30% | 0 | 0 | 0
Tech | Lodging/Hospitality | Refrigeration | Residential style | TRC | New | NN4643 | Automatic Door Closer for Walk-in Coolers and Freezers | Automatic Door Closer for Walk-in Coolers and Freezers | NonEquip | 8 | Walk-in cooler | 0% | Tech/Econ | 3.131% | 0 | 0 | 0
Tech | Lodging/Hospitality | Refrigeration | Residential style | TRC | New | NN4617 | Anti-Sweat Controls | Anti-Sweat Controls | NonEquip | 8 | Display cases | 0% | Tech/Econ | 85% | 0 | 0 | 0
Tech | Lodging/Hospitality | Refrigeration | Residential style | TRC | Existing | NE5306 | Retro-Commissioning | Retro-Commissioning | NonEquip | 5 |  | 21.99% | Tech/Econ | 16% | 63868.7494 | 19.7193 | 38.2081
Tech | Lodging/Hospitality | Refrigeration | Residential style | TRC | Existing | NE4890 | Strip Curtains for Walk-ins | Strip Curtains for Walk-ins | NonEquip | 4 | Walk-in cooler | 0% | Tech/Econ | 2.115% | 0 | 0 | 0
Tech | Lodging/Hospitality | Refrigeration | Residential style | TRC | Existing | NE4864 | Refrigerated Display Case Lighting Controls | Refrigerated Display Case Lighting Controls | NonEquip | 8 | Display cases | 0% | Tech/Econ | 2.524% | 0 | 0 | 0
Tech | Lodging/Hospitality | Refrigeration | Residential style | TRC | Existing | NE4838 | PSC to ECM Evaporator Fan Motor (Walk-In, Refrigerator) | PSC to ECM Evaporator Fan Motor (Walk-In, Refrigerator) | NonEquip | 15 | Walk-in cooler | 0% | Tech/Econ | 37.5% | 0 | 0 | 0
Tech | Lodging/Hospitality | Refrigeration | Residential style | TRC | Existing | NE4812 | PSC to ECM Evaporator Fan Motor (Reach-In) | PSC to ECM Evaporator Fan Motor (Reach-In) | NonEquip | 15 | Display cases | 0% | Tech/Econ | 37.5% | 0 | 0 | 0
Tech | Lodging/Hospitality | Refrigeration | Residential style | TRC | Existing | NE4786 | Night Covers for Display Cases | Night Covers for Display Cases | NonEquip | 5 | Display cases | 0% | Tech/Econ | 1.877% | 0 | 0 | 0
Tech | Lodging/Hospitality | Refrigeration | Residential style | TRC | Existing | NE4760 | High R-Value Glass Doors | High R-Value Glass Doors | NonEquip | 12 | Display cases | 0% | Tech/Econ | 23.81% | 0 | 0 | 0
Tech | Lodging/Hospitality | Refrigeration | Residential style | TRC | Existing | NE4734 | High Efficiency Refrigeration Compressor | High Efficiency Refrigeration Compressor | NonEquip | 13 | Display cases | 0% | Tech/Econ | 6.922% | 0 | 0 | 0
Tech | Lodging/Hospitality | Refrigeration | Residential style | TRC | Existing | NE4708 | Freezer-Cooler Replacement Gaskets | Freezer-Cooler Replacement Gaskets | NonEquip | 4 | Display cases | 0% | Tech/Econ | 3.131% | 0 | 0 | 0
Tech | Lodging/Hospitality | Refrigeration | Residential style | TRC | Existing | NE4682 | Floating Head Pressure Controls | Floating Head Pressure Controls | NonEquip | 15 |  | 27.37% | Tech/Econ | 6.05% | 29006.7038 | 3.7609 | 3.1502
Tech | Lodging/Hospitality | Refrigeration | Residential style | TRC | Existing | NE4656 | Demand Defrost | Demand Defrost | NonEquip | 10 | Walk-in cooler | 0% | Tech/Econ | 30% | 0 | 0 | 0
Tech | Lodging/Hospitality | Refrigeration | Residential style | TRC | Existing | NE4630 | Automatic Door Closer for Walk-in Coolers and Freezers | Automatic Door Closer for Walk-in Coolers and Freezers | NonEquip | 8 | Walk-in cooler | 0% | Tech/Econ | 3.131% | 0 | 0 | 0
Tech | Lodging/Hospitality | Refrigeration | Residential style | TRC | Existing | NE4604 | Anti-Sweat Controls | Anti-Sweat Controls | NonEquip | 8 | Display cases | 0% | Tech/Econ | 85% | 0 | 0 | 0
Tech | Lodging/Hospitality | Refrigeration | Residential style | TRC | Turnover | ET2537 | Energy Star Refrigerator | Energy Star Refrigerator | Equip | 12 | Residential style | 45.6% | Tech/Econ | 21.99% | 202306.0462 | 26.6356 | 20.9585
Tech | Lodging/Hospitality | Refrigeration | Residential style | TRC | New | EN2563 | Energy Star Refrigerator | Energy Star Refrigerator | Equip | 12 | Residential style | 53.2% | Tech/Econ | 21.99% | 5655.2888 | 0.74458 | 0.58588
Tech | Lodging/Hospitality | Miscellaneous | Pool pump | TRC | New | NN5449 | Retro-Commissioning | Retro-Commissioning | NonEquip | 5 |  | 0% | Tech/Econ | 16% | 0 | 0 | 0
Tech | Lodging/Hospitality | Miscellaneous | Pool pump | TRC | New | NN4539 | VSD Controlled Compressor | VSD Controlled Compressor | NonEquip | 15 | Others | 0% | Tech/Econ | 20.79% | 0 | 0 | 0
Tech | Lodging/Hospitality | Miscellaneous | Pool pump | TRC | New | NN4513 | Regenerative Drive Elevator Motor | Regenerative Drive Elevator Motor | NonEquip | 13 | Elevators/Escalators | 0% | Tech/Econ | 6.211% | 0 | 0 | 0
Tech | Lodging/Hospitality | Miscellaneous | Pool pump | TRC | New | NN4487 | Engine Block Timer | Engine Block Timer | NonEquip | 5 | Others | 0% | Tech/Econ | 36% | 0 | 0 | 0
Tech | Lodging/Hospitality | Miscellaneous | Pool pump | TRC | New | NN4461 | Efficient Motor Belts | Efficient Motor Belts | NonEquip | 10 | Others | 0% | Tech/Econ | 1.105% | 0 | 0 | 0
Tech | Lodging/Hospitality | Miscellaneous | Pool pump | TRC | Existing | NE5436 | Retro-Commissioning | Retro-Commissioning | NonEquip | 5 |  | 21.99% | Tech/Econ | 16% | 3349.8602 | 1.0343 | 2.004
Tech | Lodging/Hospitality | Miscellaneous | Pool pump | TRC | Existing | NE4526 | VSD Controlled Compressor | VSD Controlled Compressor | NonEquip | 15 | Others | 0% | Tech/Econ | 20.79% | 0 | 0 | 0
Tech | Lodging/Hospitality | Miscellaneous | Pool pump | TRC | Existing | NE4500 | Regenerative Drive Elevator Motor | Regenerative Drive Elevator Motor | NonEquip | 13 | Elevators/Escalators | 0% | Tech/Econ | 6.211% | 0 | 0 | 0
Tech | Lodging/Hospitality | Miscellaneous | Pool pump | TRC | Existing | NE4474 | Engine Block Timer | Engine Block Timer | NonEquip | 5 | Others | 0% | Tech/Econ | 36% | 0 | 0 | 0
Tech | Lodging/Hospitality | Miscellaneous | Pool pump | TRC | Existing | NE4448 | Efficient Motor Belts | Efficient Motor Belts | NonEquip | 10 | Others | 0% | Tech/Econ | 1.105% | 0 | 0 | 0
Tech | Lodging/Hospitality | Miscellaneous | Pool pump | TRC | Turnover | ET2111 | Variable Speed Pool Pump | Variable Speed Pool Pump | Equip | 10 | Pool pump | 50.73% | Tech/Econ | 64.36% | 46160.9007 | 10.8634 | 1.6862
Tech | Lodging/Hospitality | Miscellaneous | Pool pump | TRC | Turnover | ET2036 | Solar Powered Pool Pump | Solar Powered Pool Pump | Equip | 10 | Pool pump | 3.42% | Tech/Econ | 81% | 10130.9807 | 2.3842 | 0.37008
Tech | Lodging/Hospitality | Miscellaneous | Pool pump | TRC | Turnover | ET1997 | Solar Pool Heater | Solar Pool Heater | Equip | 15 | Pool pump | 5.077% | Tech/Econ | 86.11% | 16717.8213 | 0 | 0.6107
Tech | Lodging/Hospitality | Miscellaneous | Pool pump | TRC | Turnover | ET1958 | Heat Pump Pool Heater | Heat Pump Pool Heater | Equip | 15 | Pool pump | 75.3% | Tech/Econ | 80% | 214208.2204 | 0 | 7.825
Tech | Lodging/Hospitality | Miscellaneous | Pool pump | TRC | New | EN2135 | Variable Speed Pool Pump | Variable Speed Pool Pump | Equip | 10 | Pool pump | 50.73% | Tech/Econ | 64.36% | 353.2347 | 0.08313 | 0.012904
Tech | Lodging/Hospitality | Miscellaneous | Pool pump | TRC | New | EN2060 | Solar Powered Pool Pump | Solar Powered Pool Pump | Equip | 10 | Pool pump | 3.42% | Tech/Econ | 81% | 242.7452 | 0.057127 | 0.0088674
Tech | Lodging/Hospitality | Miscellaneous | Pool pump | TRC | New | EN2023 | Solar Pool Heater | Solar Pool Heater | Equip | 15 | Pool pump | 5.077% | Tech/Econ | 86.11% | 400.5704 | 0 | 0.014633
Tech | Lodging/Hospitality | Miscellaneous | Pool pump | TRC | New | EN1984 | Heat Pump Pool Heater | Heat Pump Pool Heater | Equip | 15 | Pool pump | 75.3% | Tech/Econ | 80% | 5132.5746 | 0 | 0.18749
Tech | Lodging/Hospitality | Space Heating | Packaged central unit | TRC | New | NN5345 | Retro-Commissioning | Retro-Commissioning | NonEquip | 5 |  | 0% | Tech/Econ | 16% | 0 | 0 | 0
Tech | Lodging/Hospitality | Space Heating | Packaged central unit | TRC | New | NN4331 | Water Cooled Refrigeration Heat Recovery | Water Cooled Refrigeration Heat Recovery | NonEquip | 20 |  | 0% | Tech/Econ | 10% | 0 | 0 | 0
Tech | Lodging/Hospitality | Space Heating | Packaged central unit | TRC | New | NN4279 | Warehouse Loading Dock Seals | Warehouse Loading Dock Seals | NonEquip | 18 |  | 0% | Tech/Econ | 0.164% | 0 | 0 | 0
Tech | Lodging/Hospitality | Space Heating | Packaged central unit | TRC | New | NN4175 | Smart Thermostat | Smart Thermostat | NonEquip | 11 |  | 45.33% | Tech/Econ | 10% | 7192.3743 | 0 | 21.4891
Tech | Lodging/Hospitality | Space Heating | Packaged central unit | TRC | New | NN4097 | Roof Insulation | Roof Insulation | NonEquip | 20 |  | 37.5% | Tech/Econ | 0.1396% | 0 | 0 | 0
Tech | Lodging/Hospitality | Space Heating | Packaged central unit | TRC | New | NN4071 | Programmable Thermostat | Programmable Thermostat | NonEquip | 11 |  | 0% | Tech/Econ | 3.6% | 0 | 0 | 0
Tech | Lodging/Hospitality | Space Heating | Packaged central unit | TRC | New | NN4019 | Low U-Value Windows | Low U-Value Windows | NonEquip | 20 |  | 26.88% | Tech/Econ | 10% | 4071.2902 | 0 | -0.4043
Tech | Lodging/Hospitality | Space Heating | Packaged central unit | TRC | New | NN3941 | Infiltration Reduction - Air Sealing | Infiltration Reduction - Air Sealing | NonEquip | 11 |  | 0% | Tech/Econ | 0.08198% | 0 | 0 | 0
Tech | Lodging/Hospitality | Space Heating | Packaged central unit | TRC | New | NN3863 | Hotel Card Energy Control Systems | Hotel Card Energy Control Systems | NonEquip | 15 |  | 41.26% | Tech/Econ | 4.857% | 1684.1473 | 0 | -0.050676
Tech | Lodging/Hospitality | Space Heating | Packaged central unit | TRC | New | NN3785 | Green Roof | Green Roof | NonEquip | 15 |  | 0.63% | Tech/Econ | 0.2158% | 0 | 0 | 0
Tech | Lodging/Hospitality | Space Heating | Packaged central unit | TRC | New | NN3733 | Floor Insulation | Floor Insulation | NonEquip | 20 |  | 16.87% | Tech/Econ | 0.07326% | 0 | 0 | 0
Tech | Lodging/Hospitality | Space Heating | Packaged central unit | TRC | New | NN3655 | Facility Energy Management System | Facility Energy Management System | NonEquip | 15 |  | 4.276% | Tech/Econ | 20% | 1368.705 | 0 | 0.16423
Tech | Lodging/Hospitality | Space Heating | Packaged central unit | TRC | New | NN3577 | ECM Motors on Furnaces | ECM Motors on Furnaces | NonEquip | 15 | Forced air furnace | 0% | Tech/Econ | 1.706% | 0 | 0 | 0
Tech | Lodging/Hospitality | Space Heating | Packaged central unit | TRC | New | NN3551 | Duct Sealing Repair | Duct Sealing Repair | NonEquip | 15 |  | 0% | Tech/Econ | 12% | 0 | 0 | 0
Tech | Lodging/Hospitality | Space Heating | Packaged central unit | TRC | New | NN3499 | Duct Insulation | Duct Insulation | NonEquip | 15 |  | 0% | Tech/Econ | 2.045% | 0 | 0 | 0
Tech | Lodging/Hospitality | Space Heating | Packaged central unit | TRC | New | NN3447 | Destratification Fans | Destratification Fans | NonEquip | 10 |  | 0% | Tech/Econ | 13.15% | 0 | 0 | 0
Tech | Lodging/Hospitality | Space Heating | Packaged central unit | TRC | New | NN3395 | Dedicated Outdoor Air System on VRF unit | Dedicated Outdoor Air System on VRF unit | NonEquip | 15 | Residential/split system heat pump | 0% | Tech/Econ | 10% | 0 | 0 | 0
Tech | Lodging/Hospitality | Space Heating | Packaged central unit | TRC | New | NN3343 | Cool Roof | Cool Roof | NonEquip | 15 |  | 72.18% | Tech/Econ | 0.07756% | 0 | 0 | 0
Tech | Lodging/Hospitality | Space Heating | Packaged central unit | TRC | New | NN3239 | Ceiling Insulation(R30 to R38) | Ceiling Insulation(R30 to R38) | NonEquip | 20 |  | 0% | Tech/Econ | 0.02822% | 0 | 0 | 0
Tech | Lodging/Hospitality | Space Heating | Packaged central unit | TRC | New | NN3187 | Ceiling Insulation(R2 to R38) | Ceiling Insulation(R2 to R38) | NonEquip | 20 |  | 0% | Tech/Econ | 1.905% | 0 | 0 | 0
Tech | Lodging/Hospitality | Space Heating | Packaged central unit | TRC | New | NN3135 | Ceiling Insulation(R19 to R38) | Ceiling Insulation(R19 to R38) | NonEquip | 20 |  | 0% | Tech/Econ | 0.1058% | 0 | 0 | 0
Tech | Lodging/Hospitality | Space Heating | Packaged central unit | TRC | New | NN3083 | Ceiling Insulation(R12 to R38) | Ceiling Insulation(R12 to R38) | NonEquip | 20 |  | 0% | Tech/Econ | 0.2293% | 0 | 0 | 0
Tech | Lodging/Hospitality | Space Heating | Packaged central unit | TRC | New | NN3005 | Air Curtains | Air Curtains | NonEquip | 8 |  | 28.37% | Tech/Econ | 0.2603% | 0 | 0 | 0
Tech | Lodging/Hospitality | Space Heating | Packaged central unit | TRC | Existing | NE5332 | Retro-Commissioning | Retro-Commissioning | NonEquip | 5 |  | 21.99% | Tech/Econ | 16% | 202705.3696 | 0 | 121.264
Tech | Lodging/Hospitality | Space Heating | Packaged central unit | TRC | Existing | NE4318 | Water Cooled Refrigeration Heat Recovery | Water Cooled Refrigeration Heat Recovery | NonEquip | 20 |  | 0% | Tech/Econ | 10% | 0 | 0 | 0
Tech | Lodging/Hospitality | Space Heating | Packaged central unit | TRC | Existing | NE4266 | Warehouse Loading Dock Seals | Warehouse Loading Dock Seals | NonEquip | 18 |  | 0% | Tech/Econ | 0.1809% | 0 | 0 | 0
Tech | Lodging/Hospitality | Space Heating | Packaged central unit | TRC | Existing | NE4240 | Wall Insulation | Wall Insulation | NonEquip | 20 |  | 0% | Tech/Econ | 2.181% | 0 | 0 | 0
Tech | Lodging/Hospitality | Space Heating | Packaged central unit | TRC | Existing | NE4162 | Smart Thermostat | Smart Thermostat | NonEquip | 11 |  | 45.33% | Tech/Econ | 10% | 287378.6604 | 0 | 858.6178
Tech | Lodging/Hospitality | Space Heating | Packaged central unit | TRC | Existing | NE4084 | Roof Insulation | Roof Insulation | NonEquip | 20 |  | 43.5% | Tech/Econ | 0.3081% | 7450.5077 | 0 | 1.815
Tech | Lodging/Hospitality | Space Heating | Packaged central unit | TRC | Existing | NE4058 | Programmable Thermostat | Programmable Thermostat | NonEquip | 11 |  | 0% | Tech/Econ | 3.6% | 0 | 0 | 0
Tech | Lodging/Hospitality | Space Heating | Packaged central unit | TRC | Existing | NE4006 | Low U-Value Windows | Low U-Value Windows | NonEquip | 20 |  | 10.75% | Tech/Econ | 46% | 330313.3209 | 0 | -32.8015
Tech | Lodging/Hospitality | Space Heating | Packaged central unit | TRC | Existing | NE3928 | Infiltration Reduction - Air Sealing | Infiltration Reduction - Air Sealing | NonEquip | 11 |  | 0% | Tech/Econ | 0.09046% | 0 | 0 | 0
Tech | Lodging/Hospitality | Space Heating | Packaged central unit | TRC | Existing | NE3850 | Hotel Card Energy Control Systems | Hotel Card Energy Control Systems | NonEquip | 15 |  | 41.26% | Tech/Econ | 4.857% | 121304.1781 | 0 | -3.65
Tech | Lodging/Hospitality | Space Heating | Packaged central unit | TRC | Existing | NE3772 | Green Roof | Green Roof | NonEquip | 15 |  | 0.126% | Tech/Econ | 0.2381% | 16.6389 | 0 | 0
Tech | Lodging/Hospitality | Space Heating | Packaged central unit | TRC | Existing | NE3720 | Floor Insulation | Floor Insulation | NonEquip | 20 |  | 12.15% | Tech/Econ | 0.08084% | 544.3691 | 0 | 0.13262
Tech | Lodging/Hospitality | Space Heating | Packaged central unit | TRC | Existing | NE3642 | Facility Energy Management System | Facility Energy Management System | NonEquip | 15 |  | 0.7167% | Tech/Econ | 20% | 9100.8362 | 0 | 1.092
Tech | Lodging/Hospitality | Space Heating | Packaged central unit | TRC | Existing | NE3564 | ECM Motors on Furnaces | ECM Motors on Furnaces | NonEquip | 15 | Forced air furnace | 0% | Tech/Econ | 1.706% | 0 | 0 | 0
Tech | Lodging/Hospitality | Space Heating | Packaged central unit | TRC | Existing | NE3538 | Duct Sealing Repair | Duct Sealing Repair | NonEquip | 15 |  | 0% | Tech/Econ | 12% | 0 | 0 | 0
Tech | Lodging/Hospitality | Space Heating | Packaged central unit | TRC | Existing | NE3486 | Duct Insulation | Duct Insulation | NonEquip | 15 |  | 0% | Tech/Econ | 2.045% | 0 | 0 | 0
Tech | Lodging/Hospitality | Space Heating | Packaged central unit | TRC | Existing | NE3434 | Destratification Fans | Destratification Fans | NonEquip | 10 |  | 0% | Tech/Econ | 13.15% | 0 | 0 | 0
Tech | Lodging/Hospitality | Space Heating | Packaged central unit | TRC | Existing | NE3382 | Dedicated Outdoor Air System on VRF unit | Dedicated Outdoor Air System on VRF unit | NonEquip | 15 | Residential/split system heat pump | 0% | Tech/Econ | 10% | 0 | 0 | 0
Tech | Lodging/Hospitality | Space Heating | Packaged central unit | TRC | Existing | NE3330 | Cool Roof | Cool Roof | NonEquip | 15 |  | 72.68% | Tech/Econ | 0.08559% | 3450.1532 | 0 | 0
Tech | Lodging/Hospitality | Space Heating | Packaged central unit | TRC | Existing | NE3226 | Ceiling Insulation(R30 to R38) | Ceiling Insulation(R30 to R38) | NonEquip | 20 |  | 0% | Tech/Econ | 0.03114% | 0 | 0 | 0
Tech | Lodging/Hospitality | Space Heating | Packaged central unit | TRC | Existing | NE3174 | Ceiling Insulation(R2 to R38) | Ceiling Insulation(R2 to R38) | NonEquip | 20 |  | 0% | Tech/Econ | 2.102% | 0 | 0 | 0
Tech | Lodging/Hospitality | Space Heating | Packaged central unit | TRC | Existing | NE3122 | Ceiling Insulation(R19 to R38) | Ceiling Insulation(R19 to R38) | NonEquip | 20 |  | 0% | Tech/Econ | 0.1168% | 0 | 0 | 0
Tech | Lodging/Hospitality | Space Heating | Packaged central unit | TRC | Existing | NE3070 | Ceiling Insulation(R12 to R38) | Ceiling Insulation(R12 to R38) | NonEquip | 20 |  | 0% | Tech/Econ | 0.253% | 0 | 0 | 0
Tech | Lodging/Hospitality | Space Heating | Packaged central unit | TRC | Existing | NE2992 | Air Curtains | Air Curtains | NonEquip | 8 |  | 33.45% | Tech/Econ | 0.2603% | 4832.7556 | 0 | 0.52485
Tech | Lodging/Hospitality | Space Heating | Packaged central unit | TRC | Turnover | ET1217 | High Efficiency DX 135k- less than 240k BTU | High Efficiency DX 135k- less than 240k BTU | Equip | 15 | Packaged central unit | 94.56% | Tech/Econ | 3.03% | 169968.3425 | 0 | 0
Tech | Lodging/Hospitality | Space Heating | Packaged central unit | TRC | New | EN1243 | High Efficiency DX 135k- less than 240k BTU | High Efficiency DX 135k- less than 240k BTU | Equip | 15 | Packaged central unit | 94.56% | Tech/Econ | 3.03% | 4175.9572 | 0 | 0
Tech | Lodging/Hospitality | Space Cooling | Packaged air conditioning units (RTUs) | TRC | New | NN5371 | Retro-Commissioning | Retro-Commissioning | NonEquip | 5 |  | 0% | Tech/Econ | 16% | 0 | 0 | 0
Tech | Lodging/Hospitality | Space Cooling | Packaged air conditioning units (RTUs) | TRC | New | NN4383 | Window Sun Protection | Window Sun Protection | NonEquip | 10 |  | 15.35% | Tech/Econ | 16% | 8514.711 | 3.097 | -0.34804
Tech | Lodging/Hospitality | Space Cooling | Packaged air conditioning units (RTUs) | TRC | New | NN4357 | Waterside Economizer | Waterside Economizer | NonEquip | 20 |  | 0% | Tech/Econ | 5.556% | 0 | 0 | 0
Tech | Lodging/Hospitality | Space Cooling | Packaged air conditioning units (RTUs) | TRC | New | NN4305 | Warehouse Loading Dock Seals | Warehouse Loading Dock Seals | NonEquip | 18 |  | 0% | Tech/Econ | 0.468% | 0 | 0 | 0
Tech | Lodging/Hospitality | Space Cooling | Packaged air conditioning units (RTUs) | TRC | New | NN4149 | Smart Thermostat | Smart Thermostat | NonEquip | 11 |  | 45.33% | Tech/Econ | 10% | 0 | 0 | 0
Tech | Lodging/Hospitality | Space Cooling | Packaged air conditioning units (RTUs) | TRC | New | NN4045 | Programmable Thermostat | Programmable Thermostat | NonEquip | 11 |  | 0% | Tech/Econ | 3.6% | 0 | 0 | 0
Tech | Lodging/Hospitality | Space Cooling | Packaged air conditioning units (RTUs) | TRC | New | NN3993 | Low U-Value Windows | Low U-Value Windows | NonEquip | 20 |  | 26.88% | Tech/Econ | 10% | 2945.2859 | 1.2996 | 0
Tech | Lodging/Hospitality | Space Cooling | Packaged air conditioning units (RTUs) | TRC | New | NN3915 | HVAC tune-up_RTU | HVAC tune-up_RTU | NonEquip | 5 | Packaged air conditioning units (RTUs) | 0% | Tech/Econ | 5% | 0 | 0 | 0
Tech | Lodging/Hospitality | Space Cooling | Packaged air conditioning units (RTUs) | TRC | New | NN3889 | HVAC tune-up | HVAC tune-up | NonEquip | 5 | Residential-type central air conditioners | 0% | Tech/Econ | 5% | 0 | 0 | 0
Tech | Lodging/Hospitality | Space Cooling | Packaged air conditioning units (RTUs) | TRC | New | NN3837 | Hotel Card Energy Control Systems | Hotel Card Energy Control Systems | NonEquip | 15 |  | 41.26% | Tech/Econ | 4.857% | 0 | 0 | 0
Tech | Lodging/Hospitality | Space Cooling | Packaged air conditioning units (RTUs) | TRC | New | NN3811 | Green Roof | Green Roof | NonEquip | 15 |  | 0.63% | Tech/Econ | 0.4619% | 0 | 0 | 0
Tech | Lodging/Hospitality | Space Cooling | Packaged air conditioning units (RTUs) | TRC | New | NN3681 | Facility Energy Management System | Facility Energy Management System | NonEquip | 15 |  | 4.276% | Tech/Econ | 20% | 3378.3369 | 0.88161 | 0
Tech | Lodging/Hospitality | Space Cooling | Packaged air conditioning units (RTUs) | TRC | New | NN3629 | Facility Commissioning | Facility Commissioning | NonEquip | 10 |  | 71.67% | Tech/Econ | 16% | 44911.6679 | 7.8632 | 0.1794
Tech | Lodging/Hospitality | Space Cooling | Packaged air conditioning units (RTUs) | TRC | New | NN3603 | Energy Recovery Ventilation System (ERV) | Energy Recovery Ventilation System (ERV) | NonEquip | 15 | Packaged air conditioning units (RTUs) | 48.99% | Tech/Econ | 9.935% | 16319.3493 | 23.9286 | 4.6373
Tech | Lodging/Hospitality | Space Cooling | Packaged air conditioning units (RTUs) | TRC | New | NN3525 | Duct Sealing Repair | Duct Sealing Repair | NonEquip | 15 |  | 0% | Tech/Econ | 12% | 0 | 0 | 0
Tech | Lodging/Hospitality | Space Cooling | Packaged air conditioning units (RTUs) | TRC | New | NN3473 | Duct Insulation | Duct Insulation | NonEquip | 15 |  | 0% | Tech/Econ | 2.045% | 0 | 0 | 0
Tech | Lodging/Hospitality | Space Cooling | Packaged air conditioning units (RTUs) | TRC | New | NN3421 | Dedicated Outdoor Air System on VRF unit | Dedicated Outdoor Air System on VRF unit | NonEquip | 15 | Residential-type central air conditioners | 0% | Tech/Econ | 17.5% | 0 | 0 | 0
Tech | Lodging/Hospitality | Space Cooling | Packaged air conditioning units (RTUs) | TRC | New | NN3369 | Cool Roof | Cool Roof | NonEquip | 15 |  | 72.18% | Tech/Econ | 0.5924% | 0 | 0 | 0
Tech | Lodging/Hospitality | Space Cooling | Packaged air conditioning units (RTUs) | TRC | New | NN3317 | Chilled Water System - Variable Speed Drives | Chilled Water System - Variable Speed Drives | NonEquip | 13 | Central chillers inside | 0% | Tech/Econ | 24.74% | 0 | 0 | 0
Tech | Lodging/Hospitality | Space Cooling | Packaged air conditioning units (RTUs) | TRC | New | NN3291 | Chilled Water Controls Optimization | Chilled Water Controls Optimization | NonEquip | 10 | Central chillers inside | 0% | Tech/Econ | 12.5% | 0 | 0 | 0
Tech | Lodging/Hospitality | Space Cooling | Packaged air conditioning units (RTUs) | TRC | New | NN3213 | Ceiling Insulation(R2 to R38) | Ceiling Insulation(R2 to R38) | NonEquip | 20 |  | 0% | Tech/Econ | 5.436% | 0 | 0 | 0
Tech | Lodging/Hospitality | Space Cooling | Packaged air conditioning units (RTUs) | TRC | New | NN3109 | Ceiling Insulation(R12 to R38) | Ceiling Insulation(R12 to R38) | NonEquip | 20 |  | 0% | Tech/Econ | 0.6544% | 0 | 0 | 0
Tech | Lodging/Hospitality | Space Cooling | Packaged air conditioning units (RTUs) | TRC | New | NN3057 | Airside Economizer | Airside Economizer | NonEquip | 10 | Packaged air conditioning units (RTUs) | 4.552% | Tech/Econ | 5.556% | 806.7249 | -0.14681 | 0.0010055
Tech | Lodging/Hospitality | Space Cooling | Packaged air conditioning units (RTUs) | TRC | Existing | NE5358 | Retro-Commissioning | Retro-Commissioning | NonEquip | 5 |  | 21.99% | Tech/Econ | 16% | 456929.5529 | 141.0754 | 0
Tech | Lodging/Hospitality | Space Cooling | Packaged air conditioning units (RTUs) | TRC | Existing | NE4370 | Window Sun Protection | Window Sun Protection | NonEquip | 10 |  | 15.68% | Tech/Econ | 16% | 392545.0302 | 142.779 | -16.0452
Tech | Lodging/Hospitality | Space Cooling | Packaged air conditioning units (RTUs) | TRC | Existing | NE4344 | Waterside Economizer | Waterside Economizer | NonEquip | 20 |  | 0% | Tech/Econ | 5.556% | 0 | 0 | 0
Tech | Lodging/Hospitality | Space Cooling | Packaged air conditioning units (RTUs) | TRC | Existing | NE4292 | Warehouse Loading Dock Seals | Warehouse Loading Dock Seals | NonEquip | 18 |  | 0% | Tech/Econ | 0.468% | 0 | 0 | 0
Tech | Lodging/Hospitality | Space Cooling | Packaged air conditioning units (RTUs) | TRC | Existing | NE4214 | Wall Insulation | Wall Insulation | NonEquip | 20 |  | 0% | Tech/Econ | 38.64% | 0 | 0 | 0
Tech | Lodging/Hospitality | Space Cooling | Packaged air conditioning units (RTUs) | TRC | Existing | NE4136 | Smart Thermostat | Smart Thermostat | NonEquip | 11 |  | 45.33% | Tech/Econ | 10% | 691535.9665 | -22.1511 | 0
Tech | Lodging/Hospitality | Space Cooling | Packaged air conditioning units (RTUs) | TRC | Existing | NE4110 | Roof Insulation | Roof Insulation | NonEquip | 20 |  | 43.5% | Tech/Econ | 0.797% | 43441.4363 | 17.9665 | 0
Tech | Lodging/Hospitality | Space Cooling | Packaged air conditioning units (RTUs) | TRC | Existing | NE4032 | Programmable Thermostat | Programmable Thermostat | NonEquip | 11 |  | 0% | Tech/Econ | 3.6% | 0 | 0 | 0
Tech | Lodging/Hospitality | Space Cooling | Packaged air conditioning units (RTUs) | TRC | Existing | NE3980 | Low U-Value Windows | Low U-Value Windows | NonEquip | 20 |  | 10.75% | Tech/Econ | 46% | 815303.2607 | 359.7629 | 0
Tech | Lodging/Hospitality | Space Cooling | Packaged air conditioning units (RTUs) | TRC | Existing | NE3902 | HVAC tune-up_RTU | HVAC tune-up_RTU | NonEquip | 5 | Packaged air conditioning units (RTUs) | 0% | Tech/Econ | 5% | 0 | 0 | 0
Tech | Lodging/Hospitality | Space Cooling | Packaged air conditioning units (RTUs) | TRC | Existing | NE3876 | HVAC tune-up | HVAC tune-up | NonEquip | 5 | Residential-type central air conditioners | 0% | Tech/Econ | 5% | 0 | 0 | 0
Tech | Lodging/Hospitality | Space Cooling | Packaged air conditioning units (RTUs) | TRC | Existing | NE3824 | Hotel Card Energy Control Systems | Hotel Card Energy Control Systems | NonEquip | 15 |  | 41.26% | Tech/Econ | 4.857% | 276991.3696 | 2.2144 | 0
Tech | Lodging/Hospitality | Space Cooling | Packaged air conditioning units (RTUs) | TRC | Existing | NE3798 | Green Roof | Green Roof | NonEquip | 15 |  | 0.126% | Tech/Econ | 0.4619% | 72.3606 | 0.040776 | 0
Tech | Lodging/Hospitality | Space Cooling | Packaged air conditioning units (RTUs) | TRC | Existing | NE3668 | Facility Energy Management System | Facility Energy Management System | NonEquip | 15 |  | 0.7167% | Tech/Econ | 20% | 22463.3429 | 5.862 | 0
Tech | Lodging/Hospitality | Space Cooling | Packaged air conditioning units (RTUs) | TRC | Existing | NE3590 | Energy Recovery Ventilation System (ERV) | Energy Recovery Ventilation System (ERV) | NonEquip | 15 | Packaged air conditioning units (RTUs) | 48.99% | Tech/Econ | 9.935% | 708920.7617 | 1039.4703 | 201.4461
Tech | Lodging/Hospitality | Space Cooling | Packaged air conditioning units (RTUs) | TRC | Existing | NE3512 | Duct Sealing Repair | Duct Sealing Repair | NonEquip | 15 |  | 0% | Tech/Econ | 12% | 0 | 0 | 0
Tech | Lodging/Hospitality | Space Cooling | Packaged air conditioning units (RTUs) | TRC | Existing | NE3460 | Duct Insulation | Duct Insulation | NonEquip | 15 |  | 0% | Tech/Econ | 2.045% | 0 | 0 | 0
Tech | Lodging/Hospitality | Space Cooling | Packaged air conditioning units (RTUs) | TRC | Existing | NE3408 | Dedicated Outdoor Air System on VRF unit | Dedicated Outdoor Air System on VRF unit | NonEquip | 15 | Residential-type central air conditioners | 0% | Tech/Econ | 17.5% | 0 | 0 | 0
Tech | Lodging/Hospitality | Space Cooling | Packaged air conditioning units (RTUs) | TRC | Existing | NE3356 | Cool Roof | Cool Roof | NonEquip | 15 |  | 72.68% | Tech/Econ | 0.5924% | 53763.0996 | 30.2958 | 0
Tech | Lodging/Hospitality | Space Cooling | Packaged air conditioning units (RTUs) | TRC | Existing | NE3304 | Chilled Water System - Variable Speed Drives | Chilled Water System - Variable Speed Drives | NonEquip | 13 | Central chillers inside | 0% | Tech/Econ | 24.74% | 0 | 0 | 0
Tech | Lodging/Hospitality | Space Cooling | Packaged air conditioning units (RTUs) | TRC | Existing | NE3278 | Chilled Water Controls Optimization | Chilled Water Controls Optimization | NonEquip | 10 | Central chillers inside | 0% | Tech/Econ | 12.5% | 0 | 0 | 0
Tech | Lodging/Hospitality | Space Cooling | Packaged air conditioning units (RTUs) | TRC | Existing | NE3200 | Ceiling Insulation(R2 to R38) | Ceiling Insulation(R2 to R38) | NonEquip | 20 |  | 0% | Tech/Econ | 5.436% | 0 | 0 | 0
Tech | Lodging/Hospitality | Space Cooling | Packaged air conditioning units (RTUs) | TRC | Existing | NE3096 | Ceiling Insulation(R12 to R38) | Ceiling Insulation(R12 to R38) | NonEquip | 20 |  | 0% | Tech/Econ | 0.6544% | 0 | 0 | 0
Tech | Lodging/Hospitality | Space Cooling | Packaged air conditioning units (RTUs) | TRC | Existing | NE3044 | Airside Economizer | Airside Economizer | NonEquip | 10 | Packaged air conditioning units (RTUs) | 4.552% | Tech/Econ | 5.556% | 35044.5361 | -6.3773 | 0.043679
Tech | Lodging/Hospitality | Space Cooling | Packaged air conditioning units (RTUs) | TRC | Turnover | ET1178 | High Efficiency DX 135k- less than 240k BTU | High Efficiency DX 135k- less than 240k BTU | Equip | 15 | Packaged air conditioning units (RTUs) | 94.56% | Tech/Econ | 4.348% | 556858.2068 | 230.2687 | 0
Tech | Lodging/Hospitality | Space Cooling | Packaged air conditioning units (RTUs) | TRC | New | EN1204 | High Efficiency DX 135k- less than 240k BTU | High Efficiency DX 135k- less than 240k BTU | Equip | 15 | Packaged air conditioning units (RTUs) | 94.56% | Tech/Econ | 4.348% | 6426.3918 | 2.6574 | 0
Tech | Lodging/Hospitality | Interior Lighting | Overhead (fluorescent/LED/CFL U-shape) | TRC | New | NN5267 | Retro-Commissioning | Retro-Commissioning | NonEquip | 5 |  | 0% | Tech/Econ | 16% | 0 | 0 | 0
Tech | Lodging/Hospitality | Interior Lighting | Overhead (fluorescent/LED/CFL U-shape) | TRC | New | NN4435 | Interior Lighting Controls | Interior Lighting Controls | NonEquip | 8 | Overhead (fluorescent/LED/CFL U-shape) | 15.09% | Tech/Econ | 28% | 11855.5351 | 0 | 0
Tech | Lodging/Hospitality | Interior Lighting | Overhead (fluorescent/LED/CFL U-shape) | TRC | New | NN4409 | Bi-Level Lighting Control (Interior) | Bi-Level Lighting Control (Interior) | NonEquip | 8 | Overhead (fluorescent/LED/CFL U-shape) | 36% | Tech/Econ | 31% | 35254.553 | 0.43552 | 0
Tech | Lodging/Hospitality | Interior Lighting | Overhead (fluorescent/LED/CFL U-shape) | TRC | New | NN3707 | Facility Energy Management System | Facility Energy Management System | NonEquip | 15 |  | 4.276% | Tech/Econ | 24% | 2758.4337 | 0.71984 | 0.33098
Tech | Lodging/Hospitality | Interior Lighting | Overhead (fluorescent/LED/CFL U-shape) | TRC | Existing | NE5254 | Retro-Commissioning | Retro-Commissioning | NonEquip | 5 |  | 21.99% | Tech/Econ | 16% | 325038.1447 | 100.3544 | 194.4469
Tech | Lodging/Hospitality | Interior Lighting | Overhead (fluorescent/LED/CFL U-shape) | TRC | Existing | NE4422 | Interior Lighting Controls | Interior Lighting Controls | NonEquip | 8 | Overhead (fluorescent/LED/CFL U-shape) | 15.09% | Tech/Econ | 28% | 434828.3649 | 0 | 0
Tech | Lodging/Hospitality | Interior Lighting | Overhead (fluorescent/LED/CFL U-shape) | TRC | Existing | NE4396 | Bi-Level Lighting Control (Interior) | Bi-Level Lighting Control (Interior) | NonEquip | 8 | Overhead (fluorescent/LED/CFL U-shape) | 36% | Tech/Econ | 31% | 1293039.87 | 15.9737 | 0
Tech | Lodging/Hospitality | Interior Lighting | Overhead (fluorescent/LED/CFL U-shape) | TRC | Existing | NE3694 | Facility Energy Management System | Facility Energy Management System | NonEquip | 15 |  | 0.7167% | Tech/Econ | 24% | 15918.1337 | 4.154 | 1.91
Tech | Lodging/Hospitality | Interior Lighting | Overhead (fluorescent/LED/CFL U-shape) | TRC | Turnover | ET1802 | Premium T8 - Lamp Replacement | Premium T8 - Lamp Replacement | Equip | 8 | Overhead (fluorescent/LED/CFL U-shape) | 0% | Tech/Econ | 12.5% | 0 | 0 | 0
Tech | Lodging/Hospitality | Interior Lighting | Overhead (fluorescent/LED/CFL U-shape) | TRC | Turnover | ET1763 | Premium T8 - Fixture Replacement | Premium T8 - Fixture Replacement | Equip | 8 | Overhead (fluorescent/LED/CFL U-shape) | 0% | Tech/Econ | 12.5% | 0 | 0 | 0
Tech | Lodging/Hospitality | Interior Lighting | Overhead (fluorescent/LED/CFL U-shape) | TRC | Turnover | ET1724 | LED Linear - Lamp Replacement | LED Linear - Lamp Replacement | Equip | 15 | Overhead (fluorescent/LED/CFL U-shape) | 24.1% | Tech/Econ | 25.43% | 604122.0984 | 145.729 | 0.024408
Tech | Lodging/Hospitality | Interior Lighting | Overhead (fluorescent/LED/CFL U-shape) | TRC | Turnover | ET1685 | LED Linear - Fixture Replacement | LED Linear - Fixture Replacement | Equip | 15 | Overhead (fluorescent/LED/CFL U-shape) | 24.1% | Tech/Econ | 50.28% | 1597773 | 389.6501 | 0.021347
Tech | Lodging/Hospitality | Interior Lighting | Overhead (fluorescent/LED/CFL U-shape) | TRC | New | EN1828 | Premium T8 - Lamp Replacement | Premium T8 - Lamp Replacement | Equip | 8 | Overhead (fluorescent/LED/CFL U-shape) | 0% | Tech/Econ | 12.5% | 0 | 0 | 0
Tech | Lodging/Hospitality | Interior Lighting | Overhead (fluorescent/LED/CFL U-shape) | TRC | New | EN1789 | Premium T8 - Fixture Replacement | Premium T8 - Fixture Replacement | Equip | 8 | Overhead (fluorescent/LED/CFL U-shape) | 0% | Tech/Econ | 12.5% | 0 | 0 | 0
Tech | Lodging/Hospitality | Interior Lighting | Overhead (fluorescent/LED/CFL U-shape) | TRC | New | EN1750 | LED Linear - Lamp Replacement | LED Linear - Lamp Replacement | Equip | 15 | Overhead (fluorescent/LED/CFL U-shape) | 0% | Tech/Econ | 25.43% | 0 | 0 | 0
Tech | Lodging/Hospitality | Interior Lighting | Overhead (fluorescent/LED/CFL U-shape) | TRC | New | EN1711 | LED Linear - Fixture Replacement | LED Linear - Fixture Replacement | Equip | 15 | Overhead (fluorescent/LED/CFL U-shape) | 0% | Tech/Econ | 50.28% | 0 | 0 | 0
Tech | Lodging/Hospitality | Cooking | Oven | TRC | Turnover | ET47 | Energy Star Commercial Oven | Energy Star Commercial Oven | Equip | 12 | Oven | 22.46% | Tech/Econ | 34.83% | 195571.4885 | 31.7585 | 16.6189
Tech | Lodging/Hospitality | Cooking | Oven | TRC | New | EN73 | Energy Star Commercial Oven | Energy Star Commercial Oven | Equip | 12 | Oven | 22.46% | Tech/Econ | 34.83% | 4686.0258 | 0.76095 | 0.3982
Tech | Lodging/Hospitality | Miscellaneous | Others | TRC | New | NN5449 | Retro-Commissioning | Retro-Commissioning | NonEquip | 5 |  | 0% | Tech/Econ | 16% | 0 | 0 | 0
Tech | Lodging/Hospitality | Miscellaneous | Others | TRC | New | NN4539 | VSD Controlled Compressor | VSD Controlled Compressor | NonEquip | 15 | Others | 36.99% | Tech/Econ | 20.79% | 20879.0235 | 2.7071 | 2.2675
Tech | Lodging/Hospitality | Miscellaneous | Others | TRC | New | NN4513 | Regenerative Drive Elevator Motor | Regenerative Drive Elevator Motor | NonEquip | 13 | Elevators/Escalators | 0% | Tech/Econ | 6.211% | 0 | 0 | 0
Tech | Lodging/Hospitality | Miscellaneous | Others | TRC | New | NN4487 | Engine Block Timer | Engine Block Timer | NonEquip | 5 | Others | 4.977% | Tech/Econ | 36% | 5270.4509 | 0 | 0
Tech | Lodging/Hospitality | Miscellaneous | Others | TRC | New | NN4461 | Efficient Motor Belts | Efficient Motor Belts | NonEquip | 10 | Others | 4.977% | Tech/Econ | 1.105% | 134.4573 | 0.017433 | 0.014602
Tech | Lodging/Hospitality | Miscellaneous | Others | TRC | Existing | NE5436 | Retro-Commissioning | Retro-Commissioning | NonEquip | 5 |  | 21.99% | Tech/Econ | 16% | 388167.2204 | 119.8453 | 232.2125
Tech | Lodging/Hospitality | Miscellaneous | Others | TRC | Existing | NE4526 | VSD Controlled Compressor | VSD Controlled Compressor | NonEquip | 15 | Others | 7.399% | Tech/Econ | 20.79% | 176662.0357 | 22.9051 | 19.1859
Tech | Lodging/Hospitality | Miscellaneous | Others | TRC | Existing | NE4500 | Regenerative Drive Elevator Motor | Regenerative Drive Elevator Motor | NonEquip | 13 | Elevators/Escalators | 0% | Tech/Econ | 6.211% | 0 | 0 | 0
Tech | Lodging/Hospitality | Miscellaneous | Others | TRC | Existing | NE4474 | Engine Block Timer | Engine Block Timer | NonEquip | 5 | Others | 1.244% | Tech/Econ | 36% | 54990.6231 | 0 | 0
Tech | Lodging/Hospitality | Miscellaneous | Others | TRC | Existing | NE4448 | Efficient Motor Belts | Efficient Motor Belts | NonEquip | 10 | Others | 1.244% | Tech/Econ | 1.105% | 1463.4967 | 0.18975 | 0.15894
Tech | Lodging/Hospitality | Miscellaneous | Others | TRC | Turnover | ET1919 | ENERGY STAR Water Cooler | ENERGY STAR Water Cooler | Equip | 10 | Others | 0% | Tech/Econ | 68.49% | 0 | 0 | 0
Tech | Lodging/Hospitality | Miscellaneous | Others | TRC | Turnover | ET1880 | ENERGY STAR Commercial Clothes Washer | ENERGY STAR Commercial Clothes Washer | Equip | 7 | Others | 22.05% | Tech/Econ | 27.27% | 734964.1057 | 74.7439 | 86.0315
Tech | Lodging/Hospitality | Miscellaneous | Others | TRC | Turnover | ET1841 | Efficient Battery Charger | Efficient Battery Charger | Equip | 7 | Others | 17.92% | Tech/Econ | 13.68% | 277146.3043 | 151.861 | 0
Tech | Lodging/Hospitality | Miscellaneous | Others | TRC | New | EN1945 | ENERGY STAR Water Cooler | ENERGY STAR Water Cooler | Equip | 10 | Others | 0% | Tech/Econ | 68.49% | 0 | 0 | 0
Tech | Lodging/Hospitality | Miscellaneous | Others | TRC | New | EN1906 | ENERGY STAR Commercial Clothes Washer | ENERGY STAR Commercial Clothes Washer | Equip | 7 | Others | 22.05% | Tech/Econ | 27.27% | 17372.5304 | 1.7667 | 2.0335
Tech | Lodging/Hospitality | Miscellaneous | Others | TRC | New | EN1867 | Efficient Battery Charger | Efficient Battery Charger | Equip | 7 | Others | 17.92% | Tech/Econ | 13.68% | 6141.6718 | 3.3653 | 0
Tech | Lodging/Hospitality | Office Equipment | Other office | TRC | New | NN4591 | Smart Strip Plug Outlet | Smart Strip Plug Outlet | NonEquip | 4 |  | 43.9% | Tech/Econ | 1.187% | 4309.9021 | 0.64086 | 0.44539
Tech | Lodging/Hospitality | Office Equipment | Other office | TRC | New | NN4565 | Network PC Power Management | Network PC Power Management | NonEquip | 5 | Computers | 0% | Tech/Econ | 56.5% | 0 | 0 | 0
Tech | Lodging/Hospitality | Office Equipment | Other office | TRC | Existing | NE4578 | Smart Strip Plug Outlet | Smart Strip Plug Outlet | NonEquip | 4 |  | 43.9% | Tech/Econ | 1.187% | 179873.9517 | 26.7462 | 18.5882
Tech | Lodging/Hospitality | Office Equipment | Other office | TRC | Existing | NE4552 | Network PC Power Management | Network PC Power Management | NonEquip | 5 | Computers | 0% | Tech/Econ | 56.5% | 0 | 0 | 0
Tech | Lodging/Hospitality | Office Equipment | Other office | TRC | Turnover | ET2264 | Energy Star Uninterruptable Power Supply | Energy Star Uninterruptable Power Supply | Equip | 10 | Other office | 22.4% | Tech/Econ | 1.878% | 145818.1508 | 16.6459 | 16.6459
Tech | Lodging/Hospitality | Office Equipment | Other office | TRC | New | EN2290 | Energy Star Uninterruptable Power Supply | Energy Star Uninterruptable Power Supply | Equip | 10 | Other office | 22.4% | Tech/Econ | 1.878% | 3493.9019 | 0.39885 | 0.39885
Tech | Lodging/Hospitality | Ventilation and Circulation | Motor/Fan | TRC | New | NN5397 | Retro-Commissioning | Retro-Commissioning | NonEquip | 5 |  | 0% | Tech/Econ | 16% | 0 | 0 | 0
Tech | Lodging/Hospitality | Ventilation and Circulation | Motor/Fan | TRC | New | NN4981 | VAV System | VAV System | NonEquip | 10 |  | 0% | Tech/Econ | 30% | 0 | 0 | 0
Tech | Lodging/Hospitality | Ventilation and Circulation | Motor/Fan | TRC | New | NN4955 | Demand Controlled Ventilation | Demand Controlled Ventilation | NonEquip | 10 |  | 23.39% | Tech/Econ | 40.89% | 155.5913 | 0.016199 | 0.091202
Tech | Lodging/Hospitality | Ventilation and Circulation | Motor/Fan | TRC | New | NN4929 | CO Sensors for Parking Garage Exhaust | CO Sensors for Parking Garage Exhaust | NonEquip | 15 | Motor/Fan | 0% | Tech/Econ | 33% | 0 | 0 | 0
Tech | Lodging/Hospitality | Ventilation and Circulation | Motor/Fan | TRC | Existing | NE5384 | Retro-Commissioning | Retro-Commissioning | NonEquip | 5 |  | 21.99% | Tech/Econ | 16% | 2119.914 | 0.65452 | 1.2682
Tech | Lodging/Hospitality | Ventilation and Circulation | Motor/Fan | TRC | Existing | NE4968 | VAV System | VAV System | NonEquip | 10 |  | 0% | Tech/Econ | 30% | 0 | 0 | 0
Tech | Lodging/Hospitality | Ventilation and Circulation | Motor/Fan | TRC | Existing | NE4942 | Demand Controlled Ventilation | Demand Controlled Ventilation | NonEquip | 10 |  | 23.39% | Tech/Econ | 40.89% | 6493.6075 | 0.67608 | 3.8063
Tech | Lodging/Hospitality | Ventilation and Circulation | Motor/Fan | TRC | Existing | NE4916 | CO Sensors for Parking Garage Exhaust | CO Sensors for Parking Garage Exhaust | NonEquip | 15 | Motor/Fan | 0% | Tech/Econ | 33% | 0 | 0 | 0
Tech | Lodging/Hospitality | Ventilation and Circulation | Motor/Fan | TRC | Turnover | ET2693 | High Speed Fans | High Speed Fans | Equip | 7 | Motor/Fan | 14.03% | Tech/Econ | 10.99% | 945.9649 | 0.12265 | 0.10273
Tech | Lodging/Hospitality | Ventilation and Circulation | Motor/Fan | TRC | Turnover | ET2654 | 10HP Open Drip-Proof(ODP) Motor | 10HP Open Drip-Proof(ODP) Motor | Equip | 15 | Motor/Fan | 29.73% | Tech/Econ | 1.079% | 193.8594 | 0.025135 | 0.021054
Tech | Lodging/Hospitality | Ventilation and Circulation | Motor/Fan | TRC | New | EN2719 | High Speed Fans | High Speed Fans | Equip | 7 | Motor/Fan | 14.03% | Tech/Econ | 10.99% | 22.666 | 0.0029388 | 0.0024616
Tech | Lodging/Hospitality | Ventilation and Circulation | Motor/Fan | TRC | New | EN2680 | 10HP Open Drip-Proof(ODP) Motor | 10HP Open Drip-Proof(ODP) Motor | Equip | 15 | Motor/Fan | 37.16% | Tech/Econ | 1.079% | 5.8063 | 0.00075281 | 0.00063057
Tech | Lodging/Hospitality | Miscellaneous | Medical equipment | TRC | New | NN5449 | Retro-Commissioning | Retro-Commissioning | NonEquip | 5 |  | 0% | Tech/Econ | 16% | 0 | 0 | 0
Tech | Lodging/Hospitality | Miscellaneous | Medical equipment | TRC | New | NN4539 | VSD Controlled Compressor | VSD Controlled Compressor | NonEquip | 15 | Others | 0% | Tech/Econ | 20.79% | 0 | 0 | 0
Tech | Lodging/Hospitality | Miscellaneous | Medical equipment | TRC | New | NN4513 | Regenerative Drive Elevator Motor | Regenerative Drive Elevator Motor | NonEquip | 13 | Elevators/Escalators | 0% | Tech/Econ | 6.211% | 0 | 0 | 0
Tech | Lodging/Hospitality | Miscellaneous | Medical equipment | TRC | New | NN4487 | Engine Block Timer | Engine Block Timer | NonEquip | 5 | Others | 0% | Tech/Econ | 36% | 0 | 0 | 0
Tech | Lodging/Hospitality | Miscellaneous | Medical equipment | TRC | New | NN4461 | Efficient Motor Belts | Efficient Motor Belts | NonEquip | 10 | Others | 0% | Tech/Econ | 1.105% | 0 | 0 | 0
Tech | Lodging/Hospitality | Miscellaneous | Medical equipment | TRC | Existing | NE5436 | Retro-Commissioning | Retro-Commissioning | NonEquip | 5 |  | 21.99% | Tech/Econ | 16% | 0 | 0 | 0
Tech | Lodging/Hospitality | Miscellaneous | Medical equipment | TRC | Existing | NE4526 | VSD Controlled Compressor | VSD Controlled Compressor | NonEquip | 15 | Others | 0% | Tech/Econ | 20.79% | 0 | 0 | 0
Tech | Lodging/Hospitality | Miscellaneous | Medical equipment | TRC | Existing | NE4500 | Regenerative Drive Elevator Motor | Regenerative Drive Elevator Motor | NonEquip | 13 | Elevators/Escalators | 0% | Tech/Econ | 6.211% | 0 | 0 | 0
Tech | Lodging/Hospitality | Miscellaneous | Medical equipment | TRC | Existing | NE4474 | Engine Block Timer | Engine Block Timer | NonEquip | 5 | Others | 0% | Tech/Econ | 36% | 0 | 0 | 0
Tech | Lodging/Hospitality | Miscellaneous | Medical equipment | TRC | Existing | NE4448 | Efficient Motor Belts | Efficient Motor Belts | NonEquip | 10 | Others | 0% | Tech/Econ | 1.105% | 0 | 0 | 0
Tech | Lodging/Hospitality | Refrigeration | Large cold storage | TRC | New | NN5319 | Retro-Commissioning | Retro-Commissioning | NonEquip | 5 |  | 0% | Tech/Econ | 16% | 0 | 0 | 0
Tech | Lodging/Hospitality | Refrigeration | Large cold storage | TRC | New | NN4903 | Strip Curtains for Walk-ins | Strip Curtains for Walk-ins | NonEquip | 4 | Walk-in cooler | 0% | Tech/Econ | 2.115% | 0 | 0 | 0
Tech | Lodging/Hospitality | Refrigeration | Large cold storage | TRC | New | NN4877 | Refrigerated Display Case Lighting Controls | Refrigerated Display Case Lighting Controls | NonEquip | 8 | Display cases | 0% | Tech/Econ | 0.9365% | 0 | 0 | 0
Tech | Lodging/Hospitality | Refrigeration | Large cold storage | TRC | New | NN4851 | PSC to ECM Evaporator Fan Motor (Walk-In, Refrigerator) | PSC to ECM Evaporator Fan Motor (Walk-In, Refrigerator) | NonEquip | 15 | Walk-in cooler | 0% | Tech/Econ | 37.5% | 0 | 0 | 0
Tech | Lodging/Hospitality | Refrigeration | Large cold storage | TRC | New | NN4825 | PSC to ECM Evaporator Fan Motor (Reach-In) | PSC to ECM Evaporator Fan Motor (Reach-In) | NonEquip | 15 | Display cases | 0% | Tech/Econ | 37.5% | 0 | 0 | 0
Tech | Lodging/Hospitality | Refrigeration | Large cold storage | TRC | New | NN4799 | Night Covers for Display Cases | Night Covers for Display Cases | NonEquip | 5 | Display cases | 0% | Tech/Econ | 1.877% | 0 | 0 | 0
Tech | Lodging/Hospitality | Refrigeration | Large cold storage | TRC | New | NN4773 | High R-Value Glass Doors | High R-Value Glass Doors | NonEquip | 12 | Display cases | 0% | Tech/Econ | 0% | 0 | 0 | 0
Tech | Lodging/Hospitality | Refrigeration | Large cold storage | TRC | New | NN4747 | High Efficiency Refrigeration Compressor | High Efficiency Refrigeration Compressor | NonEquip | 13 | Display cases | 0% | Tech/Econ | 6.922% | 0 | 0 | 0
Tech | Lodging/Hospitality | Refrigeration | Large cold storage | TRC | New | NN4721 | Freezer-Cooler Replacement Gaskets | Freezer-Cooler Replacement Gaskets | NonEquip | 4 | Display cases | 0% | Tech/Econ | 0% | 0 | 0 | 0
Tech | Lodging/Hospitality | Refrigeration | Large cold storage | TRC | New | NN4695 | Floating Head Pressure Controls | Floating Head Pressure Controls | NonEquip | 15 |  | 27.37% | Tech/Econ | 6.05% | 0 | 0 | 0
Tech | Lodging/Hospitality | Refrigeration | Large cold storage | TRC | New | NN4669 | Demand Defrost | Demand Defrost | NonEquip | 10 | Walk-in cooler | 0% | Tech/Econ | 30% | 0 | 0 | 0
Tech | Lodging/Hospitality | Refrigeration | Large cold storage | TRC | New | NN4643 | Automatic Door Closer for Walk-in Coolers and Freezers | Automatic Door Closer for Walk-in Coolers and Freezers | NonEquip | 8 | Walk-in cooler | 0% | Tech/Econ | 3.131% | 0 | 0 | 0
Tech | Lodging/Hospitality | Refrigeration | Large cold storage | TRC | New | NN4617 | Anti-Sweat Controls | Anti-Sweat Controls | NonEquip | 8 | Display cases | 0% | Tech/Econ | 85% | 0 | 0 | 0
Tech | Lodging/Hospitality | Refrigeration | Large cold storage | TRC | Existing | NE5306 | Retro-Commissioning | Retro-Commissioning | NonEquip | 5 |  | 21.99% | Tech/Econ | 16% | 0 | 0 | 0
Tech | Lodging/Hospitality | Refrigeration | Large cold storage | TRC | Existing | NE4890 | Strip Curtains for Walk-ins | Strip Curtains for Walk-ins | NonEquip | 4 | Walk-in cooler | 0% | Tech/Econ | 2.115% | 0 | 0 | 0
Tech | Lodging/Hospitality | Refrigeration | Large cold storage | TRC | Existing | NE4864 | Refrigerated Display Case Lighting Controls | Refrigerated Display Case Lighting Controls | NonEquip | 8 | Display cases | 0% | Tech/Econ | 2.524% | 0 | 0 | 0
Tech | Lodging/Hospitality | Refrigeration | Large cold storage | TRC | Existing | NE4838 | PSC to ECM Evaporator Fan Motor (Walk-In, Refrigerator) | PSC to ECM Evaporator Fan Motor (Walk-In, Refrigerator) | NonEquip | 15 | Walk-in cooler | 0% | Tech/Econ | 37.5% | 0 | 0 | 0
Tech | Lodging/Hospitality | Refrigeration | Large cold storage | TRC | Existing | NE4812 | PSC to ECM Evaporator Fan Motor (Reach-In) | PSC to ECM Evaporator Fan Motor (Reach-In) | NonEquip | 15 | Display cases | 0% | Tech/Econ | 37.5% | 0 | 0 | 0
Tech | Lodging/Hospitality | Refrigeration | Large cold storage | TRC | Existing | NE4786 | Night Covers for Display Cases | Night Covers for Display Cases | NonEquip | 5 | Display cases | 0% | Tech/Econ | 1.877% | 0 | 0 | 0
Tech | Lodging/Hospitality | Refrigeration | Large cold storage | TRC | Existing | NE4760 | High R-Value Glass Doors | High R-Value Glass Doors | NonEquip | 12 | Display cases | 0% | Tech/Econ | 23.81% | 0 | 0 | 0
Tech | Lodging/Hospitality | Refrigeration | Large cold storage | TRC | Existing | NE4734 | High Efficiency Refrigeration Compressor | High Efficiency Refrigeration Compressor | NonEquip | 13 | Display cases | 0% | Tech/Econ | 6.922% | 0 | 0 | 0
Tech | Lodging/Hospitality | Refrigeration | Large cold storage | TRC | Existing | NE4708 | Freezer-Cooler Replacement Gaskets | Freezer-Cooler Replacement Gaskets | NonEquip | 4 | Display cases | 0% | Tech/Econ | 3.131% | 0 | 0 | 0
Tech | Lodging/Hospitality | Refrigeration | Large cold storage | TRC | Existing | NE4682 | Floating Head Pressure Controls | Floating Head Pressure Controls | NonEquip | 15 |  | 27.37% | Tech/Econ | 6.05% | 0 | 0 | 0
Tech | Lodging/Hospitality | Refrigeration | Large cold storage | TRC | Existing | NE4656 | Demand Defrost | Demand Defrost | NonEquip | 10 | Walk-in cooler | 0% | Tech/Econ | 30% | 0 | 0 | 0
Tech | Lodging/Hospitality | Refrigeration | Large cold storage | TRC | Existing | NE4630 | Automatic Door Closer for Walk-in Coolers and Freezers | Automatic Door Closer for Walk-in Coolers and Freezers | NonEquip | 8 | Walk-in cooler | 0% | Tech/Econ | 3.131% | 0 | 0 | 0
Tech | Lodging/Hospitality | Refrigeration | Large cold storage | TRC | Existing | NE4604 | Anti-Sweat Controls | Anti-Sweat Controls | NonEquip | 8 | Display cases | 0% | Tech/Econ | 85% | 0 | 0 | 0
Tech | Lodging/Hospitality | Miscellaneous | Laboratory equipment | TRC | New | NN5449 | Retro-Commissioning | Retro-Commissioning | NonEquip | 5 |  | 0% | Tech/Econ | 16% | 0 | 0 | 0
Tech | Lodging/Hospitality | Miscellaneous | Laboratory equipment | TRC | New | NN4539 | VSD Controlled Compressor | VSD Controlled Compressor | NonEquip | 15 | Others | 0% | Tech/Econ | 20.79% | 0 | 0 | 0
Tech | Lodging/Hospitality | Miscellaneous | Laboratory equipment | TRC | New | NN4513 | Regenerative Drive Elevator Motor | Regenerative Drive Elevator Motor | NonEquip | 13 | Elevators/Escalators | 0% | Tech/Econ | 6.211% | 0 | 0 | 0
Tech | Lodging/Hospitality | Miscellaneous | Laboratory equipment | TRC | New | NN4487 | Engine Block Timer | Engine Block Timer | NonEquip | 5 | Others | 0% | Tech/Econ | 36% | 0 | 0 | 0
Tech | Lodging/Hospitality | Miscellaneous | Laboratory equipment | TRC | New | NN4461 | Efficient Motor Belts | Efficient Motor Belts | NonEquip | 10 | Others | 0% | Tech/Econ | 1.105% | 0 | 0 | 0
Tech | Lodging/Hospitality | Miscellaneous | Laboratory equipment | TRC | Existing | NE5436 | Retro-Commissioning | Retro-Commissioning | NonEquip | 5 |  | 21.99% | Tech/Econ | 16% | 0 | 0 | 0
Tech | Lodging/Hospitality | Miscellaneous | Laboratory equipment | TRC | Existing | NE4526 | VSD Controlled Compressor | VSD Controlled Compressor | NonEquip | 15 | Others | 0% | Tech/Econ | 20.79% | 0 | 0 | 0
Tech | Lodging/Hospitality | Miscellaneous | Laboratory equipment | TRC | Existing | NE4500 | Regenerative Drive Elevator Motor | Regenerative Drive Elevator Motor | NonEquip | 13 | Elevators/Escalators | 0% | Tech/Econ | 6.211% | 0 | 0 | 0
Tech | Lodging/Hospitality | Miscellaneous | Laboratory equipment | TRC | Existing | NE4474 | Engine Block Timer | Engine Block Timer | NonEquip | 5 | Others | 0% | Tech/Econ | 36% | 0 | 0 | 0
Tech | Lodging/Hospitality | Miscellaneous | Laboratory equipment | TRC | Existing | NE4448 | Efficient Motor Belts | Efficient Motor Belts | NonEquip | 10 | Others | 0% | Tech/Econ | 1.105% | 0 | 0 | 0
Tech | Lodging/Hospitality | Ventilation and Circulation | Individual room ventilation | TRC | New | NN5397 | Retro-Commissioning | Retro-Commissioning | NonEquip | 5 |  | 0% | Tech/Econ | 16% | 0 | 0 | 0
Tech | Lodging/Hospitality | Ventilation and Circulation | Individual room ventilation | TRC | New | NN4981 | VAV System | VAV System | NonEquip | 10 |  | 0% | Tech/Econ | 30% | 0 | 0 | 0
Tech | Lodging/Hospitality | Ventilation and Circulation | Individual room ventilation | TRC | New | NN4955 | Demand Controlled Ventilation | Demand Controlled Ventilation | NonEquip | 10 |  | 23.39% | Tech/Econ | 40.89% | 220.5318 | 0.022961 | 0.12927
Tech | Lodging/Hospitality | Ventilation and Circulation | Individual room ventilation | TRC | New | NN4929 | CO Sensors for Parking Garage Exhaust | CO Sensors for Parking Garage Exhaust | NonEquip | 15 | Motor/Fan | 0% | Tech/Econ | 33% | 0 | 0 | 0
Tech | Lodging/Hospitality | Ventilation and Circulation | Individual room ventilation | TRC | Existing | NE5384 | Retro-Commissioning | Retro-Commissioning | NonEquip | 5 |  | 21.99% | Tech/Econ | 16% | 3061.5615 | 0.94525 | 1.8315
Tech | Lodging/Hospitality | Ventilation and Circulation | Individual room ventilation | TRC | Existing | NE4968 | VAV System | VAV System | NonEquip | 10 |  | 0% | Tech/Econ | 30% | 0 | 0 | 0
Tech | Lodging/Hospitality | Ventilation and Circulation | Individual room ventilation | TRC | Existing | NE4942 | Demand Controlled Ventilation | Demand Controlled Ventilation | NonEquip | 10 |  | 23.39% | Tech/Econ | 40.89% | 9203.9024 | 0.95826 | 5.395
Tech | Lodging/Hospitality | Ventilation and Circulation | Individual room ventilation | TRC | Existing | NE4916 | CO Sensors for Parking Garage Exhaust | CO Sensors for Parking Garage Exhaust | NonEquip | 15 | Motor/Fan | 0% | Tech/Econ | 33% | 0 | 0 | 0
Tech | Lodging/Hospitality | Space Heating | Individual room heating | TRC | New | NN5345 | Retro-Commissioning | Retro-Commissioning | NonEquip | 5 |  | 0% | Tech/Econ | 16% | 0 | 0 | 0
Tech | Lodging/Hospitality | Space Heating | Individual room heating | TRC | New | NN4331 | Water Cooled Refrigeration Heat Recovery | Water Cooled Refrigeration Heat Recovery | NonEquip | 20 |  | 0% | Tech/Econ | 10% | 0 | 0 | 0
Tech | Lodging/Hospitality | Space Heating | Individual room heating | TRC | New | NN4279 | Warehouse Loading Dock Seals | Warehouse Loading Dock Seals | NonEquip | 18 |  | 0% | Tech/Econ | 0.164% | 0 | 0 | 0
Tech | Lodging/Hospitality | Space Heating | Individual room heating | TRC | New | NN4253 | Wall Insulation | Wall Insulation | NonEquip | 20 |  | 0% | Tech/Econ | 0% | 0 | 0 | 0
Tech | Lodging/Hospitality | Space Heating | Individual room heating | TRC | New | NN4175 | Smart Thermostat | Smart Thermostat | NonEquip | 11 |  | 45.33% | Tech/Econ | 10% | 308.3518 | 0 | 0.92128
Tech | Lodging/Hospitality | Space Heating | Individual room heating | TRC | New | NN4097 | Roof Insulation | Roof Insulation | NonEquip | 20 |  | 37.5% | Tech/Econ | 0.1396% | 0 | 0 | 0
Tech | Lodging/Hospitality | Space Heating | Individual room heating | TRC | New | NN4071 | Programmable Thermostat | Programmable Thermostat | NonEquip | 11 |  | 0% | Tech/Econ | 3.6% | 0 | 0 | 0
Tech | Lodging/Hospitality | Space Heating | Individual room heating | TRC | New | NN4019 | Low U-Value Windows | Low U-Value Windows | NonEquip | 20 |  | 26.88% | Tech/Econ | 10% | 174.5445 | 0 | -0.017333
Tech | Lodging/Hospitality | Space Heating | Individual room heating | TRC | New | NN3941 | Infiltration Reduction - Air Sealing | Infiltration Reduction - Air Sealing | NonEquip | 11 |  | 0% | Tech/Econ | 0.08198% | 0 | 0 | 0
Tech | Lodging/Hospitality | Space Heating | Individual room heating | TRC | New | NN3863 | Hotel Card Energy Control Systems | Hotel Card Energy Control Systems | NonEquip | 15 |  | 41.26% | Tech/Econ | 4.857% | 72.2028 | 0 | -0.0021726
Tech | Lodging/Hospitality | Space Heating | Individual room heating | TRC | New | NN3785 | Green Roof | Green Roof | NonEquip | 15 |  | 0.63% | Tech/Econ | 0.2158% | 0 | 0 | 0
Tech | Lodging/Hospitality | Space Heating | Individual room heating | TRC | New | NN3733 | Floor Insulation | Floor Insulation | NonEquip | 20 |  | 16.87% | Tech/Econ | 0.07326% | 0 | 0 | 0
Tech | Lodging/Hospitality | Space Heating | Individual room heating | TRC | New | NN3655 | Facility Energy Management System | Facility Energy Management System | NonEquip | 15 |  | 4.276% | Tech/Econ | 20% | 58.6792 | 0 | 0.0070407
Tech | Lodging/Hospitality | Space Heating | Individual room heating | TRC | New | NN3577 | ECM Motors on Furnaces | ECM Motors on Furnaces | NonEquip | 15 | Forced air furnace | 0% | Tech/Econ | 1.706% | 0 | 0 | 0
Tech | Lodging/Hospitality | Space Heating | Individual room heating | TRC | New | NN3551 | Duct Sealing Repair | Duct Sealing Repair | NonEquip | 15 |  | 0% | Tech/Econ | 12% | 0 | 0 | 0
Tech | Lodging/Hospitality | Space Heating | Individual room heating | TRC | New | NN3499 | Duct Insulation | Duct Insulation | NonEquip | 15 |  | 0% | Tech/Econ | 2.045% | 0 | 0 | 0
Tech | Lodging/Hospitality | Space Heating | Individual room heating | TRC | New | NN3447 | Destratification Fans | Destratification Fans | NonEquip | 10 |  | 0% | Tech/Econ | 13.15% | 0 | 0 | 0
Tech | Lodging/Hospitality | Space Heating | Individual room heating | TRC | New | NN3395 | Dedicated Outdoor Air System on VRF unit | Dedicated Outdoor Air System on VRF unit | NonEquip | 15 | Residential/split system heat pump | 0% | Tech/Econ | 10% | 0 | 0 | 0
Tech | Lodging/Hospitality | Space Heating | Individual room heating | TRC | New | NN3343 | Cool Roof | Cool Roof | NonEquip | 15 |  | 72.18% | Tech/Econ | 0.07756% | 0 | 0 | 0
Tech | Lodging/Hospitality | Space Heating | Individual room heating | TRC | New | NN3239 | Ceiling Insulation(R30 to R38) | Ceiling Insulation(R30 to R38) | NonEquip | 20 |  | 0% | Tech/Econ | 0.02822% | 0 | 0 | 0
Tech | Lodging/Hospitality | Space Heating | Individual room heating | TRC | New | NN3187 | Ceiling Insulation(R2 to R38) | Ceiling Insulation(R2 to R38) | NonEquip | 20 |  | 0% | Tech/Econ | 1.905% | 0 | 0 | 0
Tech | Lodging/Hospitality | Space Heating | Individual room heating | TRC | New | NN3135 | Ceiling Insulation(R19 to R38) | Ceiling Insulation(R19 to R38) | NonEquip | 20 |  | 0% | Tech/Econ | 0.1058% | 0 | 0 | 0
Tech | Lodging/Hospitality | Space Heating | Individual room heating | TRC | New | NN3083 | Ceiling Insulation(R12 to R38) | Ceiling Insulation(R12 to R38) | NonEquip | 20 |  | 0% | Tech/Econ | 0.2293% | 0 | 0 | 0
Tech | Lodging/Hospitality | Space Heating | Individual room heating | TRC | New | NN3005 | Air Curtains | Air Curtains | NonEquip | 8 |  | 28.37% | Tech/Econ | 0.2603% | 0 | 0 | 0
Tech | Lodging/Hospitality | Space Heating | Individual room heating | TRC | Existing | NE5332 | Retro-Commissioning | Retro-Commissioning | NonEquip | 5 |  | 21.99% | Tech/Econ | 16% | 9563.2091 | 0 | 5.721
Tech | Lodging/Hospitality | Space Heating | Individual room heating | TRC | Existing | NE4318 | Water Cooled Refrigeration Heat Recovery | Water Cooled Refrigeration Heat Recovery | NonEquip | 20 |  | 0% | Tech/Econ | 10% | 0 | 0 | 0
Tech | Lodging/Hospitality | Space Heating | Individual room heating | TRC | Existing | NE4266 | Warehouse Loading Dock Seals | Warehouse Loading Dock Seals | NonEquip | 18 |  | 0% | Tech/Econ | 0.1809% | 0 | 0 | 0
Tech | Lodging/Hospitality | Space Heating | Individual room heating | TRC | Existing | NE4240 | Wall Insulation | Wall Insulation | NonEquip | 20 |  | 0% | Tech/Econ | 2.181% | 0 | 0 | 0
Tech | Lodging/Hospitality | Space Heating | Individual room heating | TRC | Existing | NE4162 | Smart Thermostat | Smart Thermostat | NonEquip | 11 |  | 45.33% | Tech/Econ | 10% | 11887.0409 | 0 | 35.5156
Tech | Lodging/Hospitality | Space Heating | Individual room heating | TRC | Existing | NE4084 | Roof Insulation | Roof Insulation | NonEquip | 20 |  | 43.5% | Tech/Econ | 0.3081% | 328.8416 | 0 | 0.08011
Tech | Lodging/Hospitality | Space Heating | Individual room heating | TRC | Existing | NE4058 | Programmable Thermostat | Programmable Thermostat | NonEquip | 11 |  | 0% | Tech/Econ | 3.6% | 0 | 0 | 0
Tech | Lodging/Hospitality | Space Heating | Individual room heating | TRC | Existing | NE4006 | Low U-Value Windows | Low U-Value Windows | NonEquip | 20 |  | 10.75% | Tech/Econ | 46% | 14161.2085 | 0 | -1.4063
Tech | Lodging/Hospitality | Space Heating | Individual room heating | TRC | Existing | NE3928 | Infiltration Reduction - Air Sealing | Infiltration Reduction - Air Sealing | NonEquip | 11 |  | 0% | Tech/Econ | 0.09046% | 0 | 0 | 0
Tech | Lodging/Hospitality | Space Heating | Individual room heating | TRC | Existing | NE3850 | Hotel Card Energy Control Systems | Hotel Card Energy Control Systems | NonEquip | 15 |  | 41.26% | Tech/Econ | 4.857% | 5017.588 | 0 | -0.15098
Tech | Lodging/Hospitality | Space Heating | Individual room heating | TRC | Existing | NE3772 | Green Roof | Green Roof | NonEquip | 15 |  | 0.126% | Tech/Econ | 0.2381% | 0.73439 | 0 | 0
Tech | Lodging/Hospitality | Space Heating | Individual room heating | TRC | Existing | NE3720 | Floor Insulation | Floor Insulation | NonEquip | 20 |  | 12.15% | Tech/Econ | 0.08084% | 24.0267 | 0 | 0.0058532
Tech | Lodging/Hospitality | Space Heating | Individual room heating | TRC | Existing | NE3642 | Facility Energy Management System | Facility Energy Management System | NonEquip | 15 |  | 0.7167% | Tech/Econ | 20% | 390.1715 | 0 | 0.046815
Tech | Lodging/Hospitality | Space Heating | Individual room heating | TRC | Existing | NE3564 | ECM Motors on Furnaces | ECM Motors on Furnaces | NonEquip | 15 | Forced air furnace | 0% | Tech/Econ | 1.706% | 0 | 0 | 0
Tech | Lodging/Hospitality | Space Heating | Individual room heating | TRC | Existing | NE3538 | Duct Sealing Repair | Duct Sealing Repair | NonEquip | 15 |  | 0% | Tech/Econ | 12% | 0 | 0 | 0
Tech | Lodging/Hospitality | Space Heating | Individual room heating | TRC | Existing | NE3486 | Duct Insulation | Duct Insulation | NonEquip | 15 |  | 0% | Tech/Econ | 2.045% | 0 | 0 | 0
Tech | Lodging/Hospitality | Space Heating | Individual room heating | TRC | Existing | NE3434 | Destratification Fans | Destratification Fans | NonEquip | 10 |  | 0% | Tech/Econ | 13.15% | 0 | 0 | 0
Tech | Lodging/Hospitality | Space Heating | Individual room heating | TRC | Existing | NE3382 | Dedicated Outdoor Air System on VRF unit | Dedicated Outdoor Air System on VRF unit | NonEquip | 15 | Residential/split system heat pump | 0% | Tech/Econ | 10% | 0 | 0 | 0
Tech | Lodging/Hospitality | Space Heating | Individual room heating | TRC | Existing | NE3330 | Cool Roof | Cool Roof | NonEquip | 15 |  | 72.68% | Tech/Econ | 0.08559% | 152.2787 | 0 | 0
Tech | Lodging/Hospitality | Space Heating | Individual room heating | TRC | Existing | NE3226 | Ceiling Insulation(R30 to R38) | Ceiling Insulation(R30 to R38) | NonEquip | 20 |  | 0% | Tech/Econ | 0.03114% | 0 | 0 | 0
Tech | Lodging/Hospitality | Space Heating | Individual room heating | TRC | Existing | NE3174 | Ceiling Insulation(R2 to R38) | Ceiling Insulation(R2 to R38) | NonEquip | 20 |  | 0% | Tech/Econ | 2.102% | 0 | 0 | 0
Tech | Lodging/Hospitality | Space Heating | Individual room heating | TRC | Existing | NE3122 | Ceiling Insulation(R19 to R38) | Ceiling Insulation(R19 to R38) | NonEquip | 20 |  | 0% | Tech/Econ | 0.1168% | 0 | 0 | 0
Tech | Lodging/Hospitality | Space Heating | Individual room heating | TRC | Existing | NE3070 | Ceiling Insulation(R12 to R38) | Ceiling Insulation(R12 to R38) | NonEquip | 20 |  | 0% | Tech/Econ | 0.253% | 0 | 0 | 0
Tech | Lodging/Hospitality | Space Heating | Individual room heating | TRC | Existing | NE2992 | Air Curtains | Air Curtains | NonEquip | 8 |  | 33.45% | Tech/Econ | 0.2603% | 213.3024 | 0 | 0.023165
Tech | Lodging/Hospitality | Space Cooling | Individual room air conditioners | TRC | New | NN5371 | Retro-Commissioning | Retro-Commissioning | NonEquip | 5 |  | 0% | Tech/Econ | 16% | 0 | 0 | 0
Tech | Lodging/Hospitality | Space Cooling | Individual room air conditioners | TRC | New | NN4383 | Window Sun Protection | Window Sun Protection | NonEquip | 10 |  | 15.35% | Tech/Econ | 16% | 12745.925 | 4.636 | -0.52099
Tech | Lodging/Hospitality | Space Cooling | Individual room air conditioners | TRC | New | NN4357 | Waterside Economizer | Waterside Economizer | NonEquip | 20 |  | 0% | Tech/Econ | 5.556% | 0 | 0 | 0
Tech | Lodging/Hospitality | Space Cooling | Individual room air conditioners | TRC | New | NN4305 | Warehouse Loading Dock Seals | Warehouse Loading Dock Seals | NonEquip | 18 |  | 0% | Tech/Econ | 0.468% | 0 | 0 | 0
Tech | Lodging/Hospitality | Space Cooling | Individual room air conditioners | TRC | New | NN4149 | Smart Thermostat | Smart Thermostat | NonEquip | 11 |  | 45.33% | Tech/Econ | 10% | 0 | 0 | 0
Tech | Lodging/Hospitality | Space Cooling | Individual room air conditioners | TRC | New | NN4123 | Roof Insulation | Roof Insulation | NonEquip | 20 |  | 37.5% | Tech/Econ | 0.3985% | 0 | 0 | 0
Tech | Lodging/Hospitality | Space Cooling | Individual room air conditioners | TRC | New | NN4045 | Programmable Thermostat | Programmable Thermostat | NonEquip | 11 |  | 0% | Tech/Econ | 3.6% | 0 | 0 | 0
Tech | Lodging/Hospitality | Space Cooling | Individual room air conditioners | TRC | New | NN3993 | Low U-Value Windows | Low U-Value Windows | NonEquip | 20 |  | 26.88% | Tech/Econ | 10% | 4408.8864 | 1.9455 | 0
Tech | Lodging/Hospitality | Space Cooling | Individual room air conditioners | TRC | New | NN3915 | HVAC tune-up_RTU | HVAC tune-up_RTU | NonEquip | 5 | Packaged air conditioning units (RTUs) | 0% | Tech/Econ | 5% | 0 | 0 | 0
Tech | Lodging/Hospitality | Space Cooling | Individual room air conditioners | TRC | New | NN3889 | HVAC tune-up | HVAC tune-up | NonEquip | 5 | Residential-type central air conditioners | 0% | Tech/Econ | 5% | 0 | 0 | 0
Tech | Lodging/Hospitality | Space Cooling | Individual room air conditioners | TRC | New | NN3837 | Hotel Card Energy Control Systems | Hotel Card Energy Control Systems | NonEquip | 15 |  | 41.26% | Tech/Econ | 4.857% | 0 | 0 | 0
Tech | Lodging/Hospitality | Space Cooling | Individual room air conditioners | TRC | New | NN3811 | Green Roof | Green Roof | NonEquip | 15 |  | 0.63% | Tech/Econ | 0.4619% | 0 | 0 | 0
Tech | Lodging/Hospitality | Space Cooling | Individual room air conditioners | TRC | New | NN3681 | Facility Energy Management System | Facility Energy Management System | NonEquip | 15 |  | 4.276% | Tech/Econ | 20% | 5057.1333 | 1.3197 | 0
Tech | Lodging/Hospitality | Space Cooling | Individual room air conditioners | TRC | New | NN3629 | Facility Commissioning | Facility Commissioning | NonEquip | 10 |  | 71.67% | Tech/Econ | 16% | 67229.6162 | 11.7707 | 0.26855
Tech | Lodging/Hospitality | Space Cooling | Individual room air conditioners | TRC | New | NN3603 | Energy Recovery Ventilation System (ERV) | Energy Recovery Ventilation System (ERV) | NonEquip | 15 | Packaged air conditioning units (RTUs) | 0% | Tech/Econ | 9.935% | 0 | 0 | 0
Tech | Lodging/Hospitality | Space Cooling | Individual room air conditioners | TRC | New | NN3525 | Duct Sealing Repair | Duct Sealing Repair | NonEquip | 15 |  | 0% | Tech/Econ | 12% | 0 | 0 | 0
Tech | Lodging/Hospitality | Space Cooling | Individual room air conditioners | TRC | New | NN3473 | Duct Insulation | Duct Insulation | NonEquip | 15 |  | 0% | Tech/Econ | 2.045% | 0 | 0 | 0
Tech | Lodging/Hospitality | Space Cooling | Individual room air conditioners | TRC | New | NN3421 | Dedicated Outdoor Air System on VRF unit | Dedicated Outdoor Air System on VRF unit | NonEquip | 15 | Residential-type central air conditioners | 0% | Tech/Econ | 17.5% | 0 | 0 | 0
Tech | Lodging/Hospitality | Space Cooling | Individual room air conditioners | TRC | New | NN3369 | Cool Roof | Cool Roof | NonEquip | 15 |  | 72.18% | Tech/Econ | 0.5924% | 0 | 0 | 0
Tech | Lodging/Hospitality | Space Cooling | Individual room air conditioners | TRC | New | NN3317 | Chilled Water System - Variable Speed Drives | Chilled Water System - Variable Speed Drives | NonEquip | 13 | Central chillers inside | 0% | Tech/Econ | 24.74% | 0 | 0 | 0
Tech | Lodging/Hospitality | Space Cooling | Individual room air conditioners | TRC | New | NN3291 | Chilled Water Controls Optimization | Chilled Water Controls Optimization | NonEquip | 10 | Central chillers inside | 0% | Tech/Econ | 12.5% | 0 | 0 | 0
Tech | Lodging/Hospitality | Space Cooling | Individual room air conditioners | TRC | New | NN3213 | Ceiling Insulation(R2 to R38) | Ceiling Insulation(R2 to R38) | NonEquip | 20 |  | 0% | Tech/Econ | 5.436% | 0 | 0 | 0
Tech | Lodging/Hospitality | Space Cooling | Individual room air conditioners | TRC | New | NN3109 | Ceiling Insulation(R12 to R38) | Ceiling Insulation(R12 to R38) | NonEquip | 20 |  | 0% | Tech/Econ | 0.6544% | 0 | 0 | 0
Tech | Lodging/Hospitality | Space Cooling | Individual room air conditioners | TRC | New | NN3057 | Airside Economizer | Airside Economizer | NonEquip | 10 | Packaged air conditioning units (RTUs) | 0% | Tech/Econ | 5.556% | 0 | 0 | 0
Tech | Lodging/Hospitality | Space Cooling | Individual room air conditioners | TRC | Existing | NE5358 | Retro-Commissioning | Retro-Commissioning | NonEquip | 5 |  | 21.99% | Tech/Econ | 16% | 803509.7071 | 248.0808 | 0
Tech | Lodging/Hospitality | Space Cooling | Individual room air conditioners | TRC | Existing | NE4370 | Window Sun Protection | Window Sun Protection | NonEquip | 10 |  | 15.68% | Tech/Econ | 16% | 587612.3725 | 213.7301 | -24.0185
Tech | Lodging/Hospitality | Space Cooling | Individual room air conditioners | TRC | Existing | NE4344 | Waterside Economizer | Waterside Economizer | NonEquip | 20 |  | 0% | Tech/Econ | 5.556% | 0 | 0 | 0
Tech | Lodging/Hospitality | Space Cooling | Individual room air conditioners | TRC | Existing | NE4292 | Warehouse Loading Dock Seals | Warehouse Loading Dock Seals | NonEquip | 18 |  | 0% | Tech/Econ | 0.468% | 0 | 0 | 0
Tech | Lodging/Hospitality | Space Cooling | Individual room air conditioners | TRC | Existing | NE4214 | Wall Insulation | Wall Insulation | NonEquip | 20 |  | 0% | Tech/Econ | 38.64% | 0 | 0 | 0
Tech | Lodging/Hospitality | Space Cooling | Individual room air conditioners | TRC | Existing | NE4136 | Smart Thermostat | Smart Thermostat | NonEquip | 11 |  | 45.33% | Tech/Econ | 10% | 998760.2167 | -31.9921 | 0
Tech | Lodging/Hospitality | Space Cooling | Individual room air conditioners | TRC | Existing | NE4110 | Roof Insulation | Roof Insulation | NonEquip | 20 |  | 43.5% | Tech/Econ | 0.797% | 71467.4974 | 29.5576 | 0
Tech | Lodging/Hospitality | Space Cooling | Individual room air conditioners | TRC | Existing | NE4032 | Programmable Thermostat | Programmable Thermostat | NonEquip | 11 |  | 0% | Tech/Econ | 3.6% | 0 | 0 | 0
Tech | Lodging/Hospitality | Space Cooling | Individual room air conditioners | TRC | Existing | NE3980 | Low U-Value Windows | Low U-Value Windows | NonEquip | 20 |  | 10.75% | Tech/Econ | 46% | 1220451.787 | 538.5398 | 0
Tech | Lodging/Hospitality | Space Cooling | Individual room air conditioners | TRC | Existing | NE3902 | HVAC tune-up_RTU | HVAC tune-up_RTU | NonEquip | 5 | Packaged air conditioning units (RTUs) | 0% | Tech/Econ | 5% | 0 | 0 | 0
Tech | Lodging/Hospitality | Space Cooling | Individual room air conditioners | TRC | Existing | NE3876 | HVAC tune-up | HVAC tune-up | NonEquip | 5 | Residential-type central air conditioners | 0% | Tech/Econ | 5% | 0 | 0 | 0
Tech | Lodging/Hospitality | Space Cooling | Individual room air conditioners | TRC | Existing | NE3824 | Hotel Card Energy Control Systems | Hotel Card Energy Control Systems | NonEquip | 15 |  | 41.26% | Tech/Econ | 4.857% | 421582.4065 | 3.3704 | 0
Tech | Lodging/Hospitality | Space Cooling | Individual room air conditioners | TRC | Existing | NE3798 | Green Roof | Green Roof | NonEquip | 15 |  | 0.126% | Tech/Econ | 0.4619% | 119.0438 | 0.067082 | 0
Tech | Lodging/Hospitality | Space Cooling | Individual room air conditioners | TRC | Existing | NE3668 | Facility Energy Management System | Facility Energy Management System | NonEquip | 15 |  | 0.7167% | Tech/Econ | 20% | 33626.0485 | 8.7751 | 0
Tech | Lodging/Hospitality | Space Cooling | Individual room air conditioners | TRC | Existing | NE3590 | Energy Recovery Ventilation System (ERV) | Energy Recovery Ventilation System (ERV) | NonEquip | 15 | Packaged air conditioning units (RTUs) | 0% | Tech/Econ | 9.935% | 0 | 0 | 0
Tech | Lodging/Hospitality | Space Cooling | Individual room air conditioners | TRC | Existing | NE3512 | Duct Sealing Repair | Duct Sealing Repair | NonEquip | 15 |  | 0% | Tech/Econ | 12% | 0 | 0 | 0
Tech | Lodging/Hospitality | Space Cooling | Individual room air conditioners | TRC | Existing | NE3460 | Duct Insulation | Duct Insulation | NonEquip | 15 |  | 0% | Tech/Econ | 2.045% | 0 | 0 | 0
Tech | Lodging/Hospitality | Space Cooling | Individual room air conditioners | TRC | Existing | NE3408 | Dedicated Outdoor Air System on VRF unit | Dedicated Outdoor Air System on VRF unit | NonEquip | 15 | Residential-type central air conditioners | 0% | Tech/Econ | 17.5% | 0 | 0 | 0
Tech | Lodging/Hospitality | Space Cooling | Individual room air conditioners | TRC | Existing | NE3356 | Cool Roof | Cool Roof | NonEquip | 15 |  | 72.68% | Tech/Econ | 0.5924% | 88448.1387 | 49.841 | 0
Tech | Lodging/Hospitality | Space Cooling | Individual room air conditioners | TRC | Existing | NE3304 | Chilled Water System - Variable Speed Drives | Chilled Water System - Variable Speed Drives | NonEquip | 13 | Central chillers inside | 0% | Tech/Econ | 24.74% | 0 | 0 | 0
Tech | Lodging/Hospitality | Space Cooling | Individual room air conditioners | TRC | Existing | NE3278 | Chilled Water Controls Optimization | Chilled Water Controls Optimization | NonEquip | 10 | Central chillers inside | 0% | Tech/Econ | 12.5% | 0 | 0 | 0
Tech | Lodging/Hospitality | Space Cooling | Individual room air conditioners | TRC | Existing | NE3200 | Ceiling Insulation(R2 to R38) | Ceiling Insulation(R2 to R38) | NonEquip | 20 |  | 0% | Tech/Econ | 5.436% | 0 | 0 | 0
Tech | Lodging/Hospitality | Space Cooling | Individual room air conditioners | TRC | Existing | NE3096 | Ceiling Insulation(R12 to R38) | Ceiling Insulation(R12 to R38) | NonEquip | 20 |  | 0% | Tech/Econ | 0.6544% | 0 | 0 | 0
Tech | Lodging/Hospitality | Space Cooling | Individual room air conditioners | TRC | Existing | NE3044 | Airside Economizer | Airside Economizer | NonEquip | 10 | Packaged air conditioning units (RTUs) | 0% | Tech/Econ | 5.556% | 0 | 0 | 0
Tech | Lodging/Hospitality | Interior Lighting | High bay | TRC | New | NN5267 | Retro-Commissioning | Retro-Commissioning | NonEquip | 5 |  | 0% | Tech/Econ | 16% | 0 | 0 | 0
Tech | Lodging/Hospitality | Interior Lighting | High bay | TRC | New | NN4435 | Interior Lighting Controls | Interior Lighting Controls | NonEquip | 8 | Overhead (fluorescent/LED/CFL U-shape) | 0% | Tech/Econ | 28% | 0 | 0 | 0
Tech | Lodging/Hospitality | Interior Lighting | High bay | TRC | New | NN4409 | Bi-Level Lighting Control (Interior) | Bi-Level Lighting Control (Interior) | NonEquip | 8 | Overhead (fluorescent/LED/CFL U-shape) | 0% | Tech/Econ | 31% | 0 | 0 | 0
Tech | Lodging/Hospitality | Interior Lighting | High bay | TRC | New | NN3707 | Facility Energy Management System | Facility Energy Management System | NonEquip | 15 |  | 4.276% | Tech/Econ | 24% | 3579.4034 | 0.93408 | 0.42948
Tech | Lodging/Hospitality | Interior Lighting | High bay | TRC | Existing | NE5254 | Retro-Commissioning | Retro-Commissioning | NonEquip | 5 |  | 21.99% | Tech/Econ | 16% | 449309.7036 | 138.7228 | 268.7896
Tech | Lodging/Hospitality | Interior Lighting | High bay | TRC | Existing | NE4422 | Interior Lighting Controls | Interior Lighting Controls | NonEquip | 8 | Overhead (fluorescent/LED/CFL U-shape) | 0% | Tech/Econ | 28% | 0 | 0 | 0
Tech | Lodging/Hospitality | Interior Lighting | High bay | TRC | Existing | NE4396 | Bi-Level Lighting Control (Interior) | Bi-Level Lighting Control (Interior) | NonEquip | 8 | Overhead (fluorescent/LED/CFL U-shape) | 0% | Tech/Econ | 31% | 0 | 0 | 0
Tech | Lodging/Hospitality | Interior Lighting | High bay | TRC | Existing | NE3694 | Facility Energy Management System | Facility Energy Management System | NonEquip | 15 |  | 0.7167% | Tech/Econ | 24% | 22004.1004 | 5.7422 | 2.6402
Tech | Lodging/Hospitality | Interior Lighting | High bay | TRC | Turnover | ET1646 | LED Linear - Fixture Replacement | LED Linear - Fixture Replacement | Equip | 15 | High bay | 24.1% | Tech/Econ | 50.28% | 1764116.24 | 430.2164 | 0.023569
Tech | Lodging/Hospitality | Interior Lighting | High bay | TRC | Turnover | ET1529 | High Bay LED | High Bay LED | Equip | 15 | High bay | 0% | Tech/Econ | 64.78% | 0 | 0 | 0
Tech | Lodging/Hospitality | Interior Lighting | High bay | TRC | Turnover | ET1490 | High Bay Fluorescent (T5) | High Bay Fluorescent (T5) | Equip | 15 | High bay | 0% | Tech/Econ | 64.14% | 0 | 0 | 0
Tech | Lodging/Hospitality | Interior Lighting | High bay | TRC | New | EN1672 | LED Linear - Fixture Replacement | LED Linear - Fixture Replacement | Equip | 15 | High bay | 0% | Tech/Econ | 50.28% | 0 | 0 | 0
Tech | Lodging/Hospitality | Interior Lighting | High bay | TRC | New | EN1555 | High Bay LED | High Bay LED | Equip | 15 | High bay | 0% | Tech/Econ | 64.78% | 0 | 0 | 0
Tech | Lodging/Hospitality | Interior Lighting | High bay | TRC | New | EN1516 | High Bay Fluorescent (T5) | High Bay Fluorescent (T5) | Equip | 15 | High bay | 0% | Tech/Econ | 64.14% | 0 | 0 | 0
Tech | Lodging/Hospitality | Cooking | Fryer | TRC | Turnover | ET86 | Energy Star Fryer | Energy Star Fryer | Equip | 12 | Fryer | 29.2% | Tech/Econ | 17.46% | 31858.6695 | 5.1642 | 1.597
Tech | Lodging/Hospitality | Cooking | Fryer | TRC | New | EN112 | Energy Star Fryer | Energy Star Fryer | Equip | 12 | Fryer | 29.2% | Tech/Econ | 17.46% | 763.3554 | 0.12374 | 0.038264
Tech | Lodging/Hospitality | Space Heating | Forced air furnace | TRC | New | NN5345 | Retro-Commissioning | Retro-Commissioning | NonEquip | 5 |  | 0% | Tech/Econ | 16% | 0 | 0 | 0
Tech | Lodging/Hospitality | Space Heating | Forced air furnace | TRC | New | NN4331 | Water Cooled Refrigeration Heat Recovery | Water Cooled Refrigeration Heat Recovery | NonEquip | 20 |  | 0% | Tech/Econ | 10% | 0 | 0 | 0
Tech | Lodging/Hospitality | Space Heating | Forced air furnace | TRC | New | NN4279 | Warehouse Loading Dock Seals | Warehouse Loading Dock Seals | NonEquip | 18 |  | 0% | Tech/Econ | 0.164% | 0 | 0 | 0
Tech | Lodging/Hospitality | Space Heating | Forced air furnace | TRC | New | NN4253 | Wall Insulation | Wall Insulation | NonEquip | 20 |  | 0% | Tech/Econ | 0% | 0 | 0 | 0
Tech | Lodging/Hospitality | Space Heating | Forced air furnace | TRC | New | NN4175 | Smart Thermostat | Smart Thermostat | NonEquip | 11 |  | 45.33% | Tech/Econ | 10% | 56.1673 | 0 | 0.16781
Tech | Lodging/Hospitality | Space Heating | Forced air furnace | TRC | New | NN4097 | Roof Insulation | Roof Insulation | NonEquip | 20 |  | 37.5% | Tech/Econ | 0.1396% | 0 | 0 | 0
Tech | Lodging/Hospitality | Space Heating | Forced air furnace | TRC | New | NN4071 | Programmable Thermostat | Programmable Thermostat | NonEquip | 11 |  | 0% | Tech/Econ | 3.6% | 0 | 0 | 0
Tech | Lodging/Hospitality | Space Heating | Forced air furnace | TRC | New | NN4019 | Low U-Value Windows | Low U-Value Windows | NonEquip | 20 |  | 26.88% | Tech/Econ | 10% | 31.7939 | 0 | -0.0031573
Tech | Lodging/Hospitality | Space Heating | Forced air furnace | TRC | New | NN3941 | Infiltration Reduction - Air Sealing | Infiltration Reduction - Air Sealing | NonEquip | 11 |  | 0% | Tech/Econ | 0.08198% | 0 | 0 | 0
Tech | Lodging/Hospitality | Space Heating | Forced air furnace | TRC | New | NN3863 | Hotel Card Energy Control Systems | Hotel Card Energy Control Systems | NonEquip | 15 |  | 41.26% | Tech/Econ | 4.857% | 13.152 | 0 | -0.00039574
Tech | Lodging/Hospitality | Space Heating | Forced air furnace | TRC | New | NN3785 | Green Roof | Green Roof | NonEquip | 15 |  | 0.63% | Tech/Econ | 0.2158% | 0 | 0 | 0
Tech | Lodging/Hospitality | Space Heating | Forced air furnace | TRC | New | NN3733 | Floor Insulation | Floor Insulation | NonEquip | 20 |  | 16.87% | Tech/Econ | 0.07326% | 0 | 0 | 0
Tech | Lodging/Hospitality | Space Heating | Forced air furnace | TRC | New | NN3655 | Facility Energy Management System | Facility Energy Management System | NonEquip | 15 |  | 4.276% | Tech/Econ | 20% | 10.6886 | 0 | 0.0012825
Tech | Lodging/Hospitality | Space Heating | Forced air furnace | TRC | New | NN3577 | ECM Motors on Furnaces | ECM Motors on Furnaces | NonEquip | 15 | Forced air furnace | 47.78% | Tech/Econ | 1.706% | 9.2785 | 0 | 0.0010592
Tech | Lodging/Hospitality | Space Heating | Forced air furnace | TRC | New | NN3551 | Duct Sealing Repair | Duct Sealing Repair | NonEquip | 15 |  | 0% | Tech/Econ | 12% | 0 | 0 | 0
Tech | Lodging/Hospitality | Space Heating | Forced air furnace | TRC | New | NN3499 | Duct Insulation | Duct Insulation | NonEquip | 15 |  | 0% | Tech/Econ | 2.045% | 0 | 0 | 0
Tech | Lodging/Hospitality | Space Heating | Forced air furnace | TRC | New | NN3447 | Destratification Fans | Destratification Fans | NonEquip | 10 |  | 0% | Tech/Econ | 13.15% | 0 | 0 | 0
Tech | Lodging/Hospitality | Space Heating | Forced air furnace | TRC | New | NN3395 | Dedicated Outdoor Air System on VRF unit | Dedicated Outdoor Air System on VRF unit | NonEquip | 15 | Residential/split system heat pump | 0% | Tech/Econ | 10% | 0 | 0 | 0
Tech | Lodging/Hospitality | Space Heating | Forced air furnace | TRC | New | NN3343 | Cool Roof | Cool Roof | NonEquip | 15 |  | 72.18% | Tech/Econ | 0.07756% | 0 | 0 | 0
Tech | Lodging/Hospitality | Space Heating | Forced air furnace | TRC | New | NN3239 | Ceiling Insulation(R30 to R38) | Ceiling Insulation(R30 to R38) | NonEquip | 20 |  | 0% | Tech/Econ | 0.02822% | 0 | 0 | 0
Tech | Lodging/Hospitality | Space Heating | Forced air furnace | TRC | New | NN3187 | Ceiling Insulation(R2 to R38) | Ceiling Insulation(R2 to R38) | NonEquip | 20 |  | 0% | Tech/Econ | 1.905% | 0 | 0 | 0
Tech | Lodging/Hospitality | Space Heating | Forced air furnace | TRC | New | NN3135 | Ceiling Insulation(R19 to R38) | Ceiling Insulation(R19 to R38) | NonEquip | 20 |  | 0% | Tech/Econ | 0.1058% | 0 | 0 | 0
Tech | Lodging/Hospitality | Space Heating | Forced air furnace | TRC | New | NN3083 | Ceiling Insulation(R12 to R38) | Ceiling Insulation(R12 to R38) | NonEquip | 20 |  | 0% | Tech/Econ | 0.2293% | 0 | 0 | 0
Tech | Lodging/Hospitality | Space Heating | Forced air furnace | TRC | New | NN3005 | Air Curtains | Air Curtains | NonEquip | 8 |  | 28.37% | Tech/Econ | 0.2603% | 0 | 0 | 0
Tech | Lodging/Hospitality | Space Heating | Forced air furnace | TRC | Existing | NE5332 | Retro-Commissioning | Retro-Commissioning | NonEquip | 5 |  | 21.99% | Tech/Econ | 16% | 1741.971 | 0 | 1.0421
Tech | Lodging/Hospitality | Space Heating | Forced air furnace | TRC | Existing | NE4318 | Water Cooled Refrigeration Heat Recovery | Water Cooled Refrigeration Heat Recovery | NonEquip | 20 |  | 0% | Tech/Econ | 10% | 0 | 0 | 0
Tech | Lodging/Hospitality | Space Heating | Forced air furnace | TRC | Existing | NE4266 | Warehouse Loading Dock Seals | Warehouse Loading Dock Seals | NonEquip | 18 |  | 0% | Tech/Econ | 0.1809% | 0 | 0 | 0
Tech | Lodging/Hospitality | Space Heating | Forced air furnace | TRC | Existing | NE4240 | Wall Insulation | Wall Insulation | NonEquip | 20 |  | 0% | Tech/Econ | 2.181% | 0 | 0 | 0
Tech | Lodging/Hospitality | Space Heating | Forced air furnace | TRC | Existing | NE4162 | Smart Thermostat | Smart Thermostat | NonEquip | 11 |  | 45.33% | Tech/Econ | 10% | 2165.2648 | 0 | 6.4693
Tech | Lodging/Hospitality | Space Heating | Forced air furnace | TRC | Existing | NE4084 | Roof Insulation | Roof Insulation | NonEquip | 20 |  | 43.5% | Tech/Econ | 0.3081% | 59.4113 | 0 | 0.014473
Tech | Lodging/Hospitality | Space Heating | Forced air furnace | TRC | Existing | NE4058 | Programmable Thermostat | Programmable Thermostat | NonEquip | 11 |  | 0% | Tech/Econ | 3.6% | 0 | 0 | 0
Tech | Lodging/Hospitality | Space Heating | Forced air furnace | TRC | Existing | NE4006 | Low U-Value Windows | Low U-Value Windows | NonEquip | 20 |  | 10.75% | Tech/Econ | 46% | 2579.5122 | 0 | -0.25616
Tech | Lodging/Hospitality | Space Heating | Forced air furnace | TRC | Existing | NE3928 | Infiltration Reduction - Air Sealing | Infiltration Reduction - Air Sealing | NonEquip | 11 |  | 0% | Tech/Econ | 0.09046% | 0 | 0 | 0
Tech | Lodging/Hospitality | Space Heating | Forced air furnace | TRC | Existing | NE3850 | Hotel Card Energy Control Systems | Hotel Card Energy Control Systems | NonEquip | 15 |  | 41.26% | Tech/Econ | 4.857% | 913.9707 | 0 | -0.027501
Tech | Lodging/Hospitality | Space Heating | Forced air furnace | TRC | Existing | NE3772 | Green Roof | Green Roof | NonEquip | 15 |  | 0.126% | Tech/Econ | 0.2381% | 0.13268 | 0 | 0
Tech | Lodging/Hospitality | Space Heating | Forced air furnace | TRC | Existing | NE3720 | Floor Insulation | Floor Insulation | NonEquip | 20 |  | 12.15% | Tech/Econ | 0.08084% | 4.3409 | 0 | 0.0010575
Tech | Lodging/Hospitality | Space Heating | Forced air furnace | TRC | Existing | NE3642 | Facility Energy Management System | Facility Energy Management System | NonEquip | 15 |  | 0.7167% | Tech/Econ | 20% | 71.0711 | 0 | 0.0085276
Tech | Lodging/Hospitality | Space Heating | Forced air furnace | TRC | Existing | NE3564 | ECM Motors on Furnaces | ECM Motors on Furnaces | NonEquip | 15 | Forced air furnace | 47.78% | Tech/Econ | 1.706% | 364.3622 | 0 | 0.041594
Tech | Lodging/Hospitality | Space Heating | Forced air furnace | TRC | Existing | NE3538 | Duct Sealing Repair | Duct Sealing Repair | NonEquip | 15 |  | 0% | Tech/Econ | 12% | 0 | 0 | 0
Tech | Lodging/Hospitality | Space Heating | Forced air furnace | TRC | Existing | NE3486 | Duct Insulation | Duct Insulation | NonEquip | 15 |  | 0% | Tech/Econ | 2.045% | 0 | 0 | 0
Tech | Lodging/Hospitality | Space Heating | Forced air furnace | TRC | Existing | NE3434 | Destratification Fans | Destratification Fans | NonEquip | 10 |  | 0% | Tech/Econ | 13.15% | 0 | 0 | 0
Tech | Lodging/Hospitality | Space Heating | Forced air furnace | TRC | Existing | NE3382 | Dedicated Outdoor Air System on VRF unit | Dedicated Outdoor Air System on VRF unit | NonEquip | 15 | Residential/split system heat pump | 0% | Tech/Econ | 10% | 0 | 0 | 0
Tech | Lodging/Hospitality | Space Heating | Forced air furnace | TRC | Existing | NE3330 | Cool Roof | Cool Roof | NonEquip | 15 |  | 72.68% | Tech/Econ | 0.08559% | 27.5119 | 0 | 0
Tech | Lodging/Hospitality | Space Heating | Forced air furnace | TRC | Existing | NE3226 | Ceiling Insulation(R30 to R38) | Ceiling Insulation(R30 to R38) | NonEquip | 20 |  | 0% | Tech/Econ | 0.03114% | 0 | 0 | 0
Tech | Lodging/Hospitality | Space Heating | Forced air furnace | TRC | Existing | NE3174 | Ceiling Insulation(R2 to R38) | Ceiling Insulation(R2 to R38) | NonEquip | 20 |  | 0% | Tech/Econ | 2.102% | 0 | 0 | 0
Tech | Lodging/Hospitality | Space Heating | Forced air furnace | TRC | Existing | NE3122 | Ceiling Insulation(R19 to R38) | Ceiling Insulation(R19 to R38) | NonEquip | 20 |  | 0% | Tech/Econ | 0.1168% | 0 | 0 | 0
Tech | Lodging/Hospitality | Space Heating | Forced air furnace | TRC | Existing | NE3070 | Ceiling Insulation(R12 to R38) | Ceiling Insulation(R12 to R38) | NonEquip | 20 |  | 0% | Tech/Econ | 0.253% | 0 | 0 | 0
Tech | Lodging/Hospitality | Space Heating | Forced air furnace | TRC | Existing | NE2992 | Air Curtains | Air Curtains | NonEquip | 8 |  | 33.45% | Tech/Econ | 0.2603% | 38.537 | 0 | 0.0041852
Tech | Lodging/Hospitality | Exterior Lighting | Exterior parking/lot lighting | TRC | New | NN5293 | Retro-Commissioning | Retro-Commissioning | NonEquip | 5 |  | 0% | Tech/Econ | 16% | 0 | 0 | 0
Tech | Lodging/Hospitality | Exterior Lighting | Exterior parking/lot lighting | TRC | New | NN2979 | Outdoor Lighting Controls | Outdoor Lighting Controls | NonEquip | 8 | Exterior parking/lot lighting | 30.95% | Tech/Econ | 28% | 0 | 0 | 0
Tech | Lodging/Hospitality | Exterior Lighting | Exterior parking/lot lighting | TRC | New | NN2953 | Bi-Level Lighting Control (Exterior) | Bi-Level Lighting Control (Exterior) | NonEquip | 9 | Exterior parking/lot lighting | 13.75% | Tech/Econ | 31% | 264.6967 | 0 | 0
Tech | Lodging/Hospitality | Exterior Lighting | Exterior parking/lot lighting | TRC | Existing | NE5280 | Retro-Commissioning | Retro-Commissioning | NonEquip | 5 |  | 21.99% | Tech/Econ | 16% | 100868.1276 | 0 | 60.3421
Tech | Lodging/Hospitality | Exterior Lighting | Exterior parking/lot lighting | TRC | Existing | NE2966 | Outdoor Lighting Controls | Outdoor Lighting Controls | NonEquip | 8 | Exterior parking/lot lighting | 30.95% | Tech/Econ | 28% | 271987.0623 | 0 | 0
Tech | Lodging/Hospitality | Exterior Lighting | Exterior parking/lot lighting | TRC | Existing | NE2940 | Bi-Level Lighting Control (Exterior) | Bi-Level Lighting Control (Exterior) | NonEquip | 9 | Exterior parking/lot lighting | 13.75% | Tech/Econ | 31% | 139795.3234 | 0 | 0
Tech | Lodging/Hospitality | Exterior Lighting | Exterior parking/lot lighting | TRC | Turnover | ET710 | LED Parking Lighting | LED Parking Lighting | Equip | 18 | Exterior parking/lot lighting | 6.728% | Tech/Econ | 84% | 196394.4615 | 0 | 0
Tech | Lodging/Hospitality | Exterior Lighting | Exterior parking/lot lighting | TRC | Turnover | ET515 | High Efficiency HID Lighting | High Efficiency HID Lighting | Equip | 13 | Exterior parking/lot lighting | 0% | Tech/Econ | 34.18% | 0 | 0 | 0
Tech | Lodging/Hospitality | Exterior Lighting | Exterior parking/lot lighting | TRC | New | EN736 | LED Parking Lighting | LED Parking Lighting | Equip | 18 | Exterior parking/lot lighting | 94.94% | Tech/Econ | 84% | 66402.7494 | 0 | 0
Tech | Lodging/Hospitality | Exterior Lighting | Exterior parking/lot lighting | TRC | New | EN541 | High Efficiency HID Lighting | High Efficiency HID Lighting | Equip | 13 | Exterior parking/lot lighting | 0% | Tech/Econ | 34.18% | 0 | 0 | 0
Tech | Lodging/Hospitality | Exterior Lighting | Exterior marquis | TRC | New | NN5293 | Retro-Commissioning | Retro-Commissioning | NonEquip | 5 |  | 0% | Tech/Econ | 16% | 0 | 0 | 0
Tech | Lodging/Hospitality | Exterior Lighting | Exterior marquis | TRC | New | NN2979 | Outdoor Lighting Controls | Outdoor Lighting Controls | NonEquip | 8 | Exterior parking/lot lighting | 0% | Tech/Econ | 28% | 0 | 0 | 0
Tech | Lodging/Hospitality | Exterior Lighting | Exterior marquis | TRC | New | NN2953 | Bi-Level Lighting Control (Exterior) | Bi-Level Lighting Control (Exterior) | NonEquip | 9 | Exterior parking/lot lighting | 0% | Tech/Econ | 31% | 0 | 0 | 0
Tech | Lodging/Hospitality | Exterior Lighting | Exterior marquis | TRC | Existing | NE5280 | Retro-Commissioning | Retro-Commissioning | NonEquip | 5 |  | 21.99% | Tech/Econ | 16% | 0 | 0 | 0
Tech | Lodging/Hospitality | Exterior Lighting | Exterior marquis | TRC | Existing | NE2966 | Outdoor Lighting Controls | Outdoor Lighting Controls | NonEquip | 8 | Exterior parking/lot lighting | 0% | Tech/Econ | 28% | 0 | 0 | 0
Tech | Lodging/Hospitality | Exterior Lighting | Exterior marquis | TRC | Existing | NE2940 | Bi-Level Lighting Control (Exterior) | Bi-Level Lighting Control (Exterior) | NonEquip | 9 | Exterior parking/lot lighting | 0% | Tech/Econ | 31% | 0 | 0 | 0
Tech | Lodging/Hospitality | Exterior Lighting | Exterior marquis | TRC | Turnover | ET632 | LED Exterior Lighting | LED Exterior Lighting | Equip | 13 | Exterior marquis | 4.268% | Tech/Econ | 60.51% | 0 | 0 | 0
Tech | Lodging/Hospitality | Exterior Lighting | Exterior marquis | TRC | Turnover | ET593 | LED Display Lighting (Exterior) | LED Display Lighting (Exterior) | Equip | 15 | Exterior marquis | 4.268% | Tech/Econ | 87.04% | 0 | 0 | 0
Tech | Lodging/Hospitality | Exterior Lighting | Exterior marquis | TRC | New | EN658 | LED Exterior Lighting | LED Exterior Lighting | Equip | 13 | Exterior marquis | 4.624% | Tech/Econ | 60.51% | 0 | 0 | 0
Tech | Lodging/Hospitality | Exterior Lighting | Exterior marquis | TRC | New | EN619 | LED Display Lighting (Exterior) | LED Display Lighting (Exterior) | Equip | 15 | Exterior marquis | 4.624% | Tech/Econ | 87.04% | 0 | 0 | 0
Tech | Lodging/Hospitality | Miscellaneous | Elevators/Escalators | TRC | New | NN5449 | Retro-Commissioning | Retro-Commissioning | NonEquip | 5 |  | 0% | Tech/Econ | 16% | 0 | 0 | 0
Tech | Lodging/Hospitality | Miscellaneous | Elevators/Escalators | TRC | New | NN4539 | VSD Controlled Compressor | VSD Controlled Compressor | NonEquip | 15 | Others | 0% | Tech/Econ | 20.79% | 0 | 0 | 0
Tech | Lodging/Hospitality | Miscellaneous | Elevators/Escalators | TRC | New | NN4513 | Regenerative Drive Elevator Motor | Regenerative Drive Elevator Motor | NonEquip | 13 | Elevators/Escalators | 11.17% | Tech/Econ | 6.211% | 412.5627 | 0.053491 | 0.044805
Tech | Lodging/Hospitality | Miscellaneous | Elevators/Escalators | TRC | New | NN4487 | Engine Block Timer | Engine Block Timer | NonEquip | 5 | Others | 0% | Tech/Econ | 36% | 0 | 0 | 0
Tech | Lodging/Hospitality | Miscellaneous | Elevators/Escalators | TRC | New | NN4461 | Efficient Motor Belts | Efficient Motor Belts | NonEquip | 10 | Others | 0% | Tech/Econ | 1.105% | 0 | 0 | 0
Tech | Lodging/Hospitality | Miscellaneous | Elevators/Escalators | TRC | Existing | NE5436 | Retro-Commissioning | Retro-Commissioning | NonEquip | 5 |  | 21.99% | Tech/Econ | 16% | 87363.9266 | 26.9733 | 52.2635
Tech | Lodging/Hospitality | Miscellaneous | Elevators/Escalators | TRC | Existing | NE4526 | VSD Controlled Compressor | VSD Controlled Compressor | NonEquip | 15 | Others | 0% | Tech/Econ | 20.79% | 0 | 0 | 0
Tech | Lodging/Hospitality | Miscellaneous | Elevators/Escalators | TRC | Existing | NE4500 | Regenerative Drive Elevator Motor | Regenerative Drive Elevator Motor | NonEquip | 13 | Elevators/Escalators | 10.45% | Tech/Econ | 6.211% | 15551.1064 | 2.0163 | 1.6889
Tech | Lodging/Hospitality | Miscellaneous | Elevators/Escalators | TRC | Existing | NE4474 | Engine Block Timer | Engine Block Timer | NonEquip | 5 | Others | 0% | Tech/Econ | 36% | 0 | 0 | 0
Tech | Lodging/Hospitality | Miscellaneous | Elevators/Escalators | TRC | Existing | NE4448 | Efficient Motor Belts | Efficient Motor Belts | NonEquip | 10 | Others | 0% | Tech/Econ | 1.105% | 0 | 0 | 0
Tech | Lodging/Hospitality | Office Equipment | Document production | TRC | New | NN4591 | Smart Strip Plug Outlet | Smart Strip Plug Outlet | NonEquip | 4 |  | 43.9% | Tech/Econ | 1.187% | 2881.1009 | 0.4284 | 0.29773
Tech | Lodging/Hospitality | Office Equipment | Document production | TRC | New | NN4565 | Network PC Power Management | Network PC Power Management | NonEquip | 5 | Computers | 0% | Tech/Econ | 56.5% | 0 | 0 | 0
Tech | Lodging/Hospitality | Office Equipment | Document production | TRC | Existing | NE4578 | Smart Strip Plug Outlet | Smart Strip Plug Outlet | NonEquip | 4 |  | 43.9% | Tech/Econ | 1.187% | 120242.872 | 17.8794 | 12.4259
Tech | Lodging/Hospitality | Office Equipment | Document production | TRC | Existing | NE4552 | Network PC Power Management | Network PC Power Management | NonEquip | 5 | Computers | 0% | Tech/Econ | 56.5% | 0 | 0 | 0
Tech | Lodging/Hospitality | Office Equipment | Document production | TRC | Turnover | ET2147 | ENERGY STAR Imaging Equipment | ENERGY STAR Imaging Equipment | Equip | 6 | Document production | 17.92% | Tech/Econ | 44.44% | 1996744.368 | 276.9012 | 185.9389
Tech | Lodging/Hospitality | Office Equipment | Document production | TRC | New | EN2173 | ENERGY STAR Imaging Equipment | ENERGY STAR Imaging Equipment | Equip | 6 | Document production | 17.92% | Tech/Econ | 44.44% | 47843.3526 | 6.6347 | 4.4552
Tech | Lodging/Hospitality | Space Cooling | District chilled water piped | TRC | New | NN5371 | Retro-Commissioning | Retro-Commissioning | NonEquip | 5 |  | 0% | Tech/Econ | 16% | 0 | 0 | 0
Tech | Lodging/Hospitality | Space Cooling | District chilled water piped | TRC | New | NN4383 | Window Sun Protection | Window Sun Protection | NonEquip | 10 |  | 15.35% | Tech/Econ | 16% | 0 | 0 | 0
Tech | Lodging/Hospitality | Space Cooling | District chilled water piped | TRC | New | NN4357 | Waterside Economizer | Waterside Economizer | NonEquip | 20 |  | 0% | Tech/Econ | 5.556% | 0 | 0 | 0
Tech | Lodging/Hospitality | Space Cooling | District chilled water piped | TRC | New | NN4149 | Smart Thermostat | Smart Thermostat | NonEquip | 11 |  | 45.33% | Tech/Econ | 10% | 0 | 0 | 0
Tech | Lodging/Hospitality | Space Cooling | District chilled water piped | TRC | New | NN4045 | Programmable Thermostat | Programmable Thermostat | NonEquip | 11 |  | 0% | Tech/Econ | 3.6% | 0 | 0 | 0
Tech | Lodging/Hospitality | Space Cooling | District chilled water piped | TRC | New | NN3993 | Low U-Value Windows | Low U-Value Windows | NonEquip | 20 |  | 26.88% | Tech/Econ | 10% | 0 | 0 | 0
Tech | Lodging/Hospitality | Space Cooling | District chilled water piped | TRC | New | NN3915 | HVAC tune-up_RTU | HVAC tune-up_RTU | NonEquip | 5 | Packaged air conditioning units (RTUs) | 0% | Tech/Econ | 5% | 0 | 0 | 0
Tech | Lodging/Hospitality | Space Cooling | District chilled water piped | TRC | New | NN3889 | HVAC tune-up | HVAC tune-up | NonEquip | 5 | Residential-type central air conditioners | 0% | Tech/Econ | 5% | 0 | 0 | 0
Tech | Lodging/Hospitality | Space Cooling | District chilled water piped | TRC | New | NN3837 | Hotel Card Energy Control Systems | Hotel Card Energy Control Systems | NonEquip | 15 |  | 41.26% | Tech/Econ | 4.857% | 0 | 0 | 0
Tech | Lodging/Hospitality | Space Cooling | District chilled water piped | TRC | New | NN3681 | Facility Energy Management System | Facility Energy Management System | NonEquip | 15 |  | 4.276% | Tech/Econ | 20% | 0 | 0 | 0
Tech | Lodging/Hospitality | Space Cooling | District chilled water piped | TRC | New | NN3629 | Facility Commissioning | Facility Commissioning | NonEquip | 10 |  | 71.67% | Tech/Econ | 16% | 0 | 0 | 0
Tech | Lodging/Hospitality | Space Cooling | District chilled water piped | TRC | New | NN3603 | Energy Recovery Ventilation System (ERV) | Energy Recovery Ventilation System (ERV) | NonEquip | 15 | Packaged air conditioning units (RTUs) | 0% | Tech/Econ | 9.935% | 0 | 0 | 0
Tech | Lodging/Hospitality | Space Cooling | District chilled water piped | TRC | New | NN3525 | Duct Sealing Repair | Duct Sealing Repair | NonEquip | 15 |  | 0% | Tech/Econ | 12% | 0 | 0 | 0
Tech | Lodging/Hospitality | Space Cooling | District chilled water piped | TRC | New | NN3473 | Duct Insulation | Duct Insulation | NonEquip | 15 |  | 0% | Tech/Econ | 2.045% | 0 | 0 | 0
Tech | Lodging/Hospitality | Space Cooling | District chilled water piped | TRC | New | NN3421 | Dedicated Outdoor Air System on VRF unit | Dedicated Outdoor Air System on VRF unit | NonEquip | 15 | Residential-type central air conditioners | 0% | Tech/Econ | 17.5% | 0 | 0 | 0
Tech | Lodging/Hospitality | Space Cooling | District chilled water piped | TRC | New | NN3369 | Cool Roof | Cool Roof | NonEquip | 15 |  | 72.18% | Tech/Econ | 0.5924% | 0 | 0 | 0
Tech | Lodging/Hospitality | Space Cooling | District chilled water piped | TRC | New | NN3317 | Chilled Water System - Variable Speed Drives | Chilled Water System - Variable Speed Drives | NonEquip | 13 | Central chillers inside | 0% | Tech/Econ | 24.74% | 0 | 0 | 0
Tech | Lodging/Hospitality | Space Cooling | District chilled water piped | TRC | New | NN3291 | Chilled Water Controls Optimization | Chilled Water Controls Optimization | NonEquip | 10 | Central chillers inside | 0% | Tech/Econ | 12.5% | 0 | 0 | 0
Tech | Lodging/Hospitality | Space Cooling | District chilled water piped | TRC | New | NN3213 | Ceiling Insulation(R2 to R38) | Ceiling Insulation(R2 to R38) | NonEquip | 20 |  | 0% | Tech/Econ | 5.436% | 0 | 0 | 0
Tech | Lodging/Hospitality | Space Cooling | District chilled water piped | TRC | New | NN3109 | Ceiling Insulation(R12 to R38) | Ceiling Insulation(R12 to R38) | NonEquip | 20 |  | 0% | Tech/Econ | 0.6544% | 0 | 0 | 0
Tech | Lodging/Hospitality | Space Cooling | District chilled water piped | TRC | New | NN3057 | Airside Economizer | Airside Economizer | NonEquip | 10 | Packaged air conditioning units (RTUs) | 0% | Tech/Econ | 5.556% | 0 | 0 | 0
Tech | Lodging/Hospitality | Space Cooling | District chilled water piped | TRC | Existing | NE5358 | Retro-Commissioning | Retro-Commissioning | NonEquip | 5 |  | 21.99% | Tech/Econ | 16% | 0 | 0 | 0
Tech | Lodging/Hospitality | Space Cooling | District chilled water piped | TRC | Existing | NE4370 | Window Sun Protection | Window Sun Protection | NonEquip | 10 |  | 15.68% | Tech/Econ | 16% | 0 | 0 | 0
Tech | Lodging/Hospitality | Space Cooling | District chilled water piped | TRC | Existing | NE4344 | Waterside Economizer | Waterside Economizer | NonEquip | 20 |  | 0% | Tech/Econ | 5.556% | 0 | 0 | 0
Tech | Lodging/Hospitality | Space Cooling | District chilled water piped | TRC | Existing | NE4292 | Warehouse Loading Dock Seals | Warehouse Loading Dock Seals | NonEquip | 18 |  | 0% | Tech/Econ | 0.468% | 0 | 0 | 0
Tech | Lodging/Hospitality | Space Cooling | District chilled water piped | TRC | Existing | NE4214 | Wall Insulation | Wall Insulation | NonEquip | 20 |  | 0% | Tech/Econ | 38.64% | 0 | 0 | 0
Tech | Lodging/Hospitality | Space Cooling | District chilled water piped | TRC | Existing | NE4136 | Smart Thermostat | Smart Thermostat | NonEquip | 11 |  | 45.33% | Tech/Econ | 10% | 0 | 0 | 0
Tech | Lodging/Hospitality | Space Cooling | District chilled water piped | TRC | Existing | NE4110 | Roof Insulation | Roof Insulation | NonEquip | 20 |  | 43.5% | Tech/Econ | 0.797% | 0 | 0 | 0
Tech | Lodging/Hospitality | Space Cooling | District chilled water piped | TRC | Existing | NE4032 | Programmable Thermostat | Programmable Thermostat | NonEquip | 11 |  | 0% | Tech/Econ | 3.6% | 0 | 0 | 0
Tech | Lodging/Hospitality | Space Cooling | District chilled water piped | TRC | Existing | NE3980 | Low U-Value Windows | Low U-Value Windows | NonEquip | 20 |  | 10.75% | Tech/Econ | 46% | 0 | 0 | 0
Tech | Lodging/Hospitality | Space Cooling | District chilled water piped | TRC | Existing | NE3902 | HVAC tune-up_RTU | HVAC tune-up_RTU | NonEquip | 5 | Packaged air conditioning units (RTUs) | 0% | Tech/Econ | 5% | 0 | 0 | 0
Tech | Lodging/Hospitality | Space Cooling | District chilled water piped | TRC | Existing | NE3876 | HVAC tune-up | HVAC tune-up | NonEquip | 5 | Residential-type central air conditioners | 0% | Tech/Econ | 5% | 0 | 0 | 0
Tech | Lodging/Hospitality | Space Cooling | District chilled water piped | TRC | Existing | NE3824 | Hotel Card Energy Control Systems | Hotel Card Energy Control Systems | NonEquip | 15 |  | 41.26% | Tech/Econ | 4.857% | 0 | 0 | 0
Tech | Lodging/Hospitality | Space Cooling | District chilled water piped | TRC | Existing | NE3798 | Green Roof | Green Roof | NonEquip | 15 |  | 0.126% | Tech/Econ | 0.4619% | 0 | 0 | 0
Tech | Lodging/Hospitality | Space Cooling | District chilled water piped | TRC | Existing | NE3668 | Facility Energy Management System | Facility Energy Management System | NonEquip | 15 |  | 0.7167% | Tech/Econ | 20% | 0 | 0 | 0
Tech | Lodging/Hospitality | Space Cooling | District chilled water piped | TRC | Existing | NE3590 | Energy Recovery Ventilation System (ERV) | Energy Recovery Ventilation System (ERV) | NonEquip | 15 | Packaged air conditioning units (RTUs) | 0% | Tech/Econ | 9.935% | 0 | 0 | 0
Tech | Lodging/Hospitality | Space Cooling | District chilled water piped | TRC | Existing | NE3512 | Duct Sealing Repair | Duct Sealing Repair | NonEquip | 15 |  | 0% | Tech/Econ | 12% | 0 | 0 | 0
Tech | Lodging/Hospitality | Space Cooling | District chilled water piped | TRC | Existing | NE3460 | Duct Insulation | Duct Insulation | NonEquip | 15 |  | 0% | Tech/Econ | 2.045% | 0 | 0 | 0
Tech | Lodging/Hospitality | Space Cooling | District chilled water piped | TRC | Existing | NE3408 | Dedicated Outdoor Air System on VRF unit | Dedicated Outdoor Air System on VRF unit | NonEquip | 15 | Residential-type central air conditioners | 0% | Tech/Econ | 17.5% | 0 | 0 | 0
Tech | Lodging/Hospitality | Space Cooling | District chilled water piped | TRC | Existing | NE3356 | Cool Roof | Cool Roof | NonEquip | 15 |  | 72.68% | Tech/Econ | 0.5924% | 0 | 0 | 0
Tech | Lodging/Hospitality | Space Cooling | District chilled water piped | TRC | Existing | NE3304 | Chilled Water System - Variable Speed Drives | Chilled Water System - Variable Speed Drives | NonEquip | 13 | Central chillers inside | 0% | Tech/Econ | 24.74% | 0 | 0 | 0
Tech | Lodging/Hospitality | Space Cooling | District chilled water piped | TRC | Existing | NE3278 | Chilled Water Controls Optimization | Chilled Water Controls Optimization | NonEquip | 10 | Central chillers inside | 0% | Tech/Econ | 12.5% | 0 | 0 | 0
Tech | Lodging/Hospitality | Space Cooling | District chilled water piped | TRC | Existing | NE3200 | Ceiling Insulation(R2 to R38) | Ceiling Insulation(R2 to R38) | NonEquip | 20 |  | 0% | Tech/Econ | 5.436% | 0 | 0 | 0
Tech | Lodging/Hospitality | Space Cooling | District chilled water piped | TRC | Existing | NE3096 | Ceiling Insulation(R12 to R38) | Ceiling Insulation(R12 to R38) | NonEquip | 20 |  | 0% | Tech/Econ | 0.6544% | 0 | 0 | 0
Tech | Lodging/Hospitality | Space Cooling | District chilled water piped | TRC | Existing | NE3044 | Airside Economizer | Airside Economizer | NonEquip | 10 | Packaged air conditioning units (RTUs) | 0% | Tech/Econ | 5.556% | 0 | 0 | 0
Tech | Lodging/Hospitality | Space Cooling | District chilled water piped | TRC | Turnover | ET944 | High Efficiency Chiller (Air Cooled, 50 tons) | High Efficiency Chiller (Air Cooled, 50 tons) | Equip | 20 | District chilled water piped | 28.37% | Tech/Econ | 8.759% | 0 | 0 | 0
Tech | Lodging/Hospitality | Space Cooling | District chilled water piped | TRC | Turnover | ET1100 | High Efficiency Chiller (Water cooled-positive displacement, 100 tons) | High Efficiency Chiller (Water cooled-positive displacement, 100 tons) | Equip | 20 | District chilled water piped | 28.37% | Tech/Econ | 2.683% | 0 | 0 | 0
Tech | Lodging/Hospitality | Space Cooling | District chilled water piped | TRC | Turnover | ET1022 | High Efficiency Chiller (Water cooled-centrifugal, 200 tons) | High Efficiency Chiller (Water cooled-centrifugal, 200 tons) | Equip | 20 | District chilled water piped | 28.37% | Tech/Econ | 4.362% | 0 | 0 | 0
Tech | Lodging/Hospitality | Space Cooling | District chilled water piped | TRC | New | EN970 | High Efficiency Chiller (Air Cooled, 50 tons) | High Efficiency Chiller (Air Cooled, 50 tons) | Equip | 20 | District chilled water piped | 28.37% | Tech/Econ | 8.759% | 0 | 0 | 0
Tech | Lodging/Hospitality | Space Cooling | District chilled water piped | TRC | New | EN1126 | High Efficiency Chiller (Water cooled-positive displacement, 100 tons) | High Efficiency Chiller (Water cooled-positive displacement, 100 tons) | Equip | 20 | District chilled water piped | 28.37% | Tech/Econ | 2.683% | 0 | 0 | 0
Tech | Lodging/Hospitality | Space Cooling | District chilled water piped | TRC | New | EN1048 | High Efficiency Chiller (Water cooled-centrifugal, 200 tons) | High Efficiency Chiller (Water cooled-centrifugal, 200 tons) | Equip | 20 | District chilled water piped | 28.37% | Tech/Econ | 4.362% | 0 | 0 | 0
Tech | Lodging/Hospitality | Refrigeration | Display cases | TRC | New | NN5319 | Retro-Commissioning | Retro-Commissioning | NonEquip | 5 |  | 0% | Tech/Econ | 16% | 0 | 0 | 0
Tech | Lodging/Hospitality | Refrigeration | Display cases | TRC | New | NN4903 | Strip Curtains for Walk-ins | Strip Curtains for Walk-ins | NonEquip | 4 | Walk-in cooler | 0% | Tech/Econ | 2.115% | 0 | 0 | 0
Tech | Lodging/Hospitality | Refrigeration | Display cases | TRC | New | NN4877 | Refrigerated Display Case Lighting Controls | Refrigerated Display Case Lighting Controls | NonEquip | 8 | Display cases | 0% | Tech/Econ | 0.9365% | 0 | 0 | 0
Tech | Lodging/Hospitality | Refrigeration | Display cases | TRC | New | NN4851 | PSC to ECM Evaporator Fan Motor (Walk-In, Refrigerator) | PSC to ECM Evaporator Fan Motor (Walk-In, Refrigerator) | NonEquip | 15 | Walk-in cooler | 0% | Tech/Econ | 37.5% | 0 | 0 | 0
Tech | Lodging/Hospitality | Refrigeration | Display cases | TRC | New | NN4825 | PSC to ECM Evaporator Fan Motor (Reach-In) | PSC to ECM Evaporator Fan Motor (Reach-In) | NonEquip | 15 | Display cases | 68.68% | Tech/Econ | 37.5% | 6143.7406 | 0.79657 | 0.66723
Tech | Lodging/Hospitality | Refrigeration | Display cases | TRC | New | NN4799 | Night Covers for Display Cases | Night Covers for Display Cases | NonEquip | 5 | Display cases | 0% | Tech/Econ | 1.877% | 0 | 0 | 0
Tech | Lodging/Hospitality | Refrigeration | Display cases | TRC | New | NN4773 | High R-Value Glass Doors | High R-Value Glass Doors | NonEquip | 12 | Display cases | 0% | Tech/Econ | 0% | 0 | 0 | 0
Tech | Lodging/Hospitality | Refrigeration | Display cases | TRC | New | NN4747 | High Efficiency Refrigeration Compressor | High Efficiency Refrigeration Compressor | NonEquip | 13 | Display cases | 4.199% | Tech/Econ | 6.922% | 51.4796 | 0.0066746 | 0.0055908
Tech | Lodging/Hospitality | Refrigeration | Display cases | TRC | New | NN4721 | Freezer-Cooler Replacement Gaskets | Freezer-Cooler Replacement Gaskets | NonEquip | 4 | Display cases | 0% | Tech/Econ | 0% | 0 | 0 | 0
Tech | Lodging/Hospitality | Refrigeration | Display cases | TRC | New | NN4695 | Floating Head Pressure Controls | Floating Head Pressure Controls | NonEquip | 15 |  | 27.37% | Tech/Econ | 6.05% | 292.4478 | 0.037917 | 0.031761
Tech | Lodging/Hospitality | Refrigeration | Display cases | TRC | New | NN4669 | Demand Defrost | Demand Defrost | NonEquip | 10 | Walk-in cooler | 0% | Tech/Econ | 30% | 0 | 0 | 0
Tech | Lodging/Hospitality | Refrigeration | Display cases | TRC | New | NN4643 | Automatic Door Closer for Walk-in Coolers and Freezers | Automatic Door Closer for Walk-in Coolers and Freezers | NonEquip | 8 | Walk-in cooler | 0% | Tech/Econ | 3.131% | 0 | 0 | 0
Tech | Lodging/Hospitality | Refrigeration | Display cases | TRC | New | NN4617 | Anti-Sweat Controls | Anti-Sweat Controls | NonEquip | 8 | Display cases | 0% | Tech/Econ | 85% | 0 | 0 | 0
Tech | Lodging/Hospitality | Refrigeration | Display cases | TRC | Existing | NE5306 | Retro-Commissioning | Retro-Commissioning | NonEquip | 5 |  | 21.99% | Tech/Econ | 16% | 29909.0097 | 9.2343 | 17.8924
Tech | Lodging/Hospitality | Refrigeration | Display cases | TRC | Existing | NE4890 | Strip Curtains for Walk-ins | Strip Curtains for Walk-ins | NonEquip | 4 | Walk-in cooler | 0% | Tech/Econ | 2.115% | 0 | 0 | 0
Tech | Lodging/Hospitality | Refrigeration | Display cases | TRC | Existing | NE4864 | Refrigerated Display Case Lighting Controls | Refrigerated Display Case Lighting Controls | NonEquip | 8 | Display cases | 0% | Tech/Econ | 2.524% | 0 | 0 | 0
Tech | Lodging/Hospitality | Refrigeration | Display cases | TRC | Existing | NE4838 | PSC to ECM Evaporator Fan Motor (Walk-In, Refrigerator) | PSC to ECM Evaporator Fan Motor (Walk-In, Refrigerator) | NonEquip | 15 | Walk-in cooler | 0% | Tech/Econ | 37.5% | 0 | 0 | 0
Tech | Lodging/Hospitality | Refrigeration | Display cases | TRC | Existing | NE4812 | PSC to ECM Evaporator Fan Motor (Reach-In) | PSC to ECM Evaporator Fan Motor (Reach-In) | NonEquip | 15 | Display cases | 17.17% | Tech/Econ | 37.5% | 59083.978 | 7.6605 | 6.4167
Tech | Lodging/Hospitality | Refrigeration | Display cases | TRC | Existing | NE4786 | Night Covers for Display Cases | Night Covers for Display Cases | NonEquip | 5 | Display cases | 0% | Tech/Econ | 1.877% | 0 | 0 | 0
Tech | Lodging/Hospitality | Refrigeration | Display cases | TRC | Existing | NE4760 | High R-Value Glass Doors | High R-Value Glass Doors | NonEquip | 12 | Display cases | 0% | Tech/Econ | 23.81% | 0 | 0 | 0
Tech | Lodging/Hospitality | Refrigeration | Display cases | TRC | Existing | NE4734 | High Efficiency Refrigeration Compressor | High Efficiency Refrigeration Compressor | NonEquip | 13 | Display cases | 14.15% | Tech/Econ | 6.922% | 8410.9142 | 1.0905 | 0.91345
Tech | Lodging/Hospitality | Refrigeration | Display cases | TRC | Existing | NE4708 | Freezer-Cooler Replacement Gaskets | Freezer-Cooler Replacement Gaskets | NonEquip | 4 | Display cases | 63.61% | Tech/Econ | 3.131% | 16063.3942 | 2.0827 | 1.7445
Tech | Lodging/Hospitality | Refrigeration | Display cases | TRC | Existing | NE4682 | Floating Head Pressure Controls | Floating Head Pressure Controls | NonEquip | 15 |  | 27.37% | Tech/Econ | 6.05% | 13583.5099 | 1.7612 | 1.4752
Tech | Lodging/Hospitality | Refrigeration | Display cases | TRC | Existing | NE4656 | Demand Defrost | Demand Defrost | NonEquip | 10 | Walk-in cooler | 0% | Tech/Econ | 30% | 0 | 0 | 0
Tech | Lodging/Hospitality | Refrigeration | Display cases | TRC | Existing | NE4630 | Automatic Door Closer for Walk-in Coolers and Freezers | Automatic Door Closer for Walk-in Coolers and Freezers | NonEquip | 8 | Walk-in cooler | 0% | Tech/Econ | 3.131% | 0 | 0 | 0
Tech | Lodging/Hospitality | Refrigeration | Display cases | TRC | Existing | NE4604 | Anti-Sweat Controls | Anti-Sweat Controls | NonEquip | 8 | Display cases | 9.21% | Tech/Econ | 85% | 77936.7679 | 10.1049 | 8.4641
Tech | Lodging/Hospitality | Refrigeration | Display cases | TRC | Turnover | ET2615 | Refrigerated Display Case LED Lighting | Refrigerated Display Case LED Lighting | Equip | 8 | Display cases | 0% | Tech/Econ | 6.613% | 0 | 0 | 0
Tech | Lodging/Hospitality | Refrigeration | Display cases | TRC | Turnover | ET2459 | Energy Star Commercial Solid Door Refrigerator | Energy Star Commercial Solid Door Refrigerator | Equip | 12 | Display cases | 0% | Tech/Econ | 50.28% | 0 | 0 | 0
Tech | Lodging/Hospitality | Refrigeration | Display cases | TRC | Turnover | ET2420 | Energy Star Commercial Solid Door Freezer | Energy Star Commercial Solid Door Freezer | Equip | 12 | Display cases | 0% | Tech/Econ | 42.11% | 0 | 0 | 0
Tech | Lodging/Hospitality | Refrigeration | Display cases | TRC | Turnover | ET2381 | Energy Star Commercial Glass Door Refrigerator | Energy Star Commercial Glass Door Refrigerator | Equip | 12 | Display cases | 0% | Tech/Econ | 37.88% | 0 | 0 | 0
Tech | Lodging/Hospitality | Refrigeration | Display cases | TRC | Turnover | ET2342 | Energy Star Commercial Glass Door Freezer | Energy Star Commercial Glass Door Freezer | Equip | 12 | Display cases | 0% | Tech/Econ | 40.57% | 0 | 0 | 0
Tech | Lodging/Hospitality | Refrigeration | Display cases | TRC | New | EN2641 | Refrigerated Display Case LED Lighting | Refrigerated Display Case LED Lighting | Equip | 8 | Display cases | 0% | Tech/Econ | 0% | 0 | 0 | 0
Tech | Lodging/Hospitality | Refrigeration | Display cases | TRC | New | EN2485 | Energy Star Commercial Solid Door Refrigerator | Energy Star Commercial Solid Door Refrigerator | Equip | 12 | Display cases | 0% | Tech/Econ | 50.28% | 0 | 0 | 0
Tech | Lodging/Hospitality | Refrigeration | Display cases | TRC | New | EN2446 | Energy Star Commercial Solid Door Freezer | Energy Star Commercial Solid Door Freezer | Equip | 12 | Display cases | 0% | Tech/Econ | 42.11% | 0 | 0 | 0
Tech | Lodging/Hospitality | Refrigeration | Display cases | TRC | New | EN2407 | Energy Star Commercial Glass Door Refrigerator | Energy Star Commercial Glass Door Refrigerator | Equip | 12 | Display cases | 0% | Tech/Econ | 37.88% | 0 | 0 | 0
Tech | Lodging/Hospitality | Refrigeration | Display cases | TRC | New | EN2368 | Energy Star Commercial Glass Door Freezer | Energy Star Commercial Glass Door Freezer | Equip | 12 | Display cases | 0% | Tech/Econ | 40.57% | 0 | 0 | 0
Tech | Lodging/Hospitality | Cooking | Cooking Other | TRC | Turnover | ET8 | Efficient Exhaust Hood | Efficient Exhaust Hood | Equip | 15 | Cooking Other | 14.03% | Tech/Econ | 42.5% | 447531.3021 | 97.8391 | 38.4016
Tech | Lodging/Hospitality | Cooking | Cooking Other | TRC | Turnover | ET242 | Induction Cooktops | Induction Cooktops | Equip | 10 | Cooking Other | 14.15% | Tech/Econ | 18.82% | 188102.5056 | 40.5599 | 16.7011
Tech | Lodging/Hospitality | Cooking | Cooking Other | TRC | Turnover | ET164 | Energy Star Hot Food Holding Cabinet | Energy Star Hot Food Holding Cabinet | Equip | 12 | Cooking Other | 26.95% | Tech/Econ | 52.67% | 1241939.871 | 228.7182 | 110.6701
Tech | Lodging/Hospitality | Cooking | Cooking Other | TRC | Turnover | ET125 | Energy Star Griddle | Energy Star Griddle | Equip | 12 | Cooking Other | 41% | Tech/Econ | 12.08% | 340294.9205 | 56.2292 | 14.3905
Tech | Lodging/Hospitality | Cooking | Cooking Other | TRC | New | EN34 | Efficient Exhaust Hood | Efficient Exhaust Hood | Equip | 15 | Cooking Other | 14.03% | Tech/Econ | 42.5% | 10723.1543 | 2.3443 | 0.92013
Tech | Lodging/Hospitality | Cooking | Cooking Other | TRC | New | EN268 | Induction Cooktops | Induction Cooktops | Equip | 10 | Cooking Other | 14.15% | Tech/Econ | 18.82% | 4507.0639 | 0.97184 | 0.40017
Tech | Lodging/Hospitality | Cooking | Cooking Other | TRC | New | EN190 | Energy Star Hot Food Holding Cabinet | Energy Star Hot Food Holding Cabinet | Equip | 12 | Cooking Other | 26.95% | Tech/Econ | 52.67% | 29757.7237 | 5.4802 | 2.6517
Tech | Lodging/Hospitality | Cooking | Cooking Other | TRC | New | EN151 | Energy Star Griddle | Energy Star Griddle | Equip | 12 | Cooking Other | 41% | Tech/Econ | 12.08% | 8153.6977 | 1.3473 | 0.34481
Tech | Lodging/Hospitality | Office Equipment | Computers | TRC | New | NN4591 | Smart Strip Plug Outlet | Smart Strip Plug Outlet | NonEquip | 4 |  | 43.9% | Tech/Econ | 1.187% | 618.5612 | 0.091976 | 0.063922
Tech | Lodging/Hospitality | Office Equipment | Computers | TRC | New | NN4565 | Network PC Power Management | Network PC Power Management | NonEquip | 5 | Computers | 22.4% | Tech/Econ | 56.5% | 20273.3696 | 3.0157 | 2.1002
Tech | Lodging/Hospitality | Office Equipment | Computers | TRC | Existing | NE4578 | Smart Strip Plug Outlet | Smart Strip Plug Outlet | NonEquip | 4 |  | 43.9% | Tech/Econ | 1.187% | 25815.6782 | 3.8386 | 2.6678
Tech | Lodging/Hospitality | Office Equipment | Computers | TRC | Existing | NE4552 | Network PC Power Management | Network PC Power Management | NonEquip | 5 | Computers | 22.4% | Tech/Econ | 56.5% | 846109.9471 | 125.8587 | 87.654
Tech | Lodging/Hospitality | Office Equipment | Computers | TRC | Turnover | ET2186 | Energy Star PCs | Energy Star PCs | Equip | 4 | Computers | 35% | Tech/Econ | 43.34% | 885984.1471 | 126.1804 | 48.9426
Tech | Lodging/Hospitality | Office Equipment | Computers | TRC | New | EN2212 | Energy Star PCs | Energy Star PCs | Equip | 4 | Computers | 35% | Tech/Econ | 43.34% | 21228.7825 | 3.0234 | 1.1727
Tech | Lodging/Hospitality | Domestic Hot Water | Centralized water heaters | TRC | New | NN5423 | Retro-Commissioning | Retro-Commissioning | NonEquip | 5 |  | 0% | Tech/Econ | 16% | 0 | 0 | 0
Tech | Lodging/Hospitality | Domestic Hot Water | Centralized water heaters | TRC | New | NN2927 | Thermostatic Shower Restriction Valve | Thermostatic Shower Restriction Valve | NonEquip | 10 | Centralized water heaters | 0% | Tech/Econ | 13.66% | 0 | 0 | 0
Tech | Lodging/Hospitality | Domestic Hot Water | Centralized water heaters | TRC | New | NN2901 | Tank Wrap on Water Heater | Tank Wrap on Water Heater | NonEquip | 7 | Centralized water heaters | 55.99% | Tech/Econ | 1.097% | 0 | 0 | 0
Tech | Lodging/Hospitality | Domestic Hot Water | Centralized water heaters | TRC | New | NN2875 | Low-Flow Pre-Rinse Sprayers | Low-Flow Pre-Rinse Sprayers | NonEquip | 5 | Centralized water heaters | 27.37% | Tech/Econ | 3.286% | 0 | 0 | 0
Tech | Lodging/Hospitality | Domestic Hot Water | Centralized water heaters | TRC | New | NN2849 | Low Flow Shower Head | Low Flow Shower Head | NonEquip | 10 | Centralized water heaters | 74.65% | Tech/Econ | 2.768% | 0 | 0 | 0
Tech | Lodging/Hospitality | Domestic Hot Water | Centralized water heaters | TRC | New | NN2823 | Hot Water Pipe Insulation | Hot Water Pipe Insulation | NonEquip | 13 | Centralized water heaters | 22.45% | Tech/Econ | 5.89% | 75.3825 | 0.005932 | 0.010255
Tech | Lodging/Hospitality | Domestic Hot Water | Centralized water heaters | TRC | New | NN2797 | Hot Water Circulation Pump Control | Hot Water Circulation Pump Control | NonEquip | 15 | Centralized water heaters | 0% | Tech/Econ | 2.828% | 0 | 0 | 0
Tech | Lodging/Hospitality | Domestic Hot Water | Centralized water heaters | TRC | New | NN2771 | Faucet Aerator | Faucet Aerator | NonEquip | 10 | Centralized water heaters | 23.64% | Tech/Econ | 0.9484% | 0 | 0 | 0
Tech | Lodging/Hospitality | Domestic Hot Water | Centralized water heaters | TRC | New | NN2745 | Drain Water Heat Recovery | Drain Water Heat Recovery | NonEquip | 15 | Centralized water heaters | 22.45% | Tech/Econ | 12.27% | 4189.1595 | 0.25319 | 1.7585
Tech | Lodging/Hospitality | Domestic Hot Water | Centralized water heaters | TRC | Existing | NE5410 | Retro-Commissioning | Retro-Commissioning | NonEquip | 5 |  | 21.99% | Tech/Econ | 16% | 223213.2352 | 68.9163 | 133.5324
Tech | Lodging/Hospitality | Domestic Hot Water | Centralized water heaters | TRC | Existing | NE2914 | Thermostatic Shower Restriction Valve | Thermostatic Shower Restriction Valve | NonEquip | 10 | Centralized water heaters | 74.65% | Tech/Econ | 13.07% | 597285.2583 | 31.6066 | 269.708
Tech | Lodging/Hospitality | Domestic Hot Water | Centralized water heaters | TRC | Existing | NE2888 | Tank Wrap on Water Heater | Tank Wrap on Water Heater | NonEquip | 7 | Centralized water heaters | 55.99% | Tech/Econ | 1.097% | 32163.8881 | 3.2218 | 3.2872
Tech | Lodging/Hospitality | Domestic Hot Water | Centralized water heaters | TRC | Existing | NE2862 | Low-Flow Pre-Rinse Sprayers | Low-Flow Pre-Rinse Sprayers | NonEquip | 5 | Centralized water heaters | 27.37% | Tech/Econ | 3.134% | 47116.0987 | 2.5005 | 21.3373
Tech | Lodging/Hospitality | Domestic Hot Water | Centralized water heaters | TRC | Existing | NE2836 | Low Flow Shower Head | Low Flow Shower Head | NonEquip | 10 | Centralized water heaters | 74.65% | Tech/Econ | 2.648% | 105610.1242 | 5.5886 | 47.6889
Tech | Lodging/Hospitality | Domestic Hot Water | Centralized water heaters | TRC | Existing | NE2810 | Hot Water Pipe Insulation | Hot Water Pipe Insulation | NonEquip | 13 | Centralized water heaters | 4.299% | Tech/Econ | 5.634% | 13335.6727 | 1.0494 | 1.8142
Tech | Lodging/Hospitality | Domestic Hot Water | Centralized water heaters | TRC | Existing | NE2784 | Hot Water Circulation Pump Control | Hot Water Circulation Pump Control | NonEquip | 15 | Centralized water heaters | 70.18% | Tech/Econ | 2.706% | 103394.8152 | 0 | 0
Tech | Lodging/Hospitality | Domestic Hot Water | Centralized water heaters | TRC | Existing | NE2758 | Faucet Aerator | Faucet Aerator | NonEquip | 10 | Centralized water heaters | 23.64% | Tech/Econ | 0.9072% | 11161.7411 | 0.59237 | 5.0548
Tech | Lodging/Hospitality | Domestic Hot Water | Centralized water heaters | TRC | Existing | NE2732 | Drain Water Heat Recovery | Drain Water Heat Recovery | NonEquip | 15 | Centralized water heaters | 2.67% | Tech/Econ | 12.27% | 18100.7423 | 1.094 | 7.598
Tech | Lodging/Hospitality | Domestic Hot Water | Centralized water heaters | TRC | Turnover | ET437 | Solar Water Heater | Solar Water Heater | Equip | 15 | Centralized water heaters | 5.674% | Tech/Econ | 76.67% | 433200.8776 | 32.3783 | 4.5457
Tech | Lodging/Hospitality | Domestic Hot Water | Centralized water heaters | TRC | Turnover | ET359 | Heat Pump Water Heater | Heat Pump Water Heater | Equip | 10 | Centralized water heaters | 41.31% | Tech/Econ | 65.32% | 2570187.048 | 180.3228 | 946.014
Tech | Lodging/Hospitality | Domestic Hot Water | Centralized water heaters | TRC | Turnover | ET281 | Energy Star Commercial Dishwasher | Energy Star Commercial Dishwasher | Equip | 15 | Centralized water heaters | 29.7% | Tech/Econ | 29.58% | 611114.5831 | 44.3433 | -0.0047178
Tech | Lodging/Hospitality | Domestic Hot Water | Centralized water heaters | TRC | New | EN463 | Solar Water Heater | Solar Water Heater | Equip | 15 | Centralized water heaters | 5.674% | Tech/Econ | 76.67% | 10379.7876 | 0.77581 | 0.10892
Tech | Lodging/Hospitality | Domestic Hot Water | Centralized water heaters | TRC | New | EN385 | Heat Pump Water Heater | Heat Pump Water Heater | Equip | 10 | Centralized water heaters | 41.31% | Tech/Econ | 65.32% | 61583.4292 | 4.3207 | 22.6671
Tech | Lodging/Hospitality | Domestic Hot Water | Centralized water heaters | TRC | New | EN307 | Energy Star Commercial Dishwasher | Energy Star Commercial Dishwasher | Equip | 15 | Centralized water heaters | 29.7% | Tech/Econ | 29.58% | 14642.7209 | 1.0625 | -0.00011304
Tech | Lodging/Hospitality | Space Cooling | Central chillers inside | TRC | New | NN5371 | Retro-Commissioning | Retro-Commissioning | NonEquip | 5 |  | 0% | Tech/Econ | 16% | 0 | 0 | 0
Tech | Lodging/Hospitality | Space Cooling | Central chillers inside | TRC | New | NN4383 | Window Sun Protection | Window Sun Protection | NonEquip | 10 |  | 15.35% | Tech/Econ | 16% | 2877.2399 | 1.0465 | -0.11761
Tech | Lodging/Hospitality | Space Cooling | Central chillers inside | TRC | New | NN4357 | Waterside Economizer | Waterside Economizer | NonEquip | 20 |  | 0% | Tech/Econ | 5.556% | 0 | 0 | 0
Tech | Lodging/Hospitality | Space Cooling | Central chillers inside | TRC | New | NN4149 | Smart Thermostat | Smart Thermostat | NonEquip | 11 |  | 45.33% | Tech/Econ | 10% | 0 | 0 | 0
Tech | Lodging/Hospitality | Space Cooling | Central chillers inside | TRC | New | NN4045 | Programmable Thermostat | Programmable Thermostat | NonEquip | 11 |  | 0% | Tech/Econ | 3.6% | 0 | 0 | 0
Tech | Lodging/Hospitality | Space Cooling | Central chillers inside | TRC | New | NN3993 | Low U-Value Windows | Low U-Value Windows | NonEquip | 20 |  | 26.88% | Tech/Econ | 10% | 962.894 | 0.42489 | 0
Tech | Lodging/Hospitality | Space Cooling | Central chillers inside | TRC | New | NN3915 | HVAC tune-up_RTU | HVAC tune-up_RTU | NonEquip | 5 | Packaged air conditioning units (RTUs) | 0% | Tech/Econ | 5% | 0 | 0 | 0
Tech | Lodging/Hospitality | Space Cooling | Central chillers inside | TRC | New | NN3889 | HVAC tune-up | HVAC tune-up | NonEquip | 5 | Residential-type central air conditioners | 0% | Tech/Econ | 5% | 0 | 0 | 0
Tech | Lodging/Hospitality | Space Cooling | Central chillers inside | TRC | New | NN3837 | Hotel Card Energy Control Systems | Hotel Card Energy Control Systems | NonEquip | 15 |  | 41.26% | Tech/Econ | 4.857% | 0 | 0 | 0
Tech | Lodging/Hospitality | Space Cooling | Central chillers inside | TRC | New | NN3681 | Facility Energy Management System | Facility Energy Management System | NonEquip | 15 |  | 4.276% | Tech/Econ | 20% | 1141.5872 | 0.29791 | 0
Tech | Lodging/Hospitality | Space Cooling | Central chillers inside | TRC | New | NN3629 | Facility Commissioning | Facility Commissioning | NonEquip | 10 |  | 71.67% | Tech/Econ | 16% | 15176.2803 | 2.6571 | 0.060621
Tech | Lodging/Hospitality | Space Cooling | Central chillers inside | TRC | New | NN3603 | Energy Recovery Ventilation System (ERV) | Energy Recovery Ventilation System (ERV) | NonEquip | 15 | Packaged air conditioning units (RTUs) | 0% | Tech/Econ | 9.935% | 0 | 0 | 0
Tech | Lodging/Hospitality | Space Cooling | Central chillers inside | TRC | New | NN3525 | Duct Sealing Repair | Duct Sealing Repair | NonEquip | 15 |  | 0% | Tech/Econ | 12% | 0 | 0 | 0
Tech | Lodging/Hospitality | Space Cooling | Central chillers inside | TRC | New | NN3473 | Duct Insulation | Duct Insulation | NonEquip | 15 |  | 0% | Tech/Econ | 2.045% | 0 | 0 | 0
Tech | Lodging/Hospitality | Space Cooling | Central chillers inside | TRC | New | NN3421 | Dedicated Outdoor Air System on VRF unit | Dedicated Outdoor Air System on VRF unit | NonEquip | 15 | Residential-type central air conditioners | 0% | Tech/Econ | 17.5% | 0 | 0 | 0
Tech | Lodging/Hospitality | Space Cooling | Central chillers inside | TRC | New | NN3369 | Cool Roof | Cool Roof | NonEquip | 15 |  | 72.18% | Tech/Econ | 0.5924% | 0 | 0 | 0
Tech | Lodging/Hospitality | Space Cooling | Central chillers inside | TRC | New | NN3317 | Chilled Water System - Variable Speed Drives | Chilled Water System - Variable Speed Drives | NonEquip | 13 | Central chillers inside | 73.99% | Tech/Econ | 24.74% | 29910.0277 | 2.782 | 0.63234
Tech | Lodging/Hospitality | Space Cooling | Central chillers inside | TRC | New | NN3291 | Chilled Water Controls Optimization | Chilled Water Controls Optimization | NonEquip | 10 | Central chillers inside | 34.04% | Tech/Econ | 12.5% | 3716.1095 | 1.2284 | 0.00027827
Tech | Lodging/Hospitality | Space Cooling | Central chillers inside | TRC | New | NN3213 | Ceiling Insulation(R2 to R38) | Ceiling Insulation(R2 to R38) | NonEquip | 20 |  | 0% | Tech/Econ | 5.436% | 0 | 0 | 0
Tech | Lodging/Hospitality | Space Cooling | Central chillers inside | TRC | New | NN3109 | Ceiling Insulation(R12 to R38) | Ceiling Insulation(R12 to R38) | NonEquip | 20 |  | 0% | Tech/Econ | 0.6544% | 0 | 0 | 0
Tech | Lodging/Hospitality | Space Cooling | Central chillers inside | TRC | New | NN3057 | Airside Economizer | Airside Economizer | NonEquip | 10 | Packaged air conditioning units (RTUs) | 0% | Tech/Econ | 5.556% | 0 | 0 | 0
Tech | Lodging/Hospitality | Space Cooling | Central chillers inside | TRC | Existing | NE5358 | Retro-Commissioning | Retro-Commissioning | NonEquip | 5 |  | 21.99% | Tech/Econ | 16% | 155281.1033 | 47.9425 | 0
Tech | Lodging/Hospitality | Space Cooling | Central chillers inside | TRC | Existing | NE4370 | Window Sun Protection | Window Sun Protection | NonEquip | 10 |  | 15.68% | Tech/Econ | 16% | 132646.4522 | 48.247 | -5.4219
Tech | Lodging/Hospitality | Space Cooling | Central chillers inside | TRC | Existing | NE4344 | Waterside Economizer | Waterside Economizer | NonEquip | 20 |  | 0% | Tech/Econ | 5.556% | 0 | 0 | 0
Tech | Lodging/Hospitality | Space Cooling | Central chillers inside | TRC | Existing | NE4292 | Warehouse Loading Dock Seals | Warehouse Loading Dock Seals | NonEquip | 18 |  | 0% | Tech/Econ | 0.468% | 0 | 0 | 0
Tech | Lodging/Hospitality | Space Cooling | Central chillers inside | TRC | Existing | NE4214 | Wall Insulation | Wall Insulation | NonEquip | 20 |  | 0% | Tech/Econ | 38.64% | 0 | 0 | 0
Tech | Lodging/Hospitality | Space Cooling | Central chillers inside | TRC | Existing | NE4136 | Smart Thermostat | Smart Thermostat | NonEquip | 11 |  | 45.33% | Tech/Econ | 10% | 223735.8199 | -7.1667 | 0
Tech | Lodging/Hospitality | Space Cooling | Central chillers inside | TRC | Existing | NE4110 | Roof Insulation | Roof Insulation | NonEquip | 20 |  | 43.5% | Tech/Econ | 0.797% | 14762.9632 | 6.1057 | 0
Tech | Lodging/Hospitality | Space Cooling | Central chillers inside | TRC | Existing | NE4032 | Programmable Thermostat | Programmable Thermostat | NonEquip | 11 |  | 0% | Tech/Econ | 3.6% | 0 | 0 | 0
Tech | Lodging/Hospitality | Space Cooling | Central chillers inside | TRC | Existing | NE3980 | Low U-Value Windows | Low U-Value Windows | NonEquip | 20 |  | 10.75% | Tech/Econ | 46% | 337232.4306 | 148.8081 | 0
Tech | Lodging/Hospitality | Space Cooling | Central chillers inside | TRC | Existing | NE3902 | HVAC tune-up_RTU | HVAC tune-up_RTU | NonEquip | 5 | Packaged air conditioning units (RTUs) | 0% | Tech/Econ | 5% | 0 | 0 | 0
Tech | Lodging/Hospitality | Space Cooling | Central chillers inside | TRC | Existing | NE3876 | HVAC tune-up | HVAC tune-up | NonEquip | 5 | Residential-type central air conditioners | 0% | Tech/Econ | 5% | 0 | 0 | 0
Tech | Lodging/Hospitality | Space Cooling | Central chillers inside | TRC | Existing | NE3824 | Hotel Card Energy Control Systems | Hotel Card Energy Control Systems | NonEquip | 15 |  | 41.26% | Tech/Econ | 4.857% | 92093.4589 | 0.73625 | 0
Tech | Lodging/Hospitality | Space Cooling | Central chillers inside | TRC | Existing | NE3798 | Green Roof | Green Roof | NonEquip | 15 |  | 0.126% | Tech/Econ | 0.4619% | 24.5907 | 0.013857 | 0
Tech | Lodging/Hospitality | Space Cooling | Central chillers inside | TRC | Existing | NE3668 | Facility Energy Management System | Facility Energy Management System | NonEquip | 15 |  | 0.7167% | Tech/Econ | 20% | 7590.6775 | 1.9809 | 0
Tech | Lodging/Hospitality | Space Cooling | Central chillers inside | TRC | Existing | NE3590 | Energy Recovery Ventilation System (ERV) | Energy Recovery Ventilation System (ERV) | NonEquip | 15 | Packaged air conditioning units (RTUs) | 0% | Tech/Econ | 9.935% | 0 | 0 | 0
Tech | Lodging/Hospitality | Space Cooling | Central chillers inside | TRC | Existing | NE3512 | Duct Sealing Repair | Duct Sealing Repair | NonEquip | 15 |  | 0% | Tech/Econ | 12% | 0 | 0 | 0
Tech | Lodging/Hospitality | Space Cooling | Central chillers inside | TRC | Existing | NE3460 | Duct Insulation | Duct Insulation | NonEquip | 15 |  | 0% | Tech/Econ | 2.045% | 0 | 0 | 0
Tech | Lodging/Hospitality | Space Cooling | Central chillers inside | TRC | Existing | NE3408 | Dedicated Outdoor Air System on VRF unit | Dedicated Outdoor Air System on VRF unit | NonEquip | 15 | Residential-type central air conditioners | 0% | Tech/Econ | 17.5% | 0 | 0 | 0
Tech | Lodging/Hospitality | Space Cooling | Central chillers inside | TRC | Existing | NE3356 | Cool Roof | Cool Roof | NonEquip | 15 |  | 72.68% | Tech/Econ | 0.5924% | 18270.6358 | 10.2956 | 0
Tech | Lodging/Hospitality | Space Cooling | Central chillers inside | TRC | Existing | NE3304 | Chilled Water System - Variable Speed Drives | Chilled Water System - Variable Speed Drives | NonEquip | 13 | Central chillers inside | 73.99% | Tech/Econ | 24.74% | 1186566.226 | 110.3671 | 25.0857
Tech | Lodging/Hospitality | Space Cooling | Central chillers inside | TRC | Existing | NE3278 | Chilled Water Controls Optimization | Chilled Water Controls Optimization | NonEquip | 10 | Central chillers inside | 34.04% | Tech/Econ | 12.5% | 219380.6821 | 72.5182 | 0.016427
Tech | Lodging/Hospitality | Space Cooling | Central chillers inside | TRC | Existing | NE3200 | Ceiling Insulation(R2 to R38) | Ceiling Insulation(R2 to R38) | NonEquip | 20 |  | 0% | Tech/Econ | 5.436% | 0 | 0 | 0
Tech | Lodging/Hospitality | Space Cooling | Central chillers inside | TRC | Existing | NE3096 | Ceiling Insulation(R12 to R38) | Ceiling Insulation(R12 to R38) | NonEquip | 20 |  | 0% | Tech/Econ | 0.6544% | 0 | 0 | 0
Tech | Lodging/Hospitality | Space Cooling | Central chillers inside | TRC | Existing | NE3044 | Airside Economizer | Airside Economizer | NonEquip | 10 | Packaged air conditioning units (RTUs) | 0% | Tech/Econ | 5.556% | 0 | 0 | 0
Tech | Lodging/Hospitality | Space Cooling | Central chillers inside | TRC | Turnover | ET983 | High Efficiency Chiller (Water cooled-centrifugal, 200 tons) | High Efficiency Chiller (Water cooled-centrifugal, 200 tons) | Equip | 20 | Central chillers inside | 28.37% | Tech/Econ | 4.362% | 55729.2698 | 17.8776 | 0.17601
Tech | Lodging/Hospitality | Space Cooling | Central chillers inside | TRC | Turnover | ET905 | High Efficiency Chiller (Air Cooled, 50 tons) | High Efficiency Chiller (Air Cooled, 50 tons) | Equip | 20 | Central chillers inside | 28.37% | Tech/Econ | 8.759% | 117094.6562 | 27.1547 | 6.2636
Tech | Lodging/Hospitality | Space Cooling | Central chillers inside | TRC | Turnover | ET1061 | High Efficiency Chiller (Water cooled-positive displacement, 100 tons) | High Efficiency Chiller (Water cooled-positive displacement, 100 tons) | Equip | 20 | Central chillers inside | 28.37% | Tech/Econ | 2.683% | 33849.8584 | 10.8588 | 0.10691
Tech | Lodging/Hospitality | Space Cooling | Central chillers inside | TRC | New | EN931 | High Efficiency Chiller (Air Cooled, 50 tons) | High Efficiency Chiller (Air Cooled, 50 tons) | Equip | 20 | Central chillers inside | 28.37% | Tech/Econ | 8.759% | 0 | 0 | 0
Tech | Lodging/Hospitality | Space Cooling | Central chillers inside | TRC | New | EN1087 | High Efficiency Chiller (Water cooled-positive displacement, 100 tons) | High Efficiency Chiller (Water cooled-positive displacement, 100 tons) | Equip | 20 | Central chillers inside | 28.37% | Tech/Econ | 2.683% | 0 | 0 | 0
Tech | Lodging/Hospitality | Space Cooling | Central chillers inside | TRC | New | EN1009 | High Efficiency Chiller (Water cooled-centrifugal, 200 tons) | High Efficiency Chiller (Water cooled-centrifugal, 200 tons) | Equip | 20 | Central chillers inside | 28.37% | Tech/Econ | 4.362% | 0 | 0 | 0
Tech | Lodging/Hospitality | Ventilation and Circulation | Central air-handling unit | TRC | New | NN5397 | Retro-Commissioning | Retro-Commissioning | NonEquip | 5 |  | 0% | Tech/Econ | 16% | 0 | 0 | 0
Tech | Lodging/Hospitality | Ventilation and Circulation | Central air-handling unit | TRC | New | NN4981 | VAV System | VAV System | NonEquip | 10 |  | 0% | Tech/Econ | 30% | 0 | 0 | 0
Tech | Lodging/Hospitality | Ventilation and Circulation | Central air-handling unit | TRC | New | NN4955 | Demand Controlled Ventilation | Demand Controlled Ventilation | NonEquip | 10 |  | 23.39% | Tech/Econ | 40.89% | 33797.3675 | 3.5188 | 19.8109
Tech | Lodging/Hospitality | Ventilation and Circulation | Central air-handling unit | TRC | New | NN4929 | CO Sensors for Parking Garage Exhaust | CO Sensors for Parking Garage Exhaust | NonEquip | 15 | Motor/Fan | 0% | Tech/Econ | 33% | 0 | 0 | 0
Tech | Lodging/Hospitality | Ventilation and Circulation | Central air-handling unit | TRC | Existing | NE5384 | Retro-Commissioning | Retro-Commissioning | NonEquip | 5 |  | 21.99% | Tech/Econ | 16% | 469196.4612 | 144.8628 | 280.6864
Tech | Lodging/Hospitality | Ventilation and Circulation | Central air-handling unit | TRC | Existing | NE4968 | VAV System | VAV System | NonEquip | 10 |  | 0% | Tech/Econ | 30% | 0 | 0 | 0
Tech | Lodging/Hospitality | Ventilation and Circulation | Central air-handling unit | TRC | Existing | NE4942 | Demand Controlled Ventilation | Demand Controlled Ventilation | NonEquip | 10 |  | 23.39% | Tech/Econ | 40.89% | 1410534.578 | 146.8573 | 826.8068
Tech | Lodging/Hospitality | Ventilation and Circulation | Central air-handling unit | TRC | Existing | NE4916 | CO Sensors for Parking Garage Exhaust | CO Sensors for Parking Garage Exhaust | NonEquip | 15 | Motor/Fan | 0% | Tech/Econ | 33% | 0 | 0 | 0
Tech | Lodging/Hospitality | Interior Lighting | case lighting | TRC | New | NN5267 | Retro-Commissioning | Retro-Commissioning | NonEquip | 5 |  | 0% | Tech/Econ | 16% | 0 | 0 | 0
Tech | Lodging/Hospitality | Interior Lighting | case lighting | TRC | New | NN4435 | Interior Lighting Controls | Interior Lighting Controls | NonEquip | 8 | Overhead (fluorescent/LED/CFL U-shape) | 0% | Tech/Econ | 28% | 0 | 0 | 0
Tech | Lodging/Hospitality | Interior Lighting | case lighting | TRC | New | NN4409 | Bi-Level Lighting Control (Interior) | Bi-Level Lighting Control (Interior) | NonEquip | 8 | Overhead (fluorescent/LED/CFL U-shape) | 0% | Tech/Econ | 31% | 0 | 0 | 0
Tech | Lodging/Hospitality | Interior Lighting | case lighting | TRC | New | NN3707 | Facility Energy Management System | Facility Energy Management System | NonEquip | 15 |  | 4.276% | Tech/Econ | 24% | 0.18555 | 4.8421e-05 | 2.2263e-05
Tech | Lodging/Hospitality | Interior Lighting | case lighting | TRC | Existing | NE5254 | Retro-Commissioning | Retro-Commissioning | NonEquip | 5 |  | 21.99% | Tech/Econ | 16% | 26.503 | 0.0081827 | 0.015855
Tech | Lodging/Hospitality | Interior Lighting | case lighting | TRC | Existing | NE4422 | Interior Lighting Controls | Interior Lighting Controls | NonEquip | 8 | Overhead (fluorescent/LED/CFL U-shape) | 0% | Tech/Econ | 28% | 0 | 0 | 0
Tech | Lodging/Hospitality | Interior Lighting | case lighting | TRC | Existing | NE4396 | Bi-Level Lighting Control (Interior) | Bi-Level Lighting Control (Interior) | NonEquip | 8 | Overhead (fluorescent/LED/CFL U-shape) | 0% | Tech/Econ | 31% | 0 | 0 | 0
Tech | Lodging/Hospitality | Interior Lighting | case lighting | TRC | Existing | NE3694 | Facility Energy Management System | Facility Energy Management System | NonEquip | 15 |  | 0.7167% | Tech/Econ | 24% | 1.2979 | 0.00033871 | 0.00015574
Tech | Lodging/Hospitality | Space Heating | Boilers | TRC | New | NN5345 | Retro-Commissioning | Retro-Commissioning | NonEquip | 5 |  | 0% | Tech/Econ | 16% | 0 | 0 | 0
Tech | Lodging/Hospitality | Space Heating | Boilers | TRC | New | NN4331 | Water Cooled Refrigeration Heat Recovery | Water Cooled Refrigeration Heat Recovery | NonEquip | 20 |  | 0% | Tech/Econ | 10% | 0 | 0 | 0
Tech | Lodging/Hospitality | Space Heating | Boilers | TRC | New | NN4279 | Warehouse Loading Dock Seals | Warehouse Loading Dock Seals | NonEquip | 18 |  | 0% | Tech/Econ | 0.164% | 0 | 0 | 0
Tech | Lodging/Hospitality | Space Heating | Boilers | TRC | New | NN4253 | Wall Insulation | Wall Insulation | NonEquip | 20 |  | 0% | Tech/Econ | 0% | 0 | 0 | 0
Tech | Lodging/Hospitality | Space Heating | Boilers | TRC | New | NN4175 | Smart Thermostat | Smart Thermostat | NonEquip | 11 |  | 45.33% | Tech/Econ | 10% | 0 | 0 | 0
Tech | Lodging/Hospitality | Space Heating | Boilers | TRC | New | NN4097 | Roof Insulation | Roof Insulation | NonEquip | 20 |  | 37.5% | Tech/Econ | 0.1396% | 0 | 0 | 0
Tech | Lodging/Hospitality | Space Heating | Boilers | TRC | New | NN4071 | Programmable Thermostat | Programmable Thermostat | NonEquip | 11 |  | 0% | Tech/Econ | 3.6% | 0 | 0 | 0
Tech | Lodging/Hospitality | Space Heating | Boilers | TRC | New | NN4019 | Low U-Value Windows | Low U-Value Windows | NonEquip | 20 |  | 26.88% | Tech/Econ | 10% | 0 | 0 | 0
Tech | Lodging/Hospitality | Space Heating | Boilers | TRC | New | NN3941 | Infiltration Reduction - Air Sealing | Infiltration Reduction - Air Sealing | NonEquip | 11 |  | 0% | Tech/Econ | 0.08198% | 0 | 0 | 0
Tech | Lodging/Hospitality | Space Heating | Boilers | TRC | New | NN3863 | Hotel Card Energy Control Systems | Hotel Card Energy Control Systems | NonEquip | 15 |  | 41.26% | Tech/Econ | 4.857% | 0 | 0 | 0
Tech | Lodging/Hospitality | Space Heating | Boilers | TRC | New | NN3785 | Green Roof | Green Roof | NonEquip | 15 |  | 0.63% | Tech/Econ | 0.2158% | 0 | 0 | 0
Tech | Lodging/Hospitality | Space Heating | Boilers | TRC | New | NN3733 | Floor Insulation | Floor Insulation | NonEquip | 20 |  | 16.87% | Tech/Econ | 0.07326% | 0 | 0 | 0
Tech | Lodging/Hospitality | Space Heating | Boilers | TRC | New | NN3655 | Facility Energy Management System | Facility Energy Management System | NonEquip | 15 |  | 4.276% | Tech/Econ | 20% | 0 | 0 | 0
Tech | Lodging/Hospitality | Space Heating | Boilers | TRC | New | NN3577 | ECM Motors on Furnaces | ECM Motors on Furnaces | NonEquip | 15 | Forced air furnace | 0% | Tech/Econ | 1.706% | 0 | 0 | 0
Tech | Lodging/Hospitality | Space Heating | Boilers | TRC | New | NN3551 | Duct Sealing Repair | Duct Sealing Repair | NonEquip | 15 |  | 0% | Tech/Econ | 12% | 0 | 0 | 0
Tech | Lodging/Hospitality | Space Heating | Boilers | TRC | New | NN3499 | Duct Insulation | Duct Insulation | NonEquip | 15 |  | 0% | Tech/Econ | 2.045% | 0 | 0 | 0
Tech | Lodging/Hospitality | Space Heating | Boilers | TRC | New | NN3447 | Destratification Fans | Destratification Fans | NonEquip | 10 |  | 0% | Tech/Econ | 13.15% | 0 | 0 | 0
Tech | Lodging/Hospitality | Space Heating | Boilers | TRC | New | NN3395 | Dedicated Outdoor Air System on VRF unit | Dedicated Outdoor Air System on VRF unit | NonEquip | 15 | Residential/split system heat pump | 0% | Tech/Econ | 10% | 0 | 0 | 0
Tech | Lodging/Hospitality | Space Heating | Boilers | TRC | New | NN3343 | Cool Roof | Cool Roof | NonEquip | 15 |  | 72.18% | Tech/Econ | 0.07756% | 0 | 0 | 0
Tech | Lodging/Hospitality | Space Heating | Boilers | TRC | New | NN3239 | Ceiling Insulation(R30 to R38) | Ceiling Insulation(R30 to R38) | NonEquip | 20 |  | 0% | Tech/Econ | 0.02822% | 0 | 0 | 0
Tech | Lodging/Hospitality | Space Heating | Boilers | TRC | New | NN3187 | Ceiling Insulation(R2 to R38) | Ceiling Insulation(R2 to R38) | NonEquip | 20 |  | 0% | Tech/Econ | 1.905% | 0 | 0 | 0
Tech | Lodging/Hospitality | Space Heating | Boilers | TRC | New | NN3135 | Ceiling Insulation(R19 to R38) | Ceiling Insulation(R19 to R38) | NonEquip | 20 |  | 0% | Tech/Econ | 0.1058% | 0 | 0 | 0
Tech | Lodging/Hospitality | Space Heating | Boilers | TRC | New | NN3083 | Ceiling Insulation(R12 to R38) | Ceiling Insulation(R12 to R38) | NonEquip | 20 |  | 0% | Tech/Econ | 0.2293% | 0 | 0 | 0
Tech | Lodging/Hospitality | Space Heating | Boilers | TRC | New | NN3005 | Air Curtains | Air Curtains | NonEquip | 8 |  | 28.37% | Tech/Econ | 0.2603% | 0 | 0 | 0
Tech | Lodging/Hospitality | Space Heating | Boilers | TRC | Existing | NE5332 | Retro-Commissioning | Retro-Commissioning | NonEquip | 5 |  | 21.99% | Tech/Econ | 16% | 0 | 0 | 0
Tech | Lodging/Hospitality | Space Heating | Boilers | TRC | Existing | NE4318 | Water Cooled Refrigeration Heat Recovery | Water Cooled Refrigeration Heat Recovery | NonEquip | 20 |  | 0% | Tech/Econ | 10% | 0 | 0 | 0
Tech | Lodging/Hospitality | Space Heating | Boilers | TRC | Existing | NE4266 | Warehouse Loading Dock Seals | Warehouse Loading Dock Seals | NonEquip | 18 |  | 0% | Tech/Econ | 0.1809% | 0 | 0 | 0
Tech | Lodging/Hospitality | Space Heating | Boilers | TRC | Existing | NE4240 | Wall Insulation | Wall Insulation | NonEquip | 20 |  | 0% | Tech/Econ | 2.181% | 0 | 0 | 0
Tech | Lodging/Hospitality | Space Heating | Boilers | TRC | Existing | NE4162 | Smart Thermostat | Smart Thermostat | NonEquip | 11 |  | 45.33% | Tech/Econ | 10% | 0 | 0 | 0
Tech | Lodging/Hospitality | Space Heating | Boilers | TRC | Existing | NE4084 | Roof Insulation | Roof Insulation | NonEquip | 20 |  | 43.5% | Tech/Econ | 0.3081% | 0 | 0 | 0
Tech | Lodging/Hospitality | Space Heating | Boilers | TRC | Existing | NE4058 | Programmable Thermostat | Programmable Thermostat | NonEquip | 11 |  | 0% | Tech/Econ | 3.6% | 0 | 0 | 0
Tech | Lodging/Hospitality | Space Heating | Boilers | TRC | Existing | NE4006 | Low U-Value Windows | Low U-Value Windows | NonEquip | 20 |  | 10.75% | Tech/Econ | 46% | 0 | 0 | 0
Tech | Lodging/Hospitality | Space Heating | Boilers | TRC | Existing | NE3928 | Infiltration Reduction - Air Sealing | Infiltration Reduction - Air Sealing | NonEquip | 11 |  | 0% | Tech/Econ | 0.09046% | 0 | 0 | 0
Tech | Lodging/Hospitality | Space Heating | Boilers | TRC | Existing | NE3850 | Hotel Card Energy Control Systems | Hotel Card Energy Control Systems | NonEquip | 15 |  | 41.26% | Tech/Econ | 4.857% | 0 | 0 | 0
Tech | Lodging/Hospitality | Space Heating | Boilers | TRC | Existing | NE3772 | Green Roof | Green Roof | NonEquip | 15 |  | 0.126% | Tech/Econ | 0.2381% | 0 | 0 | 0
Tech | Lodging/Hospitality | Space Heating | Boilers | TRC | Existing | NE3720 | Floor Insulation | Floor Insulation | NonEquip | 20 |  | 12.15% | Tech/Econ | 0.08084% | 0 | 0 | 0
Tech | Lodging/Hospitality | Space Heating | Boilers | TRC | Existing | NE3642 | Facility Energy Management System | Facility Energy Management System | NonEquip | 15 |  | 0.7167% | Tech/Econ | 20% | 0 | 0 | 0
Tech | Lodging/Hospitality | Space Heating | Boilers | TRC | Existing | NE3564 | ECM Motors on Furnaces | ECM Motors on Furnaces | NonEquip | 15 | Forced air furnace | 0% | Tech/Econ | 1.706% | 0 | 0 | 0
Tech | Lodging/Hospitality | Space Heating | Boilers | TRC | Existing | NE3538 | Duct Sealing Repair | Duct Sealing Repair | NonEquip | 15 |  | 0% | Tech/Econ | 12% | 0 | 0 | 0
Tech | Lodging/Hospitality | Space Heating | Boilers | TRC | Existing | NE3486 | Duct Insulation | Duct Insulation | NonEquip | 15 |  | 0% | Tech/Econ | 2.045% | 0 | 0 | 0
Tech | Lodging/Hospitality | Space Heating | Boilers | TRC | Existing | NE3434 | Destratification Fans | Destratification Fans | NonEquip | 10 |  | 0% | Tech/Econ | 13.15% | 0 | 0 | 0
Tech | Lodging/Hospitality | Space Heating | Boilers | TRC | Existing | NE3382 | Dedicated Outdoor Air System on VRF unit | Dedicated Outdoor Air System on VRF unit | NonEquip | 15 | Residential/split system heat pump | 0% | Tech/Econ | 10% | 0 | 0 | 0
Tech | Lodging/Hospitality | Space Heating | Boilers | TRC | Existing | NE3330 | Cool Roof | Cool Roof | NonEquip | 15 |  | 72.68% | Tech/Econ | 0.08559% | 0 | 0 | 0
Tech | Lodging/Hospitality | Space Heating | Boilers | TRC | Existing | NE3226 | Ceiling Insulation(R30 to R38) | Ceiling Insulation(R30 to R38) | NonEquip | 20 |  | 0% | Tech/Econ | 0.03114% | 0 | 0 | 0
Tech | Lodging/Hospitality | Space Heating | Boilers | TRC | Existing | NE3174 | Ceiling Insulation(R2 to R38) | Ceiling Insulation(R2 to R38) | NonEquip | 20 |  | 0% | Tech/Econ | 2.102% | 0 | 0 | 0
Tech | Lodging/Hospitality | Space Heating | Boilers | TRC | Existing | NE3122 | Ceiling Insulation(R19 to R38) | Ceiling Insulation(R19 to R38) | NonEquip | 20 |  | 0% | Tech/Econ | 0.1168% | 0 | 0 | 0
Tech | Lodging/Hospitality | Space Heating | Boilers | TRC | Existing | NE3070 | Ceiling Insulation(R12 to R38) | Ceiling Insulation(R12 to R38) | NonEquip | 20 |  | 0% | Tech/Econ | 0.253% | 0 | 0 | 0
Tech | Lodging/Hospitality | Space Heating | Boilers | TRC | Existing | NE2992 | Air Curtains | Air Curtains | NonEquip | 8 |  | 33.45% | Tech/Econ | 0.2603% | 0 | 0 | 0
Tech | Lodging/Hospitality | Domestic Hot Water | "Point-of-Use" water heaters | TRC | New | NN5423 | Retro-Commissioning | Retro-Commissioning | NonEquip | 5 |  | 0% | Tech/Econ | 16% | 0 | 0 | 0
Tech | Lodging/Hospitality | Domestic Hot Water | "Point-of-Use" water heaters | TRC | New | NN2927 | Thermostatic Shower Restriction Valve | Thermostatic Shower Restriction Valve | NonEquip | 10 | Centralized water heaters | 0% | Tech/Econ | 13.66% | 0 | 0 | 0
Tech | Lodging/Hospitality | Domestic Hot Water | "Point-of-Use" water heaters | TRC | New | NN2901 | Tank Wrap on Water Heater | Tank Wrap on Water Heater | NonEquip | 7 | Centralized water heaters | 0% | Tech/Econ | 1.097% | 0 | 0 | 0
Tech | Lodging/Hospitality | Domestic Hot Water | "Point-of-Use" water heaters | TRC | New | NN2875 | Low-Flow Pre-Rinse Sprayers | Low-Flow Pre-Rinse Sprayers | NonEquip | 5 | Centralized water heaters | 0% | Tech/Econ | 3.286% | 0 | 0 | 0
Tech | Lodging/Hospitality | Domestic Hot Water | "Point-of-Use" water heaters | TRC | New | NN2849 | Low Flow Shower Head | Low Flow Shower Head | NonEquip | 10 | Centralized water heaters | 0% | Tech/Econ | 2.768% | 0 | 0 | 0
Tech | Lodging/Hospitality | Domestic Hot Water | "Point-of-Use" water heaters | TRC | New | NN2823 | Hot Water Pipe Insulation | Hot Water Pipe Insulation | NonEquip | 13 | Centralized water heaters | 0% | Tech/Econ | 5.89% | 0 | 0 | 0
Tech | Lodging/Hospitality | Domestic Hot Water | "Point-of-Use" water heaters | TRC | New | NN2797 | Hot Water Circulation Pump Control | Hot Water Circulation Pump Control | NonEquip | 15 | Centralized water heaters | 0% | Tech/Econ | 2.828% | 0 | 0 | 0
Tech | Lodging/Hospitality | Domestic Hot Water | "Point-of-Use" water heaters | TRC | New | NN2771 | Faucet Aerator | Faucet Aerator | NonEquip | 10 | Centralized water heaters | 0% | Tech/Econ | 0.9484% | 0 | 0 | 0
Tech | Lodging/Hospitality | Domestic Hot Water | "Point-of-Use" water heaters | TRC | New | NN2745 | Drain Water Heat Recovery | Drain Water Heat Recovery | NonEquip | 15 | Centralized water heaters | 0% | Tech/Econ | 12.27% | 0 | 0 | 0
Tech | Lodging/Hospitality | Domestic Hot Water | "Point-of-Use" water heaters | TRC | Existing | NE5410 | Retro-Commissioning | Retro-Commissioning | NonEquip | 5 |  | 21.99% | Tech/Econ | 16% | 5849.3154 | 1.806 | 3.4992
Tech | Lodging/Hospitality | Domestic Hot Water | "Point-of-Use" water heaters | TRC | Existing | NE2914 | Thermostatic Shower Restriction Valve | Thermostatic Shower Restriction Valve | NonEquip | 10 | Centralized water heaters | 0% | Tech/Econ | 13.07% | 0 | 0 | 0
Tech | Lodging/Hospitality | Domestic Hot Water | "Point-of-Use" water heaters | TRC | Existing | NE2888 | Tank Wrap on Water Heater | Tank Wrap on Water Heater | NonEquip | 7 | Centralized water heaters | 0% | Tech/Econ | 1.097% | 0 | 0 | 0
Tech | Lodging/Hospitality | Domestic Hot Water | "Point-of-Use" water heaters | TRC | Existing | NE2862 | Low-Flow Pre-Rinse Sprayers | Low-Flow Pre-Rinse Sprayers | NonEquip | 5 | Centralized water heaters | 0% | Tech/Econ | 3.134% | 0 | 0 | 0
Tech | Lodging/Hospitality | Domestic Hot Water | "Point-of-Use" water heaters | TRC | Existing | NE2836 | Low Flow Shower Head | Low Flow Shower Head | NonEquip | 10 | Centralized water heaters | 0% | Tech/Econ | 2.648% | 0 | 0 | 0
Tech | Lodging/Hospitality | Domestic Hot Water | "Point-of-Use" water heaters | TRC | Existing | NE2810 | Hot Water Pipe Insulation | Hot Water Pipe Insulation | NonEquip | 13 | Centralized water heaters | 0% | Tech/Econ | 5.634% | 0 | 0 | 0
Tech | Lodging/Hospitality | Domestic Hot Water | "Point-of-Use" water heaters | TRC | Existing | NE2784 | Hot Water Circulation Pump Control | Hot Water Circulation Pump Control | NonEquip | 15 | Centralized water heaters | 0% | Tech/Econ | 2.706% | 0 | 0 | 0
Tech | Lodging/Hospitality | Domestic Hot Water | "Point-of-Use" water heaters | TRC | Existing | NE2758 | Faucet Aerator | Faucet Aerator | NonEquip | 10 | Centralized water heaters | 0% | Tech/Econ | 0.9072% | 0 | 0 | 0
Tech | Lodging/Hospitality | Domestic Hot Water | "Point-of-Use" water heaters | TRC | Existing | NE2732 | Drain Water Heat Recovery | Drain Water Heat Recovery | NonEquip | 15 | Centralized water heaters | 0% | Tech/Econ | 12.27% | 0 | 0 | 0
Tech | Lodging/Hospitality | Domestic Hot Water | "Point-of-Use" water heaters | TRC | Turnover | ET398 | Instantaneous Hot Water System | Instantaneous Hot Water System | Equip | 20 | "Point-of-Use" water heaters | 94.56% | Tech/Econ | 5.847% | 9730.2788 | 1.0825 | 1.1295
Tech | Lodging/Hospitality | Domestic Hot Water | "Point-of-Use" water heaters | TRC | Turnover | ET320 | Energy Star Commercial Dishwasher | Energy Star Commercial Dishwasher | Equip | 15 | "Point-of-Use" water heaters | 29.7% | Tech/Econ | 29.42% | 16847.0424 | 1.2224 | -0.00013006
Tech | Lodging/Hospitality | Domestic Hot Water | "Point-of-Use" water heaters | TRC | New | EN424 | Instantaneous Hot Water System | Instantaneous Hot Water System | Equip | 20 | "Point-of-Use" water heaters | 94.56% | Tech/Econ | 5.847% | 173.324 | 0.019282 | 0.020119
Tech | Lodging/Hospitality | Domestic Hot Water | "Point-of-Use" water heaters | TRC | New | EN346 | Energy Star Commercial Dishwasher | Energy Star Commercial Dishwasher | Equip | 15 | "Point-of-Use" water heaters | 29.7% | Tech/Econ | 29.42% | 403.6666 | 0.029291 | -3.1163e-06
Tech | Miscellaneous | Refrigeration | Walk-in cooler | TRC | New | NN5320 | Retro-Commissioning | Retro-Commissioning | NonEquip | 5 |  | 0% | Tech/Econ | 16% | 0 | 0 | 0
Tech | Miscellaneous | Refrigeration | Walk-in cooler | TRC | New | NN4904 | Strip Curtains for Walk-ins | Strip Curtains for Walk-ins | NonEquip | 4 | Walk-in cooler | 0% | Tech/Econ | 2.115% | 0 | 0 | 0
Tech | Miscellaneous | Refrigeration | Walk-in cooler | TRC | New | NN4878 | Refrigerated Display Case Lighting Controls | Refrigerated Display Case Lighting Controls | NonEquip | 8 | Display cases | 0% | Tech/Econ | 0.9365% | 0 | 0 | 0
Tech | Miscellaneous | Refrigeration | Walk-in cooler | TRC | New | NN4852 | PSC to ECM Evaporator Fan Motor (Walk-In, Refrigerator) | PSC to ECM Evaporator Fan Motor (Walk-In, Refrigerator) | NonEquip | 15 | Walk-in cooler | 0% | Tech/Econ | 37.5% | 0 | 0 | 0
Tech | Miscellaneous | Refrigeration | Walk-in cooler | TRC | New | NN4826 | PSC to ECM Evaporator Fan Motor (Reach-In) | PSC to ECM Evaporator Fan Motor (Reach-In) | NonEquip | 15 | Display cases | 0% | Tech/Econ | 37.5% | 0 | 0 | 0
Tech | Miscellaneous | Refrigeration | Walk-in cooler | TRC | New | NN4800 | Night Covers for Display Cases | Night Covers for Display Cases | NonEquip | 5 | Display cases | 0% | Tech/Econ | 1.877% | 0 | 0 | 0
Tech | Miscellaneous | Refrigeration | Walk-in cooler | TRC | New | NN4774 | High R-Value Glass Doors | High R-Value Glass Doors | NonEquip | 12 | Display cases | 0% | Tech/Econ | 0% | 0 | 0 | 0
Tech | Miscellaneous | Refrigeration | Walk-in cooler | TRC | New | NN4748 | High Efficiency Refrigeration Compressor | High Efficiency Refrigeration Compressor | NonEquip | 13 | Display cases | 0% | Tech/Econ | 6.922% | 0 | 0 | 0
Tech | Miscellaneous | Refrigeration | Walk-in cooler | TRC | New | NN4722 | Freezer-Cooler Replacement Gaskets | Freezer-Cooler Replacement Gaskets | NonEquip | 4 | Display cases | 0% | Tech/Econ | 0% | 0 | 0 | 0
Tech | Miscellaneous | Refrigeration | Walk-in cooler | TRC | New | NN4696 | Floating Head Pressure Controls | Floating Head Pressure Controls | NonEquip | 15 |  | 0% | Tech/Econ | 6.05% | 0 | 0 | 0
Tech | Miscellaneous | Refrigeration | Walk-in cooler | TRC | New | NN4670 | Demand Defrost | Demand Defrost | NonEquip | 10 | Walk-in cooler | 0% | Tech/Econ | 30% | 0 | 0 | 0
Tech | Miscellaneous | Refrigeration | Walk-in cooler | TRC | New | NN4644 | Automatic Door Closer for Walk-in Coolers and Freezers | Automatic Door Closer for Walk-in Coolers and Freezers | NonEquip | 8 | Walk-in cooler | 0% | Tech/Econ | 3.131% | 0 | 0 | 0
Tech | Miscellaneous | Refrigeration | Walk-in cooler | TRC | New | NN4618 | Anti-Sweat Controls | Anti-Sweat Controls | NonEquip | 8 | Display cases | 0% | Tech/Econ | 85% | 0 | 0 | 0
Tech | Miscellaneous | Refrigeration | Walk-in cooler | TRC | Existing | NE5307 | Retro-Commissioning | Retro-Commissioning | NonEquip | 5 |  | 21.99% | Tech/Econ | 16% | 569.0826 | 0.09514 | 0.29497
Tech | Miscellaneous | Refrigeration | Walk-in cooler | TRC | Existing | NE4891 | Strip Curtains for Walk-ins | Strip Curtains for Walk-ins | NonEquip | 4 | Walk-in cooler | 0% | Tech/Econ | 2.115% | 0 | 0 | 0
Tech | Miscellaneous | Refrigeration | Walk-in cooler | TRC | Existing | NE4865 | Refrigerated Display Case Lighting Controls | Refrigerated Display Case Lighting Controls | NonEquip | 8 | Display cases | 0% | Tech/Econ | 2.524% | 0 | 0 | 0
Tech | Miscellaneous | Refrigeration | Walk-in cooler | TRC | Existing | NE4839 | PSC to ECM Evaporator Fan Motor (Walk-In, Refrigerator) | PSC to ECM Evaporator Fan Motor (Walk-In, Refrigerator) | NonEquip | 15 | Walk-in cooler | 0% | Tech/Econ | 37.5% | 0 | 0 | 0
Tech | Miscellaneous | Refrigeration | Walk-in cooler | TRC | Existing | NE4813 | PSC to ECM Evaporator Fan Motor (Reach-In) | PSC to ECM Evaporator Fan Motor (Reach-In) | NonEquip | 15 | Display cases | 0% | Tech/Econ | 37.5% | 0 | 0 | 0
Tech | Miscellaneous | Refrigeration | Walk-in cooler | TRC | Existing | NE4787 | Night Covers for Display Cases | Night Covers for Display Cases | NonEquip | 5 | Display cases | 0% | Tech/Econ | 1.877% | 0 | 0 | 0
Tech | Miscellaneous | Refrigeration | Walk-in cooler | TRC | Existing | NE4761 | High R-Value Glass Doors | High R-Value Glass Doors | NonEquip | 12 | Display cases | 0% | Tech/Econ | 23.81% | 0 | 0 | 0
Tech | Miscellaneous | Refrigeration | Walk-in cooler | TRC | Existing | NE4735 | High Efficiency Refrigeration Compressor | High Efficiency Refrigeration Compressor | NonEquip | 13 | Display cases | 0% | Tech/Econ | 6.922% | 0 | 0 | 0
Tech | Miscellaneous | Refrigeration | Walk-in cooler | TRC | Existing | NE4709 | Freezer-Cooler Replacement Gaskets | Freezer-Cooler Replacement Gaskets | NonEquip | 4 | Display cases | 0% | Tech/Econ | 3.131% | 0 | 0 | 0
Tech | Miscellaneous | Refrigeration | Walk-in cooler | TRC | Existing | NE4683 | Floating Head Pressure Controls | Floating Head Pressure Controls | NonEquip | 15 |  | 0% | Tech/Econ | 6.05% | 0 | 0 | 0
Tech | Miscellaneous | Refrigeration | Walk-in cooler | TRC | Existing | NE4657 | Demand Defrost | Demand Defrost | NonEquip | 10 | Walk-in cooler | 0% | Tech/Econ | 30% | 0 | 0 | 0
Tech | Miscellaneous | Refrigeration | Walk-in cooler | TRC | Existing | NE4631 | Automatic Door Closer for Walk-in Coolers and Freezers | Automatic Door Closer for Walk-in Coolers and Freezers | NonEquip | 8 | Walk-in cooler | 0% | Tech/Econ | 3.131% | 0 | 0 | 0
Tech | Miscellaneous | Refrigeration | Walk-in cooler | TRC | Existing | NE4605 | Anti-Sweat Controls | Anti-Sweat Controls | NonEquip | 8 | Display cases | 0% | Tech/Econ | 85% | 0 | 0 | 0
Tech | Miscellaneous | Refrigeration | Vending and ice makers | TRC | New | NN5320 | Retro-Commissioning | Retro-Commissioning | NonEquip | 5 |  | 0% | Tech/Econ | 16% | 0 | 0 | 0
Tech | Miscellaneous | Refrigeration | Vending and ice makers | TRC | New | NN4904 | Strip Curtains for Walk-ins | Strip Curtains for Walk-ins | NonEquip | 4 | Walk-in cooler | 0% | Tech/Econ | 2.115% | 0 | 0 | 0
Tech | Miscellaneous | Refrigeration | Vending and ice makers | TRC | New | NN4878 | Refrigerated Display Case Lighting Controls | Refrigerated Display Case Lighting Controls | NonEquip | 8 | Display cases | 0% | Tech/Econ | 0.9365% | 0 | 0 | 0
Tech | Miscellaneous | Refrigeration | Vending and ice makers | TRC | New | NN4852 | PSC to ECM Evaporator Fan Motor (Walk-In, Refrigerator) | PSC to ECM Evaporator Fan Motor (Walk-In, Refrigerator) | NonEquip | 15 | Walk-in cooler | 0% | Tech/Econ | 37.5% | 0 | 0 | 0
Tech | Miscellaneous | Refrigeration | Vending and ice makers | TRC | New | NN4826 | PSC to ECM Evaporator Fan Motor (Reach-In) | PSC to ECM Evaporator Fan Motor (Reach-In) | NonEquip | 15 | Display cases | 0% | Tech/Econ | 37.5% | 0 | 0 | 0
Tech | Miscellaneous | Refrigeration | Vending and ice makers | TRC | New | NN4800 | Night Covers for Display Cases | Night Covers for Display Cases | NonEquip | 5 | Display cases | 0% | Tech/Econ | 1.877% | 0 | 0 | 0
Tech | Miscellaneous | Refrigeration | Vending and ice makers | TRC | New | NN4774 | High R-Value Glass Doors | High R-Value Glass Doors | NonEquip | 12 | Display cases | 0% | Tech/Econ | 0% | 0 | 0 | 0
Tech | Miscellaneous | Refrigeration | Vending and ice makers | TRC | New | NN4748 | High Efficiency Refrigeration Compressor | High Efficiency Refrigeration Compressor | NonEquip | 13 | Display cases | 0% | Tech/Econ | 6.922% | 0 | 0 | 0
Tech | Miscellaneous | Refrigeration | Vending and ice makers | TRC | New | NN4722 | Freezer-Cooler Replacement Gaskets | Freezer-Cooler Replacement Gaskets | NonEquip | 4 | Display cases | 0% | Tech/Econ | 0% | 0 | 0 | 0
Tech | Miscellaneous | Refrigeration | Vending and ice makers | TRC | New | NN4696 | Floating Head Pressure Controls | Floating Head Pressure Controls | NonEquip | 15 |  | 0% | Tech/Econ | 6.05% | 0 | 0 | 0
Tech | Miscellaneous | Refrigeration | Vending and ice makers | TRC | New | NN4670 | Demand Defrost | Demand Defrost | NonEquip | 10 | Walk-in cooler | 0% | Tech/Econ | 30% | 0 | 0 | 0
Tech | Miscellaneous | Refrigeration | Vending and ice makers | TRC | New | NN4644 | Automatic Door Closer for Walk-in Coolers and Freezers | Automatic Door Closer for Walk-in Coolers and Freezers | NonEquip | 8 | Walk-in cooler | 0% | Tech/Econ | 3.131% | 0 | 0 | 0
Tech | Miscellaneous | Refrigeration | Vending and ice makers | TRC | New | NN4618 | Anti-Sweat Controls | Anti-Sweat Controls | NonEquip | 8 | Display cases | 0% | Tech/Econ | 85% | 0 | 0 | 0
Tech | Miscellaneous | Refrigeration | Vending and ice makers | TRC | Existing | NE5307 | Retro-Commissioning | Retro-Commissioning | NonEquip | 5 |  | 21.99% | Tech/Econ | 16% | 44244.4768 | 7.3969 | 22.9332
Tech | Miscellaneous | Refrigeration | Vending and ice makers | TRC | Existing | NE4891 | Strip Curtains for Walk-ins | Strip Curtains for Walk-ins | NonEquip | 4 | Walk-in cooler | 0% | Tech/Econ | 2.115% | 0 | 0 | 0
Tech | Miscellaneous | Refrigeration | Vending and ice makers | TRC | Existing | NE4865 | Refrigerated Display Case Lighting Controls | Refrigerated Display Case Lighting Controls | NonEquip | 8 | Display cases | 0% | Tech/Econ | 2.524% | 0 | 0 | 0
Tech | Miscellaneous | Refrigeration | Vending and ice makers | TRC | Existing | NE4839 | PSC to ECM Evaporator Fan Motor (Walk-In, Refrigerator) | PSC to ECM Evaporator Fan Motor (Walk-In, Refrigerator) | NonEquip | 15 | Walk-in cooler | 0% | Tech/Econ | 37.5% | 0 | 0 | 0
Tech | Miscellaneous | Refrigeration | Vending and ice makers | TRC | Existing | NE4813 | PSC to ECM Evaporator Fan Motor (Reach-In) | PSC to ECM Evaporator Fan Motor (Reach-In) | NonEquip | 15 | Display cases | 0% | Tech/Econ | 37.5% | 0 | 0 | 0
Tech | Miscellaneous | Refrigeration | Vending and ice makers | TRC | Existing | NE4787 | Night Covers for Display Cases | Night Covers for Display Cases | NonEquip | 5 | Display cases | 0% | Tech/Econ | 1.877% | 0 | 0 | 0
Tech | Miscellaneous | Refrigeration | Vending and ice makers | TRC | Existing | NE4761 | High R-Value Glass Doors | High R-Value Glass Doors | NonEquip | 12 | Display cases | 0% | Tech/Econ | 23.81% | 0 | 0 | 0
Tech | Miscellaneous | Refrigeration | Vending and ice makers | TRC | Existing | NE4735 | High Efficiency Refrigeration Compressor | High Efficiency Refrigeration Compressor | NonEquip | 13 | Display cases | 0% | Tech/Econ | 6.922% | 0 | 0 | 0
Tech | Miscellaneous | Refrigeration | Vending and ice makers | TRC | Existing | NE4709 | Freezer-Cooler Replacement Gaskets | Freezer-Cooler Replacement Gaskets | NonEquip | 4 | Display cases | 0% | Tech/Econ | 3.131% | 0 | 0 | 0
Tech | Miscellaneous | Refrigeration | Vending and ice makers | TRC | Existing | NE4683 | Floating Head Pressure Controls | Floating Head Pressure Controls | NonEquip | 15 |  | 0% | Tech/Econ | 6.05% | 0 | 0 | 0
Tech | Miscellaneous | Refrigeration | Vending and ice makers | TRC | Existing | NE4657 | Demand Defrost | Demand Defrost | NonEquip | 10 | Walk-in cooler | 0% | Tech/Econ | 30% | 0 | 0 | 0
Tech | Miscellaneous | Refrigeration | Vending and ice makers | TRC | Existing | NE4631 | Automatic Door Closer for Walk-in Coolers and Freezers | Automatic Door Closer for Walk-in Coolers and Freezers | NonEquip | 8 | Walk-in cooler | 0% | Tech/Econ | 3.131% | 0 | 0 | 0
Tech | Miscellaneous | Refrigeration | Vending and ice makers | TRC | Existing | NE4605 | Anti-Sweat Controls | Anti-Sweat Controls | NonEquip | 8 | Display cases | 0% | Tech/Econ | 85% | 0 | 0 | 0
Tech | Miscellaneous | Refrigeration | Vending and ice makers | TRC | Turnover | ET2577 | Energy Star Vending Machine | Energy Star Vending Machine | Equip | 14 | Vending and ice makers | 0% | Tech/Econ | 36% | 0 | 0 | 0
Tech | Miscellaneous | Refrigeration | Vending and ice makers | TRC | Turnover | ET2499 | Energy Star Ice Maker | Energy Star Ice Maker | Equip | 8 | Vending and ice makers | 0% | Tech/Econ | 11.39% | 0 | 0 | 0
Tech | Miscellaneous | Refrigeration | Vending and ice makers | TRC | New | EN2603 | Energy Star Vending Machine | Energy Star Vending Machine | Equip | 14 | Vending and ice makers | 0% | Tech/Econ | 36% | 0 | 0 | 0
Tech | Miscellaneous | Refrigeration | Vending and ice makers | TRC | New | EN2525 | Energy Star Ice Maker | Energy Star Ice Maker | Equip | 8 | Vending and ice makers | 0% | Tech/Econ | 11.39% | 0 | 0 | 0
Tech | Miscellaneous | Exterior Lighting | Street lighting | TRC | New | NN5294 | Retro-Commissioning | Retro-Commissioning | NonEquip | 5 |  | 0% | Tech/Econ | 16% | 0 | 0 | 0
Tech | Miscellaneous | Exterior Lighting | Street lighting | TRC | New | NN2980 | Outdoor Lighting Controls | Outdoor Lighting Controls | NonEquip | 8 | Exterior parking/lot lighting | 0% | Tech/Econ | 28% | 0 | 0 | 0
Tech | Miscellaneous | Exterior Lighting | Street lighting | TRC | New | NN2954 | Bi-Level Lighting Control (Exterior) | Bi-Level Lighting Control (Exterior) | NonEquip | 9 | Exterior parking/lot lighting | 0% | Tech/Econ | 31% | 0 | 0 | 0
Tech | Miscellaneous | Exterior Lighting | Street lighting | TRC | Existing | NE5281 | Retro-Commissioning | Retro-Commissioning | NonEquip | 5 |  | 21.99% | Tech/Econ | 16% | 3196.2347 | 0 | 1.6567
Tech | Miscellaneous | Exterior Lighting | Street lighting | TRC | Existing | NE2967 | Outdoor Lighting Controls | Outdoor Lighting Controls | NonEquip | 8 | Exterior parking/lot lighting | 0% | Tech/Econ | 28% | 0 | 0 | 0
Tech | Miscellaneous | Exterior Lighting | Street lighting | TRC | Existing | NE2941 | Bi-Level Lighting Control (Exterior) | Bi-Level Lighting Control (Exterior) | NonEquip | 9 | Exterior parking/lot lighting | 0% | Tech/Econ | 31% | 0 | 0 | 0
Tech | Miscellaneous | Exterior Lighting | Street lighting | TRC | Turnover | ET789 | LED Traffic and Crosswalk Lighting | LED Traffic and Crosswalk Lighting | Equip | 10 | Street lighting | 0% | Tech/Econ | 37.14% | 0 | 0 | 0
Tech | Miscellaneous | Exterior Lighting | Street lighting | TRC | Turnover | ET750 | LED Street Lights | LED Street Lights | Equip | 18 | Street lighting | 0% | Tech/Econ | 66.53% | 0 | 0 | 0
Tech | Miscellaneous | Exterior Lighting | Street lighting | TRC | New | EN815 | LED Traffic and Crosswalk Lighting | LED Traffic and Crosswalk Lighting | Equip | 10 | Street lighting | 0% | Tech/Econ | 37.14% | 0 | 0 | 0
Tech | Miscellaneous | Exterior Lighting | Street lighting | TRC | New | EN776 | LED Street Lights | LED Street Lights | Equip | 18 | Street lighting | 0% | Tech/Econ | 66.53% | 0 | 0 | 0
Tech | Miscellaneous | Cooking | Steamer | TRC | Turnover | ET204 | Energy Star Steamer | Energy Star Steamer | Equip | 12 | Steamer | 0% | Tech/Econ | 56.63% | 0 | 0 | 0
Tech | Miscellaneous | Cooking | Steamer | TRC | New | EN230 | Energy Star Steamer | Energy Star Steamer | Equip | 12 | Steamer | 0% | Tech/Econ | 56.63% | 0 | 0 | 0
Tech | Miscellaneous | Exterior Lighting | Spot lighting/Security/Flood | TRC | New | NN5294 | Retro-Commissioning | Retro-Commissioning | NonEquip | 5 |  | 0% | Tech/Econ | 16% | 0 | 0 | 0
Tech | Miscellaneous | Exterior Lighting | Spot lighting/Security/Flood | TRC | New | NN2980 | Outdoor Lighting Controls | Outdoor Lighting Controls | NonEquip | 8 | Exterior parking/lot lighting | 0% | Tech/Econ | 28% | 0 | 0 | 0
Tech | Miscellaneous | Exterior Lighting | Spot lighting/Security/Flood | TRC | New | NN2954 | Bi-Level Lighting Control (Exterior) | Bi-Level Lighting Control (Exterior) | NonEquip | 9 | Exterior parking/lot lighting | 0% | Tech/Econ | 31% | 0 | 0 | 0
Tech | Miscellaneous | Exterior Lighting | Spot lighting/Security/Flood | TRC | Existing | NE5281 | Retro-Commissioning | Retro-Commissioning | NonEquip | 5 |  | 21.99% | Tech/Econ | 16% | 2745.8564 | 0 | 1.4233
Tech | Miscellaneous | Exterior Lighting | Spot lighting/Security/Flood | TRC | Existing | NE2967 | Outdoor Lighting Controls | Outdoor Lighting Controls | NonEquip | 8 | Exterior parking/lot lighting | 0% | Tech/Econ | 28% | 0 | 0 | 0
Tech | Miscellaneous | Exterior Lighting | Spot lighting/Security/Flood | TRC | Existing | NE2941 | Bi-Level Lighting Control (Exterior) | Bi-Level Lighting Control (Exterior) | NonEquip | 9 | Exterior parking/lot lighting | 0% | Tech/Econ | 31% | 0 | 0 | 0
Tech | Miscellaneous | Exterior Lighting | Spot lighting/Security/Flood | TRC | Turnover | ET672 | LED Exterior Lighting | LED Exterior Lighting | Equip | 13 | Spot lighting/Security/Flood | 4.624% | Tech/Econ | 60.51% | 2246.4633 | 0 | 0
Tech | Miscellaneous | Exterior Lighting | Spot lighting/Security/Flood | TRC | Turnover | ET555 | LED - 9W Flood | LED - 9W Flood | Equip | 15 | Spot lighting/Security/Flood | 13.49% | Tech/Econ | 86.15% | 10554.6128 | 0 | 0
Tech | Miscellaneous | Exterior Lighting | Spot lighting/Security/Flood | TRC | Turnover | ET477 | CFL - 15W Flood | CFL - 15W Flood | Equip | 7.8 | Spot lighting/Security/Flood | 0% | Tech/Econ | 76.92% | 0 | 0 | 0
Tech | Miscellaneous | Exterior Lighting | Spot lighting/Security/Flood | TRC | New | EN698 | LED Exterior Lighting | LED Exterior Lighting | Equip | 13 | Spot lighting/Security/Flood | 4.624% | Tech/Econ | 60.51% | 0 | 0 | 0
Tech | Miscellaneous | Exterior Lighting | Spot lighting/Security/Flood | TRC | New | EN581 | LED - 9W Flood | LED - 9W Flood | Equip | 15 | Spot lighting/Security/Flood | 13.49% | Tech/Econ | 86.15% | 0 | 0 | 0
Tech | Miscellaneous | Exterior Lighting | Spot lighting/Security/Flood | TRC | New | EN503 | CFL - 15W Flood | CFL - 15W Flood | Equip | 7.8 | Spot lighting/Security/Flood | 0% | Tech/Econ | 76.92% | 0 | 0 | 0
Tech | Miscellaneous | Interior Lighting | Spot lighting | TRC | New | NN5268 | Retro-Commissioning | Retro-Commissioning | NonEquip | 5 |  | 0% | Tech/Econ | 16% | 0 | 0 | 0
Tech | Miscellaneous | Interior Lighting | Spot lighting | TRC | New | NN4436 | Interior Lighting Controls | Interior Lighting Controls | NonEquip | 8 | Overhead (fluorescent/LED/CFL U-shape) | 0% | Tech/Econ | 28% | 0 | 0 | 0
Tech | Miscellaneous | Interior Lighting | Spot lighting | TRC | New | NN4410 | Bi-Level Lighting Control (Interior) | Bi-Level Lighting Control (Interior) | NonEquip | 8 | Overhead (fluorescent/LED/CFL U-shape) | 0% | Tech/Econ | 31% | 0 | 0 | 0
Tech | Miscellaneous | Interior Lighting | Spot lighting | TRC | New | NN3708 | Facility Energy Management System | Facility Energy Management System | NonEquip | 15 |  | 6.861% | Tech/Econ | 24% | 0 | 0 | 0
Tech | Miscellaneous | Interior Lighting | Spot lighting | TRC | Existing | NE5255 | Retro-Commissioning | Retro-Commissioning | NonEquip | 5 |  | 21.99% | Tech/Econ | 16% | 232.7161 | 0.038906 | 0.12062
Tech | Miscellaneous | Interior Lighting | Spot lighting | TRC | Existing | NE4423 | Interior Lighting Controls | Interior Lighting Controls | NonEquip | 8 | Overhead (fluorescent/LED/CFL U-shape) | 0% | Tech/Econ | 28% | 0 | 0 | 0
Tech | Miscellaneous | Interior Lighting | Spot lighting | TRC | Existing | NE4397 | Bi-Level Lighting Control (Interior) | Bi-Level Lighting Control (Interior) | NonEquip | 8 | Overhead (fluorescent/LED/CFL U-shape) | 0% | Tech/Econ | 31% | 0 | 0 | 0
Tech | Miscellaneous | Interior Lighting | Spot lighting | TRC | Existing | NE3695 | Facility Energy Management System | Facility Energy Management System | NonEquip | 15 |  | 6.861% | Tech/Econ | 24% | 110.742 | 0.023211 | 0.0019959
Tech | Miscellaneous | Interior Lighting | Spot lighting | TRC | Turnover | ET1608 | LED Display Lighting (Interior) | LED Display Lighting (Interior) | Equip | 15 | Spot lighting | 2.306% | Tech/Econ | 87.04% | 255.5197 | 0.062747 | 0.014175
Tech | Miscellaneous | Interior Lighting | Spot lighting | TRC | Turnover | ET1569 | LED - 14W | LED - 14W | Equip | 15 | Spot lighting | 86.42% | Tech/Econ | 53.33% | 5749.3544 | 1.3795 | 0.31895
Tech | Miscellaneous | Interior Lighting | Spot lighting | TRC | Turnover | ET1452 | CFL-23W | CFL-23W | Equip | 7.8 | Spot lighting | 0% | Tech/Econ | 23.33% | 0 | 0 | 0
Tech | Miscellaneous | Interior Lighting | Spot lighting | TRC | New | EN1634 | LED Display Lighting (Interior) | LED Display Lighting (Interior) | Equip | 15 | Spot lighting | 0% | Tech/Econ | 87.04% | 0 | 0 | 0
Tech | Miscellaneous | Interior Lighting | Spot lighting | TRC | New | EN1595 | LED - 14W | LED - 14W | Equip | 15 | Spot lighting | 0% | Tech/Econ | 53.33% | 0 | 0 | 0
Tech | Miscellaneous | Interior Lighting | Spot lighting | TRC | New | EN1478 | CFL-23W | CFL-23W | Equip | 7.8 | Spot lighting | 0% | Tech/Econ | 23.33% | 0 | 0 | 0
Tech | Miscellaneous | Office Equipment | Servers | TRC | New | NN4592 | Smart Strip Plug Outlet | Smart Strip Plug Outlet | NonEquip | 4 |  | 43.9% | Tech/Econ | 1.187% | 0 | 0 | 0
Tech | Miscellaneous | Office Equipment | Servers | TRC | New | NN4566 | Network PC Power Management | Network PC Power Management | NonEquip | 5 | Computers | 0% | Tech/Econ | 56.5% | 0 | 0 | 0
Tech | Miscellaneous | Office Equipment | Servers | TRC | Existing | NE4579 | Smart Strip Plug Outlet | Smart Strip Plug Outlet | NonEquip | 4 |  | 43.9% | Tech/Econ | 1.187% | 468.0101 | 0.06959 | 0
Tech | Miscellaneous | Office Equipment | Servers | TRC | Existing | NE4553 | Network PC Power Management | Network PC Power Management | NonEquip | 5 | Computers | 0% | Tech/Econ | 56.5% | 0 | 0 | 0
Tech | Miscellaneous | Office Equipment | Servers | TRC | Turnover | ET2304 | Server Virtualization | Server Virtualization | Equip | 3 | Servers | 39.02% | Tech/Econ | 85.71% | 50676.1179 | 7.5426 | 5.2461
Tech | Miscellaneous | Office Equipment | Servers | TRC | Turnover | ET2226 | Energy Star Servers | Energy Star Servers | Equip | 4 | Servers | 47.28% | Tech/Econ | 23.08% | 11001.1431 | 1.6374 | 1.1389
Tech | Miscellaneous | Office Equipment | Servers | TRC | Turnover | ET1140 | High Efficiency Data Center Cooling | High Efficiency Data Center Cooling | Equip | 20 | Servers | 0% | Tech/Econ | 28% | 0 | 0 | 0
Tech | Miscellaneous | Office Equipment | Servers | TRC | New | EN2330 | Server Virtualization | Server Virtualization | Equip | 3 | Servers | 39.02% | Tech/Econ | 85.71% | 0 | 0 | 0
Tech | Miscellaneous | Office Equipment | Servers | TRC | New | EN2252 | Energy Star Servers | Energy Star Servers | Equip | 4 | Servers | 47.28% | Tech/Econ | 23.08% | 0 | 0 | 0
Tech | Miscellaneous | Office Equipment | Servers | TRC | New | EN1166 | High Efficiency Data Center Cooling | High Efficiency Data Center Cooling | Equip | 20 | Servers | 0% | Tech/Econ | 28% | 0 | 0 | 0
Tech | Miscellaneous | Space Cooling | Residential-type central air conditioners | TRC | New | NN5372 | Retro-Commissioning | Retro-Commissioning | NonEquip | 5 |  | 0% | Tech/Econ | 16% | 0 | 0 | 0
Tech | Miscellaneous | Space Cooling | Residential-type central air conditioners | TRC | New | NN4384 | Window Sun Protection | Window Sun Protection | NonEquip | 10 |  | 12.84% | Tech/Econ | 16% | 0 | 0 | 0
Tech | Miscellaneous | Space Cooling | Residential-type central air conditioners | TRC | New | NN4358 | Waterside Economizer | Waterside Economizer | NonEquip | 20 |  | 0% | Tech/Econ | 5.556% | 0 | 0 | 0
Tech | Miscellaneous | Space Cooling | Residential-type central air conditioners | TRC | New | NN4150 | Smart Thermostat | Smart Thermostat | NonEquip | 11 |  | 22.46% | Tech/Econ | 10% | 0 | 0 | 0
Tech | Miscellaneous | Space Cooling | Residential-type central air conditioners | TRC | New | NN4046 | Programmable Thermostat | Programmable Thermostat | NonEquip | 11 |  | 0% | Tech/Econ | 3.6% | 0 | 0 | 0
Tech | Miscellaneous | Space Cooling | Residential-type central air conditioners | TRC | New | NN3994 | Low U-Value Windows | Low U-Value Windows | NonEquip | 20 |  | 14.46% | Tech/Econ | 10% | 0 | 0 | 0
Tech | Miscellaneous | Space Cooling | Residential-type central air conditioners | TRC | New | NN3916 | HVAC tune-up_RTU | HVAC tune-up_RTU | NonEquip | 5 | Packaged air conditioning units (RTUs) | 0% | Tech/Econ | 5% | 0 | 0 | 0
Tech | Miscellaneous | Space Cooling | Residential-type central air conditioners | TRC | New | NN3890 | HVAC tune-up | HVAC tune-up | NonEquip | 5 | Residential-type central air conditioners | 0% | Tech/Econ | 5% | 0 | 0 | 0
Tech | Miscellaneous | Space Cooling | Residential-type central air conditioners | TRC | New | NN3682 | Facility Energy Management System | Facility Energy Management System | NonEquip | 15 |  | 6.861% | Tech/Econ | 20% | 0 | 0 | 0
Tech | Miscellaneous | Space Cooling | Residential-type central air conditioners | TRC | New | NN3630 | Facility Commissioning | Facility Commissioning | NonEquip | 10 |  | 53.41% | Tech/Econ | 16% | 0 | 0 | 0
Tech | Miscellaneous | Space Cooling | Residential-type central air conditioners | TRC | New | NN3604 | Energy Recovery Ventilation System (ERV) | Energy Recovery Ventilation System (ERV) | NonEquip | 15 | Packaged air conditioning units (RTUs) | 0% | Tech/Econ | 9.935% | 0 | 0 | 0
Tech | Miscellaneous | Space Cooling | Residential-type central air conditioners | TRC | New | NN3526 | Duct Sealing Repair | Duct Sealing Repair | NonEquip | 15 |  | 0% | Tech/Econ | 12% | 0 | 0 | 0
Tech | Miscellaneous | Space Cooling | Residential-type central air conditioners | TRC | New | NN3474 | Duct Insulation | Duct Insulation | NonEquip | 15 |  | 0% | Tech/Econ | 2.045% | 0 | 0 | 0
Tech | Miscellaneous | Space Cooling | Residential-type central air conditioners | TRC | New | NN3422 | Dedicated Outdoor Air System on VRF unit | Dedicated Outdoor Air System on VRF unit | NonEquip | 15 | Residential-type central air conditioners | 58.91% | Tech/Econ | 17.5% | 0 | 0 | 0
Tech | Miscellaneous | Space Cooling | Residential-type central air conditioners | TRC | New | NN3370 | Cool Roof | Cool Roof | NonEquip | 15 |  | 72.47% | Tech/Econ | 0.1918% | 0 | 0 | 0
Tech | Miscellaneous | Space Cooling | Residential-type central air conditioners | TRC | New | NN3318 | Chilled Water System - Variable Speed Drives | Chilled Water System - Variable Speed Drives | NonEquip | 13 | Central chillers inside | 0% | Tech/Econ | 24.74% | 0 | 0 | 0
Tech | Miscellaneous | Space Cooling | Residential-type central air conditioners | TRC | New | NN3292 | Chilled Water Controls Optimization | Chilled Water Controls Optimization | NonEquip | 10 | Central chillers inside | 0% | Tech/Econ | 12.5% | 0 | 0 | 0
Tech | Miscellaneous | Space Cooling | Residential-type central air conditioners | TRC | New | NN3214 | Ceiling Insulation(R2 to R38) | Ceiling Insulation(R2 to R38) | NonEquip | 20 |  | 0% | Tech/Econ | 1.76% | 0 | 0 | 0
Tech | Miscellaneous | Space Cooling | Residential-type central air conditioners | TRC | New | NN3110 | Ceiling Insulation(R12 to R38) | Ceiling Insulation(R12 to R38) | NonEquip | 20 |  | 0% | Tech/Econ | 0.2119% | 0 | 0 | 0
Tech | Miscellaneous | Space Cooling | Residential-type central air conditioners | TRC | New | NN3058 | Airside Economizer | Airside Economizer | NonEquip | 10 | Packaged air conditioning units (RTUs) | 0% | Tech/Econ | 5.556% | 0 | 0 | 0
Tech | Miscellaneous | Space Cooling | Residential-type central air conditioners | TRC | Existing | NE5359 | Retro-Commissioning | Retro-Commissioning | NonEquip | 5 |  | 21.99% | Tech/Econ | 16% | 14473.8023 | 2.4198 | 0
Tech | Miscellaneous | Space Cooling | Residential-type central air conditioners | TRC | Existing | NE4371 | Window Sun Protection | Window Sun Protection | NonEquip | 10 |  | 12.84% | Tech/Econ | 16% | 8626.6297 | 3.6934 | -0.61557
Tech | Miscellaneous | Space Cooling | Residential-type central air conditioners | TRC | Existing | NE4345 | Waterside Economizer | Waterside Economizer | NonEquip | 20 |  | 0% | Tech/Econ | 5.556% | 0 | 0 | 0
Tech | Miscellaneous | Space Cooling | Residential-type central air conditioners | TRC | Existing | NE4215 | Wall Insulation | Wall Insulation | NonEquip | 20 |  | 0% | Tech/Econ | 0.7745% | 0 | 0 | 0
Tech | Miscellaneous | Space Cooling | Residential-type central air conditioners | TRC | Existing | NE4137 | Smart Thermostat | Smart Thermostat | NonEquip | 11 |  | 22.46% | Tech/Econ | 10% | 8916.0815 | 0.10587 | 0
Tech | Miscellaneous | Space Cooling | Residential-type central air conditioners | TRC | Existing | NE4111 | Roof Insulation | Roof Insulation | NonEquip | 20 |  | 49.96% | Tech/Econ | 0.2581% | 500.3452 | 0.010012 | 0
Tech | Miscellaneous | Space Cooling | Residential-type central air conditioners | TRC | Existing | NE4033 | Programmable Thermostat | Programmable Thermostat | NonEquip | 11 |  | 0% | Tech/Econ | 3.6% | 0 | 0 | 0
Tech | Miscellaneous | Space Cooling | Residential-type central air conditioners | TRC | Existing | NE3981 | Low U-Value Windows | Low U-Value Windows | NonEquip | 20 |  | 14.46% | Tech/Econ | 46% | 44178.6676 | 15.2091 | 0
Tech | Miscellaneous | Space Cooling | Residential-type central air conditioners | TRC | Existing | NE3903 | HVAC tune-up_RTU | HVAC tune-up_RTU | NonEquip | 5 | Packaged air conditioning units (RTUs) | 0% | Tech/Econ | 5% | 0 | 0 | 0
Tech | Miscellaneous | Space Cooling | Residential-type central air conditioners | TRC | Existing | NE3877 | HVAC tune-up | HVAC tune-up | NonEquip | 5 | Residential-type central air conditioners | 0% | Tech/Econ | 5% | 0 | 0 | 0
Tech | Miscellaneous | Space Cooling | Residential-type central air conditioners | TRC | Existing | NE3799 | Green Roof | Green Roof | NonEquip | 15 |  | 0.3341% | Tech/Econ | 0.1496% | 1.9337 | 0.0002495 | 0
Tech | Miscellaneous | Space Cooling | Residential-type central air conditioners | TRC | Existing | NE3747 | Floor Insulation | Floor Insulation | NonEquip | 20 |  | 24.19% | Tech/Econ | 0.06771% | 63.3743 | 0.0012681 | 0
Tech | Miscellaneous | Space Cooling | Residential-type central air conditioners | TRC | Existing | NE3669 | Facility Energy Management System | Facility Energy Management System | NonEquip | 15 |  | 6.861% | Tech/Econ | 20% | 6515.4669 | 1.3656 | 0
Tech | Miscellaneous | Space Cooling | Residential-type central air conditioners | TRC | Existing | NE3591 | Energy Recovery Ventilation System (ERV) | Energy Recovery Ventilation System (ERV) | NonEquip | 15 | Packaged air conditioning units (RTUs) | 0% | Tech/Econ | 9.935% | 0 | 0 | 0
Tech | Miscellaneous | Space Cooling | Residential-type central air conditioners | TRC | Existing | NE3513 | Duct Sealing Repair | Duct Sealing Repair | NonEquip | 15 |  | 0% | Tech/Econ | 12% | 0 | 0 | 0
Tech | Miscellaneous | Space Cooling | Residential-type central air conditioners | TRC | Existing | NE3461 | Duct Insulation | Duct Insulation | NonEquip | 15 |  | 0% | Tech/Econ | 2.045% | 0 | 0 | 0
Tech | Miscellaneous | Space Cooling | Residential-type central air conditioners | TRC | Existing | NE3409 | Dedicated Outdoor Air System on VRF unit | Dedicated Outdoor Air System on VRF unit | NonEquip | 15 | Residential-type central air conditioners | 58.91% | Tech/Econ | 17.5% | 48280.9303 | 14.6915 | 0
Tech | Miscellaneous | Space Cooling | Residential-type central air conditioners | TRC | Existing | NE3357 | Cool Roof | Cool Roof | NonEquip | 15 |  | 72.47% | Tech/Econ | 0.1918% | 538.7293 | 0.069511 | 0
Tech | Miscellaneous | Space Cooling | Residential-type central air conditioners | TRC | Existing | NE3305 | Chilled Water System - Variable Speed Drives | Chilled Water System - Variable Speed Drives | NonEquip | 13 | Central chillers inside | 0% | Tech/Econ | 24.74% | 0 | 0 | 0
Tech | Miscellaneous | Space Cooling | Residential-type central air conditioners | TRC | Existing | NE3279 | Chilled Water Controls Optimization | Chilled Water Controls Optimization | NonEquip | 10 | Central chillers inside | 0% | Tech/Econ | 12.5% | 0 | 0 | 0
Tech | Miscellaneous | Space Cooling | Residential-type central air conditioners | TRC | Existing | NE3201 | Ceiling Insulation(R2 to R38) | Ceiling Insulation(R2 to R38) | NonEquip | 20 |  | 0% | Tech/Econ | 1.76% | 0 | 0 | 0
Tech | Miscellaneous | Space Cooling | Residential-type central air conditioners | TRC | Existing | NE3149 | Ceiling Insulation(R19 to R38) | Ceiling Insulation(R19 to R38) | NonEquip | 20 |  | 0% | Tech/Econ | 0.0978% | 0 | 0 | 0
Tech | Miscellaneous | Space Cooling | Residential-type central air conditioners | TRC | Existing | NE3097 | Ceiling Insulation(R12 to R38) | Ceiling Insulation(R12 to R38) | NonEquip | 20 |  | 0% | Tech/Econ | 0.2119% | 0 | 0 | 0
Tech | Miscellaneous | Space Cooling | Residential-type central air conditioners | TRC | Existing | NE3045 | Airside Economizer | Airside Economizer | NonEquip | 10 | Packaged air conditioning units (RTUs) | 0% | Tech/Econ | 5.556% | 0 | 0 | 0
Tech | Miscellaneous | Space Cooling | Residential-type central air conditioners | TRC | Turnover | ET828 | Geothermal Heat Pump | Geothermal Heat Pump | Equip | 15 | Residential-type central air conditioners | 30.5% | Tech/Econ | 21.18% | 32782.2766 | 14.0979 | 0
Tech | Miscellaneous | Space Cooling | Residential-type central air conditioners | TRC | Turnover | ET1374 | Variable Refrigerant Flow (VRF) HVAC Systems | Variable Refrigerant Flow (VRF) HVAC Systems | Equip | 15 | Residential-type central air conditioners | 49.09% | Tech/Econ | 36.88% | 112207.0503 | 34.1437 | 0
Tech | Miscellaneous | Space Cooling | Residential-type central air conditioners | TRC | Turnover | ET1296 | High Efficiency PTHP | High Efficiency PTHP | Equip | 15 | Residential-type central air conditioners | 0% | Tech/Econ | 23.64% | 0 | 0 | 0
Tech | Miscellaneous | Space Cooling | Residential-type central air conditioners | TRC | Turnover | ET1257 | High Efficiency PTAC | High Efficiency PTAC | Equip | 15 | Residential-type central air conditioners | 0% | Tech/Econ | 23.64% | 0 | 0 | 0
Tech | Miscellaneous | Space Cooling | Residential-type central air conditioners | TRC | New | EN854 | Geothermal Heat Pump | Geothermal Heat Pump | Equip | 15 | Residential-type central air conditioners | 30.5% | Tech/Econ | 21.18% | 0 | 0 | 0
Tech | Miscellaneous | Space Cooling | Residential-type central air conditioners | TRC | New | EN1400 | Variable Refrigerant Flow (VRF) HVAC Systems | Variable Refrigerant Flow (VRF) HVAC Systems | Equip | 15 | Residential-type central air conditioners | 49.09% | Tech/Econ | 36.88% | 0 | 0 | 0
Tech | Miscellaneous | Space Cooling | Residential-type central air conditioners | TRC | New | EN1322 | High Efficiency PTHP | High Efficiency PTHP | Equip | 15 | Residential-type central air conditioners | 0% | Tech/Econ | 23.64% | 0 | 0 | 0
Tech | Miscellaneous | Space Cooling | Residential-type central air conditioners | TRC | New | EN1283 | High Efficiency PTAC | High Efficiency PTAC | Equip | 15 | Residential-type central air conditioners | 0% | Tech/Econ | 23.64% | 0 | 0 | 0
Tech | Miscellaneous | Space Heating | Residential/split system heat pump | TRC | New | NN5346 | Retro-Commissioning | Retro-Commissioning | NonEquip | 5 |  | 0% | Tech/Econ | 16% | 0 | 0 | 0
Tech | Miscellaneous | Space Heating | Residential/split system heat pump | TRC | New | NN4332 | Water Cooled Refrigeration Heat Recovery | Water Cooled Refrigeration Heat Recovery | NonEquip | 20 |  | 0% | Tech/Econ | 10% | 0 | 0 | 0
Tech | Miscellaneous | Space Heating | Residential/split system heat pump | TRC | New | NN4280 | Warehouse Loading Dock Seals | Warehouse Loading Dock Seals | NonEquip | 18 |  | 0% | Tech/Econ | 0.01411% | 0 | 0 | 0
Tech | Miscellaneous | Space Heating | Residential/split system heat pump | TRC | New | NN4176 | Smart Thermostat | Smart Thermostat | NonEquip | 11 |  | 22.46% | Tech/Econ | 10% | 0 | 0 | 0
Tech | Miscellaneous | Space Heating | Residential/split system heat pump | TRC | New | NN4098 | Roof Insulation | Roof Insulation | NonEquip | 20 |  | 49.96% | Tech/Econ | 0.04521% | 0 | 0 | 0
Tech | Miscellaneous | Space Heating | Residential/split system heat pump | TRC | New | NN4072 | Programmable Thermostat | Programmable Thermostat | NonEquip | 11 |  | 0% | Tech/Econ | 3.6% | 0 | 0 | 0
Tech | Miscellaneous | Space Heating | Residential/split system heat pump | TRC | New | NN4020 | Low U-Value Windows | Low U-Value Windows | NonEquip | 20 |  | 14.46% | Tech/Econ | 10% | 0 | 0 | 0
Tech | Miscellaneous | Space Heating | Residential/split system heat pump | TRC | New | NN3786 | Green Roof | Green Roof | NonEquip | 15 |  | 0.3341% | Tech/Econ | 0.06987% | 0 | 0 | 0
Tech | Miscellaneous | Space Heating | Residential/split system heat pump | TRC | New | NN3734 | Floor Insulation | Floor Insulation | NonEquip | 20 |  | 24.19% | Tech/Econ | 0.02372% | 0 | 0 | 0
Tech | Miscellaneous | Space Heating | Residential/split system heat pump | TRC | New | NN3656 | Facility Energy Management System | Facility Energy Management System | NonEquip | 15 |  | 6.861% | Tech/Econ | 20% | 0 | 0 | 0
Tech | Miscellaneous | Space Heating | Residential/split system heat pump | TRC | New | NN3578 | ECM Motors on Furnaces | ECM Motors on Furnaces | NonEquip | 15 | Forced air furnace | 0% | Tech/Econ | 1.706% | 0 | 0 | 0
Tech | Miscellaneous | Space Heating | Residential/split system heat pump | TRC | New | NN3552 | Duct Sealing Repair | Duct Sealing Repair | NonEquip | 15 |  | 0% | Tech/Econ | 12% | 0 | 0 | 0
Tech | Miscellaneous | Space Heating | Residential/split system heat pump | TRC | New | NN3500 | Duct Insulation | Duct Insulation | NonEquip | 15 |  | 0% | Tech/Econ | 2.045% | 0 | 0 | 0
Tech | Miscellaneous | Space Heating | Residential/split system heat pump | TRC | New | NN3448 | Destratification Fans | Destratification Fans | NonEquip | 10 |  | 0% | Tech/Econ | 15.26% | 0 | 0 | 0
Tech | Miscellaneous | Space Heating | Residential/split system heat pump | TRC | New | NN3396 | Dedicated Outdoor Air System on VRF unit | Dedicated Outdoor Air System on VRF unit | NonEquip | 15 | Residential/split system heat pump | 58.91% | Tech/Econ | 10% | 0 | 0 | 0
Tech | Miscellaneous | Space Heating | Residential/split system heat pump | TRC | New | NN3344 | Cool Roof | Cool Roof | NonEquip | 15 |  | 72.47% | Tech/Econ | 0.02512% | 0 | 0 | 0
Tech | Miscellaneous | Space Heating | Residential/split system heat pump | TRC | New | NN3240 | Ceiling Insulation(R30 to R38) | Ceiling Insulation(R30 to R38) | NonEquip | 20 |  | 0% | Tech/Econ | 0.009138% | 0 | 0 | 0
Tech | Miscellaneous | Space Heating | Residential/split system heat pump | TRC | New | NN3188 | Ceiling Insulation(R2 to R38) | Ceiling Insulation(R2 to R38) | NonEquip | 20 |  | 0% | Tech/Econ | 0.6168% | 0 | 0 | 0
Tech | Miscellaneous | Space Heating | Residential/split system heat pump | TRC | New | NN3136 | Ceiling Insulation(R19 to R38) | Ceiling Insulation(R19 to R38) | NonEquip | 20 |  | 0% | Tech/Econ | 0.03427% | 0 | 0 | 0
Tech | Miscellaneous | Space Heating | Residential/split system heat pump | TRC | New | NN3084 | Ceiling Insulation(R12 to R38) | Ceiling Insulation(R12 to R38) | NonEquip | 20 |  | 0% | Tech/Econ | 0.07424% | 0 | 0 | 0
Tech | Miscellaneous | Space Heating | Residential/split system heat pump | TRC | New | NN3006 | Air Curtains | Air Curtains | NonEquip | 8 |  | 0% | Tech/Econ | 0.0224% | 0 | 0 | 0
Tech | Miscellaneous | Space Heating | Residential/split system heat pump | TRC | Existing | NE5333 | Retro-Commissioning | Retro-Commissioning | NonEquip | 5 |  | 21.99% | Tech/Econ | 16% | 0 | 0 | 0
Tech | Miscellaneous | Space Heating | Residential/split system heat pump | TRC | Existing | NE4319 | Water Cooled Refrigeration Heat Recovery | Water Cooled Refrigeration Heat Recovery | NonEquip | 20 |  | 0% | Tech/Econ | 10% | 0 | 0 | 0
Tech | Miscellaneous | Space Heating | Residential/split system heat pump | TRC | Existing | NE4267 | Warehouse Loading Dock Seals | Warehouse Loading Dock Seals | NonEquip | 18 |  | 0% | Tech/Econ | 0.01557% | 0 | 0 | 0
Tech | Miscellaneous | Space Heating | Residential/split system heat pump | TRC | Existing | NE4241 | Wall Insulation | Wall Insulation | NonEquip | 20 |  | 0% | Tech/Econ | 0.04372% | 0 | 0 | 0
Tech | Miscellaneous | Space Heating | Residential/split system heat pump | TRC | Existing | NE4163 | Smart Thermostat | Smart Thermostat | NonEquip | 11 |  | 22.46% | Tech/Econ | 10% | 0 | 0 | 0
Tech | Miscellaneous | Space Heating | Residential/split system heat pump | TRC | Existing | NE4085 | Roof Insulation | Roof Insulation | NonEquip | 20 |  | 49.96% | Tech/Econ | 0.09978% | 0 | 0 | 0
Tech | Miscellaneous | Space Heating | Residential/split system heat pump | TRC | Existing | NE4059 | Programmable Thermostat | Programmable Thermostat | NonEquip | 11 |  | 0% | Tech/Econ | 3.6% | 0 | 0 | 0
Tech | Miscellaneous | Space Heating | Residential/split system heat pump | TRC | Existing | NE4007 | Low U-Value Windows | Low U-Value Windows | NonEquip | 20 |  | 14.46% | Tech/Econ | 46% | 0 | 0 | 0
Tech | Miscellaneous | Space Heating | Residential/split system heat pump | TRC | Existing | NE3929 | Infiltration Reduction - Air Sealing | Infiltration Reduction - Air Sealing | NonEquip | 11 |  | 0% | Tech/Econ | 0.007784% | 0 | 0 | 0
Tech | Miscellaneous | Space Heating | Residential/split system heat pump | TRC | Existing | NE3851 | Hotel Card Energy Control Systems | Hotel Card Energy Control Systems | NonEquip | 15 |  | 0% | Tech/Econ | 0% | 0 | 0 | 0
Tech | Miscellaneous | Space Heating | Residential/split system heat pump | TRC | Existing | NE3773 | Green Roof | Green Roof | NonEquip | 15 |  | 0.3341% | Tech/Econ | 0.0771% | 0 | 0 | 0
Tech | Miscellaneous | Space Heating | Residential/split system heat pump | TRC | Existing | NE3721 | Floor Insulation | Floor Insulation | NonEquip | 20 |  | 24.19% | Tech/Econ | 0.02618% | 0 | 0 | 0
Tech | Miscellaneous | Space Heating | Residential/split system heat pump | TRC | Existing | NE3643 | Facility Energy Management System | Facility Energy Management System | NonEquip | 15 |  | 6.861% | Tech/Econ | 20% | 0 | 0 | 0
Tech | Miscellaneous | Space Heating | Residential/split system heat pump | TRC | Existing | NE3565 | ECM Motors on Furnaces | ECM Motors on Furnaces | NonEquip | 15 | Forced air furnace | 0% | Tech/Econ | 1.706% | 0 | 0 | 0
Tech | Miscellaneous | Space Heating | Residential/split system heat pump | TRC | Existing | NE3539 | Duct Sealing Repair | Duct Sealing Repair | NonEquip | 15 |  | 0% | Tech/Econ | 12% | 0 | 0 | 0
Tech | Miscellaneous | Space Heating | Residential/split system heat pump | TRC | Existing | NE3487 | Duct Insulation | Duct Insulation | NonEquip | 15 |  | 0% | Tech/Econ | 2.045% | 0 | 0 | 0
Tech | Miscellaneous | Space Heating | Residential/split system heat pump | TRC | Existing | NE3435 | Destratification Fans | Destratification Fans | NonEquip | 10 |  | 0% | Tech/Econ | 15.26% | 0 | 0 | 0
Tech | Miscellaneous | Space Heating | Residential/split system heat pump | TRC | Existing | NE3383 | Dedicated Outdoor Air System on VRF unit | Dedicated Outdoor Air System on VRF unit | NonEquip | 15 | Residential/split system heat pump | 58.91% | Tech/Econ | 10% | 0 | 0 | 0
Tech | Miscellaneous | Space Heating | Residential/split system heat pump | TRC | Existing | NE3331 | Cool Roof | Cool Roof | NonEquip | 15 |  | 72.47% | Tech/Econ | 0.02772% | 0 | 0 | 0
Tech | Miscellaneous | Space Heating | Residential/split system heat pump | TRC | Existing | NE3227 | Ceiling Insulation(R30 to R38) | Ceiling Insulation(R30 to R38) | NonEquip | 20 |  | 0% | Tech/Econ | 0.01008% | 0 | 0 | 0
Tech | Miscellaneous | Space Heating | Residential/split system heat pump | TRC | Existing | NE3175 | Ceiling Insulation(R2 to R38) | Ceiling Insulation(R2 to R38) | NonEquip | 20 |  | 0% | Tech/Econ | 0.6806% | 0 | 0 | 0
Tech | Miscellaneous | Space Heating | Residential/split system heat pump | TRC | Existing | NE3123 | Ceiling Insulation(R19 to R38) | Ceiling Insulation(R19 to R38) | NonEquip | 20 |  | 0% | Tech/Econ | 0.03781% | 0 | 0 | 0
Tech | Miscellaneous | Space Heating | Residential/split system heat pump | TRC | Existing | NE3071 | Ceiling Insulation(R12 to R38) | Ceiling Insulation(R12 to R38) | NonEquip | 20 |  | 0% | Tech/Econ | 0.08192% | 0 | 0 | 0
Tech | Miscellaneous | Space Heating | Residential/split system heat pump | TRC | Existing | NE2993 | Air Curtains | Air Curtains | NonEquip | 8 |  | 0% | Tech/Econ | 0.0224% | 0 | 0 | 0
Tech | Miscellaneous | Space Heating | Residential/split system heat pump | TRC | Turnover | ET867 | Geothermal Heat Pump | Geothermal Heat Pump | Equip | 15 | Residential/split system heat pump | 30.5% | Tech/Econ | 2.941% | 0 | 0 | 0
Tech | Miscellaneous | Space Heating | Residential/split system heat pump | TRC | Turnover | ET1413 | Variable Refrigerant Flow (VRF) HVAC Systems | Variable Refrigerant Flow (VRF) HVAC Systems | Equip | 15 | Residential/split system heat pump | 49.09% | Tech/Econ | 31.25% | 0 | 0 | 0
Tech | Miscellaneous | Space Heating | Residential/split system heat pump | TRC | Turnover | ET1335 | High Efficiency PTHP | High Efficiency PTHP | Equip | 15 | Residential/split system heat pump | 0% | Tech/Econ | 9.375% | 0 | 0 | 0
Tech | Miscellaneous | Space Heating | Residential/split system heat pump | TRC | New | EN893 | Geothermal Heat Pump | Geothermal Heat Pump | Equip | 15 | Residential/split system heat pump | 30.5% | Tech/Econ | 2.941% | 0 | 0 | 0
Tech | Miscellaneous | Space Heating | Residential/split system heat pump | TRC | New | EN1439 | Variable Refrigerant Flow (VRF) HVAC Systems | Variable Refrigerant Flow (VRF) HVAC Systems | Equip | 15 | Residential/split system heat pump | 49.09% | Tech/Econ | 31.25% | 0 | 0 | 0
Tech | Miscellaneous | Space Heating | Residential/split system heat pump | TRC | New | EN1361 | High Efficiency PTHP | High Efficiency PTHP | Equip | 15 | Residential/split system heat pump | 0% | Tech/Econ | 9.375% | 0 | 0 | 0
Tech | Miscellaneous | Refrigeration | Residential style | TRC | New | NN5320 | Retro-Commissioning | Retro-Commissioning | NonEquip | 5 |  | 0% | Tech/Econ | 16% | 0 | 0 | 0
Tech | Miscellaneous | Refrigeration | Residential style | TRC | New | NN4904 | Strip Curtains for Walk-ins | Strip Curtains for Walk-ins | NonEquip | 4 | Walk-in cooler | 0% | Tech/Econ | 2.115% | 0 | 0 | 0
Tech | Miscellaneous | Refrigeration | Residential style | TRC | New | NN4878 | Refrigerated Display Case Lighting Controls | Refrigerated Display Case Lighting Controls | NonEquip | 8 | Display cases | 0% | Tech/Econ | 0.9365% | 0 | 0 | 0
Tech | Miscellaneous | Refrigeration | Residential style | TRC | New | NN4852 | PSC to ECM Evaporator Fan Motor (Walk-In, Refrigerator) | PSC to ECM Evaporator Fan Motor (Walk-In, Refrigerator) | NonEquip | 15 | Walk-in cooler | 0% | Tech/Econ | 37.5% | 0 | 0 | 0
Tech | Miscellaneous | Refrigeration | Residential style | TRC | New | NN4826 | PSC to ECM Evaporator Fan Motor (Reach-In) | PSC to ECM Evaporator Fan Motor (Reach-In) | NonEquip | 15 | Display cases | 0% | Tech/Econ | 37.5% | 0 | 0 | 0
Tech | Miscellaneous | Refrigeration | Residential style | TRC | New | NN4800 | Night Covers for Display Cases | Night Covers for Display Cases | NonEquip | 5 | Display cases | 0% | Tech/Econ | 1.877% | 0 | 0 | 0
Tech | Miscellaneous | Refrigeration | Residential style | TRC | New | NN4774 | High R-Value Glass Doors | High R-Value Glass Doors | NonEquip | 12 | Display cases | 0% | Tech/Econ | 0% | 0 | 0 | 0
Tech | Miscellaneous | Refrigeration | Residential style | TRC | New | NN4748 | High Efficiency Refrigeration Compressor | High Efficiency Refrigeration Compressor | NonEquip | 13 | Display cases | 0% | Tech/Econ | 6.922% | 0 | 0 | 0
Tech | Miscellaneous | Refrigeration | Residential style | TRC | New | NN4722 | Freezer-Cooler Replacement Gaskets | Freezer-Cooler Replacement Gaskets | NonEquip | 4 | Display cases | 0% | Tech/Econ | 0% | 0 | 0 | 0
Tech | Miscellaneous | Refrigeration | Residential style | TRC | New | NN4696 | Floating Head Pressure Controls | Floating Head Pressure Controls | NonEquip | 15 |  | 0% | Tech/Econ | 6.05% | 0 | 0 | 0
Tech | Miscellaneous | Refrigeration | Residential style | TRC | New | NN4670 | Demand Defrost | Demand Defrost | NonEquip | 10 | Walk-in cooler | 0% | Tech/Econ | 30% | 0 | 0 | 0
Tech | Miscellaneous | Refrigeration | Residential style | TRC | New | NN4644 | Automatic Door Closer for Walk-in Coolers and Freezers | Automatic Door Closer for Walk-in Coolers and Freezers | NonEquip | 8 | Walk-in cooler | 0% | Tech/Econ | 3.131% | 0 | 0 | 0
Tech | Miscellaneous | Refrigeration | Residential style | TRC | New | NN4618 | Anti-Sweat Controls | Anti-Sweat Controls | NonEquip | 8 | Display cases | 0% | Tech/Econ | 85% | 0 | 0 | 0
Tech | Miscellaneous | Refrigeration | Residential style | TRC | Existing | NE5307 | Retro-Commissioning | Retro-Commissioning | NonEquip | 5 |  | 21.99% | Tech/Econ | 16% | 192907.4009 | 32.2506 | 99.9896
Tech | Miscellaneous | Refrigeration | Residential style | TRC | Existing | NE4891 | Strip Curtains for Walk-ins | Strip Curtains for Walk-ins | NonEquip | 4 | Walk-in cooler | 0% | Tech/Econ | 2.115% | 0 | 0 | 0
Tech | Miscellaneous | Refrigeration | Residential style | TRC | Existing | NE4865 | Refrigerated Display Case Lighting Controls | Refrigerated Display Case Lighting Controls | NonEquip | 8 | Display cases | 0% | Tech/Econ | 2.524% | 0 | 0 | 0
Tech | Miscellaneous | Refrigeration | Residential style | TRC | Existing | NE4839 | PSC to ECM Evaporator Fan Motor (Walk-In, Refrigerator) | PSC to ECM Evaporator Fan Motor (Walk-In, Refrigerator) | NonEquip | 15 | Walk-in cooler | 0% | Tech/Econ | 37.5% | 0 | 0 | 0
Tech | Miscellaneous | Refrigeration | Residential style | TRC | Existing | NE4813 | PSC to ECM Evaporator Fan Motor (Reach-In) | PSC to ECM Evaporator Fan Motor (Reach-In) | NonEquip | 15 | Display cases | 0% | Tech/Econ | 37.5% | 0 | 0 | 0
Tech | Miscellaneous | Refrigeration | Residential style | TRC | Existing | NE4787 | Night Covers for Display Cases | Night Covers for Display Cases | NonEquip | 5 | Display cases | 0% | Tech/Econ | 1.877% | 0 | 0 | 0
Tech | Miscellaneous | Refrigeration | Residential style | TRC | Existing | NE4761 | High R-Value Glass Doors | High R-Value Glass Doors | NonEquip | 12 | Display cases | 0% | Tech/Econ | 23.81% | 0 | 0 | 0
Tech | Miscellaneous | Refrigeration | Residential style | TRC | Existing | NE4735 | High Efficiency Refrigeration Compressor | High Efficiency Refrigeration Compressor | NonEquip | 13 | Display cases | 0% | Tech/Econ | 6.922% | 0 | 0 | 0
Tech | Miscellaneous | Refrigeration | Residential style | TRC | Existing | NE4709 | Freezer-Cooler Replacement Gaskets | Freezer-Cooler Replacement Gaskets | NonEquip | 4 | Display cases | 0% | Tech/Econ | 3.131% | 0 | 0 | 0
Tech | Miscellaneous | Refrigeration | Residential style | TRC | Existing | NE4683 | Floating Head Pressure Controls | Floating Head Pressure Controls | NonEquip | 15 |  | 0% | Tech/Econ | 6.05% | 0 | 0 | 0
Tech | Miscellaneous | Refrigeration | Residential style | TRC | Existing | NE4657 | Demand Defrost | Demand Defrost | NonEquip | 10 | Walk-in cooler | 0% | Tech/Econ | 30% | 0 | 0 | 0
Tech | Miscellaneous | Refrigeration | Residential style | TRC | Existing | NE4631 | Automatic Door Closer for Walk-in Coolers and Freezers | Automatic Door Closer for Walk-in Coolers and Freezers | NonEquip | 8 | Walk-in cooler | 0% | Tech/Econ | 3.131% | 0 | 0 | 0
Tech | Miscellaneous | Refrigeration | Residential style | TRC | Existing | NE4605 | Anti-Sweat Controls | Anti-Sweat Controls | NonEquip | 8 | Display cases | 0% | Tech/Econ | 85% | 0 | 0 | 0
Tech | Miscellaneous | Refrigeration | Residential style | TRC | Turnover | ET2538 | Energy Star Refrigerator | Energy Star Refrigerator | Equip | 12 | Residential style | 45.6% | Tech/Econ | 21.99% | 611039.5777 | 80.4494 | 63.3024
Tech | Miscellaneous | Refrigeration | Residential style | TRC | New | EN2564 | Energy Star Refrigerator | Energy Star Refrigerator | Equip | 12 | Residential style | 53.2% | Tech/Econ | 21.99% | 0 | 0 | 0
Tech | Miscellaneous | Miscellaneous | Pool pump | TRC | New | NN5450 | Retro-Commissioning | Retro-Commissioning | NonEquip | 5 |  | 0% | Tech/Econ | 16% | 0 | 0 | 0
Tech | Miscellaneous | Miscellaneous | Pool pump | TRC | New | NN4540 | VSD Controlled Compressor | VSD Controlled Compressor | NonEquip | 15 | Others | 0% | Tech/Econ | 20.79% | 0 | 0 | 0
Tech | Miscellaneous | Miscellaneous | Pool pump | TRC | New | NN4514 | Regenerative Drive Elevator Motor | Regenerative Drive Elevator Motor | NonEquip | 13 | Elevators/Escalators | 0% | Tech/Econ | 6.211% | 0 | 0 | 0
Tech | Miscellaneous | Miscellaneous | Pool pump | TRC | New | NN4488 | Engine Block Timer | Engine Block Timer | NonEquip | 5 | Others | 0% | Tech/Econ | 36% | 0 | 0 | 0
Tech | Miscellaneous | Miscellaneous | Pool pump | TRC | New | NN4462 | Efficient Motor Belts | Efficient Motor Belts | NonEquip | 10 | Others | 0% | Tech/Econ | 1.105% | 0 | 0 | 0
Tech | Miscellaneous | Miscellaneous | Pool pump | TRC | Existing | NE5437 | Retro-Commissioning | Retro-Commissioning | NonEquip | 5 |  | 21.99% | Tech/Econ | 16% | 0 | 0 | 0
Tech | Miscellaneous | Miscellaneous | Pool pump | TRC | Existing | NE4527 | VSD Controlled Compressor | VSD Controlled Compressor | NonEquip | 15 | Others | 0% | Tech/Econ | 20.79% | 0 | 0 | 0
Tech | Miscellaneous | Miscellaneous | Pool pump | TRC | Existing | NE4501 | Regenerative Drive Elevator Motor | Regenerative Drive Elevator Motor | NonEquip | 13 | Elevators/Escalators | 0% | Tech/Econ | 6.211% | 0 | 0 | 0
Tech | Miscellaneous | Miscellaneous | Pool pump | TRC | Existing | NE4475 | Engine Block Timer | Engine Block Timer | NonEquip | 5 | Others | 0% | Tech/Econ | 36% | 0 | 0 | 0
Tech | Miscellaneous | Miscellaneous | Pool pump | TRC | Existing | NE4449 | Efficient Motor Belts | Efficient Motor Belts | NonEquip | 10 | Others | 0% | Tech/Econ | 1.105% | 0 | 0 | 0
Tech | Miscellaneous | Miscellaneous | Pool pump | TRC | Turnover | ET2112 | Variable Speed Pool Pump | Variable Speed Pool Pump | Equip | 10 | Pool pump | 0% | Tech/Econ | 64.36% | 0 | 0 | 0
Tech | Miscellaneous | Miscellaneous | Pool pump | TRC | Turnover | ET2073 | Two Speed Pool Pump | Two Speed Pool Pump | Equip | 10 | Pool pump | 0% | Tech/Econ | 61.79% | 0 | 0 | 0
Tech | Miscellaneous | Miscellaneous | Pool pump | TRC | Turnover | ET2037 | Solar Powered Pool Pump | Solar Powered Pool Pump | Equip | 10 | Pool pump | 0% | Tech/Econ | 81% | 0 | 0 | 0
Tech | Miscellaneous | Miscellaneous | Pool pump | TRC | Turnover | ET1998 | Solar Pool Heater | Solar Pool Heater | Equip | 15 | Pool pump | 0% | Tech/Econ | 86.11% | 0 | 0 | 0
Tech | Miscellaneous | Miscellaneous | Pool pump | TRC | Turnover | ET1959 | Heat Pump Pool Heater | Heat Pump Pool Heater | Equip | 15 | Pool pump | 0% | Tech/Econ | 80% | 0 | 0 | 0
Tech | Miscellaneous | Miscellaneous | Pool pump | TRC | New | EN2136 | Variable Speed Pool Pump | Variable Speed Pool Pump | Equip | 10 | Pool pump | 0% | Tech/Econ | 64.36% | 0 | 0 | 0
Tech | Miscellaneous | Miscellaneous | Pool pump | TRC | New | EN2099 | Two Speed Pool Pump | Two Speed Pool Pump | Equip | 10 | Pool pump | 0% | Tech/Econ | 61.79% | 0 | 0 | 0
Tech | Miscellaneous | Miscellaneous | Pool pump | TRC | New | EN2061 | Solar Powered Pool Pump | Solar Powered Pool Pump | Equip | 10 | Pool pump | 0% | Tech/Econ | 81% | 0 | 0 | 0
Tech | Miscellaneous | Miscellaneous | Pool pump | TRC | New | EN2024 | Solar Pool Heater | Solar Pool Heater | Equip | 15 | Pool pump | 0% | Tech/Econ | 86.11% | 0 | 0 | 0
Tech | Miscellaneous | Miscellaneous | Pool pump | TRC | New | EN1985 | Heat Pump Pool Heater | Heat Pump Pool Heater | Equip | 15 | Pool pump | 0% | Tech/Econ | 80% | 0 | 0 | 0
Tech | Miscellaneous | Space Heating | Packaged central unit | TRC | New | NN5346 | Retro-Commissioning | Retro-Commissioning | NonEquip | 5 |  | 0% | Tech/Econ | 16% | 0 | 0 | 0
Tech | Miscellaneous | Space Heating | Packaged central unit | TRC | New | NN4332 | Water Cooled Refrigeration Heat Recovery | Water Cooled Refrigeration Heat Recovery | NonEquip | 20 |  | 0% | Tech/Econ | 10% | 0 | 0 | 0
Tech | Miscellaneous | Space Heating | Packaged central unit | TRC | New | NN4280 | Warehouse Loading Dock Seals | Warehouse Loading Dock Seals | NonEquip | 18 |  | 0% | Tech/Econ | 0.01411% | 0 | 0 | 0
Tech | Miscellaneous | Space Heating | Packaged central unit | TRC | New | NN4254 | Wall Insulation | Wall Insulation | NonEquip | 20 |  | 0% | Tech/Econ | 0% | 0 | 0 | 0
Tech | Miscellaneous | Space Heating | Packaged central unit | TRC | New | NN4176 | Smart Thermostat | Smart Thermostat | NonEquip | 11 |  | 22.46% | Tech/Econ | 10% | 0 | 0 | 0
Tech | Miscellaneous | Space Heating | Packaged central unit | TRC | New | NN4098 | Roof Insulation | Roof Insulation | NonEquip | 20 |  | 49.96% | Tech/Econ | 0.04521% | 0 | 0 | 0
Tech | Miscellaneous | Space Heating | Packaged central unit | TRC | New | NN4072 | Programmable Thermostat | Programmable Thermostat | NonEquip | 11 |  | 0% | Tech/Econ | 3.6% | 0 | 0 | 0
Tech | Miscellaneous | Space Heating | Packaged central unit | TRC | New | NN4020 | Low U-Value Windows | Low U-Value Windows | NonEquip | 20 |  | 14.46% | Tech/Econ | 10% | 0 | 0 | 0
Tech | Miscellaneous | Space Heating | Packaged central unit | TRC | New | NN3942 | Infiltration Reduction - Air Sealing | Infiltration Reduction - Air Sealing | NonEquip | 11 |  | 0% | Tech/Econ | 0.007054% | 0 | 0 | 0
Tech | Miscellaneous | Space Heating | Packaged central unit | TRC | New | NN3786 | Green Roof | Green Roof | NonEquip | 15 |  | 0.3341% | Tech/Econ | 0.06987% | 0 | 0 | 0
Tech | Miscellaneous | Space Heating | Packaged central unit | TRC | New | NN3734 | Floor Insulation | Floor Insulation | NonEquip | 20 |  | 24.19% | Tech/Econ | 0.02372% | 0 | 0 | 0
Tech | Miscellaneous | Space Heating | Packaged central unit | TRC | New | NN3656 | Facility Energy Management System | Facility Energy Management System | NonEquip | 15 |  | 6.861% | Tech/Econ | 20% | 0 | 0 | 0
Tech | Miscellaneous | Space Heating | Packaged central unit | TRC | New | NN3578 | ECM Motors on Furnaces | ECM Motors on Furnaces | NonEquip | 15 | Forced air furnace | 0% | Tech/Econ | 1.706% | 0 | 0 | 0
Tech | Miscellaneous | Space Heating | Packaged central unit | TRC | New | NN3552 | Duct Sealing Repair | Duct Sealing Repair | NonEquip | 15 |  | 0% | Tech/Econ | 12% | 0 | 0 | 0
Tech | Miscellaneous | Space Heating | Packaged central unit | TRC | New | NN3500 | Duct Insulation | Duct Insulation | NonEquip | 15 |  | 0% | Tech/Econ | 2.045% | 0 | 0 | 0
Tech | Miscellaneous | Space Heating | Packaged central unit | TRC | New | NN3448 | Destratification Fans | Destratification Fans | NonEquip | 10 |  | 0% | Tech/Econ | 15.26% | 0 | 0 | 0
Tech | Miscellaneous | Space Heating | Packaged central unit | TRC | New | NN3396 | Dedicated Outdoor Air System on VRF unit | Dedicated Outdoor Air System on VRF unit | NonEquip | 15 | Residential/split system heat pump | 0% | Tech/Econ | 10% | 0 | 0 | 0
Tech | Miscellaneous | Space Heating | Packaged central unit | TRC | New | NN3344 | Cool Roof | Cool Roof | NonEquip | 15 |  | 72.47% | Tech/Econ | 0.02512% | 0 | 0 | 0
Tech | Miscellaneous | Space Heating | Packaged central unit | TRC | New | NN3240 | Ceiling Insulation(R30 to R38) | Ceiling Insulation(R30 to R38) | NonEquip | 20 |  | 0% | Tech/Econ | 0.009138% | 0 | 0 | 0
Tech | Miscellaneous | Space Heating | Packaged central unit | TRC | New | NN3188 | Ceiling Insulation(R2 to R38) | Ceiling Insulation(R2 to R38) | NonEquip | 20 |  | 0% | Tech/Econ | 0.6168% | 0 | 0 | 0
Tech | Miscellaneous | Space Heating | Packaged central unit | TRC | New | NN3136 | Ceiling Insulation(R19 to R38) | Ceiling Insulation(R19 to R38) | NonEquip | 20 |  | 0% | Tech/Econ | 0.03427% | 0 | 0 | 0
Tech | Miscellaneous | Space Heating | Packaged central unit | TRC | New | NN3084 | Ceiling Insulation(R12 to R38) | Ceiling Insulation(R12 to R38) | NonEquip | 20 |  | 0% | Tech/Econ | 0.07424% | 0 | 0 | 0
Tech | Miscellaneous | Space Heating | Packaged central unit | TRC | New | NN3006 | Air Curtains | Air Curtains | NonEquip | 8 |  | 0% | Tech/Econ | 0.0224% | 0 | 0 | 0
Tech | Miscellaneous | Space Heating | Packaged central unit | TRC | Existing | NE5333 | Retro-Commissioning | Retro-Commissioning | NonEquip | 5 |  | 21.99% | Tech/Econ | 16% | 677853.9145 | 0 | 351.3517
Tech | Miscellaneous | Space Heating | Packaged central unit | TRC | Existing | NE4319 | Water Cooled Refrigeration Heat Recovery | Water Cooled Refrigeration Heat Recovery | NonEquip | 20 |  | 0% | Tech/Econ | 10% | 0 | 0 | 0
Tech | Miscellaneous | Space Heating | Packaged central unit | TRC | Existing | NE4267 | Warehouse Loading Dock Seals | Warehouse Loading Dock Seals | NonEquip | 18 |  | 0% | Tech/Econ | 0.01557% | 0 | 0 | 0
Tech | Miscellaneous | Space Heating | Packaged central unit | TRC | Existing | NE4241 | Wall Insulation | Wall Insulation | NonEquip | 20 |  | 0% | Tech/Econ | 0.04372% | 0 | 0 | 0
Tech | Miscellaneous | Space Heating | Packaged central unit | TRC | Existing | NE4163 | Smart Thermostat | Smart Thermostat | NonEquip | 11 |  | 22.46% | Tech/Econ | 10% | 455801.97 | 0 | -74.8945
Tech | Miscellaneous | Space Heating | Packaged central unit | TRC | Existing | NE4085 | Roof Insulation | Roof Insulation | NonEquip | 20 |  | 49.96% | Tech/Econ | 0.09978% | 9267.357 | 0 | 4.1803
Tech | Miscellaneous | Space Heating | Packaged central unit | TRC | Existing | NE4059 | Programmable Thermostat | Programmable Thermostat | NonEquip | 11 |  | 0% | Tech/Econ | 3.6% | 0 | 0 | 0
Tech | Miscellaneous | Space Heating | Packaged central unit | TRC | Existing | NE4007 | Low U-Value Windows | Low U-Value Windows | NonEquip | 20 |  | 14.46% | Tech/Econ | 46% | 1466426.654 | 0 | -85.2488
Tech | Miscellaneous | Space Heating | Packaged central unit | TRC | Existing | NE3929 | Infiltration Reduction - Air Sealing | Infiltration Reduction - Air Sealing | NonEquip | 11 |  | 0% | Tech/Econ | 0.007784% | 0 | 0 | 0
Tech | Miscellaneous | Space Heating | Packaged central unit | TRC | Existing | NE3851 | Hotel Card Energy Control Systems | Hotel Card Energy Control Systems | NonEquip | 15 |  | 0% | Tech/Econ | 0% | 0 | 0 | 0
Tech | Miscellaneous | Space Heating | Packaged central unit | TRC | Existing | NE3773 | Green Roof | Green Roof | NonEquip | 15 |  | 0.3341% | Tech/Econ | 0.0771% | 47.8556 | 0 | 0
Tech | Miscellaneous | Space Heating | Packaged central unit | TRC | Existing | NE3721 | Floor Insulation | Floor Insulation | NonEquip | 20 |  | 24.19% | Tech/Econ | 0.02618% | 1176.1463 | 0 | 0.53053
Tech | Miscellaneous | Space Heating | Packaged central unit | TRC | Existing | NE3643 | Facility Energy Management System | Facility Energy Management System | NonEquip | 15 |  | 6.861% | Tech/Econ | 20% | 282308.7266 | 0 | 5.0881
Tech | Miscellaneous | Space Heating | Packaged central unit | TRC | Existing | NE3565 | ECM Motors on Furnaces | ECM Motors on Furnaces | NonEquip | 15 | Forced air furnace | 0% | Tech/Econ | 1.706% | 0 | 0 | 0
Tech | Miscellaneous | Space Heating | Packaged central unit | TRC | Existing | NE3539 | Duct Sealing Repair | Duct Sealing Repair | NonEquip | 15 |  | 0% | Tech/Econ | 12% | 0 | 0 | 0
Tech | Miscellaneous | Space Heating | Packaged central unit | TRC | Existing | NE3487 | Duct Insulation | Duct Insulation | NonEquip | 15 |  | 0% | Tech/Econ | 2.045% | 0 | 0 | 0
Tech | Miscellaneous | Space Heating | Packaged central unit | TRC | Existing | NE3435 | Destratification Fans | Destratification Fans | NonEquip | 10 |  | 0% | Tech/Econ | 15.26% | 0 | 0 | 0
Tech | Miscellaneous | Space Heating | Packaged central unit | TRC | Existing | NE3383 | Dedicated Outdoor Air System on VRF unit | Dedicated Outdoor Air System on VRF unit | NonEquip | 15 | Residential/split system heat pump | 0% | Tech/Econ | 10% | 0 | 0 | 0
Tech | Miscellaneous | Space Heating | Packaged central unit | TRC | Existing | NE3331 | Cool Roof | Cool Roof | NonEquip | 15 |  | 72.47% | Tech/Econ | 0.02772% | 3731.8694 | 0 | 0
Tech | Miscellaneous | Space Heating | Packaged central unit | TRC | Existing | NE3227 | Ceiling Insulation(R30 to R38) | Ceiling Insulation(R30 to R38) | NonEquip | 20 |  | 0% | Tech/Econ | 0.01008% | 0 | 0 | 0
Tech | Miscellaneous | Space Heating | Packaged central unit | TRC | Existing | NE3175 | Ceiling Insulation(R2 to R38) | Ceiling Insulation(R2 to R38) | NonEquip | 20 |  | 0% | Tech/Econ | 0.6806% | 0 | 0 | 0
Tech | Miscellaneous | Space Heating | Packaged central unit | TRC | Existing | NE3123 | Ceiling Insulation(R19 to R38) | Ceiling Insulation(R19 to R38) | NonEquip | 20 |  | 0% | Tech/Econ | 0.03781% | 0 | 0 | 0
Tech | Miscellaneous | Space Heating | Packaged central unit | TRC | Existing | NE3071 | Ceiling Insulation(R12 to R38) | Ceiling Insulation(R12 to R38) | NonEquip | 20 |  | 0% | Tech/Econ | 0.08192% | 0 | 0 | 0
Tech | Miscellaneous | Space Heating | Packaged central unit | TRC | Existing | NE2993 | Air Curtains | Air Curtains | NonEquip | 8 |  | 0% | Tech/Econ | 0.0224% | 0 | 0 | 0
Tech | Miscellaneous | Space Heating | Packaged central unit | TRC | Turnover | ET1218 | High Efficiency DX 135k- less than 240k BTU | High Efficiency DX 135k- less than 240k BTU | Equip | 15 | Packaged central unit | 94.56% | Tech/Econ | 3.03% | 568380.1531 | 0 | 0
Tech | Miscellaneous | Space Heating | Packaged central unit | TRC | New | EN1244 | High Efficiency DX 135k- less than 240k BTU | High Efficiency DX 135k- less than 240k BTU | Equip | 15 | Packaged central unit | 94.56% | Tech/Econ | 3.03% | 0 | 0 | 0
Tech | Miscellaneous | Space Cooling | Packaged air conditioning units (RTUs) | TRC | New | NN5372 | Retro-Commissioning | Retro-Commissioning | NonEquip | 5 |  | 0% | Tech/Econ | 16% | 0 | 0 | 0
Tech | Miscellaneous | Space Cooling | Packaged air conditioning units (RTUs) | TRC | New | NN4384 | Window Sun Protection | Window Sun Protection | NonEquip | 10 |  | 12.84% | Tech/Econ | 16% | 0 | 0 | 0
Tech | Miscellaneous | Space Cooling | Packaged air conditioning units (RTUs) | TRC | New | NN4358 | Waterside Economizer | Waterside Economizer | NonEquip | 20 |  | 0% | Tech/Econ | 5.556% | 0 | 0 | 0
Tech | Miscellaneous | Space Cooling | Packaged air conditioning units (RTUs) | TRC | New | NN4150 | Smart Thermostat | Smart Thermostat | NonEquip | 11 |  | 22.46% | Tech/Econ | 10% | 0 | 0 | 0
Tech | Miscellaneous | Space Cooling | Packaged air conditioning units (RTUs) | TRC | New | NN4124 | Roof Insulation | Roof Insulation | NonEquip | 20 |  | 49.96% | Tech/Econ | 0.129% | 0 | 0 | 0
Tech | Miscellaneous | Space Cooling | Packaged air conditioning units (RTUs) | TRC | New | NN4046 | Programmable Thermostat | Programmable Thermostat | NonEquip | 11 |  | 0% | Tech/Econ | 3.6% | 0 | 0 | 0
Tech | Miscellaneous | Space Cooling | Packaged air conditioning units (RTUs) | TRC | New | NN3994 | Low U-Value Windows | Low U-Value Windows | NonEquip | 20 |  | 14.46% | Tech/Econ | 10% | 0 | 0 | 0
Tech | Miscellaneous | Space Cooling | Packaged air conditioning units (RTUs) | TRC | New | NN3916 | HVAC tune-up_RTU | HVAC tune-up_RTU | NonEquip | 5 | Packaged air conditioning units (RTUs) | 0% | Tech/Econ | 5% | 0 | 0 | 0
Tech | Miscellaneous | Space Cooling | Packaged air conditioning units (RTUs) | TRC | New | NN3890 | HVAC tune-up | HVAC tune-up | NonEquip | 5 | Residential-type central air conditioners | 0% | Tech/Econ | 5% | 0 | 0 | 0
Tech | Miscellaneous | Space Cooling | Packaged air conditioning units (RTUs) | TRC | New | NN3812 | Green Roof | Green Roof | NonEquip | 15 |  | 0.3341% | Tech/Econ | 0.1496% | 0 | 0 | 0
Tech | Miscellaneous | Space Cooling | Packaged air conditioning units (RTUs) | TRC | New | NN3682 | Facility Energy Management System | Facility Energy Management System | NonEquip | 15 |  | 6.861% | Tech/Econ | 20% | 0 | 0 | 0
Tech | Miscellaneous | Space Cooling | Packaged air conditioning units (RTUs) | TRC | New | NN3630 | Facility Commissioning | Facility Commissioning | NonEquip | 10 |  | 53.41% | Tech/Econ | 16% | 0 | 0 | 0
Tech | Miscellaneous | Space Cooling | Packaged air conditioning units (RTUs) | TRC | New | NN3604 | Energy Recovery Ventilation System (ERV) | Energy Recovery Ventilation System (ERV) | NonEquip | 15 | Packaged air conditioning units (RTUs) | 48.99% | Tech/Econ | 9.935% | 0 | 0 | 0
Tech | Miscellaneous | Space Cooling | Packaged air conditioning units (RTUs) | TRC | New | NN3526 | Duct Sealing Repair | Duct Sealing Repair | NonEquip | 15 |  | 0% | Tech/Econ | 12% | 0 | 0 | 0
Tech | Miscellaneous | Space Cooling | Packaged air conditioning units (RTUs) | TRC | New | NN3474 | Duct Insulation | Duct Insulation | NonEquip | 15 |  | 0% | Tech/Econ | 2.045% | 0 | 0 | 0
Tech | Miscellaneous | Space Cooling | Packaged air conditioning units (RTUs) | TRC | New | NN3422 | Dedicated Outdoor Air System on VRF unit | Dedicated Outdoor Air System on VRF unit | NonEquip | 15 | Residential-type central air conditioners | 0% | Tech/Econ | 17.5% | 0 | 0 | 0
Tech | Miscellaneous | Space Cooling | Packaged air conditioning units (RTUs) | TRC | New | NN3370 | Cool Roof | Cool Roof | NonEquip | 15 |  | 72.47% | Tech/Econ | 0.1918% | 0 | 0 | 0
Tech | Miscellaneous | Space Cooling | Packaged air conditioning units (RTUs) | TRC | New | NN3318 | Chilled Water System - Variable Speed Drives | Chilled Water System - Variable Speed Drives | NonEquip | 13 | Central chillers inside | 0% | Tech/Econ | 24.74% | 0 | 0 | 0
Tech | Miscellaneous | Space Cooling | Packaged air conditioning units (RTUs) | TRC | New | NN3292 | Chilled Water Controls Optimization | Chilled Water Controls Optimization | NonEquip | 10 | Central chillers inside | 0% | Tech/Econ | 12.5% | 0 | 0 | 0
Tech | Miscellaneous | Space Cooling | Packaged air conditioning units (RTUs) | TRC | New | NN3214 | Ceiling Insulation(R2 to R38) | Ceiling Insulation(R2 to R38) | NonEquip | 20 |  | 0% | Tech/Econ | 1.76% | 0 | 0 | 0
Tech | Miscellaneous | Space Cooling | Packaged air conditioning units (RTUs) | TRC | New | NN3162 | Ceiling Insulation(R19 to R38) | Ceiling Insulation(R19 to R38) | NonEquip | 20 |  | 0% | Tech/Econ | 0.0978% | 0 | 0 | 0
Tech | Miscellaneous | Space Cooling | Packaged air conditioning units (RTUs) | TRC | New | NN3110 | Ceiling Insulation(R12 to R38) | Ceiling Insulation(R12 to R38) | NonEquip | 20 |  | 0% | Tech/Econ | 0.2119% | 0 | 0 | 0
Tech | Miscellaneous | Space Cooling | Packaged air conditioning units (RTUs) | TRC | New | NN3058 | Airside Economizer | Airside Economizer | NonEquip | 10 | Packaged air conditioning units (RTUs) | 3.035% | Tech/Econ | 5.556% | 0 | 0 | 0
Tech | Miscellaneous | Space Cooling | Packaged air conditioning units (RTUs) | TRC | Existing | NE5359 | Retro-Commissioning | Retro-Commissioning | NonEquip | 5 |  | 21.99% | Tech/Econ | 16% | 1137785.727 | 190.2171 | 0
Tech | Miscellaneous | Space Cooling | Packaged air conditioning units (RTUs) | TRC | Existing | NE4371 | Window Sun Protection | Window Sun Protection | NonEquip | 10 |  | 12.84% | Tech/Econ | 16% | 761766.843 | 326.1425 | -54.3571
Tech | Miscellaneous | Space Cooling | Packaged air conditioning units (RTUs) | TRC | Existing | NE4345 | Waterside Economizer | Waterside Economizer | NonEquip | 20 |  | 0% | Tech/Econ | 5.556% | 0 | 0 | 0
Tech | Miscellaneous | Space Cooling | Packaged air conditioning units (RTUs) | TRC | Existing | NE4215 | Wall Insulation | Wall Insulation | NonEquip | 20 |  | 0% | Tech/Econ | 0.7745% | 0 | 0 | 0
Tech | Miscellaneous | Space Cooling | Packaged air conditioning units (RTUs) | TRC | Existing | NE4137 | Smart Thermostat | Smart Thermostat | NonEquip | 11 |  | 22.46% | Tech/Econ | 10% | 816037.1375 | 9.6895 | 0
Tech | Miscellaneous | Space Cooling | Packaged air conditioning units (RTUs) | TRC | Existing | NE4111 | Roof Insulation | Roof Insulation | NonEquip | 20 |  | 49.96% | Tech/Econ | 0.2581% | 40235.9853 | 0.80514 | 0
Tech | Miscellaneous | Space Cooling | Packaged air conditioning units (RTUs) | TRC | Existing | NE4033 | Programmable Thermostat | Programmable Thermostat | NonEquip | 11 |  | 0% | Tech/Econ | 3.6% | 0 | 0 | 0
Tech | Miscellaneous | Space Cooling | Packaged air conditioning units (RTUs) | TRC | Existing | NE3981 | Low U-Value Windows | Low U-Value Windows | NonEquip | 20 |  | 14.46% | Tech/Econ | 46% | 2680444.82 | 922.78 | 0
Tech | Miscellaneous | Space Cooling | Packaged air conditioning units (RTUs) | TRC | Existing | NE3903 | HVAC tune-up_RTU | HVAC tune-up_RTU | NonEquip | 5 | Packaged air conditioning units (RTUs) | 0% | Tech/Econ | 5% | 0 | 0 | 0
Tech | Miscellaneous | Space Cooling | Packaged air conditioning units (RTUs) | TRC | Existing | NE3877 | HVAC tune-up | HVAC tune-up | NonEquip | 5 | Residential-type central air conditioners | 0% | Tech/Econ | 5% | 0 | 0 | 0
Tech | Miscellaneous | Space Cooling | Packaged air conditioning units (RTUs) | TRC | Existing | NE3799 | Green Roof | Green Roof | NonEquip | 15 |  | 0.3341% | Tech/Econ | 0.1496% | 155.4974 | 0.020064 | 0
Tech | Miscellaneous | Space Cooling | Packaged air conditioning units (RTUs) | TRC | Existing | NE3747 | Floor Insulation | Floor Insulation | NonEquip | 20 |  | 24.19% | Tech/Econ | 0.06771% | 5096.3388 | 0.10198 | 0
Tech | Miscellaneous | Space Cooling | Packaged air conditioning units (RTUs) | TRC | Existing | NE3669 | Facility Energy Management System | Facility Energy Management System | NonEquip | 15 |  | 6.861% | Tech/Econ | 20% | 516025.1026 | 108.1556 | 0
Tech | Miscellaneous | Space Cooling | Packaged air conditioning units (RTUs) | TRC | Existing | NE3591 | Energy Recovery Ventilation System (ERV) | Energy Recovery Ventilation System (ERV) | NonEquip | 15 | Packaged air conditioning units (RTUs) | 48.99% | Tech/Econ | 9.935% | 1728422.302 | 2534.3363 | 491.1464
Tech | Miscellaneous | Space Cooling | Packaged air conditioning units (RTUs) | TRC | Existing | NE3513 | Duct Sealing Repair | Duct Sealing Repair | NonEquip | 15 |  | 0% | Tech/Econ | 12% | 0 | 0 | 0
Tech | Miscellaneous | Space Cooling | Packaged air conditioning units (RTUs) | TRC | Existing | NE3461 | Duct Insulation | Duct Insulation | NonEquip | 15 |  | 0% | Tech/Econ | 2.045% | 0 | 0 | 0
Tech | Miscellaneous | Space Cooling | Packaged air conditioning units (RTUs) | TRC | Existing | NE3409 | Dedicated Outdoor Air System on VRF unit | Dedicated Outdoor Air System on VRF unit | NonEquip | 15 | Residential-type central air conditioners | 0% | Tech/Econ | 17.5% | 0 | 0 | 0
Tech | Miscellaneous | Space Cooling | Packaged air conditioning units (RTUs) | TRC | Existing | NE3357 | Cool Roof | Cool Roof | NonEquip | 15 |  | 72.47% | Tech/Econ | 0.1918% | 43322.6936 | 5.5899 | 0
Tech | Miscellaneous | Space Cooling | Packaged air conditioning units (RTUs) | TRC | Existing | NE3305 | Chilled Water System - Variable Speed Drives | Chilled Water System - Variable Speed Drives | NonEquip | 13 | Central chillers inside | 0% | Tech/Econ | 24.74% | 0 | 0 | 0
Tech | Miscellaneous | Space Cooling | Packaged air conditioning units (RTUs) | TRC | Existing | NE3279 | Chilled Water Controls Optimization | Chilled Water Controls Optimization | NonEquip | 10 | Central chillers inside | 0% | Tech/Econ | 12.5% | 0 | 0 | 0
Tech | Miscellaneous | Space Cooling | Packaged air conditioning units (RTUs) | TRC | Existing | NE3201 | Ceiling Insulation(R2 to R38) | Ceiling Insulation(R2 to R38) | NonEquip | 20 |  | 0% | Tech/Econ | 1.76% | 0 | 0 | 0
Tech | Miscellaneous | Space Cooling | Packaged air conditioning units (RTUs) | TRC | Existing | NE3149 | Ceiling Insulation(R19 to R38) | Ceiling Insulation(R19 to R38) | NonEquip | 20 |  | 0% | Tech/Econ | 0.0978% | 0 | 0 | 0
Tech | Miscellaneous | Space Cooling | Packaged air conditioning units (RTUs) | TRC | Existing | NE3097 | Ceiling Insulation(R12 to R38) | Ceiling Insulation(R12 to R38) | NonEquip | 20 |  | 0% | Tech/Econ | 0.2119% | 0 | 0 | 0
Tech | Miscellaneous | Space Cooling | Packaged air conditioning units (RTUs) | TRC | Existing | NE3045 | Airside Economizer | Airside Economizer | NonEquip | 10 | Packaged air conditioning units (RTUs) | 3.035% | Tech/Econ | 5.556% | 56961.4744 | -9.5419 | 9.569e-05
Tech | Miscellaneous | Space Cooling | Packaged air conditioning units (RTUs) | TRC | Turnover | ET1179 | High Efficiency DX 135k- less than 240k BTU | High Efficiency DX 135k- less than 240k BTU | Equip | 15 | Packaged air conditioning units (RTUs) | 94.56% | Tech/Econ | 4.348% | 1386614.895 | 573.3846 | 0
Tech | Miscellaneous | Space Cooling | Packaged air conditioning units (RTUs) | TRC | New | EN1205 | High Efficiency DX 135k- less than 240k BTU | High Efficiency DX 135k- less than 240k BTU | Equip | 15 | Packaged air conditioning units (RTUs) | 94.56% | Tech/Econ | 4.348% | 0 | 0 | 0
Tech | Miscellaneous | Interior Lighting | Overhead (fluorescent/LED/CFL U-shape) | TRC | New | NN5268 | Retro-Commissioning | Retro-Commissioning | NonEquip | 5 |  | 0% | Tech/Econ | 16% | 0 | 0 | 0
Tech | Miscellaneous | Interior Lighting | Overhead (fluorescent/LED/CFL U-shape) | TRC | New | NN4436 | Interior Lighting Controls | Interior Lighting Controls | NonEquip | 8 | Overhead (fluorescent/LED/CFL U-shape) | 15.09% | Tech/Econ | 28% | 0 | 0 | 0
Tech | Miscellaneous | Interior Lighting | Overhead (fluorescent/LED/CFL U-shape) | TRC | New | NN4410 | Bi-Level Lighting Control (Interior) | Bi-Level Lighting Control (Interior) | NonEquip | 8 | Overhead (fluorescent/LED/CFL U-shape) | 22.45% | Tech/Econ | 31% | 0 | 0 | 0
Tech | Miscellaneous | Interior Lighting | Overhead (fluorescent/LED/CFL U-shape) | TRC | New | NN3708 | Facility Energy Management System | Facility Energy Management System | NonEquip | 15 |  | 6.861% | Tech/Econ | 24% | 0 | 0 | 0
Tech | Miscellaneous | Interior Lighting | Overhead (fluorescent/LED/CFL U-shape) | TRC | Existing | NE5255 | Retro-Commissioning | Retro-Commissioning | NonEquip | 5 |  | 21.99% | Tech/Econ | 16% | 2087030.327 | 348.9135 | 1081.7694
Tech | Miscellaneous | Interior Lighting | Overhead (fluorescent/LED/CFL U-shape) | TRC | Existing | NE4423 | Interior Lighting Controls | Interior Lighting Controls | NonEquip | 8 | Overhead (fluorescent/LED/CFL U-shape) | 15.09% | Tech/Econ | 28% | 2678423.833 | 0 | 0
Tech | Miscellaneous | Interior Lighting | Overhead (fluorescent/LED/CFL U-shape) | TRC | Existing | NE4397 | Bi-Level Lighting Control (Interior) | Bi-Level Lighting Control (Interior) | NonEquip | 8 | Overhead (fluorescent/LED/CFL U-shape) | 22.45% | Tech/Econ | 31% | 4743815.514 | 13.0426 | 0
Tech | Miscellaneous | Interior Lighting | Overhead (fluorescent/LED/CFL U-shape) | TRC | Existing | NE3695 | Facility Energy Management System | Facility Energy Management System | NonEquip | 15 |  | 6.861% | Tech/Econ | 24% | 993149.5709 | 208.1579 | 17.8998
Tech | Miscellaneous | Interior Lighting | Overhead (fluorescent/LED/CFL U-shape) | TRC | Turnover | ET1803 | Premium T8 - Lamp Replacement | Premium T8 - Lamp Replacement | Equip | 8 | Overhead (fluorescent/LED/CFL U-shape) | 0% | Tech/Econ | 12.5% | 0 | 0 | 0
Tech | Miscellaneous | Interior Lighting | Overhead (fluorescent/LED/CFL U-shape) | TRC | Turnover | ET1764 | Premium T8 - Fixture Replacement | Premium T8 - Fixture Replacement | Equip | 8 | Overhead (fluorescent/LED/CFL U-shape) | 0% | Tech/Econ | 12.5% | 0 | 0 | 0
Tech | Miscellaneous | Interior Lighting | Overhead (fluorescent/LED/CFL U-shape) | TRC | Turnover | ET1725 | LED Linear - Lamp Replacement | LED Linear - Lamp Replacement | Equip | 15 | Overhead (fluorescent/LED/CFL U-shape) | 2.678% | Tech/Econ | 25.43% | 413469.6617 | 99.8767 | 22.9316
Tech | Miscellaneous | Interior Lighting | Overhead (fluorescent/LED/CFL U-shape) | TRC | Turnover | ET1686 | LED Linear - Fixture Replacement | LED Linear - Fixture Replacement | Equip | 15 | Overhead (fluorescent/LED/CFL U-shape) | 24.1% | Tech/Econ | 50.28% | 9397674.381 | 2278.0337 | 521.1288
Tech | Miscellaneous | Interior Lighting | Overhead (fluorescent/LED/CFL U-shape) | TRC | New | EN1829 | Premium T8 - Lamp Replacement | Premium T8 - Lamp Replacement | Equip | 8 | Overhead (fluorescent/LED/CFL U-shape) | 0% | Tech/Econ | 12.5% | 0 | 0 | 0
Tech | Miscellaneous | Interior Lighting | Overhead (fluorescent/LED/CFL U-shape) | TRC | New | EN1790 | Premium T8 - Fixture Replacement | Premium T8 - Fixture Replacement | Equip | 8 | Overhead (fluorescent/LED/CFL U-shape) | 0% | Tech/Econ | 12.5% | 0 | 0 | 0
Tech | Miscellaneous | Interior Lighting | Overhead (fluorescent/LED/CFL U-shape) | TRC | New | EN1751 | LED Linear - Lamp Replacement | LED Linear - Lamp Replacement | Equip | 15 | Overhead (fluorescent/LED/CFL U-shape) | 0% | Tech/Econ | 25.43% | 0 | 0 | 0
Tech | Miscellaneous | Interior Lighting | Overhead (fluorescent/LED/CFL U-shape) | TRC | New | EN1712 | LED Linear - Fixture Replacement | LED Linear - Fixture Replacement | Equip | 15 | Overhead (fluorescent/LED/CFL U-shape) | 0% | Tech/Econ | 50.28% | 0 | 0 | 0
Tech | Miscellaneous | Cooking | Oven | TRC | Turnover | ET48 | Energy Star Commercial Oven | Energy Star Commercial Oven | Equip | 12 | Oven | 0% | Tech/Econ | 34.83% | 0 | 0 | 0
Tech | Miscellaneous | Cooking | Oven | TRC | New | EN74 | Energy Star Commercial Oven | Energy Star Commercial Oven | Equip | 12 | Oven | 0% | Tech/Econ | 34.83% | 0 | 0 | 0
Tech | Miscellaneous | Miscellaneous | Others | TRC | New | NN5450 | Retro-Commissioning | Retro-Commissioning | NonEquip | 5 |  | 0% | Tech/Econ | 16% | 0 | 0 | 0
Tech | Miscellaneous | Miscellaneous | Others | TRC | New | NN4540 | VSD Controlled Compressor | VSD Controlled Compressor | NonEquip | 15 | Others | 23.37% | Tech/Econ | 20.79% | 0 | 0 | 0
Tech | Miscellaneous | Miscellaneous | Others | TRC | New | NN4514 | Regenerative Drive Elevator Motor | Regenerative Drive Elevator Motor | NonEquip | 13 | Elevators/Escalators | 0% | Tech/Econ | 6.211% | 0 | 0 | 0
Tech | Miscellaneous | Miscellaneous | Others | TRC | New | NN4488 | Engine Block Timer | Engine Block Timer | NonEquip | 5 | Others | 0% | Tech/Econ | 36% | 0 | 0 | 0
Tech | Miscellaneous | Miscellaneous | Others | TRC | New | NN4462 | Efficient Motor Belts | Efficient Motor Belts | NonEquip | 10 | Others | 4.793% | Tech/Econ | 1.105% | 0 | 0 | 0
Tech | Miscellaneous | Miscellaneous | Others | TRC | Existing | NE5437 | Retro-Commissioning | Retro-Commissioning | NonEquip | 5 |  | 21.99% | Tech/Econ | 16% | 2824992.065 | 472.2872 | 1464.2767
Tech | Miscellaneous | Miscellaneous | Others | TRC | Existing | NE4527 | VSD Controlled Compressor | VSD Controlled Compressor | NonEquip | 15 | Others | 23.37% | Tech/Econ | 20.79% | 4100045.537 | 618.2215 | 289.3534
Tech | Miscellaneous | Miscellaneous | Others | TRC | Existing | NE4501 | Regenerative Drive Elevator Motor | Regenerative Drive Elevator Motor | NonEquip | 13 | Elevators/Escalators | 0% | Tech/Econ | 6.211% | 0 | 0 | 0
Tech | Miscellaneous | Miscellaneous | Others | TRC | Existing | NE4475 | Engine Block Timer | Engine Block Timer | NonEquip | 5 | Others | 0% | Tech/Econ | 36% | 0 | 0 | 0
Tech | Miscellaneous | Miscellaneous | Others | TRC | Existing | NE4449 | Efficient Motor Belts | Efficient Motor Belts | NonEquip | 10 | Others | 4.793% | Tech/Econ | 1.105% | 41026.0483 | 5.6241 | 1.3887
Tech | Miscellaneous | Miscellaneous | Others | TRC | Turnover | ET1920 | ENERGY STAR Water Cooler | ENERGY STAR Water Cooler | Equip | 10 | Others | 0% | Tech/Econ | 68.49% | 0 | 0 | 0
Tech | Miscellaneous | Miscellaneous | Others | TRC | Turnover | ET1881 | ENERGY STAR Commercial Clothes Washer | ENERGY STAR Commercial Clothes Washer | Equip | 7 | Others | 0% | Tech/Econ | 27.27% | 0 | 0 | 0
Tech | Miscellaneous | Miscellaneous | Others | TRC | Turnover | ET1842 | Efficient Battery Charger | Efficient Battery Charger | Equip | 7 | Others | 0% | Tech/Econ | 13.68% | 0 | 0 | 0
Tech | Miscellaneous | Miscellaneous | Others | TRC | New | EN1946 | ENERGY STAR Water Cooler | ENERGY STAR Water Cooler | Equip | 10 | Others | 0% | Tech/Econ | 68.49% | 0 | 0 | 0
Tech | Miscellaneous | Miscellaneous | Others | TRC | New | EN1907 | ENERGY STAR Commercial Clothes Washer | ENERGY STAR Commercial Clothes Washer | Equip | 7 | Others | 0% | Tech/Econ | 27.27% | 0 | 0 | 0
Tech | Miscellaneous | Miscellaneous | Others | TRC | New | EN1868 | Efficient Battery Charger | Efficient Battery Charger | Equip | 7 | Others | 0% | Tech/Econ | 13.68% | 0 | 0 | 0
Tech | Miscellaneous | Office Equipment | Other office | TRC | New | NN4592 | Smart Strip Plug Outlet | Smart Strip Plug Outlet | NonEquip | 4 |  | 43.9% | Tech/Econ | 1.187% | 0 | 0 | 0
Tech | Miscellaneous | Office Equipment | Other office | TRC | New | NN4566 | Network PC Power Management | Network PC Power Management | NonEquip | 5 | Computers | 0% | Tech/Econ | 56.5% | 0 | 0 | 0
Tech | Miscellaneous | Office Equipment | Other office | TRC | Existing | NE4579 | Smart Strip Plug Outlet | Smart Strip Plug Outlet | NonEquip | 4 |  | 43.9% | Tech/Econ | 1.187% | 16733.4156 | 2.4882 | 0
Tech | Miscellaneous | Office Equipment | Other office | TRC | Existing | NE4553 | Network PC Power Management | Network PC Power Management | NonEquip | 5 | Computers | 0% | Tech/Econ | 56.5% | 0 | 0 | 0
Tech | Miscellaneous | Office Equipment | Other office | TRC | Turnover | ET2265 | Energy Star Uninterruptable Power Supply | Energy Star Uninterruptable Power Supply | Equip | 10 | Other office | 22.4% | Tech/Econ | 1.878% | 13565.2527 | 1.5485 | 1.5485
Tech | Miscellaneous | Office Equipment | Other office | TRC | New | EN2291 | Energy Star Uninterruptable Power Supply | Energy Star Uninterruptable Power Supply | Equip | 10 | Other office | 22.4% | Tech/Econ | 1.878% | 0 | 0 | 0
Tech | Miscellaneous | Ventilation and Circulation | Motor/Fan | TRC | New | NN5398 | Retro-Commissioning | Retro-Commissioning | NonEquip | 5 |  | 0% | Tech/Econ | 16% | 0 | 0 | 0
Tech | Miscellaneous | Ventilation and Circulation | Motor/Fan | TRC | New | NN4982 | VAV System | VAV System | NonEquip | 10 |  | 0% | Tech/Econ | 30% | 0 | 0 | 0
Tech | Miscellaneous | Ventilation and Circulation | Motor/Fan | TRC | New | NN4956 | Demand Controlled Ventilation | Demand Controlled Ventilation | NonEquip | 10 |  | 23.39% | Tech/Econ | 3.192% | 0 | 0 | 0
Tech | Miscellaneous | Ventilation and Circulation | Motor/Fan | TRC | New | NN4930 | CO Sensors for Parking Garage Exhaust | CO Sensors for Parking Garage Exhaust | NonEquip | 15 | Motor/Fan | 0% | Tech/Econ | 33% | 0 | 0 | 0
Tech | Miscellaneous | Ventilation and Circulation | Motor/Fan | TRC | Existing | NE5385 | Retro-Commissioning | Retro-Commissioning | NonEquip | 5 |  | 21.99% | Tech/Econ | 16% | 557.0978 | 0.093137 | 0.28876
Tech | Miscellaneous | Ventilation and Circulation | Motor/Fan | TRC | Existing | NE4969 | VAV System | VAV System | NonEquip | 10 |  | 0% | Tech/Econ | 30% | 0 | 0 | 0
Tech | Miscellaneous | Ventilation and Circulation | Motor/Fan | TRC | Existing | NE4943 | Demand Controlled Ventilation | Demand Controlled Ventilation | NonEquip | 10 |  | 23.39% | Tech/Econ | 3.192% | 119.113 | 0.012401 | 0.06982
Tech | Miscellaneous | Ventilation and Circulation | Motor/Fan | TRC | Existing | NE4917 | CO Sensors for Parking Garage Exhaust | CO Sensors for Parking Garage Exhaust | NonEquip | 15 | Motor/Fan | 0% | Tech/Econ | 33% | 0 | 0 | 0
Tech | Miscellaneous | Ventilation and Circulation | Motor/Fan | TRC | Turnover | ET2694 | High Speed Fans | High Speed Fans | Equip | 7 | Motor/Fan | 14.03% | Tech/Econ | 10.99% | 249.6594 | 0.034748 | 0.0031832
Tech | Miscellaneous | Ventilation and Circulation | Motor/Fan | TRC | Turnover | ET2655 | 10HP Open Drip-Proof(ODP) Motor | 10HP Open Drip-Proof(ODP) Motor | Equip | 15 | Motor/Fan | 0% | Tech/Econ | 1.079% | 0 | 0 | 0
Tech | Miscellaneous | Ventilation and Circulation | Motor/Fan | TRC | New | EN2720 | High Speed Fans | High Speed Fans | Equip | 7 | Motor/Fan | 14.03% | Tech/Econ | 10.99% | 0 | 0 | 0
Tech | Miscellaneous | Ventilation and Circulation | Motor/Fan | TRC | New | EN2681 | 10HP Open Drip-Proof(ODP) Motor | 10HP Open Drip-Proof(ODP) Motor | Equip | 15 | Motor/Fan | 0% | Tech/Econ | 1.079% | 0 | 0 | 0
Tech | Miscellaneous | Miscellaneous | Medical equipment | TRC | New | NN5450 | Retro-Commissioning | Retro-Commissioning | NonEquip | 5 |  | 0% | Tech/Econ | 16% | 0 | 0 | 0
Tech | Miscellaneous | Miscellaneous | Medical equipment | TRC | New | NN4540 | VSD Controlled Compressor | VSD Controlled Compressor | NonEquip | 15 | Others | 0% | Tech/Econ | 20.79% | 0 | 0 | 0
Tech | Miscellaneous | Miscellaneous | Medical equipment | TRC | New | NN4514 | Regenerative Drive Elevator Motor | Regenerative Drive Elevator Motor | NonEquip | 13 | Elevators/Escalators | 0% | Tech/Econ | 6.211% | 0 | 0 | 0
Tech | Miscellaneous | Miscellaneous | Medical equipment | TRC | New | NN4488 | Engine Block Timer | Engine Block Timer | NonEquip | 5 | Others | 0% | Tech/Econ | 36% | 0 | 0 | 0
Tech | Miscellaneous | Miscellaneous | Medical equipment | TRC | New | NN4462 | Efficient Motor Belts | Efficient Motor Belts | NonEquip | 10 | Others | 0% | Tech/Econ | 1.105% | 0 | 0 | 0
Tech | Miscellaneous | Miscellaneous | Medical equipment | TRC | Existing | NE5437 | Retro-Commissioning | Retro-Commissioning | NonEquip | 5 |  | 21.99% | Tech/Econ | 16% | 0 | 0 | 0
Tech | Miscellaneous | Miscellaneous | Medical equipment | TRC | Existing | NE4527 | VSD Controlled Compressor | VSD Controlled Compressor | NonEquip | 15 | Others | 0% | Tech/Econ | 20.79% | 0 | 0 | 0
Tech | Miscellaneous | Miscellaneous | Medical equipment | TRC | Existing | NE4501 | Regenerative Drive Elevator Motor | Regenerative Drive Elevator Motor | NonEquip | 13 | Elevators/Escalators | 0% | Tech/Econ | 6.211% | 0 | 0 | 0
Tech | Miscellaneous | Miscellaneous | Medical equipment | TRC | Existing | NE4475 | Engine Block Timer | Engine Block Timer | NonEquip | 5 | Others | 0% | Tech/Econ | 36% | 0 | 0 | 0
Tech | Miscellaneous | Miscellaneous | Medical equipment | TRC | Existing | NE4449 | Efficient Motor Belts | Efficient Motor Belts | NonEquip | 10 | Others | 0% | Tech/Econ | 1.105% | 0 | 0 | 0
Tech | Miscellaneous | Refrigeration | Large cold storage | TRC | New | NN5320 | Retro-Commissioning | Retro-Commissioning | NonEquip | 5 |  | 0% | Tech/Econ | 16% | 0 | 0 | 0
Tech | Miscellaneous | Refrigeration | Large cold storage | TRC | New | NN4904 | Strip Curtains for Walk-ins | Strip Curtains for Walk-ins | NonEquip | 4 | Walk-in cooler | 0% | Tech/Econ | 2.115% | 0 | 0 | 0
Tech | Miscellaneous | Refrigeration | Large cold storage | TRC | New | NN4878 | Refrigerated Display Case Lighting Controls | Refrigerated Display Case Lighting Controls | NonEquip | 8 | Display cases | 0% | Tech/Econ | 0.9365% | 0 | 0 | 0
Tech | Miscellaneous | Refrigeration | Large cold storage | TRC | New | NN4852 | PSC to ECM Evaporator Fan Motor (Walk-In, Refrigerator) | PSC to ECM Evaporator Fan Motor (Walk-In, Refrigerator) | NonEquip | 15 | Walk-in cooler | 0% | Tech/Econ | 37.5% | 0 | 0 | 0
Tech | Miscellaneous | Refrigeration | Large cold storage | TRC | New | NN4826 | PSC to ECM Evaporator Fan Motor (Reach-In) | PSC to ECM Evaporator Fan Motor (Reach-In) | NonEquip | 15 | Display cases | 0% | Tech/Econ | 37.5% | 0 | 0 | 0
Tech | Miscellaneous | Refrigeration | Large cold storage | TRC | New | NN4800 | Night Covers for Display Cases | Night Covers for Display Cases | NonEquip | 5 | Display cases | 0% | Tech/Econ | 1.877% | 0 | 0 | 0
Tech | Miscellaneous | Refrigeration | Large cold storage | TRC | New | NN4774 | High R-Value Glass Doors | High R-Value Glass Doors | NonEquip | 12 | Display cases | 0% | Tech/Econ | 0% | 0 | 0 | 0
Tech | Miscellaneous | Refrigeration | Large cold storage | TRC | New | NN4748 | High Efficiency Refrigeration Compressor | High Efficiency Refrigeration Compressor | NonEquip | 13 | Display cases | 0% | Tech/Econ | 6.922% | 0 | 0 | 0
Tech | Miscellaneous | Refrigeration | Large cold storage | TRC | New | NN4722 | Freezer-Cooler Replacement Gaskets | Freezer-Cooler Replacement Gaskets | NonEquip | 4 | Display cases | 0% | Tech/Econ | 0% | 0 | 0 | 0
Tech | Miscellaneous | Refrigeration | Large cold storage | TRC | New | NN4696 | Floating Head Pressure Controls | Floating Head Pressure Controls | NonEquip | 15 |  | 0% | Tech/Econ | 6.05% | 0 | 0 | 0
Tech | Miscellaneous | Refrigeration | Large cold storage | TRC | New | NN4670 | Demand Defrost | Demand Defrost | NonEquip | 10 | Walk-in cooler | 0% | Tech/Econ | 30% | 0 | 0 | 0
Tech | Miscellaneous | Refrigeration | Large cold storage | TRC | New | NN4644 | Automatic Door Closer for Walk-in Coolers and Freezers | Automatic Door Closer for Walk-in Coolers and Freezers | NonEquip | 8 | Walk-in cooler | 0% | Tech/Econ | 3.131% | 0 | 0 | 0
Tech | Miscellaneous | Refrigeration | Large cold storage | TRC | New | NN4618 | Anti-Sweat Controls | Anti-Sweat Controls | NonEquip | 8 | Display cases | 0% | Tech/Econ | 85% | 0 | 0 | 0
Tech | Miscellaneous | Refrigeration | Large cold storage | TRC | Existing | NE5307 | Retro-Commissioning | Retro-Commissioning | NonEquip | 5 |  | 21.99% | Tech/Econ | 16% | 28.4447 | 0.0047554 | 0.014744
Tech | Miscellaneous | Refrigeration | Large cold storage | TRC | Existing | NE4891 | Strip Curtains for Walk-ins | Strip Curtains for Walk-ins | NonEquip | 4 | Walk-in cooler | 0% | Tech/Econ | 2.115% | 0 | 0 | 0
Tech | Miscellaneous | Refrigeration | Large cold storage | TRC | Existing | NE4865 | Refrigerated Display Case Lighting Controls | Refrigerated Display Case Lighting Controls | NonEquip | 8 | Display cases | 0% | Tech/Econ | 2.524% | 0 | 0 | 0
Tech | Miscellaneous | Refrigeration | Large cold storage | TRC | Existing | NE4839 | PSC to ECM Evaporator Fan Motor (Walk-In, Refrigerator) | PSC to ECM Evaporator Fan Motor (Walk-In, Refrigerator) | NonEquip | 15 | Walk-in cooler | 0% | Tech/Econ | 37.5% | 0 | 0 | 0
Tech | Miscellaneous | Refrigeration | Large cold storage | TRC | Existing | NE4813 | PSC to ECM Evaporator Fan Motor (Reach-In) | PSC to ECM Evaporator Fan Motor (Reach-In) | NonEquip | 15 | Display cases | 0% | Tech/Econ | 37.5% | 0 | 0 | 0
Tech | Miscellaneous | Refrigeration | Large cold storage | TRC | Existing | NE4787 | Night Covers for Display Cases | Night Covers for Display Cases | NonEquip | 5 | Display cases | 0% | Tech/Econ | 1.877% | 0 | 0 | 0
Tech | Miscellaneous | Refrigeration | Large cold storage | TRC | Existing | NE4761 | High R-Value Glass Doors | High R-Value Glass Doors | NonEquip | 12 | Display cases | 0% | Tech/Econ | 23.81% | 0 | 0 | 0
Tech | Miscellaneous | Refrigeration | Large cold storage | TRC | Existing | NE4735 | High Efficiency Refrigeration Compressor | High Efficiency Refrigeration Compressor | NonEquip | 13 | Display cases | 0% | Tech/Econ | 6.922% | 0 | 0 | 0
Tech | Miscellaneous | Refrigeration | Large cold storage | TRC | Existing | NE4709 | Freezer-Cooler Replacement Gaskets | Freezer-Cooler Replacement Gaskets | NonEquip | 4 | Display cases | 0% | Tech/Econ | 3.131% | 0 | 0 | 0
Tech | Miscellaneous | Refrigeration | Large cold storage | TRC | Existing | NE4683 | Floating Head Pressure Controls | Floating Head Pressure Controls | NonEquip | 15 |  | 0% | Tech/Econ | 6.05% | 0 | 0 | 0
Tech | Miscellaneous | Refrigeration | Large cold storage | TRC | Existing | NE4657 | Demand Defrost | Demand Defrost | NonEquip | 10 | Walk-in cooler | 0% | Tech/Econ | 30% | 0 | 0 | 0
Tech | Miscellaneous | Refrigeration | Large cold storage | TRC | Existing | NE4631 | Automatic Door Closer for Walk-in Coolers and Freezers | Automatic Door Closer for Walk-in Coolers and Freezers | NonEquip | 8 | Walk-in cooler | 0% | Tech/Econ | 3.131% | 0 | 0 | 0
Tech | Miscellaneous | Refrigeration | Large cold storage | TRC | Existing | NE4605 | Anti-Sweat Controls | Anti-Sweat Controls | NonEquip | 8 | Display cases | 0% | Tech/Econ | 85% | 0 | 0 | 0
Tech | Miscellaneous | Miscellaneous | Laboratory equipment | TRC | New | NN5450 | Retro-Commissioning | Retro-Commissioning | NonEquip | 5 |  | 0% | Tech/Econ | 16% | 0 | 0 | 0
Tech | Miscellaneous | Miscellaneous | Laboratory equipment | TRC | New | NN4540 | VSD Controlled Compressor | VSD Controlled Compressor | NonEquip | 15 | Others | 0% | Tech/Econ | 20.79% | 0 | 0 | 0
Tech | Miscellaneous | Miscellaneous | Laboratory equipment | TRC | New | NN4514 | Regenerative Drive Elevator Motor | Regenerative Drive Elevator Motor | NonEquip | 13 | Elevators/Escalators | 0% | Tech/Econ | 6.211% | 0 | 0 | 0
Tech | Miscellaneous | Miscellaneous | Laboratory equipment | TRC | New | NN4488 | Engine Block Timer | Engine Block Timer | NonEquip | 5 | Others | 0% | Tech/Econ | 36% | 0 | 0 | 0
Tech | Miscellaneous | Miscellaneous | Laboratory equipment | TRC | New | NN4462 | Efficient Motor Belts | Efficient Motor Belts | NonEquip | 10 | Others | 0% | Tech/Econ | 1.105% | 0 | 0 | 0
Tech | Miscellaneous | Miscellaneous | Laboratory equipment | TRC | Existing | NE5437 | Retro-Commissioning | Retro-Commissioning | NonEquip | 5 |  | 21.99% | Tech/Econ | 16% | 0 | 0 | 0
Tech | Miscellaneous | Miscellaneous | Laboratory equipment | TRC | Existing | NE4527 | VSD Controlled Compressor | VSD Controlled Compressor | NonEquip | 15 | Others | 0% | Tech/Econ | 20.79% | 0 | 0 | 0
Tech | Miscellaneous | Miscellaneous | Laboratory equipment | TRC | Existing | NE4501 | Regenerative Drive Elevator Motor | Regenerative Drive Elevator Motor | NonEquip | 13 | Elevators/Escalators | 0% | Tech/Econ | 6.211% | 0 | 0 | 0
Tech | Miscellaneous | Miscellaneous | Laboratory equipment | TRC | Existing | NE4475 | Engine Block Timer | Engine Block Timer | NonEquip | 5 | Others | 0% | Tech/Econ | 36% | 0 | 0 | 0
Tech | Miscellaneous | Miscellaneous | Laboratory equipment | TRC | Existing | NE4449 | Efficient Motor Belts | Efficient Motor Belts | NonEquip | 10 | Others | 0% | Tech/Econ | 1.105% | 0 | 0 | 0
Tech | Miscellaneous | Ventilation and Circulation | Individual room ventilation | TRC | New | NN5398 | Retro-Commissioning | Retro-Commissioning | NonEquip | 5 |  | 0% | Tech/Econ | 16% | 0 | 0 | 0
Tech | Miscellaneous | Ventilation and Circulation | Individual room ventilation | TRC | New | NN4982 | VAV System | VAV System | NonEquip | 10 |  | 0% | Tech/Econ | 30% | 0 | 0 | 0
Tech | Miscellaneous | Ventilation and Circulation | Individual room ventilation | TRC | New | NN4956 | Demand Controlled Ventilation | Demand Controlled Ventilation | NonEquip | 10 |  | 23.39% | Tech/Econ | 3.192% | 0 | 0 | 0
Tech | Miscellaneous | Ventilation and Circulation | Individual room ventilation | TRC | New | NN4930 | CO Sensors for Parking Garage Exhaust | CO Sensors for Parking Garage Exhaust | NonEquip | 15 | Motor/Fan | 0% | Tech/Econ | 33% | 0 | 0 | 0
Tech | Miscellaneous | Ventilation and Circulation | Individual room ventilation | TRC | Existing | NE5385 | Retro-Commissioning | Retro-Commissioning | NonEquip | 5 |  | 21.99% | Tech/Econ | 16% | 570.0723 | 0.095306 | 0.29549
Tech | Miscellaneous | Ventilation and Circulation | Individual room ventilation | TRC | Existing | NE4969 | VAV System | VAV System | NonEquip | 10 |  | 0% | Tech/Econ | 30% | 0 | 0 | 0
Tech | Miscellaneous | Ventilation and Circulation | Individual room ventilation | TRC | Existing | NE4943 | Demand Controlled Ventilation | Demand Controlled Ventilation | NonEquip | 10 |  | 23.39% | Tech/Econ | 3.192% | 116.7208 | 0.012152 | 0.068418
Tech | Miscellaneous | Ventilation and Circulation | Individual room ventilation | TRC | Existing | NE4917 | CO Sensors for Parking Garage Exhaust | CO Sensors for Parking Garage Exhaust | NonEquip | 15 | Motor/Fan | 0% | Tech/Econ | 33% | 0 | 0 | 0
Tech | Miscellaneous | Space Heating | Individual room heating | TRC | New | NN5346 | Retro-Commissioning | Retro-Commissioning | NonEquip | 5 |  | 0% | Tech/Econ | 16% | 0 | 0 | 0
Tech | Miscellaneous | Space Heating | Individual room heating | TRC | New | NN4332 | Water Cooled Refrigeration Heat Recovery | Water Cooled Refrigeration Heat Recovery | NonEquip | 20 |  | 0% | Tech/Econ | 10% | 0 | 0 | 0
Tech | Miscellaneous | Space Heating | Individual room heating | TRC | New | NN4280 | Warehouse Loading Dock Seals | Warehouse Loading Dock Seals | NonEquip | 18 |  | 0% | Tech/Econ | 0.01411% | 0 | 0 | 0
Tech | Miscellaneous | Space Heating | Individual room heating | TRC | New | NN4254 | Wall Insulation | Wall Insulation | NonEquip | 20 |  | 0% | Tech/Econ | 0% | 0 | 0 | 0
Tech | Miscellaneous | Space Heating | Individual room heating | TRC | New | NN4176 | Smart Thermostat | Smart Thermostat | NonEquip | 11 |  | 22.46% | Tech/Econ | 10% | 0 | 0 | 0
Tech | Miscellaneous | Space Heating | Individual room heating | TRC | New | NN4098 | Roof Insulation | Roof Insulation | NonEquip | 20 |  | 49.96% | Tech/Econ | 0.04521% | 0 | 0 | 0
Tech | Miscellaneous | Space Heating | Individual room heating | TRC | New | NN4072 | Programmable Thermostat | Programmable Thermostat | NonEquip | 11 |  | 0% | Tech/Econ | 3.6% | 0 | 0 | 0
Tech | Miscellaneous | Space Heating | Individual room heating | TRC | New | NN4020 | Low U-Value Windows | Low U-Value Windows | NonEquip | 20 |  | 14.46% | Tech/Econ | 10% | 0 | 0 | 0
Tech | Miscellaneous | Space Heating | Individual room heating | TRC | New | NN3942 | Infiltration Reduction - Air Sealing | Infiltration Reduction - Air Sealing | NonEquip | 11 |  | 0% | Tech/Econ | 0.007054% | 0 | 0 | 0
Tech | Miscellaneous | Space Heating | Individual room heating | TRC | New | NN3864 | Hotel Card Energy Control Systems | Hotel Card Energy Control Systems | NonEquip | 15 |  | 0% | Tech/Econ | 0% | 0 | 0 | 0
Tech | Miscellaneous | Space Heating | Individual room heating | TRC | New | NN3786 | Green Roof | Green Roof | NonEquip | 15 |  | 0.3341% | Tech/Econ | 0.06987% | 0 | 0 | 0
Tech | Miscellaneous | Space Heating | Individual room heating | TRC | New | NN3734 | Floor Insulation | Floor Insulation | NonEquip | 20 |  | 24.19% | Tech/Econ | 0.02372% | 0 | 0 | 0
Tech | Miscellaneous | Space Heating | Individual room heating | TRC | New | NN3656 | Facility Energy Management System | Facility Energy Management System | NonEquip | 15 |  | 6.861% | Tech/Econ | 20% | 0 | 0 | 0
Tech | Miscellaneous | Space Heating | Individual room heating | TRC | New | NN3578 | ECM Motors on Furnaces | ECM Motors on Furnaces | NonEquip | 15 | Forced air furnace | 0% | Tech/Econ | 1.706% | 0 | 0 | 0
Tech | Miscellaneous | Space Heating | Individual room heating | TRC | New | NN3552 | Duct Sealing Repair | Duct Sealing Repair | NonEquip | 15 |  | 0% | Tech/Econ | 12% | 0 | 0 | 0
Tech | Miscellaneous | Space Heating | Individual room heating | TRC | New | NN3500 | Duct Insulation | Duct Insulation | NonEquip | 15 |  | 0% | Tech/Econ | 2.045% | 0 | 0 | 0
Tech | Miscellaneous | Space Heating | Individual room heating | TRC | New | NN3448 | Destratification Fans | Destratification Fans | NonEquip | 10 |  | 0% | Tech/Econ | 15.26% | 0 | 0 | 0
Tech | Miscellaneous | Space Heating | Individual room heating | TRC | New | NN3396 | Dedicated Outdoor Air System on VRF unit | Dedicated Outdoor Air System on VRF unit | NonEquip | 15 | Residential/split system heat pump | 0% | Tech/Econ | 10% | 0 | 0 | 0
Tech | Miscellaneous | Space Heating | Individual room heating | TRC | New | NN3344 | Cool Roof | Cool Roof | NonEquip | 15 |  | 72.47% | Tech/Econ | 0.02512% | 0 | 0 | 0
Tech | Miscellaneous | Space Heating | Individual room heating | TRC | New | NN3240 | Ceiling Insulation(R30 to R38) | Ceiling Insulation(R30 to R38) | NonEquip | 20 |  | 0% | Tech/Econ | 0.009138% | 0 | 0 | 0
Tech | Miscellaneous | Space Heating | Individual room heating | TRC | New | NN3188 | Ceiling Insulation(R2 to R38) | Ceiling Insulation(R2 to R38) | NonEquip | 20 |  | 0% | Tech/Econ | 0.6168% | 0 | 0 | 0
Tech | Miscellaneous | Space Heating | Individual room heating | TRC | New | NN3136 | Ceiling Insulation(R19 to R38) | Ceiling Insulation(R19 to R38) | NonEquip | 20 |  | 0% | Tech/Econ | 0.03427% | 0 | 0 | 0
Tech | Miscellaneous | Space Heating | Individual room heating | TRC | New | NN3084 | Ceiling Insulation(R12 to R38) | Ceiling Insulation(R12 to R38) | NonEquip | 20 |  | 0% | Tech/Econ | 0.07424% | 0 | 0 | 0
Tech | Miscellaneous | Space Heating | Individual room heating | TRC | New | NN3006 | Air Curtains | Air Curtains | NonEquip | 8 |  | 0% | Tech/Econ | 0.0224% | 0 | 0 | 0
Tech | Miscellaneous | Space Heating | Individual room heating | TRC | Existing | NE5333 | Retro-Commissioning | Retro-Commissioning | NonEquip | 5 |  | 21.99% | Tech/Econ | 16% | 192.4398 | 0 | 0.099747
Tech | Miscellaneous | Space Heating | Individual room heating | TRC | Existing | NE4319 | Water Cooled Refrigeration Heat Recovery | Water Cooled Refrigeration Heat Recovery | NonEquip | 20 |  | 0% | Tech/Econ | 10% | 0 | 0 | 0
Tech | Miscellaneous | Space Heating | Individual room heating | TRC | Existing | NE4267 | Warehouse Loading Dock Seals | Warehouse Loading Dock Seals | NonEquip | 18 |  | 0% | Tech/Econ | 0.01557% | 0 | 0 | 0
Tech | Miscellaneous | Space Heating | Individual room heating | TRC | Existing | NE4241 | Wall Insulation | Wall Insulation | NonEquip | 20 |  | 0% | Tech/Econ | 0.04372% | 0 | 0 | 0
Tech | Miscellaneous | Space Heating | Individual room heating | TRC | Existing | NE4163 | Smart Thermostat | Smart Thermostat | NonEquip | 11 |  | 22.46% | Tech/Econ | 10% | 118.5458 | 0 | -0.019479
Tech | Miscellaneous | Space Heating | Individual room heating | TRC | Existing | NE4085 | Roof Insulation | Roof Insulation | NonEquip | 20 |  | 49.96% | Tech/Econ | 0.09978% | 2.5719 | 0 | 0.0011601
Tech | Miscellaneous | Space Heating | Individual room heating | TRC | Existing | NE4059 | Programmable Thermostat | Programmable Thermostat | NonEquip | 11 |  | 0% | Tech/Econ | 3.6% | 0 | 0 | 0
Tech | Miscellaneous | Space Heating | Individual room heating | TRC | Existing | NE4007 | Low U-Value Windows | Low U-Value Windows | NonEquip | 20 |  | 14.46% | Tech/Econ | 46% | 395.2988 | 0 | -0.02298
Tech | Miscellaneous | Space Heating | Individual room heating | TRC | Existing | NE3929 | Infiltration Reduction - Air Sealing | Infiltration Reduction - Air Sealing | NonEquip | 11 |  | 0% | Tech/Econ | 0.007784% | 0 | 0 | 0
Tech | Miscellaneous | Space Heating | Individual room heating | TRC | Existing | NE3851 | Hotel Card Energy Control Systems | Hotel Card Energy Control Systems | NonEquip | 15 |  | 0% | Tech/Econ | 0% | 0 | 0 | 0
Tech | Miscellaneous | Space Heating | Individual room heating | TRC | Existing | NE3773 | Green Roof | Green Roof | NonEquip | 15 |  | 0.3341% | Tech/Econ | 0.0771% | 0.013281 | 0 | 0
Tech | Miscellaneous | Space Heating | Individual room heating | TRC | Existing | NE3721 | Floor Insulation | Floor Insulation | NonEquip | 20 |  | 24.19% | Tech/Econ | 0.02618% | 0.3264 | 0 | 0.00014723
Tech | Miscellaneous | Space Heating | Individual room heating | TRC | Existing | NE3643 | Facility Energy Management System | Facility Energy Management System | NonEquip | 15 |  | 6.861% | Tech/Econ | 20% | 76.1008 | 0 | 0.0013716
Tech | Miscellaneous | Space Heating | Individual room heating | TRC | Existing | NE3565 | ECM Motors on Furnaces | ECM Motors on Furnaces | NonEquip | 15 | Forced air furnace | 0% | Tech/Econ | 1.706% | 0 | 0 | 0
Tech | Miscellaneous | Space Heating | Individual room heating | TRC | Existing | NE3539 | Duct Sealing Repair | Duct Sealing Repair | NonEquip | 15 |  | 0% | Tech/Econ | 12% | 0 | 0 | 0
Tech | Miscellaneous | Space Heating | Individual room heating | TRC | Existing | NE3487 | Duct Insulation | Duct Insulation | NonEquip | 15 |  | 0% | Tech/Econ | 2.045% | 0 | 0 | 0
Tech | Miscellaneous | Space Heating | Individual room heating | TRC | Existing | NE3435 | Destratification Fans | Destratification Fans | NonEquip | 10 |  | 0% | Tech/Econ | 15.26% | 0 | 0 | 0
Tech | Miscellaneous | Space Heating | Individual room heating | TRC | Existing | NE3383 | Dedicated Outdoor Air System on VRF unit | Dedicated Outdoor Air System on VRF unit | NonEquip | 15 | Residential/split system heat pump | 0% | Tech/Econ | 10% | 0 | 0 | 0
Tech | Miscellaneous | Space Heating | Individual room heating | TRC | Existing | NE3331 | Cool Roof | Cool Roof | NonEquip | 15 |  | 72.47% | Tech/Econ | 0.02772% | 1.0357 | 0 | 0
Tech | Miscellaneous | Space Heating | Individual room heating | TRC | Existing | NE3227 | Ceiling Insulation(R30 to R38) | Ceiling Insulation(R30 to R38) | NonEquip | 20 |  | 0% | Tech/Econ | 0.01008% | 0 | 0 | 0
Tech | Miscellaneous | Space Heating | Individual room heating | TRC | Existing | NE3175 | Ceiling Insulation(R2 to R38) | Ceiling Insulation(R2 to R38) | NonEquip | 20 |  | 0% | Tech/Econ | 0.6806% | 0 | 0 | 0
Tech | Miscellaneous | Space Heating | Individual room heating | TRC | Existing | NE3123 | Ceiling Insulation(R19 to R38) | Ceiling Insulation(R19 to R38) | NonEquip | 20 |  | 0% | Tech/Econ | 0.03781% | 0 | 0 | 0
Tech | Miscellaneous | Space Heating | Individual room heating | TRC | Existing | NE3071 | Ceiling Insulation(R12 to R38) | Ceiling Insulation(R12 to R38) | NonEquip | 20 |  | 0% | Tech/Econ | 0.08192% | 0 | 0 | 0
Tech | Miscellaneous | Space Heating | Individual room heating | TRC | Existing | NE2993 | Air Curtains | Air Curtains | NonEquip | 8 |  | 0% | Tech/Econ | 0.0224% | 0 | 0 | 0
Tech | Miscellaneous | Space Cooling | Individual room air conditioners | TRC | New | NN5372 | Retro-Commissioning | Retro-Commissioning | NonEquip | 5 |  | 0% | Tech/Econ | 16% | 0 | 0 | 0
Tech | Miscellaneous | Space Cooling | Individual room air conditioners | TRC | New | NN4384 | Window Sun Protection | Window Sun Protection | NonEquip | 10 |  | 12.84% | Tech/Econ | 16% | 0 | 0 | 0
Tech | Miscellaneous | Space Cooling | Individual room air conditioners | TRC | New | NN4358 | Waterside Economizer | Waterside Economizer | NonEquip | 20 |  | 0% | Tech/Econ | 5.556% | 0 | 0 | 0
Tech | Miscellaneous | Space Cooling | Individual room air conditioners | TRC | New | NN4150 | Smart Thermostat | Smart Thermostat | NonEquip | 11 |  | 22.46% | Tech/Econ | 10% | 0 | 0 | 0
Tech | Miscellaneous | Space Cooling | Individual room air conditioners | TRC | New | NN4124 | Roof Insulation | Roof Insulation | NonEquip | 20 |  | 49.96% | Tech/Econ | 0.129% | 0 | 0 | 0
Tech | Miscellaneous | Space Cooling | Individual room air conditioners | TRC | New | NN4046 | Programmable Thermostat | Programmable Thermostat | NonEquip | 11 |  | 0% | Tech/Econ | 3.6% | 0 | 0 | 0
Tech | Miscellaneous | Space Cooling | Individual room air conditioners | TRC | New | NN3994 | Low U-Value Windows | Low U-Value Windows | NonEquip | 20 |  | 14.46% | Tech/Econ | 10% | 0 | 0 | 0
Tech | Miscellaneous | Space Cooling | Individual room air conditioners | TRC | New | NN3916 | HVAC tune-up_RTU | HVAC tune-up_RTU | NonEquip | 5 | Packaged air conditioning units (RTUs) | 0% | Tech/Econ | 5% | 0 | 0 | 0
Tech | Miscellaneous | Space Cooling | Individual room air conditioners | TRC | New | NN3890 | HVAC tune-up | HVAC tune-up | NonEquip | 5 | Residential-type central air conditioners | 0% | Tech/Econ | 5% | 0 | 0 | 0
Tech | Miscellaneous | Space Cooling | Individual room air conditioners | TRC | New | NN3812 | Green Roof | Green Roof | NonEquip | 15 |  | 0.3341% | Tech/Econ | 0.1496% | 0 | 0 | 0
Tech | Miscellaneous | Space Cooling | Individual room air conditioners | TRC | New | NN3760 | Floor Insulation | Floor Insulation | NonEquip | 20 |  | 24.19% | Tech/Econ | 0.06771% | 0 | 0 | 0
Tech | Miscellaneous | Space Cooling | Individual room air conditioners | TRC | New | NN3682 | Facility Energy Management System | Facility Energy Management System | NonEquip | 15 |  | 6.861% | Tech/Econ | 20% | 0 | 0 | 0
Tech | Miscellaneous | Space Cooling | Individual room air conditioners | TRC | New | NN3630 | Facility Commissioning | Facility Commissioning | NonEquip | 10 |  | 53.41% | Tech/Econ | 16% | 0 | 0 | 0
Tech | Miscellaneous | Space Cooling | Individual room air conditioners | TRC | New | NN3604 | Energy Recovery Ventilation System (ERV) | Energy Recovery Ventilation System (ERV) | NonEquip | 15 | Packaged air conditioning units (RTUs) | 0% | Tech/Econ | 9.935% | 0 | 0 | 0
Tech | Miscellaneous | Space Cooling | Individual room air conditioners | TRC | New | NN3526 | Duct Sealing Repair | Duct Sealing Repair | NonEquip | 15 |  | 0% | Tech/Econ | 12% | 0 | 0 | 0
Tech | Miscellaneous | Space Cooling | Individual room air conditioners | TRC | New | NN3474 | Duct Insulation | Duct Insulation | NonEquip | 15 |  | 0% | Tech/Econ | 2.045% | 0 | 0 | 0
Tech | Miscellaneous | Space Cooling | Individual room air conditioners | TRC | New | NN3422 | Dedicated Outdoor Air System on VRF unit | Dedicated Outdoor Air System on VRF unit | NonEquip | 15 | Residential-type central air conditioners | 0% | Tech/Econ | 17.5% | 0 | 0 | 0
Tech | Miscellaneous | Space Cooling | Individual room air conditioners | TRC | New | NN3370 | Cool Roof | Cool Roof | NonEquip | 15 |  | 72.47% | Tech/Econ | 0.1918% | 0 | 0 | 0
Tech | Miscellaneous | Space Cooling | Individual room air conditioners | TRC | New | NN3318 | Chilled Water System - Variable Speed Drives | Chilled Water System - Variable Speed Drives | NonEquip | 13 | Central chillers inside | 0% | Tech/Econ | 24.74% | 0 | 0 | 0
Tech | Miscellaneous | Space Cooling | Individual room air conditioners | TRC | New | NN3292 | Chilled Water Controls Optimization | Chilled Water Controls Optimization | NonEquip | 10 | Central chillers inside | 0% | Tech/Econ | 12.5% | 0 | 0 | 0
Tech | Miscellaneous | Space Cooling | Individual room air conditioners | TRC | New | NN3214 | Ceiling Insulation(R2 to R38) | Ceiling Insulation(R2 to R38) | NonEquip | 20 |  | 0% | Tech/Econ | 1.76% | 0 | 0 | 0
Tech | Miscellaneous | Space Cooling | Individual room air conditioners | TRC | New | NN3162 | Ceiling Insulation(R19 to R38) | Ceiling Insulation(R19 to R38) | NonEquip | 20 |  | 0% | Tech/Econ | 0.0978% | 0 | 0 | 0
Tech | Miscellaneous | Space Cooling | Individual room air conditioners | TRC | New | NN3110 | Ceiling Insulation(R12 to R38) | Ceiling Insulation(R12 to R38) | NonEquip | 20 |  | 0% | Tech/Econ | 0.2119% | 0 | 0 | 0
Tech | Miscellaneous | Space Cooling | Individual room air conditioners | TRC | New | NN3058 | Airside Economizer | Airside Economizer | NonEquip | 10 | Packaged air conditioning units (RTUs) | 0% | Tech/Econ | 5.556% | 0 | 0 | 0
Tech | Miscellaneous | Space Cooling | Individual room air conditioners | TRC | Existing | NE5359 | Retro-Commissioning | Retro-Commissioning | NonEquip | 5 |  | 21.99% | Tech/Econ | 16% | 0 | 0 | 0
Tech | Miscellaneous | Space Cooling | Individual room air conditioners | TRC | Existing | NE4371 | Window Sun Protection | Window Sun Protection | NonEquip | 10 |  | 12.84% | Tech/Econ | 16% | 0 | 0 | 0
Tech | Miscellaneous | Space Cooling | Individual room air conditioners | TRC | Existing | NE4345 | Waterside Economizer | Waterside Economizer | NonEquip | 20 |  | 0% | Tech/Econ | 5.556% | 0 | 0 | 0
Tech | Miscellaneous | Space Cooling | Individual room air conditioners | TRC | Existing | NE4215 | Wall Insulation | Wall Insulation | NonEquip | 20 |  | 0% | Tech/Econ | 0.7745% | 0 | 0 | 0
Tech | Miscellaneous | Space Cooling | Individual room air conditioners | TRC | Existing | NE4137 | Smart Thermostat | Smart Thermostat | NonEquip | 11 |  | 22.46% | Tech/Econ | 10% | 0 | 0 | 0
Tech | Miscellaneous | Space Cooling | Individual room air conditioners | TRC | Existing | NE4111 | Roof Insulation | Roof Insulation | NonEquip | 20 |  | 49.96% | Tech/Econ | 0.2581% | 0 | 0 | 0
Tech | Miscellaneous | Space Cooling | Individual room air conditioners | TRC | Existing | NE4033 | Programmable Thermostat | Programmable Thermostat | NonEquip | 11 |  | 0% | Tech/Econ | 3.6% | 0 | 0 | 0
Tech | Miscellaneous | Space Cooling | Individual room air conditioners | TRC | Existing | NE3981 | Low U-Value Windows | Low U-Value Windows | NonEquip | 20 |  | 14.46% | Tech/Econ | 46% | 0 | 0 | 0
Tech | Miscellaneous | Space Cooling | Individual room air conditioners | TRC | Existing | NE3903 | HVAC tune-up_RTU | HVAC tune-up_RTU | NonEquip | 5 | Packaged air conditioning units (RTUs) | 0% | Tech/Econ | 5% | 0 | 0 | 0
Tech | Miscellaneous | Space Cooling | Individual room air conditioners | TRC | Existing | NE3877 | HVAC tune-up | HVAC tune-up | NonEquip | 5 | Residential-type central air conditioners | 0% | Tech/Econ | 5% | 0 | 0 | 0
Tech | Miscellaneous | Space Cooling | Individual room air conditioners | TRC | Existing | NE3799 | Green Roof | Green Roof | NonEquip | 15 |  | 0.3341% | Tech/Econ | 0.1496% | 0 | 0 | 0
Tech | Miscellaneous | Space Cooling | Individual room air conditioners | TRC | Existing | NE3747 | Floor Insulation | Floor Insulation | NonEquip | 20 |  | 24.19% | Tech/Econ | 0.06771% | 0 | 0 | 0
Tech | Miscellaneous | Space Cooling | Individual room air conditioners | TRC | Existing | NE3669 | Facility Energy Management System | Facility Energy Management System | NonEquip | 15 |  | 6.861% | Tech/Econ | 20% | 0 | 0 | 0
Tech | Miscellaneous | Space Cooling | Individual room air conditioners | TRC | Existing | NE3591 | Energy Recovery Ventilation System (ERV) | Energy Recovery Ventilation System (ERV) | NonEquip | 15 | Packaged air conditioning units (RTUs) | 0% | Tech/Econ | 9.935% | 0 | 0 | 0
Tech | Miscellaneous | Space Cooling | Individual room air conditioners | TRC | Existing | NE3513 | Duct Sealing Repair | Duct Sealing Repair | NonEquip | 15 |  | 0% | Tech/Econ | 12% | 0 | 0 | 0
Tech | Miscellaneous | Space Cooling | Individual room air conditioners | TRC | Existing | NE3461 | Duct Insulation | Duct Insulation | NonEquip | 15 |  | 0% | Tech/Econ | 2.045% | 0 | 0 | 0
Tech | Miscellaneous | Space Cooling | Individual room air conditioners | TRC | Existing | NE3409 | Dedicated Outdoor Air System on VRF unit | Dedicated Outdoor Air System on VRF unit | NonEquip | 15 | Residential-type central air conditioners | 0% | Tech/Econ | 17.5% | 0 | 0 | 0
Tech | Miscellaneous | Space Cooling | Individual room air conditioners | TRC | Existing | NE3357 | Cool Roof | Cool Roof | NonEquip | 15 |  | 72.47% | Tech/Econ | 0.1918% | 0 | 0 | 0
Tech | Miscellaneous | Space Cooling | Individual room air conditioners | TRC | Existing | NE3305 | Chilled Water System - Variable Speed Drives | Chilled Water System - Variable Speed Drives | NonEquip | 13 | Central chillers inside | 0% | Tech/Econ | 24.74% | 0 | 0 | 0
Tech | Miscellaneous | Space Cooling | Individual room air conditioners | TRC | Existing | NE3279 | Chilled Water Controls Optimization | Chilled Water Controls Optimization | NonEquip | 10 | Central chillers inside | 0% | Tech/Econ | 12.5% | 0 | 0 | 0
Tech | Miscellaneous | Space Cooling | Individual room air conditioners | TRC | Existing | NE3201 | Ceiling Insulation(R2 to R38) | Ceiling Insulation(R2 to R38) | NonEquip | 20 |  | 0% | Tech/Econ | 1.76% | 0 | 0 | 0
Tech | Miscellaneous | Space Cooling | Individual room air conditioners | TRC | Existing | NE3149 | Ceiling Insulation(R19 to R38) | Ceiling Insulation(R19 to R38) | NonEquip | 20 |  | 0% | Tech/Econ | 0.0978% | 0 | 0 | 0
Tech | Miscellaneous | Space Cooling | Individual room air conditioners | TRC | Existing | NE3097 | Ceiling Insulation(R12 to R38) | Ceiling Insulation(R12 to R38) | NonEquip | 20 |  | 0% | Tech/Econ | 0.2119% | 0 | 0 | 0
Tech | Miscellaneous | Space Cooling | Individual room air conditioners | TRC | Existing | NE3045 | Airside Economizer | Airside Economizer | NonEquip | 10 | Packaged air conditioning units (RTUs) | 0% | Tech/Econ | 5.556% | 0 | 0 | 0
Tech | Miscellaneous | Interior Lighting | High bay | TRC | New | NN5268 | Retro-Commissioning | Retro-Commissioning | NonEquip | 5 |  | 0% | Tech/Econ | 16% | 0 | 0 | 0
Tech | Miscellaneous | Interior Lighting | High bay | TRC | New | NN4436 | Interior Lighting Controls | Interior Lighting Controls | NonEquip | 8 | Overhead (fluorescent/LED/CFL U-shape) | 0% | Tech/Econ | 28% | 0 | 0 | 0
Tech | Miscellaneous | Interior Lighting | High bay | TRC | New | NN4410 | Bi-Level Lighting Control (Interior) | Bi-Level Lighting Control (Interior) | NonEquip | 8 | Overhead (fluorescent/LED/CFL U-shape) | 0% | Tech/Econ | 31% | 0 | 0 | 0
Tech | Miscellaneous | Interior Lighting | High bay | TRC | New | NN3708 | Facility Energy Management System | Facility Energy Management System | NonEquip | 15 |  | 6.861% | Tech/Econ | 24% | 0 | 0 | 0
Tech | Miscellaneous | Interior Lighting | High bay | TRC | Existing | NE5255 | Retro-Commissioning | Retro-Commissioning | NonEquip | 5 |  | 21.99% | Tech/Econ | 16% | 3110565.86 | 520.03 | 1612.298
Tech | Miscellaneous | Interior Lighting | High bay | TRC | Existing | NE4423 | Interior Lighting Controls | Interior Lighting Controls | NonEquip | 8 | Overhead (fluorescent/LED/CFL U-shape) | 0% | Tech/Econ | 28% | 0 | 0 | 0
Tech | Miscellaneous | Interior Lighting | High bay | TRC | Existing | NE4397 | Bi-Level Lighting Control (Interior) | Bi-Level Lighting Control (Interior) | NonEquip | 8 | Overhead (fluorescent/LED/CFL U-shape) | 0% | Tech/Econ | 31% | 0 | 0 | 0
Tech | Miscellaneous | Interior Lighting | High bay | TRC | Existing | NE3695 | Facility Energy Management System | Facility Energy Management System | NonEquip | 15 |  | 6.861% | Tech/Econ | 24% | 1480216.703 | 310.2441 | 26.6783
Tech | Miscellaneous | Interior Lighting | High bay | TRC | Turnover | ET1647 | LED Linear - Fixture Replacement | LED Linear - Fixture Replacement | Equip | 15 | High bay | 24.1% | Tech/Econ | 50.28% | 12396071.44 | 3004.8571 | 687.3988
Tech | Miscellaneous | Interior Lighting | High bay | TRC | Turnover | ET1530 | High Bay LED | High Bay LED | Equip | 15 | High bay | 0% | Tech/Econ | 64.78% | 0 | 0 | 0
Tech | Miscellaneous | Interior Lighting | High bay | TRC | Turnover | ET1491 | High Bay Fluorescent (T5) | High Bay Fluorescent (T5) | Equip | 15 | High bay | 0% | Tech/Econ | 64.14% | 0 | 0 | 0
Tech | Miscellaneous | Interior Lighting | High bay | TRC | New | EN1673 | LED Linear - Fixture Replacement | LED Linear - Fixture Replacement | Equip | 15 | High bay | 0% | Tech/Econ | 50.28% | 0 | 0 | 0
Tech | Miscellaneous | Interior Lighting | High bay | TRC | New | EN1556 | High Bay LED | High Bay LED | Equip | 15 | High bay | 0% | Tech/Econ | 64.78% | 0 | 0 | 0
Tech | Miscellaneous | Interior Lighting | High bay | TRC | New | EN1517 | High Bay Fluorescent (T5) | High Bay Fluorescent (T5) | Equip | 15 | High bay | 0% | Tech/Econ | 64.14% | 0 | 0 | 0
Tech | Miscellaneous | Cooking | Fryer | TRC | Turnover | ET87 | Energy Star Fryer | Energy Star Fryer | Equip | 12 | Fryer | 0% | Tech/Econ | 17.46% | 0 | 0 | 0
Tech | Miscellaneous | Cooking | Fryer | TRC | New | EN113 | Energy Star Fryer | Energy Star Fryer | Equip | 12 | Fryer | 0% | Tech/Econ | 17.46% | 0 | 0 | 0
Tech | Miscellaneous | Space Heating | Forced air furnace | TRC | New | NN5346 | Retro-Commissioning | Retro-Commissioning | NonEquip | 5 |  | 0% | Tech/Econ | 16% | 0 | 0 | 0
Tech | Miscellaneous | Space Heating | Forced air furnace | TRC | New | NN4332 | Water Cooled Refrigeration Heat Recovery | Water Cooled Refrigeration Heat Recovery | NonEquip | 20 |  | 0% | Tech/Econ | 10% | 0 | 0 | 0
Tech | Miscellaneous | Space Heating | Forced air furnace | TRC | New | NN4280 | Warehouse Loading Dock Seals | Warehouse Loading Dock Seals | NonEquip | 18 |  | 0% | Tech/Econ | 0.01411% | 0 | 0 | 0
Tech | Miscellaneous | Space Heating | Forced air furnace | TRC | New | NN4254 | Wall Insulation | Wall Insulation | NonEquip | 20 |  | 0% | Tech/Econ | 0% | 0 | 0 | 0
Tech | Miscellaneous | Space Heating | Forced air furnace | TRC | New | NN4176 | Smart Thermostat | Smart Thermostat | NonEquip | 11 |  | 22.46% | Tech/Econ | 10% | 0 | 0 | 0
Tech | Miscellaneous | Space Heating | Forced air furnace | TRC | New | NN4098 | Roof Insulation | Roof Insulation | NonEquip | 20 |  | 49.96% | Tech/Econ | 0.04521% | 0 | 0 | 0
Tech | Miscellaneous | Space Heating | Forced air furnace | TRC | New | NN4072 | Programmable Thermostat | Programmable Thermostat | NonEquip | 11 |  | 0% | Tech/Econ | 3.6% | 0 | 0 | 0
Tech | Miscellaneous | Space Heating | Forced air furnace | TRC | New | NN4020 | Low U-Value Windows | Low U-Value Windows | NonEquip | 20 |  | 14.46% | Tech/Econ | 10% | 0 | 0 | 0
Tech | Miscellaneous | Space Heating | Forced air furnace | TRC | New | NN3942 | Infiltration Reduction - Air Sealing | Infiltration Reduction - Air Sealing | NonEquip | 11 |  | 0% | Tech/Econ | 0.007054% | 0 | 0 | 0
Tech | Miscellaneous | Space Heating | Forced air furnace | TRC | New | NN3864 | Hotel Card Energy Control Systems | Hotel Card Energy Control Systems | NonEquip | 15 |  | 0% | Tech/Econ | 0% | 0 | 0 | 0
Tech | Miscellaneous | Space Heating | Forced air furnace | TRC | New | NN3786 | Green Roof | Green Roof | NonEquip | 15 |  | 0.3341% | Tech/Econ | 0.06987% | 0 | 0 | 0
Tech | Miscellaneous | Space Heating | Forced air furnace | TRC | New | NN3734 | Floor Insulation | Floor Insulation | NonEquip | 20 |  | 24.19% | Tech/Econ | 0.02372% | 0 | 0 | 0
Tech | Miscellaneous | Space Heating | Forced air furnace | TRC | New | NN3656 | Facility Energy Management System | Facility Energy Management System | NonEquip | 15 |  | 6.861% | Tech/Econ | 20% | 0 | 0 | 0
Tech | Miscellaneous | Space Heating | Forced air furnace | TRC | New | NN3578 | ECM Motors on Furnaces | ECM Motors on Furnaces | NonEquip | 15 | Forced air furnace | 47.78% | Tech/Econ | 1.706% | 0 | 0 | 0
Tech | Miscellaneous | Space Heating | Forced air furnace | TRC | New | NN3552 | Duct Sealing Repair | Duct Sealing Repair | NonEquip | 15 |  | 0% | Tech/Econ | 12% | 0 | 0 | 0
Tech | Miscellaneous | Space Heating | Forced air furnace | TRC | New | NN3500 | Duct Insulation | Duct Insulation | NonEquip | 15 |  | 0% | Tech/Econ | 2.045% | 0 | 0 | 0
Tech | Miscellaneous | Space Heating | Forced air furnace | TRC | New | NN3448 | Destratification Fans | Destratification Fans | NonEquip | 10 |  | 0% | Tech/Econ | 15.26% | 0 | 0 | 0
Tech | Miscellaneous | Space Heating | Forced air furnace | TRC | New | NN3396 | Dedicated Outdoor Air System on VRF unit | Dedicated Outdoor Air System on VRF unit | NonEquip | 15 | Residential/split system heat pump | 0% | Tech/Econ | 10% | 0 | 0 | 0
Tech | Miscellaneous | Space Heating | Forced air furnace | TRC | New | NN3344 | Cool Roof | Cool Roof | NonEquip | 15 |  | 72.47% | Tech/Econ | 0.02512% | 0 | 0 | 0
Tech | Miscellaneous | Space Heating | Forced air furnace | TRC | New | NN3240 | Ceiling Insulation(R30 to R38) | Ceiling Insulation(R30 to R38) | NonEquip | 20 |  | 0% | Tech/Econ | 0.009138% | 0 | 0 | 0
Tech | Miscellaneous | Space Heating | Forced air furnace | TRC | New | NN3188 | Ceiling Insulation(R2 to R38) | Ceiling Insulation(R2 to R38) | NonEquip | 20 |  | 0% | Tech/Econ | 0.6168% | 0 | 0 | 0
Tech | Miscellaneous | Space Heating | Forced air furnace | TRC | New | NN3136 | Ceiling Insulation(R19 to R38) | Ceiling Insulation(R19 to R38) | NonEquip | 20 |  | 0% | Tech/Econ | 0.03427% | 0 | 0 | 0
Tech | Miscellaneous | Space Heating | Forced air furnace | TRC | New | NN3084 | Ceiling Insulation(R12 to R38) | Ceiling Insulation(R12 to R38) | NonEquip | 20 |  | 0% | Tech/Econ | 0.07424% | 0 | 0 | 0
Tech | Miscellaneous | Space Heating | Forced air furnace | TRC | New | NN3006 | Air Curtains | Air Curtains | NonEquip | 8 |  | 0% | Tech/Econ | 0.0224% | 0 | 0 | 0
Tech | Miscellaneous | Space Heating | Forced air furnace | TRC | Existing | NE5333 | Retro-Commissioning | Retro-Commissioning | NonEquip | 5 |  | 21.99% | Tech/Econ | 16% | 49986.2415 | 0 | 25.9093
Tech | Miscellaneous | Space Heating | Forced air furnace | TRC | Existing | NE4319 | Water Cooled Refrigeration Heat Recovery | Water Cooled Refrigeration Heat Recovery | NonEquip | 20 |  | 0% | Tech/Econ | 10% | 0 | 0 | 0
Tech | Miscellaneous | Space Heating | Forced air furnace | TRC | Existing | NE4267 | Warehouse Loading Dock Seals | Warehouse Loading Dock Seals | NonEquip | 18 |  | 0% | Tech/Econ | 0.01557% | 0 | 0 | 0
Tech | Miscellaneous | Space Heating | Forced air furnace | TRC | Existing | NE4241 | Wall Insulation | Wall Insulation | NonEquip | 20 |  | 0% | Tech/Econ | 0.04372% | 0 | 0 | 0
Tech | Miscellaneous | Space Heating | Forced air furnace | TRC | Existing | NE4163 | Smart Thermostat | Smart Thermostat | NonEquip | 11 |  | 22.46% | Tech/Econ | 10% | 30792.2824 | 0 | -5.0596
Tech | Miscellaneous | Space Heating | Forced air furnace | TRC | Existing | NE4085 | Roof Insulation | Roof Insulation | NonEquip | 20 |  | 49.96% | Tech/Econ | 0.09978% | 662.5947 | 0 | 0.29888
Tech | Miscellaneous | Space Heating | Forced air furnace | TRC | Existing | NE4059 | Programmable Thermostat | Programmable Thermostat | NonEquip | 11 |  | 0% | Tech/Econ | 3.6% | 0 | 0 | 0
Tech | Miscellaneous | Space Heating | Forced air furnace | TRC | Existing | NE4007 | Low U-Value Windows | Low U-Value Windows | NonEquip | 20 |  | 14.46% | Tech/Econ | 46% | 102678.8544 | 0 | -5.9691
Tech | Miscellaneous | Space Heating | Forced air furnace | TRC | Existing | NE3929 | Infiltration Reduction - Air Sealing | Infiltration Reduction - Air Sealing | NonEquip | 11 |  | 0% | Tech/Econ | 0.007784% | 0 | 0 | 0
Tech | Miscellaneous | Space Heating | Forced air furnace | TRC | Existing | NE3851 | Hotel Card Energy Control Systems | Hotel Card Energy Control Systems | NonEquip | 15 |  | 0% | Tech/Econ | 0% | 0 | 0 | 0
Tech | Miscellaneous | Space Heating | Forced air furnace | TRC | Existing | NE3773 | Green Roof | Green Roof | NonEquip | 15 |  | 0.3341% | Tech/Econ | 0.0771% | 3.4216 | 0 | 0
Tech | Miscellaneous | Space Heating | Forced air furnace | TRC | Existing | NE3721 | Floor Insulation | Floor Insulation | NonEquip | 20 |  | 24.19% | Tech/Econ | 0.02618% | 84.0917 | 0 | 0.037932
Tech | Miscellaneous | Space Heating | Forced air furnace | TRC | Existing | NE3643 | Facility Energy Management System | Facility Energy Management System | NonEquip | 15 |  | 6.861% | Tech/Econ | 20% | 19767.1916 | 0 | 0.35627
Tech | Miscellaneous | Space Heating | Forced air furnace | TRC | Existing | NE3565 | ECM Motors on Furnaces | ECM Motors on Furnaces | NonEquip | 15 | Forced air furnace | 47.78% | Tech/Econ | 1.706% | 10924.7961 | 0 | 0
Tech | Miscellaneous | Space Heating | Forced air furnace | TRC | Existing | NE3539 | Duct Sealing Repair | Duct Sealing Repair | NonEquip | 15 |  | 0% | Tech/Econ | 12% | 0 | 0 | 0
Tech | Miscellaneous | Space Heating | Forced air furnace | TRC | Existing | NE3487 | Duct Insulation | Duct Insulation | NonEquip | 15 |  | 0% | Tech/Econ | 2.045% | 0 | 0 | 0
Tech | Miscellaneous | Space Heating | Forced air furnace | TRC | Existing | NE3435 | Destratification Fans | Destratification Fans | NonEquip | 10 |  | 0% | Tech/Econ | 15.26% | 0 | 0 | 0
Tech | Miscellaneous | Space Heating | Forced air furnace | TRC | Existing | NE3383 | Dedicated Outdoor Air System on VRF unit | Dedicated Outdoor Air System on VRF unit | NonEquip | 15 | Residential/split system heat pump | 0% | Tech/Econ | 10% | 0 | 0 | 0
Tech | Miscellaneous | Space Heating | Forced air furnace | TRC | Existing | NE3331 | Cool Roof | Cool Roof | NonEquip | 15 |  | 72.47% | Tech/Econ | 0.02772% | 266.8201 | 0 | 0
Tech | Miscellaneous | Space Heating | Forced air furnace | TRC | Existing | NE3227 | Ceiling Insulation(R30 to R38) | Ceiling Insulation(R30 to R38) | NonEquip | 20 |  | 0% | Tech/Econ | 0.01008% | 0 | 0 | 0
Tech | Miscellaneous | Space Heating | Forced air furnace | TRC | Existing | NE3175 | Ceiling Insulation(R2 to R38) | Ceiling Insulation(R2 to R38) | NonEquip | 20 |  | 0% | Tech/Econ | 0.6806% | 0 | 0 | 0
Tech | Miscellaneous | Space Heating | Forced air furnace | TRC | Existing | NE3123 | Ceiling Insulation(R19 to R38) | Ceiling Insulation(R19 to R38) | NonEquip | 20 |  | 0% | Tech/Econ | 0.03781% | 0 | 0 | 0
Tech | Miscellaneous | Space Heating | Forced air furnace | TRC | Existing | NE3071 | Ceiling Insulation(R12 to R38) | Ceiling Insulation(R12 to R38) | NonEquip | 20 |  | 0% | Tech/Econ | 0.08192% | 0 | 0 | 0
Tech | Miscellaneous | Space Heating | Forced air furnace | TRC | Existing | NE2993 | Air Curtains | Air Curtains | NonEquip | 8 |  | 0% | Tech/Econ | 0.0224% | 0 | 0 | 0
Tech | Miscellaneous | Exterior Lighting | Exterior parking/lot lighting | TRC | New | NN5294 | Retro-Commissioning | Retro-Commissioning | NonEquip | 5 |  | 0% | Tech/Econ | 16% | 0 | 0 | 0
Tech | Miscellaneous | Exterior Lighting | Exterior parking/lot lighting | TRC | New | NN2980 | Outdoor Lighting Controls | Outdoor Lighting Controls | NonEquip | 8 | Exterior parking/lot lighting | 30.95% | Tech/Econ | 28% | 0 | 0 | 0
Tech | Miscellaneous | Exterior Lighting | Exterior parking/lot lighting | TRC | New | NN2954 | Bi-Level Lighting Control (Exterior) | Bi-Level Lighting Control (Exterior) | NonEquip | 9 | Exterior parking/lot lighting | 8.579% | Tech/Econ | 31% | 0 | 0 | 0
Tech | Miscellaneous | Exterior Lighting | Exterior parking/lot lighting | TRC | Existing | NE5281 | Retro-Commissioning | Retro-Commissioning | NonEquip | 5 |  | 21.99% | Tech/Econ | 16% | 654778.1986 | 0 | 339.3909
Tech | Miscellaneous | Exterior Lighting | Exterior parking/lot lighting | TRC | Existing | NE2967 | Outdoor Lighting Controls | Outdoor Lighting Controls | NonEquip | 8 | Exterior parking/lot lighting | 30.95% | Tech/Econ | 28% | 1765584.461 | 0 | 0
Tech | Miscellaneous | Exterior Lighting | Exterior parking/lot lighting | TRC | Existing | NE2941 | Bi-Level Lighting Control (Exterior) | Bi-Level Lighting Control (Exterior) | NonEquip | 9 | Exterior parking/lot lighting | 8.579% | Tech/Econ | 31% | 556706.748 | 0 | 0
Tech | Miscellaneous | Exterior Lighting | Exterior parking/lot lighting | TRC | Turnover | ET711 | LED Parking Lighting | LED Parking Lighting | Equip | 18 | Exterior parking/lot lighting | 7.084% | Tech/Econ | 84% | 1324352.078 | 0 | 0
Tech | Miscellaneous | Exterior Lighting | Exterior parking/lot lighting | TRC | Turnover | ET516 | High Efficiency HID Lighting | High Efficiency HID Lighting | Equip | 13 | Exterior parking/lot lighting | 0% | Tech/Econ | 34.18% | 0 | 0 | 0
Tech | Miscellaneous | Exterior Lighting | Exterior parking/lot lighting | TRC | New | EN737 | LED Parking Lighting | LED Parking Lighting | Equip | 18 | Exterior parking/lot lighting | 7.084% | Tech/Econ | 84% | 0 | 0 | 0
Tech | Miscellaneous | Exterior Lighting | Exterior parking/lot lighting | TRC | New | EN542 | High Efficiency HID Lighting | High Efficiency HID Lighting | Equip | 13 | Exterior parking/lot lighting | 0% | Tech/Econ | 34.18% | 0 | 0 | 0
Tech | Miscellaneous | Exterior Lighting | Exterior marquis | TRC | New | NN5294 | Retro-Commissioning | Retro-Commissioning | NonEquip | 5 |  | 0% | Tech/Econ | 16% | 0 | 0 | 0
Tech | Miscellaneous | Exterior Lighting | Exterior marquis | TRC | New | NN2980 | Outdoor Lighting Controls | Outdoor Lighting Controls | NonEquip | 8 | Exterior parking/lot lighting | 0% | Tech/Econ | 28% | 0 | 0 | 0
Tech | Miscellaneous | Exterior Lighting | Exterior marquis | TRC | New | NN2954 | Bi-Level Lighting Control (Exterior) | Bi-Level Lighting Control (Exterior) | NonEquip | 9 | Exterior parking/lot lighting | 0% | Tech/Econ | 31% | 0 | 0 | 0
Tech | Miscellaneous | Exterior Lighting | Exterior marquis | TRC | Existing | NE5281 | Retro-Commissioning | Retro-Commissioning | NonEquip | 5 |  | 21.99% | Tech/Econ | 16% | 2981.7756 | 0 | 1.5455
Tech | Miscellaneous | Exterior Lighting | Exterior marquis | TRC | Existing | NE2967 | Outdoor Lighting Controls | Outdoor Lighting Controls | NonEquip | 8 | Exterior parking/lot lighting | 0% | Tech/Econ | 28% | 0 | 0 | 0
Tech | Miscellaneous | Exterior Lighting | Exterior marquis | TRC | Existing | NE2941 | Bi-Level Lighting Control (Exterior) | Bi-Level Lighting Control (Exterior) | NonEquip | 9 | Exterior parking/lot lighting | 0% | Tech/Econ | 31% | 0 | 0 | 0
Tech | Miscellaneous | Exterior Lighting | Exterior marquis | TRC | Turnover | ET633 | LED Exterior Lighting | LED Exterior Lighting | Equip | 13 | Exterior marquis | 4.624% | Tech/Econ | 60.51% | 2439.4755 | 0 | 0
Tech | Miscellaneous | Exterior Lighting | Exterior marquis | TRC | Turnover | ET594 | LED Display Lighting (Exterior) | LED Display Lighting (Exterior) | Equip | 15 | Exterior marquis | 4.624% | Tech/Econ | 87.04% | 3656.0833 | 0 | 0
Tech | Miscellaneous | Exterior Lighting | Exterior marquis | TRC | New | EN659 | LED Exterior Lighting | LED Exterior Lighting | Equip | 13 | Exterior marquis | 4.624% | Tech/Econ | 60.51% | 0 | 0 | 0
Tech | Miscellaneous | Exterior Lighting | Exterior marquis | TRC | New | EN620 | LED Display Lighting (Exterior) | LED Display Lighting (Exterior) | Equip | 15 | Exterior marquis | 4.624% | Tech/Econ | 87.04% | 0 | 0 | 0
Tech | Miscellaneous | Miscellaneous | Elevators/Escalators | TRC | New | NN5450 | Retro-Commissioning | Retro-Commissioning | NonEquip | 5 |  | 0% | Tech/Econ | 16% | 0 | 0 | 0
Tech | Miscellaneous | Miscellaneous | Elevators/Escalators | TRC | New | NN4540 | VSD Controlled Compressor | VSD Controlled Compressor | NonEquip | 15 | Others | 0% | Tech/Econ | 20.79% | 0 | 0 | 0
Tech | Miscellaneous | Miscellaneous | Elevators/Escalators | TRC | New | NN4514 | Regenerative Drive Elevator Motor | Regenerative Drive Elevator Motor | NonEquip | 13 | Elevators/Escalators | 0% | Tech/Econ | 6.211% | 0 | 0 | 0
Tech | Miscellaneous | Miscellaneous | Elevators/Escalators | TRC | New | NN4488 | Engine Block Timer | Engine Block Timer | NonEquip | 5 | Others | 0% | Tech/Econ | 36% | 0 | 0 | 0
Tech | Miscellaneous | Miscellaneous | Elevators/Escalators | TRC | New | NN4462 | Efficient Motor Belts | Efficient Motor Belts | NonEquip | 10 | Others | 0% | Tech/Econ | 1.105% | 0 | 0 | 0
Tech | Miscellaneous | Miscellaneous | Elevators/Escalators | TRC | Existing | NE5437 | Retro-Commissioning | Retro-Commissioning | NonEquip | 5 |  | 21.99% | Tech/Econ | 16% | 3203.7852 | 0.53561 | 1.6606
Tech | Miscellaneous | Miscellaneous | Elevators/Escalators | TRC | Existing | NE4527 | VSD Controlled Compressor | VSD Controlled Compressor | NonEquip | 15 | Others | 0% | Tech/Econ | 20.79% | 0 | 0 | 0
Tech | Miscellaneous | Miscellaneous | Elevators/Escalators | TRC | Existing | NE4501 | Regenerative Drive Elevator Motor | Regenerative Drive Elevator Motor | NonEquip | 13 | Elevators/Escalators | 0% | Tech/Econ | 6.211% | 0 | 0 | 0
Tech | Miscellaneous | Miscellaneous | Elevators/Escalators | TRC | Existing | NE4475 | Engine Block Timer | Engine Block Timer | NonEquip | 5 | Others | 0% | Tech/Econ | 36% | 0 | 0 | 0
Tech | Miscellaneous | Miscellaneous | Elevators/Escalators | TRC | Existing | NE4449 | Efficient Motor Belts | Efficient Motor Belts | NonEquip | 10 | Others | 0% | Tech/Econ | 1.105% | 0 | 0 | 0
Tech | Miscellaneous | Office Equipment | Document production | TRC | New | NN4592 | Smart Strip Plug Outlet | Smart Strip Plug Outlet | NonEquip | 4 |  | 43.9% | Tech/Econ | 1.187% | 0 | 0 | 0
Tech | Miscellaneous | Office Equipment | Document production | TRC | New | NN4566 | Network PC Power Management | Network PC Power Management | NonEquip | 5 | Computers | 0% | Tech/Econ | 56.5% | 0 | 0 | 0
Tech | Miscellaneous | Office Equipment | Document production | TRC | Existing | NE4579 | Smart Strip Plug Outlet | Smart Strip Plug Outlet | NonEquip | 4 |  | 43.9% | Tech/Econ | 1.187% | 12324.8112 | 1.8326 | 0
Tech | Miscellaneous | Office Equipment | Document production | TRC | Existing | NE4553 | Network PC Power Management | Network PC Power Management | NonEquip | 5 | Computers | 0% | Tech/Econ | 56.5% | 0 | 0 | 0
Tech | Miscellaneous | Office Equipment | Document production | TRC | Turnover | ET2148 | ENERGY STAR Imaging Equipment | ENERGY STAR Imaging Equipment | Equip | 6 | Document production | 0% | Tech/Econ | 44.44% | 0 | 0 | 0
Tech | Miscellaneous | Office Equipment | Document production | TRC | New | EN2174 | ENERGY STAR Imaging Equipment | ENERGY STAR Imaging Equipment | Equip | 6 | Document production | 0% | Tech/Econ | 44.44% | 0 | 0 | 0
Tech | Miscellaneous | Space Cooling | District chilled water piped | TRC | New | NN5372 | Retro-Commissioning | Retro-Commissioning | NonEquip | 5 |  | 0% | Tech/Econ | 16% | 0 | 0 | 0
Tech | Miscellaneous | Space Cooling | District chilled water piped | TRC | New | NN4384 | Window Sun Protection | Window Sun Protection | NonEquip | 10 |  | 12.84% | Tech/Econ | 16% | 0 | 0 | 0
Tech | Miscellaneous | Space Cooling | District chilled water piped | TRC | New | NN4358 | Waterside Economizer | Waterside Economizer | NonEquip | 20 |  | 0% | Tech/Econ | 5.556% | 0 | 0 | 0
Tech | Miscellaneous | Space Cooling | District chilled water piped | TRC | New | NN4150 | Smart Thermostat | Smart Thermostat | NonEquip | 11 |  | 22.46% | Tech/Econ | 10% | 0 | 0 | 0
Tech | Miscellaneous | Space Cooling | District chilled water piped | TRC | New | NN4046 | Programmable Thermostat | Programmable Thermostat | NonEquip | 11 |  | 0% | Tech/Econ | 3.6% | 0 | 0 | 0
Tech | Miscellaneous | Space Cooling | District chilled water piped | TRC | New | NN3994 | Low U-Value Windows | Low U-Value Windows | NonEquip | 20 |  | 14.46% | Tech/Econ | 10% | 0 | 0 | 0
Tech | Miscellaneous | Space Cooling | District chilled water piped | TRC | New | NN3916 | HVAC tune-up_RTU | HVAC tune-up_RTU | NonEquip | 5 | Packaged air conditioning units (RTUs) | 0% | Tech/Econ | 5% | 0 | 0 | 0
Tech | Miscellaneous | Space Cooling | District chilled water piped | TRC | New | NN3890 | HVAC tune-up | HVAC tune-up | NonEquip | 5 | Residential-type central air conditioners | 0% | Tech/Econ | 5% | 0 | 0 | 0
Tech | Miscellaneous | Space Cooling | District chilled water piped | TRC | New | NN3812 | Green Roof | Green Roof | NonEquip | 15 |  | 0.3341% | Tech/Econ | 0.1496% | 0 | 0 | 0
Tech | Miscellaneous | Space Cooling | District chilled water piped | TRC | New | NN3682 | Facility Energy Management System | Facility Energy Management System | NonEquip | 15 |  | 6.861% | Tech/Econ | 20% | 0 | 0 | 0
Tech | Miscellaneous | Space Cooling | District chilled water piped | TRC | New | NN3630 | Facility Commissioning | Facility Commissioning | NonEquip | 10 |  | 53.41% | Tech/Econ | 16% | 0 | 0 | 0
Tech | Miscellaneous | Space Cooling | District chilled water piped | TRC | New | NN3604 | Energy Recovery Ventilation System (ERV) | Energy Recovery Ventilation System (ERV) | NonEquip | 15 | Packaged air conditioning units (RTUs) | 0% | Tech/Econ | 9.935% | 0 | 0 | 0
Tech | Miscellaneous | Space Cooling | District chilled water piped | TRC | New | NN3526 | Duct Sealing Repair | Duct Sealing Repair | NonEquip | 15 |  | 0% | Tech/Econ | 12% | 0 | 0 | 0
Tech | Miscellaneous | Space Cooling | District chilled water piped | TRC | New | NN3474 | Duct Insulation | Duct Insulation | NonEquip | 15 |  | 0% | Tech/Econ | 2.045% | 0 | 0 | 0
Tech | Miscellaneous | Space Cooling | District chilled water piped | TRC | New | NN3422 | Dedicated Outdoor Air System on VRF unit | Dedicated Outdoor Air System on VRF unit | NonEquip | 15 | Residential-type central air conditioners | 0% | Tech/Econ | 17.5% | 0 | 0 | 0
Tech | Miscellaneous | Space Cooling | District chilled water piped | TRC | New | NN3370 | Cool Roof | Cool Roof | NonEquip | 15 |  | 72.47% | Tech/Econ | 0.1918% | 0 | 0 | 0
Tech | Miscellaneous | Space Cooling | District chilled water piped | TRC | New | NN3318 | Chilled Water System - Variable Speed Drives | Chilled Water System - Variable Speed Drives | NonEquip | 13 | Central chillers inside | 0% | Tech/Econ | 24.74% | 0 | 0 | 0
Tech | Miscellaneous | Space Cooling | District chilled water piped | TRC | New | NN3292 | Chilled Water Controls Optimization | Chilled Water Controls Optimization | NonEquip | 10 | Central chillers inside | 0% | Tech/Econ | 12.5% | 0 | 0 | 0
Tech | Miscellaneous | Space Cooling | District chilled water piped | TRC | New | NN3214 | Ceiling Insulation(R2 to R38) | Ceiling Insulation(R2 to R38) | NonEquip | 20 |  | 0% | Tech/Econ | 1.76% | 0 | 0 | 0
Tech | Miscellaneous | Space Cooling | District chilled water piped | TRC | New | NN3110 | Ceiling Insulation(R12 to R38) | Ceiling Insulation(R12 to R38) | NonEquip | 20 |  | 0% | Tech/Econ | 0.2119% | 0 | 0 | 0
Tech | Miscellaneous | Space Cooling | District chilled water piped | TRC | New | NN3058 | Airside Economizer | Airside Economizer | NonEquip | 10 | Packaged air conditioning units (RTUs) | 0% | Tech/Econ | 5.556% | 0 | 0 | 0
Tech | Miscellaneous | Space Cooling | District chilled water piped | TRC | Existing | NE5359 | Retro-Commissioning | Retro-Commissioning | NonEquip | 5 |  | 21.99% | Tech/Econ | 16% | 0 | 0 | 0
Tech | Miscellaneous | Space Cooling | District chilled water piped | TRC | Existing | NE4371 | Window Sun Protection | Window Sun Protection | NonEquip | 10 |  | 12.84% | Tech/Econ | 16% | 0 | 0 | 0
Tech | Miscellaneous | Space Cooling | District chilled water piped | TRC | Existing | NE4345 | Waterside Economizer | Waterside Economizer | NonEquip | 20 |  | 0% | Tech/Econ | 5.556% | 0 | 0 | 0
Tech | Miscellaneous | Space Cooling | District chilled water piped | TRC | Existing | NE4215 | Wall Insulation | Wall Insulation | NonEquip | 20 |  | 0% | Tech/Econ | 0.7745% | 0 | 0 | 0
Tech | Miscellaneous | Space Cooling | District chilled water piped | TRC | Existing | NE4137 | Smart Thermostat | Smart Thermostat | NonEquip | 11 |  | 22.46% | Tech/Econ | 10% | 0 | 0 | 0
Tech | Miscellaneous | Space Cooling | District chilled water piped | TRC | Existing | NE4111 | Roof Insulation | Roof Insulation | NonEquip | 20 |  | 49.96% | Tech/Econ | 0.2581% | 0 | 0 | 0
Tech | Miscellaneous | Space Cooling | District chilled water piped | TRC | Existing | NE4033 | Programmable Thermostat | Programmable Thermostat | NonEquip | 11 |  | 0% | Tech/Econ | 3.6% | 0 | 0 | 0
Tech | Miscellaneous | Space Cooling | District chilled water piped | TRC | Existing | NE3981 | Low U-Value Windows | Low U-Value Windows | NonEquip | 20 |  | 14.46% | Tech/Econ | 46% | 0 | 0 | 0
Tech | Miscellaneous | Space Cooling | District chilled water piped | TRC | Existing | NE3903 | HVAC tune-up_RTU | HVAC tune-up_RTU | NonEquip | 5 | Packaged air conditioning units (RTUs) | 0% | Tech/Econ | 5% | 0 | 0 | 0
Tech | Miscellaneous | Space Cooling | District chilled water piped | TRC | Existing | NE3877 | HVAC tune-up | HVAC tune-up | NonEquip | 5 | Residential-type central air conditioners | 0% | Tech/Econ | 5% | 0 | 0 | 0
Tech | Miscellaneous | Space Cooling | District chilled water piped | TRC | Existing | NE3799 | Green Roof | Green Roof | NonEquip | 15 |  | 0.3341% | Tech/Econ | 0.1496% | 0 | 0 | 0
Tech | Miscellaneous | Space Cooling | District chilled water piped | TRC | Existing | NE3747 | Floor Insulation | Floor Insulation | NonEquip | 20 |  | 24.19% | Tech/Econ | 0.06771% | 0 | 0 | 0
Tech | Miscellaneous | Space Cooling | District chilled water piped | TRC | Existing | NE3669 | Facility Energy Management System | Facility Energy Management System | NonEquip | 15 |  | 6.861% | Tech/Econ | 20% | 0 | 0 | 0
Tech | Miscellaneous | Space Cooling | District chilled water piped | TRC | Existing | NE3591 | Energy Recovery Ventilation System (ERV) | Energy Recovery Ventilation System (ERV) | NonEquip | 15 | Packaged air conditioning units (RTUs) | 0% | Tech/Econ | 9.935% | 0 | 0 | 0
Tech | Miscellaneous | Space Cooling | District chilled water piped | TRC | Existing | NE3513 | Duct Sealing Repair | Duct Sealing Repair | NonEquip | 15 |  | 0% | Tech/Econ | 12% | 0 | 0 | 0
Tech | Miscellaneous | Space Cooling | District chilled water piped | TRC | Existing | NE3461 | Duct Insulation | Duct Insulation | NonEquip | 15 |  | 0% | Tech/Econ | 2.045% | 0 | 0 | 0
Tech | Miscellaneous | Space Cooling | District chilled water piped | TRC | Existing | NE3409 | Dedicated Outdoor Air System on VRF unit | Dedicated Outdoor Air System on VRF unit | NonEquip | 15 | Residential-type central air conditioners | 0% | Tech/Econ | 17.5% | 0 | 0 | 0
Tech | Miscellaneous | Space Cooling | District chilled water piped | TRC | Existing | NE3357 | Cool Roof | Cool Roof | NonEquip | 15 |  | 72.47% | Tech/Econ | 0.1918% | 0 | 0 | 0
Tech | Miscellaneous | Space Cooling | District chilled water piped | TRC | Existing | NE3305 | Chilled Water System - Variable Speed Drives | Chilled Water System - Variable Speed Drives | NonEquip | 13 | Central chillers inside | 0% | Tech/Econ | 24.74% | 0 | 0 | 0
Tech | Miscellaneous | Space Cooling | District chilled water piped | TRC | Existing | NE3279 | Chilled Water Controls Optimization | Chilled Water Controls Optimization | NonEquip | 10 | Central chillers inside | 0% | Tech/Econ | 12.5% | 0 | 0 | 0
Tech | Miscellaneous | Space Cooling | District chilled water piped | TRC | Existing | NE3201 | Ceiling Insulation(R2 to R38) | Ceiling Insulation(R2 to R38) | NonEquip | 20 |  | 0% | Tech/Econ | 1.76% | 0 | 0 | 0
Tech | Miscellaneous | Space Cooling | District chilled water piped | TRC | Existing | NE3149 | Ceiling Insulation(R19 to R38) | Ceiling Insulation(R19 to R38) | NonEquip | 20 |  | 0% | Tech/Econ | 0.0978% | 0 | 0 | 0
Tech | Miscellaneous | Space Cooling | District chilled water piped | TRC | Existing | NE3097 | Ceiling Insulation(R12 to R38) | Ceiling Insulation(R12 to R38) | NonEquip | 20 |  | 0% | Tech/Econ | 0.2119% | 0 | 0 | 0
Tech | Miscellaneous | Space Cooling | District chilled water piped | TRC | Existing | NE3045 | Airside Economizer | Airside Economizer | NonEquip | 10 | Packaged air conditioning units (RTUs) | 0% | Tech/Econ | 5.556% | 0 | 0 | 0
Tech | Miscellaneous | Space Cooling | District chilled water piped | TRC | Turnover | ET945 | High Efficiency Chiller (Air Cooled, 50 tons) | High Efficiency Chiller (Air Cooled, 50 tons) | Equip | 20 | District chilled water piped | 28.37% | Tech/Econ | 8.759% | 0 | 0 | 0
Tech | Miscellaneous | Space Cooling | District chilled water piped | TRC | Turnover | ET1101 | High Efficiency Chiller (Water cooled-positive displacement, 100 tons) | High Efficiency Chiller (Water cooled-positive displacement, 100 tons) | Equip | 20 | District chilled water piped | 28.37% | Tech/Econ | 2.683% | 0 | 0 | 0
Tech | Miscellaneous | Space Cooling | District chilled water piped | TRC | Turnover | ET1023 | High Efficiency Chiller (Water cooled-centrifugal, 200 tons) | High Efficiency Chiller (Water cooled-centrifugal, 200 tons) | Equip | 20 | District chilled water piped | 28.37% | Tech/Econ | 4.362% | 0 | 0 | 0
Tech | Miscellaneous | Space Cooling | District chilled water piped | TRC | New | EN971 | High Efficiency Chiller (Air Cooled, 50 tons) | High Efficiency Chiller (Air Cooled, 50 tons) | Equip | 20 | District chilled water piped | 28.37% | Tech/Econ | 8.759% | 0 | 0 | 0
Tech | Miscellaneous | Space Cooling | District chilled water piped | TRC | New | EN1127 | High Efficiency Chiller (Water cooled-positive displacement, 100 tons) | High Efficiency Chiller (Water cooled-positive displacement, 100 tons) | Equip | 20 | District chilled water piped | 28.37% | Tech/Econ | 2.683% | 0 | 0 | 0
Tech | Miscellaneous | Space Cooling | District chilled water piped | TRC | New | EN1049 | High Efficiency Chiller (Water cooled-centrifugal, 200 tons) | High Efficiency Chiller (Water cooled-centrifugal, 200 tons) | Equip | 20 | District chilled water piped | 28.37% | Tech/Econ | 4.362% | 0 | 0 | 0
Tech | Miscellaneous | Refrigeration | Display cases | TRC | New | NN5320 | Retro-Commissioning | Retro-Commissioning | NonEquip | 5 |  | 0% | Tech/Econ | 16% | 0 | 0 | 0
Tech | Miscellaneous | Refrigeration | Display cases | TRC | New | NN4904 | Strip Curtains for Walk-ins | Strip Curtains for Walk-ins | NonEquip | 4 | Walk-in cooler | 0% | Tech/Econ | 2.115% | 0 | 0 | 0
Tech | Miscellaneous | Refrigeration | Display cases | TRC | New | NN4878 | Refrigerated Display Case Lighting Controls | Refrigerated Display Case Lighting Controls | NonEquip | 8 | Display cases | 0% | Tech/Econ | 0.9365% | 0 | 0 | 0
Tech | Miscellaneous | Refrigeration | Display cases | TRC | New | NN4852 | PSC to ECM Evaporator Fan Motor (Walk-In, Refrigerator) | PSC to ECM Evaporator Fan Motor (Walk-In, Refrigerator) | NonEquip | 15 | Walk-in cooler | 0% | Tech/Econ | 37.5% | 0 | 0 | 0
Tech | Miscellaneous | Refrigeration | Display cases | TRC | New | NN4826 | PSC to ECM Evaporator Fan Motor (Reach-In) | PSC to ECM Evaporator Fan Motor (Reach-In) | NonEquip | 15 | Display cases | 0% | Tech/Econ | 37.5% | 0 | 0 | 0
Tech | Miscellaneous | Refrigeration | Display cases | TRC | New | NN4800 | Night Covers for Display Cases | Night Covers for Display Cases | NonEquip | 5 | Display cases | 0% | Tech/Econ | 1.877% | 0 | 0 | 0
Tech | Miscellaneous | Refrigeration | Display cases | TRC | New | NN4774 | High R-Value Glass Doors | High R-Value Glass Doors | NonEquip | 12 | Display cases | 0% | Tech/Econ | 0% | 0 | 0 | 0
Tech | Miscellaneous | Refrigeration | Display cases | TRC | New | NN4748 | High Efficiency Refrigeration Compressor | High Efficiency Refrigeration Compressor | NonEquip | 13 | Display cases | 0% | Tech/Econ | 6.922% | 0 | 0 | 0
Tech | Miscellaneous | Refrigeration | Display cases | TRC | New | NN4722 | Freezer-Cooler Replacement Gaskets | Freezer-Cooler Replacement Gaskets | NonEquip | 4 | Display cases | 0% | Tech/Econ | 0% | 0 | 0 | 0
Tech | Miscellaneous | Refrigeration | Display cases | TRC | New | NN4696 | Floating Head Pressure Controls | Floating Head Pressure Controls | NonEquip | 15 |  | 0% | Tech/Econ | 6.05% | 0 | 0 | 0
Tech | Miscellaneous | Refrigeration | Display cases | TRC | New | NN4670 | Demand Defrost | Demand Defrost | NonEquip | 10 | Walk-in cooler | 0% | Tech/Econ | 30% | 0 | 0 | 0
Tech | Miscellaneous | Refrigeration | Display cases | TRC | New | NN4644 | Automatic Door Closer for Walk-in Coolers and Freezers | Automatic Door Closer for Walk-in Coolers and Freezers | NonEquip | 8 | Walk-in cooler | 0% | Tech/Econ | 3.131% | 0 | 0 | 0
Tech | Miscellaneous | Refrigeration | Display cases | TRC | New | NN4618 | Anti-Sweat Controls | Anti-Sweat Controls | NonEquip | 8 | Display cases | 0% | Tech/Econ | 85% | 0 | 0 | 0
Tech | Miscellaneous | Refrigeration | Display cases | TRC | Existing | NE5307 | Retro-Commissioning | Retro-Commissioning | NonEquip | 5 |  | 21.99% | Tech/Econ | 16% | 0 | 0 | 0
Tech | Miscellaneous | Refrigeration | Display cases | TRC | Existing | NE4891 | Strip Curtains for Walk-ins | Strip Curtains for Walk-ins | NonEquip | 4 | Walk-in cooler | 0% | Tech/Econ | 2.115% | 0 | 0 | 0
Tech | Miscellaneous | Refrigeration | Display cases | TRC | Existing | NE4865 | Refrigerated Display Case Lighting Controls | Refrigerated Display Case Lighting Controls | NonEquip | 8 | Display cases | 0% | Tech/Econ | 2.524% | 0 | 0 | 0
Tech | Miscellaneous | Refrigeration | Display cases | TRC | Existing | NE4839 | PSC to ECM Evaporator Fan Motor (Walk-In, Refrigerator) | PSC to ECM Evaporator Fan Motor (Walk-In, Refrigerator) | NonEquip | 15 | Walk-in cooler | 0% | Tech/Econ | 37.5% | 0 | 0 | 0
Tech | Miscellaneous | Refrigeration | Display cases | TRC | Existing | NE4813 | PSC to ECM Evaporator Fan Motor (Reach-In) | PSC to ECM Evaporator Fan Motor (Reach-In) | NonEquip | 15 | Display cases | 0% | Tech/Econ | 37.5% | 0 | 0 | 0
Tech | Miscellaneous | Refrigeration | Display cases | TRC | Existing | NE4787 | Night Covers for Display Cases | Night Covers for Display Cases | NonEquip | 5 | Display cases | 0% | Tech/Econ | 1.877% | 0 | 0 | 0
Tech | Miscellaneous | Refrigeration | Display cases | TRC | Existing | NE4761 | High R-Value Glass Doors | High R-Value Glass Doors | NonEquip | 12 | Display cases | 0% | Tech/Econ | 23.81% | 0 | 0 | 0
Tech | Miscellaneous | Refrigeration | Display cases | TRC | Existing | NE4735 | High Efficiency Refrigeration Compressor | High Efficiency Refrigeration Compressor | NonEquip | 13 | Display cases | 0% | Tech/Econ | 6.922% | 0 | 0 | 0
Tech | Miscellaneous | Refrigeration | Display cases | TRC | Existing | NE4709 | Freezer-Cooler Replacement Gaskets | Freezer-Cooler Replacement Gaskets | NonEquip | 4 | Display cases | 0% | Tech/Econ | 3.131% | 0 | 0 | 0
Tech | Miscellaneous | Refrigeration | Display cases | TRC | Existing | NE4683 | Floating Head Pressure Controls | Floating Head Pressure Controls | NonEquip | 15 |  | 0% | Tech/Econ | 6.05% | 0 | 0 | 0
Tech | Miscellaneous | Refrigeration | Display cases | TRC | Existing | NE4657 | Demand Defrost | Demand Defrost | NonEquip | 10 | Walk-in cooler | 0% | Tech/Econ | 30% | 0 | 0 | 0
Tech | Miscellaneous | Refrigeration | Display cases | TRC | Existing | NE4631 | Automatic Door Closer for Walk-in Coolers and Freezers | Automatic Door Closer for Walk-in Coolers and Freezers | NonEquip | 8 | Walk-in cooler | 0% | Tech/Econ | 3.131% | 0 | 0 | 0
Tech | Miscellaneous | Refrigeration | Display cases | TRC | Existing | NE4605 | Anti-Sweat Controls | Anti-Sweat Controls | NonEquip | 8 | Display cases | 0% | Tech/Econ | 85% | 0 | 0 | 0
Tech | Miscellaneous | Refrigeration | Display cases | TRC | Turnover | ET2616 | Refrigerated Display Case LED Lighting | Refrigerated Display Case LED Lighting | Equip | 8 | Display cases | 0% | Tech/Econ | 6.613% | 0 | 0 | 0
Tech | Miscellaneous | Refrigeration | Display cases | TRC | Turnover | ET2460 | Energy Star Commercial Solid Door Refrigerator | Energy Star Commercial Solid Door Refrigerator | Equip | 12 | Display cases | 0% | Tech/Econ | 50.28% | 0 | 0 | 0
Tech | Miscellaneous | Refrigeration | Display cases | TRC | Turnover | ET2421 | Energy Star Commercial Solid Door Freezer | Energy Star Commercial Solid Door Freezer | Equip | 12 | Display cases | 0% | Tech/Econ | 42.11% | 0 | 0 | 0
Tech | Miscellaneous | Refrigeration | Display cases | TRC | Turnover | ET2382 | Energy Star Commercial Glass Door Refrigerator | Energy Star Commercial Glass Door Refrigerator | Equip | 12 | Display cases | 0% | Tech/Econ | 37.88% | 0 | 0 | 0
Tech | Miscellaneous | Refrigeration | Display cases | TRC | Turnover | ET2343 | Energy Star Commercial Glass Door Freezer | Energy Star Commercial Glass Door Freezer | Equip | 12 | Display cases | 0% | Tech/Econ | 40.57% | 0 | 0 | 0
Tech | Miscellaneous | Refrigeration | Display cases | TRC | New | EN2642 | Refrigerated Display Case LED Lighting | Refrigerated Display Case LED Lighting | Equip | 8 | Display cases | 0% | Tech/Econ | 0% | 0 | 0 | 0
Tech | Miscellaneous | Refrigeration | Display cases | TRC | New | EN2486 | Energy Star Commercial Solid Door Refrigerator | Energy Star Commercial Solid Door Refrigerator | Equip | 12 | Display cases | 0% | Tech/Econ | 50.28% | 0 | 0 | 0
Tech | Miscellaneous | Refrigeration | Display cases | TRC | New | EN2447 | Energy Star Commercial Solid Door Freezer | Energy Star Commercial Solid Door Freezer | Equip | 12 | Display cases | 0% | Tech/Econ | 42.11% | 0 | 0 | 0
Tech | Miscellaneous | Refrigeration | Display cases | TRC | New | EN2408 | Energy Star Commercial Glass Door Refrigerator | Energy Star Commercial Glass Door Refrigerator | Equip | 12 | Display cases | 0% | Tech/Econ | 37.88% | 0 | 0 | 0
Tech | Miscellaneous | Refrigeration | Display cases | TRC | New | EN2369 | Energy Star Commercial Glass Door Freezer | Energy Star Commercial Glass Door Freezer | Equip | 12 | Display cases | 0% | Tech/Econ | 40.57% | 0 | 0 | 0
Tech | Miscellaneous | Cooking | Cooking Other | TRC | Turnover | ET9 | Efficient Exhaust Hood | Efficient Exhaust Hood | Equip | 15 | Cooking Other | 0% | Tech/Econ | 42.5% | 0 | 0 | 0
Tech | Miscellaneous | Cooking | Cooking Other | TRC | Turnover | ET243 | Induction Cooktops | Induction Cooktops | Equip | 10 | Cooking Other | 0% | Tech/Econ | 18.82% | 0 | 0 | 0
Tech | Miscellaneous | Cooking | Cooking Other | TRC | Turnover | ET165 | Energy Star Hot Food Holding Cabinet | Energy Star Hot Food Holding Cabinet | Equip | 12 | Cooking Other | 0% | Tech/Econ | 52.67% | 0 | 0 | 0
Tech | Miscellaneous | Cooking | Cooking Other | TRC | Turnover | ET126 | Energy Star Griddle | Energy Star Griddle | Equip | 12 | Cooking Other | 0% | Tech/Econ | 12.08% | 0 | 0 | 0
Tech | Miscellaneous | Cooking | Cooking Other | TRC | New | EN35 | Efficient Exhaust Hood | Efficient Exhaust Hood | Equip | 15 | Cooking Other | 0% | Tech/Econ | 42.5% | 0 | 0 | 0
Tech | Miscellaneous | Cooking | Cooking Other | TRC | New | EN269 | Induction Cooktops | Induction Cooktops | Equip | 10 | Cooking Other | 0% | Tech/Econ | 18.82% | 0 | 0 | 0
Tech | Miscellaneous | Cooking | Cooking Other | TRC | New | EN191 | Energy Star Hot Food Holding Cabinet | Energy Star Hot Food Holding Cabinet | Equip | 12 | Cooking Other | 0% | Tech/Econ | 52.67% | 0 | 0 | 0
Tech | Miscellaneous | Cooking | Cooking Other | TRC | New | EN152 | Energy Star Griddle | Energy Star Griddle | Equip | 12 | Cooking Other | 0% | Tech/Econ | 12.08% | 0 | 0 | 0
Tech | Miscellaneous | Office Equipment | Computers | TRC | New | NN4592 | Smart Strip Plug Outlet | Smart Strip Plug Outlet | NonEquip | 4 |  | 43.9% | Tech/Econ | 1.187% | 0 | 0 | 0
Tech | Miscellaneous | Office Equipment | Computers | TRC | New | NN4566 | Network PC Power Management | Network PC Power Management | NonEquip | 5 | Computers | 0% | Tech/Econ | 56.5% | 0 | 0 | 0
Tech | Miscellaneous | Office Equipment | Computers | TRC | Existing | NE4579 | Smart Strip Plug Outlet | Smart Strip Plug Outlet | NonEquip | 4 |  | 43.9% | Tech/Econ | 1.187% | 4259.4499 | 0.63336 | 0
Tech | Miscellaneous | Office Equipment | Computers | TRC | Existing | NE4553 | Network PC Power Management | Network PC Power Management | NonEquip | 5 | Computers | 0% | Tech/Econ | 56.5% | 0 | 0 | 0
Tech | Miscellaneous | Office Equipment | Computers | TRC | Turnover | ET2187 | Energy Star PCs | Energy Star PCs | Equip | 4 | Computers | 35% | Tech/Econ | 43.34% | 146182.6734 | 20.8191 | 0
Tech | Miscellaneous | Office Equipment | Computers | TRC | New | EN2213 | Energy Star PCs | Energy Star PCs | Equip | 4 | Computers | 35% | Tech/Econ | 43.34% | 0 | 0 | 0
Tech | Miscellaneous | Domestic Hot Water | Centralized water heaters | TRC | New | NN5424 | Retro-Commissioning | Retro-Commissioning | NonEquip | 5 |  | 0% | Tech/Econ | 16% | 0 | 0 | 0
Tech | Miscellaneous | Domestic Hot Water | Centralized water heaters | TRC | New | NN2928 | Thermostatic Shower Restriction Valve | Thermostatic Shower Restriction Valve | NonEquip | 10 | Centralized water heaters | 0% | Tech/Econ | 3.379% | 0 | 0 | 0
Tech | Miscellaneous | Domestic Hot Water | Centralized water heaters | TRC | New | NN2902 | Tank Wrap on Water Heater | Tank Wrap on Water Heater | NonEquip | 7 | Centralized water heaters | 55.99% | Tech/Econ | 1.17% | 0 | 0 | 0
Tech | Miscellaneous | Domestic Hot Water | Centralized water heaters | TRC | New | NN2876 | Low-Flow Pre-Rinse Sprayers | Low-Flow Pre-Rinse Sprayers | NonEquip | 5 | Centralized water heaters | 0% | Tech/Econ | 0.5258% | 0 | 0 | 0
Tech | Miscellaneous | Domestic Hot Water | Centralized water heaters | TRC | New | NN2850 | Low Flow Shower Head | Low Flow Shower Head | NonEquip | 10 | Centralized water heaters | 0% | Tech/Econ | 0.6845% | 0 | 0 | 0
Tech | Miscellaneous | Domestic Hot Water | Centralized water heaters | TRC | New | NN2824 | Hot Water Pipe Insulation | Hot Water Pipe Insulation | NonEquip | 13 | Centralized water heaters | 22.62% | Tech/Econ | 6.282% | 0 | 0 | 0
Tech | Miscellaneous | Domestic Hot Water | Centralized water heaters | TRC | New | NN2798 | Hot Water Circulation Pump Control | Hot Water Circulation Pump Control | NonEquip | 15 | Centralized water heaters | 34.31% | Tech/Econ | 3.017% | 0 | 0 | 0
Tech | Miscellaneous | Domestic Hot Water | Centralized water heaters | TRC | New | NN2772 | Faucet Aerator | Faucet Aerator | NonEquip | 10 | Centralized water heaters | 23.64% | Tech/Econ | 0.4552% | 0 | 0 | 0
Tech | Miscellaneous | Domestic Hot Water | Centralized water heaters | TRC | New | NN2746 | Drain Water Heat Recovery | Drain Water Heat Recovery | NonEquip | 15 | Centralized water heaters | 22.62% | Tech/Econ | 12.27% | 0 | 0 | 0
Tech | Miscellaneous | Domestic Hot Water | Centralized water heaters | TRC | Existing | NE5411 | Retro-Commissioning | Retro-Commissioning | NonEquip | 5 |  | 21.99% | Tech/Econ | 16% | 4110.0626 | 0.68713 | 2.1304
Tech | Miscellaneous | Domestic Hot Water | Centralized water heaters | TRC | Existing | NE2915 | Thermostatic Shower Restriction Valve | Thermostatic Shower Restriction Valve | NonEquip | 10 | Centralized water heaters | 0% | Tech/Econ | 3.232% | 0 | 0 | 0
Tech | Miscellaneous | Domestic Hot Water | Centralized water heaters | TRC | Existing | NE2889 | Tank Wrap on Water Heater | Tank Wrap on Water Heater | NonEquip | 7 | Centralized water heaters | 55.99% | Tech/Econ | 1.17% | 718.8558 | 0.072007 | 0.073468
Tech | Miscellaneous | Domestic Hot Water | Centralized water heaters | TRC | Existing | NE2863 | Low-Flow Pre-Rinse Sprayers | Low-Flow Pre-Rinse Sprayers | NonEquip | 5 | Centralized water heaters | 0% | Tech/Econ | 0.5014% | 0 | 0 | 0
Tech | Miscellaneous | Domestic Hot Water | Centralized water heaters | TRC | Existing | NE2837 | Low Flow Shower Head | Low Flow Shower Head | NonEquip | 10 | Centralized water heaters | 0% | Tech/Econ | 0.6548% | 0 | 0 | 0
Tech | Miscellaneous | Domestic Hot Water | Centralized water heaters | TRC | Existing | NE2811 | Hot Water Pipe Insulation | Hot Water Pipe Insulation | NonEquip | 13 | Centralized water heaters | 22.62% | Tech/Econ | 6.01% | 1527.232 | 0.17062 | 0.19175
Tech | Miscellaneous | Domestic Hot Water | Centralized water heaters | TRC | Existing | NE2785 | Hot Water Circulation Pump Control | Hot Water Circulation Pump Control | NonEquip | 15 | Centralized water heaters | 34.31% | Tech/Econ | 2.886% | 1097.2517 | 0.052186 | 0.054823
Tech | Miscellaneous | Domestic Hot Water | Centralized water heaters | TRC | Existing | NE2759 | Faucet Aerator | Faucet Aerator | NonEquip | 10 | Centralized water heaters | 23.64% | Tech/Econ | 0.4355% | 112.2119 | 0.023387 | 0.014085
Tech | Miscellaneous | Domestic Hot Water | Centralized water heaters | TRC | Existing | NE2733 | Drain Water Heat Recovery | Drain Water Heat Recovery | NonEquip | 15 | Centralized water heaters | 2.67% | Tech/Econ | 12.27% | 369.3302 | 0.089398 | 0.042512
Tech | Miscellaneous | Domestic Hot Water | Centralized water heaters | TRC | Turnover | ET438 | Solar Water Heater | Solar Water Heater | Equip | 15 | Centralized water heaters | 13.24% | Tech/Econ | 76.67% | 16927.1015 | 1.2652 | 0.17762
Tech | Miscellaneous | Domestic Hot Water | Centralized water heaters | TRC | Turnover | ET360 | Heat Pump Water Heater | Heat Pump Water Heater | Equip | 10 | Centralized water heaters | 33.74% | Tech/Econ | 65.32% | 33026.2948 | 5.5812 | 3.7122
Tech | Miscellaneous | Domestic Hot Water | Centralized water heaters | TRC | Turnover | ET282 | Energy Star Commercial Dishwasher | Energy Star Commercial Dishwasher | Equip | 15 | Centralized water heaters | 0% | Tech/Econ | 29.58% | 0 | 0 | 0
Tech | Miscellaneous | Domestic Hot Water | Centralized water heaters | TRC | New | EN464 | Solar Water Heater | Solar Water Heater | Equip | 15 | Centralized water heaters | 13.24% | Tech/Econ | 76.67% | 0 | 0 | 0
Tech | Miscellaneous | Domestic Hot Water | Centralized water heaters | TRC | New | EN386 | Heat Pump Water Heater | Heat Pump Water Heater | Equip | 10 | Centralized water heaters | 33.74% | Tech/Econ | 65.32% | 0 | 0 | 0
Tech | Miscellaneous | Domestic Hot Water | Centralized water heaters | TRC | New | EN308 | Energy Star Commercial Dishwasher | Energy Star Commercial Dishwasher | Equip | 15 | Centralized water heaters | 0% | Tech/Econ | 29.58% | 0 | 0 | 0
Tech | Miscellaneous | Space Cooling | Central chillers inside | TRC | New | NN5372 | Retro-Commissioning | Retro-Commissioning | NonEquip | 5 |  | 0% | Tech/Econ | 16% | 0 | 0 | 0
Tech | Miscellaneous | Space Cooling | Central chillers inside | TRC | New | NN4384 | Window Sun Protection | Window Sun Protection | NonEquip | 10 |  | 12.84% | Tech/Econ | 16% | 0 | 0 | 0
Tech | Miscellaneous | Space Cooling | Central chillers inside | TRC | New | NN4358 | Waterside Economizer | Waterside Economizer | NonEquip | 20 |  | 0% | Tech/Econ | 5.556% | 0 | 0 | 0
Tech | Miscellaneous | Space Cooling | Central chillers inside | TRC | New | NN4150 | Smart Thermostat | Smart Thermostat | NonEquip | 11 |  | 22.46% | Tech/Econ | 10% | 0 | 0 | 0
Tech | Miscellaneous | Space Cooling | Central chillers inside | TRC | New | NN4046 | Programmable Thermostat | Programmable Thermostat | NonEquip | 11 |  | 0% | Tech/Econ | 3.6% | 0 | 0 | 0
Tech | Miscellaneous | Space Cooling | Central chillers inside | TRC | New | NN3994 | Low U-Value Windows | Low U-Value Windows | NonEquip | 20 |  | 14.46% | Tech/Econ | 10% | 0 | 0 | 0
Tech | Miscellaneous | Space Cooling | Central chillers inside | TRC | New | NN3916 | HVAC tune-up_RTU | HVAC tune-up_RTU | NonEquip | 5 | Packaged air conditioning units (RTUs) | 0% | Tech/Econ | 5% | 0 | 0 | 0
Tech | Miscellaneous | Space Cooling | Central chillers inside | TRC | New | NN3890 | HVAC tune-up | HVAC tune-up | NonEquip | 5 | Residential-type central air conditioners | 0% | Tech/Econ | 5% | 0 | 0 | 0
Tech | Miscellaneous | Space Cooling | Central chillers inside | TRC | New | NN3812 | Green Roof | Green Roof | NonEquip | 15 |  | 0.3341% | Tech/Econ | 0.1496% | 0 | 0 | 0
Tech | Miscellaneous | Space Cooling | Central chillers inside | TRC | New | NN3682 | Facility Energy Management System | Facility Energy Management System | NonEquip | 15 |  | 6.861% | Tech/Econ | 20% | 0 | 0 | 0
Tech | Miscellaneous | Space Cooling | Central chillers inside | TRC | New | NN3630 | Facility Commissioning | Facility Commissioning | NonEquip | 10 |  | 53.41% | Tech/Econ | 16% | 0 | 0 | 0
Tech | Miscellaneous | Space Cooling | Central chillers inside | TRC | New | NN3604 | Energy Recovery Ventilation System (ERV) | Energy Recovery Ventilation System (ERV) | NonEquip | 15 | Packaged air conditioning units (RTUs) | 0% | Tech/Econ | 9.935% | 0 | 0 | 0
Tech | Miscellaneous | Space Cooling | Central chillers inside | TRC | New | NN3526 | Duct Sealing Repair | Duct Sealing Repair | NonEquip | 15 |  | 0% | Tech/Econ | 12% | 0 | 0 | 0
Tech | Miscellaneous | Space Cooling | Central chillers inside | TRC | New | NN3474 | Duct Insulation | Duct Insulation | NonEquip | 15 |  | 0% | Tech/Econ | 2.045% | 0 | 0 | 0
Tech | Miscellaneous | Space Cooling | Central chillers inside | TRC | New | NN3422 | Dedicated Outdoor Air System on VRF unit | Dedicated Outdoor Air System on VRF unit | NonEquip | 15 | Residential-type central air conditioners | 0% | Tech/Econ | 17.5% | 0 | 0 | 0
Tech | Miscellaneous | Space Cooling | Central chillers inside | TRC | New | NN3370 | Cool Roof | Cool Roof | NonEquip | 15 |  | 72.47% | Tech/Econ | 0.1918% | 0 | 0 | 0
Tech | Miscellaneous | Space Cooling | Central chillers inside | TRC | New | NN3318 | Chilled Water System - Variable Speed Drives | Chilled Water System - Variable Speed Drives | NonEquip | 13 | Central chillers inside | 74.38% | Tech/Econ | 24.74% | 0 | 0 | 0
Tech | Miscellaneous | Space Cooling | Central chillers inside | TRC | New | NN3292 | Chilled Water Controls Optimization | Chilled Water Controls Optimization | NonEquip | 10 | Central chillers inside | 34.04% | Tech/Econ | 12.5% | 0 | 0 | 0
Tech | Miscellaneous | Space Cooling | Central chillers inside | TRC | New | NN3214 | Ceiling Insulation(R2 to R38) | Ceiling Insulation(R2 to R38) | NonEquip | 20 |  | 0% | Tech/Econ | 1.76% | 0 | 0 | 0
Tech | Miscellaneous | Space Cooling | Central chillers inside | TRC | New | NN3110 | Ceiling Insulation(R12 to R38) | Ceiling Insulation(R12 to R38) | NonEquip | 20 |  | 0% | Tech/Econ | 0.2119% | 0 | 0 | 0
Tech | Miscellaneous | Space Cooling | Central chillers inside | TRC | New | NN3058 | Airside Economizer | Airside Economizer | NonEquip | 10 | Packaged air conditioning units (RTUs) | 0% | Tech/Econ | 5.556% | 0 | 0 | 0
Tech | Miscellaneous | Space Cooling | Central chillers inside | TRC | Existing | NE5359 | Retro-Commissioning | Retro-Commissioning | NonEquip | 5 |  | 21.99% | Tech/Econ | 16% | 352572.9106 | 58.9438 | 0
Tech | Miscellaneous | Space Cooling | Central chillers inside | TRC | Existing | NE4371 | Window Sun Protection | Window Sun Protection | NonEquip | 10 |  | 12.84% | Tech/Econ | 16% | 234916.8816 | 100.5772 | -16.7629
Tech | Miscellaneous | Space Cooling | Central chillers inside | TRC | Existing | NE4345 | Waterside Economizer | Waterside Economizer | NonEquip | 20 |  | 0% | Tech/Econ | 5.556% | 0 | 0 | 0
Tech | Miscellaneous | Space Cooling | Central chillers inside | TRC | Existing | NE4215 | Wall Insulation | Wall Insulation | NonEquip | 20 |  | 0% | Tech/Econ | 0.7745% | 0 | 0 | 0
Tech | Miscellaneous | Space Cooling | Central chillers inside | TRC | Existing | NE4137 | Smart Thermostat | Smart Thermostat | NonEquip | 11 |  | 22.46% | Tech/Econ | 10% | 240944.3115 | 2.8609 | 0
Tech | Miscellaneous | Space Cooling | Central chillers inside | TRC | Existing | NE4111 | Roof Insulation | Roof Insulation | NonEquip | 20 |  | 49.96% | Tech/Econ | 0.2581% | 12468.1811 | 0.24949 | 0
Tech | Miscellaneous | Space Cooling | Central chillers inside | TRC | Existing | NE4033 | Programmable Thermostat | Programmable Thermostat | NonEquip | 11 |  | 0% | Tech/Econ | 3.6% | 0 | 0 | 0
Tech | Miscellaneous | Space Cooling | Central chillers inside | TRC | Existing | NE3981 | Low U-Value Windows | Low U-Value Windows | NonEquip | 20 |  | 14.46% | Tech/Econ | 46% | 1013030.045 | 348.7495 | 0
Tech | Miscellaneous | Space Cooling | Central chillers inside | TRC | Existing | NE3903 | HVAC tune-up_RTU | HVAC tune-up_RTU | NonEquip | 5 | Packaged air conditioning units (RTUs) | 0% | Tech/Econ | 5% | 0 | 0 | 0
Tech | Miscellaneous | Space Cooling | Central chillers inside | TRC | Existing | NE3877 | HVAC tune-up | HVAC tune-up | NonEquip | 5 | Residential-type central air conditioners | 0% | Tech/Econ | 5% | 0 | 0 | 0
Tech | Miscellaneous | Space Cooling | Central chillers inside | TRC | Existing | NE3799 | Green Roof | Green Roof | NonEquip | 15 |  | 0.3341% | Tech/Econ | 0.1496% | 48.185 | 0.0062172 | 0
Tech | Miscellaneous | Space Cooling | Central chillers inside | TRC | Existing | NE3747 | Floor Insulation | Floor Insulation | NonEquip | 20 |  | 24.19% | Tech/Econ | 0.06771% | 1579.235 | 0.031601 | 0
Tech | Miscellaneous | Space Cooling | Central chillers inside | TRC | Existing | NE3669 | Facility Energy Management System | Facility Energy Management System | NonEquip | 15 |  | 6.861% | Tech/Econ | 20% | 159134.0041 | 33.3535 | 0
Tech | Miscellaneous | Space Cooling | Central chillers inside | TRC | Existing | NE3591 | Energy Recovery Ventilation System (ERV) | Energy Recovery Ventilation System (ERV) | NonEquip | 15 | Packaged air conditioning units (RTUs) | 0% | Tech/Econ | 9.935% | 0 | 0 | 0
Tech | Miscellaneous | Space Cooling | Central chillers inside | TRC | Existing | NE3513 | Duct Sealing Repair | Duct Sealing Repair | NonEquip | 15 |  | 0% | Tech/Econ | 12% | 0 | 0 | 0
Tech | Miscellaneous | Space Cooling | Central chillers inside | TRC | Existing | NE3461 | Duct Insulation | Duct Insulation | NonEquip | 15 |  | 0% | Tech/Econ | 2.045% | 0 | 0 | 0
Tech | Miscellaneous | Space Cooling | Central chillers inside | TRC | Existing | NE3409 | Dedicated Outdoor Air System on VRF unit | Dedicated Outdoor Air System on VRF unit | NonEquip | 15 | Residential-type central air conditioners | 0% | Tech/Econ | 17.5% | 0 | 0 | 0
Tech | Miscellaneous | Space Cooling | Central chillers inside | TRC | Existing | NE3357 | Cool Roof | Cool Roof | NonEquip | 15 |  | 72.47% | Tech/Econ | 0.1918% | 13424.679 | 1.7322 | 0
Tech | Miscellaneous | Space Cooling | Central chillers inside | TRC | Existing | NE3305 | Chilled Water System - Variable Speed Drives | Chilled Water System - Variable Speed Drives | NonEquip | 13 | Central chillers inside | 74.38% | Tech/Econ | 24.74% | 2615405.286 | 243.2689 | 55.2934
Tech | Miscellaneous | Space Cooling | Central chillers inside | TRC | Existing | NE3279 | Chilled Water Controls Optimization | Chilled Water Controls Optimization | NonEquip | 10 | Central chillers inside | 34.04% | Tech/Econ | 12.5% | 476714.3806 | 157.582 | 0.035697
Tech | Miscellaneous | Space Cooling | Central chillers inside | TRC | Existing | NE3201 | Ceiling Insulation(R2 to R38) | Ceiling Insulation(R2 to R38) | NonEquip | 20 |  | 0% | Tech/Econ | 1.76% | 0 | 0 | 0
Tech | Miscellaneous | Space Cooling | Central chillers inside | TRC | Existing | NE3149 | Ceiling Insulation(R19 to R38) | Ceiling Insulation(R19 to R38) | NonEquip | 20 |  | 0% | Tech/Econ | 0.0978% | 0 | 0 | 0
Tech | Miscellaneous | Space Cooling | Central chillers inside | TRC | Existing | NE3097 | Ceiling Insulation(R12 to R38) | Ceiling Insulation(R12 to R38) | NonEquip | 20 |  | 0% | Tech/Econ | 0.2119% | 0 | 0 | 0
Tech | Miscellaneous | Space Cooling | Central chillers inside | TRC | Existing | NE3045 | Airside Economizer | Airside Economizer | NonEquip | 10 | Packaged air conditioning units (RTUs) | 0% | Tech/Econ | 5.556% | 0 | 0 | 0
Tech | Miscellaneous | Space Cooling | Central chillers inside | TRC | Turnover | ET984 | High Efficiency Chiller (Water cooled-centrifugal, 200 tons) | High Efficiency Chiller (Water cooled-centrifugal, 200 tons) | Equip | 20 | Central chillers inside | 28.37% | Tech/Econ | 4.362% | 126535.8766 | 40.5919 | 0.39963
Tech | Miscellaneous | Space Cooling | Central chillers inside | TRC | Turnover | ET906 | High Efficiency Chiller (Air Cooled, 50 tons) | High Efficiency Chiller (Air Cooled, 50 tons) | Equip | 20 | Central chillers inside | 28.37% | Tech/Econ | 8.759% | 260540.5039 | 60.4204 | 13.9369
Tech | Miscellaneous | Space Cooling | Central chillers inside | TRC | Turnover | ET1062 | High Efficiency Chiller (Water cooled-positive displacement, 100 tons) | High Efficiency Chiller (Water cooled-positive displacement, 100 tons) | Equip | 20 | Central chillers inside | 28.37% | Tech/Econ | 2.683% | 76857.6677 | 24.6555 | 0.24273
Tech | Miscellaneous | Space Cooling | Central chillers inside | TRC | New | EN932 | High Efficiency Chiller (Air Cooled, 50 tons) | High Efficiency Chiller (Air Cooled, 50 tons) | Equip | 20 | Central chillers inside | 28.37% | Tech/Econ | 8.759% | 0 | 0 | 0
Tech | Miscellaneous | Space Cooling | Central chillers inside | TRC | New | EN1088 | High Efficiency Chiller (Water cooled-positive displacement, 100 tons) | High Efficiency Chiller (Water cooled-positive displacement, 100 tons) | Equip | 20 | Central chillers inside | 28.37% | Tech/Econ | 2.683% | 0 | 0 | 0
Tech | Miscellaneous | Space Cooling | Central chillers inside | TRC | New | EN1010 | High Efficiency Chiller (Water cooled-centrifugal, 200 tons) | High Efficiency Chiller (Water cooled-centrifugal, 200 tons) | Equip | 20 | Central chillers inside | 28.37% | Tech/Econ | 4.362% | 0 | 0 | 0
Tech | Miscellaneous | Ventilation and Circulation | Central air-handling unit | TRC | New | NN5398 | Retro-Commissioning | Retro-Commissioning | NonEquip | 5 |  | 0% | Tech/Econ | 16% | 0 | 0 | 0
Tech | Miscellaneous | Ventilation and Circulation | Central air-handling unit | TRC | New | NN4982 | VAV System | VAV System | NonEquip | 10 |  | 0% | Tech/Econ | 30% | 0 | 0 | 0
Tech | Miscellaneous | Ventilation and Circulation | Central air-handling unit | TRC | New | NN4956 | Demand Controlled Ventilation | Demand Controlled Ventilation | NonEquip | 10 |  | 23.39% | Tech/Econ | 3.192% | 0 | 0 | 0
Tech | Miscellaneous | Ventilation and Circulation | Central air-handling unit | TRC | New | NN4930 | CO Sensors for Parking Garage Exhaust | CO Sensors for Parking Garage Exhaust | NonEquip | 15 | Motor/Fan | 0% | Tech/Econ | 33% | 0 | 0 | 0
Tech | Miscellaneous | Ventilation and Circulation | Central air-handling unit | TRC | Existing | NE5385 | Retro-Commissioning | Retro-Commissioning | NonEquip | 5 |  | 21.99% | Tech/Econ | 16% | 742987.0404 | 124.2139 | 385.1121
Tech | Miscellaneous | Ventilation and Circulation | Central air-handling unit | TRC | Existing | NE4969 | VAV System | VAV System | NonEquip | 10 |  | 0% | Tech/Econ | 30% | 0 | 0 | 0
Tech | Miscellaneous | Ventilation and Circulation | Central air-handling unit | TRC | Existing | NE4943 | Demand Controlled Ventilation | Demand Controlled Ventilation | NonEquip | 10 |  | 23.39% | Tech/Econ | 3.192% | 152124.5792 | 15.8384 | 89.1702
Tech | Miscellaneous | Ventilation and Circulation | Central air-handling unit | TRC | Existing | NE4917 | CO Sensors for Parking Garage Exhaust | CO Sensors for Parking Garage Exhaust | NonEquip | 15 | Motor/Fan | 0% | Tech/Econ | 33% | 0 | 0 | 0
Tech | Miscellaneous | Interior Lighting | case lighting | TRC | New | NN5268 | Retro-Commissioning | Retro-Commissioning | NonEquip | 5 |  | 0% | Tech/Econ | 16% | 0 | 0 | 0
Tech | Miscellaneous | Interior Lighting | case lighting | TRC | New | NN4436 | Interior Lighting Controls | Interior Lighting Controls | NonEquip | 8 | Overhead (fluorescent/LED/CFL U-shape) | 0% | Tech/Econ | 28% | 0 | 0 | 0
Tech | Miscellaneous | Interior Lighting | case lighting | TRC | New | NN4410 | Bi-Level Lighting Control (Interior) | Bi-Level Lighting Control (Interior) | NonEquip | 8 | Overhead (fluorescent/LED/CFL U-shape) | 0% | Tech/Econ | 31% | 0 | 0 | 0
Tech | Miscellaneous | Interior Lighting | case lighting | TRC | New | NN3708 | Facility Energy Management System | Facility Energy Management System | NonEquip | 15 |  | 6.861% | Tech/Econ | 24% | 0 | 0 | 0
Tech | Miscellaneous | Interior Lighting | case lighting | TRC | Existing | NE5255 | Retro-Commissioning | Retro-Commissioning | NonEquip | 5 |  | 21.99% | Tech/Econ | 16% | 440.5058 | 0.073645 | 0.22833
Tech | Miscellaneous | Interior Lighting | case lighting | TRC | Existing | NE4423 | Interior Lighting Controls | Interior Lighting Controls | NonEquip | 8 | Overhead (fluorescent/LED/CFL U-shape) | 0% | Tech/Econ | 28% | 0 | 0 | 0
Tech | Miscellaneous | Interior Lighting | case lighting | TRC | Existing | NE4397 | Bi-Level Lighting Control (Interior) | Bi-Level Lighting Control (Interior) | NonEquip | 8 | Overhead (fluorescent/LED/CFL U-shape) | 0% | Tech/Econ | 31% | 0 | 0 | 0
Tech | Miscellaneous | Interior Lighting | case lighting | TRC | Existing | NE3695 | Facility Energy Management System | Facility Energy Management System | NonEquip | 15 |  | 6.861% | Tech/Econ | 24% | 209.6223 | 0.043936 | 0.0037781
Tech | Miscellaneous | Space Heating | Boilers | TRC | New | NN5346 | Retro-Commissioning | Retro-Commissioning | NonEquip | 5 |  | 0% | Tech/Econ | 16% | 0 | 0 | 0
Tech | Miscellaneous | Space Heating | Boilers | TRC | New | NN4332 | Water Cooled Refrigeration Heat Recovery | Water Cooled Refrigeration Heat Recovery | NonEquip | 20 |  | 0% | Tech/Econ | 10% | 0 | 0 | 0
Tech | Miscellaneous | Space Heating | Boilers | TRC | New | NN4280 | Warehouse Loading Dock Seals | Warehouse Loading Dock Seals | NonEquip | 18 |  | 0% | Tech/Econ | 0.01411% | 0 | 0 | 0
Tech | Miscellaneous | Space Heating | Boilers | TRC | New | NN4254 | Wall Insulation | Wall Insulation | NonEquip | 20 |  | 0% | Tech/Econ | 0% | 0 | 0 | 0
Tech | Miscellaneous | Space Heating | Boilers | TRC | New | NN4176 | Smart Thermostat | Smart Thermostat | NonEquip | 11 |  | 22.46% | Tech/Econ | 10% | 0 | 0 | 0
Tech | Miscellaneous | Space Heating | Boilers | TRC | New | NN4098 | Roof Insulation | Roof Insulation | NonEquip | 20 |  | 49.96% | Tech/Econ | 0.04521% | 0 | 0 | 0
Tech | Miscellaneous | Space Heating | Boilers | TRC | New | NN4072 | Programmable Thermostat | Programmable Thermostat | NonEquip | 11 |  | 0% | Tech/Econ | 3.6% | 0 | 0 | 0
Tech | Miscellaneous | Space Heating | Boilers | TRC | New | NN4020 | Low U-Value Windows | Low U-Value Windows | NonEquip | 20 |  | 14.46% | Tech/Econ | 10% | 0 | 0 | 0
Tech | Miscellaneous | Space Heating | Boilers | TRC | New | NN3942 | Infiltration Reduction - Air Sealing | Infiltration Reduction - Air Sealing | NonEquip | 11 |  | 0% | Tech/Econ | 0.007054% | 0 | 0 | 0
Tech | Miscellaneous | Space Heating | Boilers | TRC | New | NN3864 | Hotel Card Energy Control Systems | Hotel Card Energy Control Systems | NonEquip | 15 |  | 0% | Tech/Econ | 0% | 0 | 0 | 0
Tech | Miscellaneous | Space Heating | Boilers | TRC | New | NN3786 | Green Roof | Green Roof | NonEquip | 15 |  | 0.3341% | Tech/Econ | 0.06987% | 0 | 0 | 0
Tech | Miscellaneous | Space Heating | Boilers | TRC | New | NN3734 | Floor Insulation | Floor Insulation | NonEquip | 20 |  | 24.19% | Tech/Econ | 0.02372% | 0 | 0 | 0
Tech | Miscellaneous | Space Heating | Boilers | TRC | New | NN3656 | Facility Energy Management System | Facility Energy Management System | NonEquip | 15 |  | 6.861% | Tech/Econ | 20% | 0 | 0 | 0
Tech | Miscellaneous | Space Heating | Boilers | TRC | New | NN3578 | ECM Motors on Furnaces | ECM Motors on Furnaces | NonEquip | 15 | Forced air furnace | 0% | Tech/Econ | 1.706% | 0 | 0 | 0
Tech | Miscellaneous | Space Heating | Boilers | TRC | New | NN3552 | Duct Sealing Repair | Duct Sealing Repair | NonEquip | 15 |  | 0% | Tech/Econ | 12% | 0 | 0 | 0
Tech | Miscellaneous | Space Heating | Boilers | TRC | New | NN3500 | Duct Insulation | Duct Insulation | NonEquip | 15 |  | 0% | Tech/Econ | 2.045% | 0 | 0 | 0
Tech | Miscellaneous | Space Heating | Boilers | TRC | New | NN3448 | Destratification Fans | Destratification Fans | NonEquip | 10 |  | 0% | Tech/Econ | 15.26% | 0 | 0 | 0
Tech | Miscellaneous | Space Heating | Boilers | TRC | New | NN3396 | Dedicated Outdoor Air System on VRF unit | Dedicated Outdoor Air System on VRF unit | NonEquip | 15 | Residential/split system heat pump | 0% | Tech/Econ | 10% | 0 | 0 | 0
Tech | Miscellaneous | Space Heating | Boilers | TRC | New | NN3344 | Cool Roof | Cool Roof | NonEquip | 15 |  | 72.47% | Tech/Econ | 0.02512% | 0 | 0 | 0
Tech | Miscellaneous | Space Heating | Boilers | TRC | New | NN3240 | Ceiling Insulation(R30 to R38) | Ceiling Insulation(R30 to R38) | NonEquip | 20 |  | 0% | Tech/Econ | 0.009138% | 0 | 0 | 0
Tech | Miscellaneous | Space Heating | Boilers | TRC | New | NN3188 | Ceiling Insulation(R2 to R38) | Ceiling Insulation(R2 to R38) | NonEquip | 20 |  | 0% | Tech/Econ | 0.6168% | 0 | 0 | 0
Tech | Miscellaneous | Space Heating | Boilers | TRC | New | NN3136 | Ceiling Insulation(R19 to R38) | Ceiling Insulation(R19 to R38) | NonEquip | 20 |  | 0% | Tech/Econ | 0.03427% | 0 | 0 | 0
Tech | Miscellaneous | Space Heating | Boilers | TRC | New | NN3084 | Ceiling Insulation(R12 to R38) | Ceiling Insulation(R12 to R38) | NonEquip | 20 |  | 0% | Tech/Econ | 0.07424% | 0 | 0 | 0
Tech | Miscellaneous | Space Heating | Boilers | TRC | New | NN3006 | Air Curtains | Air Curtains | NonEquip | 8 |  | 0% | Tech/Econ | 0.0224% | 0 | 0 | 0
Tech | Miscellaneous | Space Heating | Boilers | TRC | Existing | NE5333 | Retro-Commissioning | Retro-Commissioning | NonEquip | 5 |  | 21.99% | Tech/Econ | 16% | 0 | 0 | 0
Tech | Miscellaneous | Space Heating | Boilers | TRC | Existing | NE4319 | Water Cooled Refrigeration Heat Recovery | Water Cooled Refrigeration Heat Recovery | NonEquip | 20 |  | 0% | Tech/Econ | 10% | 0 | 0 | 0
Tech | Miscellaneous | Space Heating | Boilers | TRC | Existing | NE4267 | Warehouse Loading Dock Seals | Warehouse Loading Dock Seals | NonEquip | 18 |  | 0% | Tech/Econ | 0.01557% | 0 | 0 | 0
Tech | Miscellaneous | Space Heating | Boilers | TRC | Existing | NE4241 | Wall Insulation | Wall Insulation | NonEquip | 20 |  | 0% | Tech/Econ | 0.04372% | 0 | 0 | 0
Tech | Miscellaneous | Space Heating | Boilers | TRC | Existing | NE4163 | Smart Thermostat | Smart Thermostat | NonEquip | 11 |  | 22.46% | Tech/Econ | 10% | 0 | 0 | 0
Tech | Miscellaneous | Space Heating | Boilers | TRC | Existing | NE4085 | Roof Insulation | Roof Insulation | NonEquip | 20 |  | 49.96% | Tech/Econ | 0.09978% | 0 | 0 | 0
Tech | Miscellaneous | Space Heating | Boilers | TRC | Existing | NE4059 | Programmable Thermostat | Programmable Thermostat | NonEquip | 11 |  | 0% | Tech/Econ | 3.6% | 0 | 0 | 0
Tech | Miscellaneous | Space Heating | Boilers | TRC | Existing | NE4007 | Low U-Value Windows | Low U-Value Windows | NonEquip | 20 |  | 14.46% | Tech/Econ | 46% | 0 | 0 | 0
Tech | Miscellaneous | Space Heating | Boilers | TRC | Existing | NE3929 | Infiltration Reduction - Air Sealing | Infiltration Reduction - Air Sealing | NonEquip | 11 |  | 0% | Tech/Econ | 0.007784% | 0 | 0 | 0
Tech | Miscellaneous | Space Heating | Boilers | TRC | Existing | NE3851 | Hotel Card Energy Control Systems | Hotel Card Energy Control Systems | NonEquip | 15 |  | 0% | Tech/Econ | 0% | 0 | 0 | 0
Tech | Miscellaneous | Space Heating | Boilers | TRC | Existing | NE3773 | Green Roof | Green Roof | NonEquip | 15 |  | 0.3341% | Tech/Econ | 0.0771% | 0 | 0 | 0
Tech | Miscellaneous | Space Heating | Boilers | TRC | Existing | NE3721 | Floor Insulation | Floor Insulation | NonEquip | 20 |  | 24.19% | Tech/Econ | 0.02618% | 0 | 0 | 0
Tech | Miscellaneous | Space Heating | Boilers | TRC | Existing | NE3643 | Facility Energy Management System | Facility Energy Management System | NonEquip | 15 |  | 6.861% | Tech/Econ | 20% | 0 | 0 | 0
Tech | Miscellaneous | Space Heating | Boilers | TRC | Existing | NE3565 | ECM Motors on Furnaces | ECM Motors on Furnaces | NonEquip | 15 | Forced air furnace | 0% | Tech/Econ | 1.706% | 0 | 0 | 0
Tech | Miscellaneous | Space Heating | Boilers | TRC | Existing | NE3539 | Duct Sealing Repair | Duct Sealing Repair | NonEquip | 15 |  | 0% | Tech/Econ | 12% | 0 | 0 | 0
Tech | Miscellaneous | Space Heating | Boilers | TRC | Existing | NE3487 | Duct Insulation | Duct Insulation | NonEquip | 15 |  | 0% | Tech/Econ | 2.045% | 0 | 0 | 0
Tech | Miscellaneous | Space Heating | Boilers | TRC | Existing | NE3435 | Destratification Fans | Destratification Fans | NonEquip | 10 |  | 0% | Tech/Econ | 15.26% | 0 | 0 | 0
Tech | Miscellaneous | Space Heating | Boilers | TRC | Existing | NE3383 | Dedicated Outdoor Air System on VRF unit | Dedicated Outdoor Air System on VRF unit | NonEquip | 15 | Residential/split system heat pump | 0% | Tech/Econ | 10% | 0 | 0 | 0
Tech | Miscellaneous | Space Heating | Boilers | TRC | Existing | NE3331 | Cool Roof | Cool Roof | NonEquip | 15 |  | 72.47% | Tech/Econ | 0.02772% | 0 | 0 | 0
Tech | Miscellaneous | Space Heating | Boilers | TRC | Existing | NE3227 | Ceiling Insulation(R30 to R38) | Ceiling Insulation(R30 to R38) | NonEquip | 20 |  | 0% | Tech/Econ | 0.01008% | 0 | 0 | 0
Tech | Miscellaneous | Space Heating | Boilers | TRC | Existing | NE3175 | Ceiling Insulation(R2 to R38) | Ceiling Insulation(R2 to R38) | NonEquip | 20 |  | 0% | Tech/Econ | 0.6806% | 0 | 0 | 0
Tech | Miscellaneous | Space Heating | Boilers | TRC | Existing | NE3123 | Ceiling Insulation(R19 to R38) | Ceiling Insulation(R19 to R38) | NonEquip | 20 |  | 0% | Tech/Econ | 0.03781% | 0 | 0 | 0
Tech | Miscellaneous | Space Heating | Boilers | TRC | Existing | NE3071 | Ceiling Insulation(R12 to R38) | Ceiling Insulation(R12 to R38) | NonEquip | 20 |  | 0% | Tech/Econ | 0.08192% | 0 | 0 | 0
Tech | Miscellaneous | Space Heating | Boilers | TRC | Existing | NE2993 | Air Curtains | Air Curtains | NonEquip | 8 |  | 0% | Tech/Econ | 0.0224% | 0 | 0 | 0
Tech | Miscellaneous | Domestic Hot Water | "Point-of-Use" water heaters | TRC | New | NN5424 | Retro-Commissioning | Retro-Commissioning | NonEquip | 5 |  | 0% | Tech/Econ | 16% | 0 | 0 | 0
Tech | Miscellaneous | Domestic Hot Water | "Point-of-Use" water heaters | TRC | New | NN2928 | Thermostatic Shower Restriction Valve | Thermostatic Shower Restriction Valve | NonEquip | 10 | Centralized water heaters | 0% | Tech/Econ | 3.379% | 0 | 0 | 0
Tech | Miscellaneous | Domestic Hot Water | "Point-of-Use" water heaters | TRC | New | NN2902 | Tank Wrap on Water Heater | Tank Wrap on Water Heater | NonEquip | 7 | Centralized water heaters | 0% | Tech/Econ | 1.17% | 0 | 0 | 0
Tech | Miscellaneous | Domestic Hot Water | "Point-of-Use" water heaters | TRC | New | NN2876 | Low-Flow Pre-Rinse Sprayers | Low-Flow Pre-Rinse Sprayers | NonEquip | 5 | Centralized water heaters | 0% | Tech/Econ | 0.5258% | 0 | 0 | 0
Tech | Miscellaneous | Domestic Hot Water | "Point-of-Use" water heaters | TRC | New | NN2850 | Low Flow Shower Head | Low Flow Shower Head | NonEquip | 10 | Centralized water heaters | 0% | Tech/Econ | 0.6845% | 0 | 0 | 0
Tech | Miscellaneous | Domestic Hot Water | "Point-of-Use" water heaters | TRC | New | NN2824 | Hot Water Pipe Insulation | Hot Water Pipe Insulation | NonEquip | 13 | Centralized water heaters | 0% | Tech/Econ | 6.282% | 0 | 0 | 0
Tech | Miscellaneous | Domestic Hot Water | "Point-of-Use" water heaters | TRC | New | NN2798 | Hot Water Circulation Pump Control | Hot Water Circulation Pump Control | NonEquip | 15 | Centralized water heaters | 0% | Tech/Econ | 3.017% | 0 | 0 | 0
Tech | Miscellaneous | Domestic Hot Water | "Point-of-Use" water heaters | TRC | New | NN2772 | Faucet Aerator | Faucet Aerator | NonEquip | 10 | Centralized water heaters | 0% | Tech/Econ | 0.4552% | 0 | 0 | 0
Tech | Miscellaneous | Domestic Hot Water | "Point-of-Use" water heaters | TRC | New | NN2746 | Drain Water Heat Recovery | Drain Water Heat Recovery | NonEquip | 15 | Centralized water heaters | 0% | Tech/Econ | 12.27% | 0 | 0 | 0
Tech | Miscellaneous | Domestic Hot Water | "Point-of-Use" water heaters | TRC | Existing | NE5411 | Retro-Commissioning | Retro-Commissioning | NonEquip | 5 |  | 21.99% | Tech/Econ | 16% | 1092.1959 | 0.1826 | 0.56612
Tech | Miscellaneous | Domestic Hot Water | "Point-of-Use" water heaters | TRC | Existing | NE2915 | Thermostatic Shower Restriction Valve | Thermostatic Shower Restriction Valve | NonEquip | 10 | Centralized water heaters | 0% | Tech/Econ | 3.232% | 0 | 0 | 0
Tech | Miscellaneous | Domestic Hot Water | "Point-of-Use" water heaters | TRC | Existing | NE2889 | Tank Wrap on Water Heater | Tank Wrap on Water Heater | NonEquip | 7 | Centralized water heaters | 0% | Tech/Econ | 1.17% | 0 | 0 | 0
Tech | Miscellaneous | Domestic Hot Water | "Point-of-Use" water heaters | TRC | Existing | NE2863 | Low-Flow Pre-Rinse Sprayers | Low-Flow Pre-Rinse Sprayers | NonEquip | 5 | Centralized water heaters | 0% | Tech/Econ | 0.5014% | 0 | 0 | 0
Tech | Miscellaneous | Domestic Hot Water | "Point-of-Use" water heaters | TRC | Existing | NE2837 | Low Flow Shower Head | Low Flow Shower Head | NonEquip | 10 | Centralized water heaters | 0% | Tech/Econ | 0.6548% | 0 | 0 | 0
Tech | Miscellaneous | Domestic Hot Water | "Point-of-Use" water heaters | TRC | Existing | NE2811 | Hot Water Pipe Insulation | Hot Water Pipe Insulation | NonEquip | 13 | Centralized water heaters | 0% | Tech/Econ | 6.01% | 0 | 0 | 0
Tech | Miscellaneous | Domestic Hot Water | "Point-of-Use" water heaters | TRC | Existing | NE2785 | Hot Water Circulation Pump Control | Hot Water Circulation Pump Control | NonEquip | 15 | Centralized water heaters | 0% | Tech/Econ | 2.886% | 0 | 0 | 0
Tech | Miscellaneous | Domestic Hot Water | "Point-of-Use" water heaters | TRC | Existing | NE2759 | Faucet Aerator | Faucet Aerator | NonEquip | 10 | Centralized water heaters | 0% | Tech/Econ | 0.4355% | 0 | 0 | 0
Tech | Miscellaneous | Domestic Hot Water | "Point-of-Use" water heaters | TRC | Existing | NE2733 | Drain Water Heat Recovery | Drain Water Heat Recovery | NonEquip | 15 | Centralized water heaters | 0% | Tech/Econ | 12.27% | 0 | 0 | 0
Tech | Miscellaneous | Domestic Hot Water | "Point-of-Use" water heaters | TRC | Turnover | ET399 | Instantaneous Hot Water System | Instantaneous Hot Water System | Equip | 20 | "Point-of-Use" water heaters | 94.56% | Tech/Econ | 5.847% | 1816.8572 | 0.20127 | 0.23192
Tech | Miscellaneous | Domestic Hot Water | "Point-of-Use" water heaters | TRC | Turnover | ET321 | Energy Star Commercial Dishwasher | Energy Star Commercial Dishwasher | Equip | 15 | "Point-of-Use" water heaters | 0% | Tech/Econ | 29.42% | 0 | 0 | 0
Tech | Miscellaneous | Domestic Hot Water | "Point-of-Use" water heaters | TRC | New | EN425 | Instantaneous Hot Water System | Instantaneous Hot Water System | Equip | 20 | "Point-of-Use" water heaters | 94.56% | Tech/Econ | 5.847% | 0 | 0 | 0
Tech | Miscellaneous | Domestic Hot Water | "Point-of-Use" water heaters | TRC | New | EN347 | Energy Star Commercial Dishwasher | Energy Star Commercial Dishwasher | Equip | 15 | "Point-of-Use" water heaters | 0% | Tech/Econ | 29.42% | 0 | 0 | 0
Tech | Offices | Refrigeration | Walk-in cooler | TRC | New | NN5321 | Retro-Commissioning | Retro-Commissioning | NonEquip | 5 |  | 0% | Tech/Econ | 16% | 0 | 0 | 0
Tech | Offices | Refrigeration | Walk-in cooler | TRC | New | NN4905 | Strip Curtains for Walk-ins | Strip Curtains for Walk-ins | NonEquip | 4 | Walk-in cooler | 0% | Tech/Econ | 2.115% | 0 | 0 | 0
Tech | Offices | Refrigeration | Walk-in cooler | TRC | New | NN4879 | Refrigerated Display Case Lighting Controls | Refrigerated Display Case Lighting Controls | NonEquip | 8 | Display cases | 0% | Tech/Econ | 0.9365% | 0 | 0 | 0
Tech | Offices | Refrigeration | Walk-in cooler | TRC | New | NN4853 | PSC to ECM Evaporator Fan Motor (Walk-In, Refrigerator) | PSC to ECM Evaporator Fan Motor (Walk-In, Refrigerator) | NonEquip | 15 | Walk-in cooler | 0% | Tech/Econ | 37.5% | 0 | 0 | 0
Tech | Offices | Refrigeration | Walk-in cooler | TRC | New | NN4827 | PSC to ECM Evaporator Fan Motor (Reach-In) | PSC to ECM Evaporator Fan Motor (Reach-In) | NonEquip | 15 | Display cases | 0% | Tech/Econ | 37.5% | 0 | 0 | 0
Tech | Offices | Refrigeration | Walk-in cooler | TRC | New | NN4801 | Night Covers for Display Cases | Night Covers for Display Cases | NonEquip | 5 | Display cases | 0% | Tech/Econ | 1.877% | 0 | 0 | 0
Tech | Offices | Refrigeration | Walk-in cooler | TRC | New | NN4775 | High R-Value Glass Doors | High R-Value Glass Doors | NonEquip | 12 | Display cases | 0% | Tech/Econ | 0% | 0 | 0 | 0
Tech | Offices | Refrigeration | Walk-in cooler | TRC | New | NN4749 | High Efficiency Refrigeration Compressor | High Efficiency Refrigeration Compressor | NonEquip | 13 | Display cases | 0% | Tech/Econ | 6.922% | 0 | 0 | 0
Tech | Offices | Refrigeration | Walk-in cooler | TRC | New | NN4723 | Freezer-Cooler Replacement Gaskets | Freezer-Cooler Replacement Gaskets | NonEquip | 4 | Display cases | 0% | Tech/Econ | 0% | 0 | 0 | 0
Tech | Offices | Refrigeration | Walk-in cooler | TRC | New | NN4697 | Floating Head Pressure Controls | Floating Head Pressure Controls | NonEquip | 15 |  | 0% | Tech/Econ | 6.05% | 0 | 0 | 0
Tech | Offices | Refrigeration | Walk-in cooler | TRC | New | NN4671 | Demand Defrost | Demand Defrost | NonEquip | 10 | Walk-in cooler | 0% | Tech/Econ | 30% | 0 | 0 | 0
Tech | Offices | Refrigeration | Walk-in cooler | TRC | New | NN4645 | Automatic Door Closer for Walk-in Coolers and Freezers | Automatic Door Closer for Walk-in Coolers and Freezers | NonEquip | 8 | Walk-in cooler | 0% | Tech/Econ | 3.131% | 0 | 0 | 0
Tech | Offices | Refrigeration | Walk-in cooler | TRC | New | NN4619 | Anti-Sweat Controls | Anti-Sweat Controls | NonEquip | 8 | Display cases | 0% | Tech/Econ | 85% | 0 | 0 | 0
Tech | Offices | Refrigeration | Walk-in cooler | TRC | Existing | NE5308 | Retro-Commissioning | Retro-Commissioning | NonEquip | 5 |  | 21.99% | Tech/Econ | 16% | 2924.5102 | 0.48892 | 1.5159
Tech | Offices | Refrigeration | Walk-in cooler | TRC | Existing | NE4892 | Strip Curtains for Walk-ins | Strip Curtains for Walk-ins | NonEquip | 4 | Walk-in cooler | 0% | Tech/Econ | 2.115% | 0 | 0 | 0
Tech | Offices | Refrigeration | Walk-in cooler | TRC | Existing | NE4866 | Refrigerated Display Case Lighting Controls | Refrigerated Display Case Lighting Controls | NonEquip | 8 | Display cases | 0% | Tech/Econ | 2.524% | 0 | 0 | 0
Tech | Offices | Refrigeration | Walk-in cooler | TRC | Existing | NE4840 | PSC to ECM Evaporator Fan Motor (Walk-In, Refrigerator) | PSC to ECM Evaporator Fan Motor (Walk-In, Refrigerator) | NonEquip | 15 | Walk-in cooler | 0% | Tech/Econ | 37.5% | 0 | 0 | 0
Tech | Offices | Refrigeration | Walk-in cooler | TRC | Existing | NE4814 | PSC to ECM Evaporator Fan Motor (Reach-In) | PSC to ECM Evaporator Fan Motor (Reach-In) | NonEquip | 15 | Display cases | 0% | Tech/Econ | 37.5% | 0 | 0 | 0
Tech | Offices | Refrigeration | Walk-in cooler | TRC | Existing | NE4788 | Night Covers for Display Cases | Night Covers for Display Cases | NonEquip | 5 | Display cases | 0% | Tech/Econ | 1.877% | 0 | 0 | 0
Tech | Offices | Refrigeration | Walk-in cooler | TRC | Existing | NE4762 | High R-Value Glass Doors | High R-Value Glass Doors | NonEquip | 12 | Display cases | 0% | Tech/Econ | 23.81% | 0 | 0 | 0
Tech | Offices | Refrigeration | Walk-in cooler | TRC | Existing | NE4736 | High Efficiency Refrigeration Compressor | High Efficiency Refrigeration Compressor | NonEquip | 13 | Display cases | 0% | Tech/Econ | 6.922% | 0 | 0 | 0
Tech | Offices | Refrigeration | Walk-in cooler | TRC | Existing | NE4710 | Freezer-Cooler Replacement Gaskets | Freezer-Cooler Replacement Gaskets | NonEquip | 4 | Display cases | 0% | Tech/Econ | 3.131% | 0 | 0 | 0
Tech | Offices | Refrigeration | Walk-in cooler | TRC | Existing | NE4684 | Floating Head Pressure Controls | Floating Head Pressure Controls | NonEquip | 15 |  | 0% | Tech/Econ | 6.05% | 0 | 0 | 0
Tech | Offices | Refrigeration | Walk-in cooler | TRC | Existing | NE4658 | Demand Defrost | Demand Defrost | NonEquip | 10 | Walk-in cooler | 0% | Tech/Econ | 30% | 0 | 0 | 0
Tech | Offices | Refrigeration | Walk-in cooler | TRC | Existing | NE4632 | Automatic Door Closer for Walk-in Coolers and Freezers | Automatic Door Closer for Walk-in Coolers and Freezers | NonEquip | 8 | Walk-in cooler | 0% | Tech/Econ | 3.131% | 0 | 0 | 0
Tech | Offices | Refrigeration | Walk-in cooler | TRC | Existing | NE4606 | Anti-Sweat Controls | Anti-Sweat Controls | NonEquip | 8 | Display cases | 0% | Tech/Econ | 85% | 0 | 0 | 0
Tech | Offices | Refrigeration | Vending and ice makers | TRC | New | NN5321 | Retro-Commissioning | Retro-Commissioning | NonEquip | 5 |  | 0% | Tech/Econ | 16% | 0 | 0 | 0
Tech | Offices | Refrigeration | Vending and ice makers | TRC | New | NN4905 | Strip Curtains for Walk-ins | Strip Curtains for Walk-ins | NonEquip | 4 | Walk-in cooler | 0% | Tech/Econ | 2.115% | 0 | 0 | 0
Tech | Offices | Refrigeration | Vending and ice makers | TRC | New | NN4879 | Refrigerated Display Case Lighting Controls | Refrigerated Display Case Lighting Controls | NonEquip | 8 | Display cases | 0% | Tech/Econ | 0.9365% | 0 | 0 | 0
Tech | Offices | Refrigeration | Vending and ice makers | TRC | New | NN4853 | PSC to ECM Evaporator Fan Motor (Walk-In, Refrigerator) | PSC to ECM Evaporator Fan Motor (Walk-In, Refrigerator) | NonEquip | 15 | Walk-in cooler | 0% | Tech/Econ | 37.5% | 0 | 0 | 0
Tech | Offices | Refrigeration | Vending and ice makers | TRC | New | NN4827 | PSC to ECM Evaporator Fan Motor (Reach-In) | PSC to ECM Evaporator Fan Motor (Reach-In) | NonEquip | 15 | Display cases | 0% | Tech/Econ | 37.5% | 0 | 0 | 0
Tech | Offices | Refrigeration | Vending and ice makers | TRC | New | NN4801 | Night Covers for Display Cases | Night Covers for Display Cases | NonEquip | 5 | Display cases | 0% | Tech/Econ | 1.877% | 0 | 0 | 0
Tech | Offices | Refrigeration | Vending and ice makers | TRC | New | NN4775 | High R-Value Glass Doors | High R-Value Glass Doors | NonEquip | 12 | Display cases | 0% | Tech/Econ | 0% | 0 | 0 | 0
Tech | Offices | Refrigeration | Vending and ice makers | TRC | New | NN4749 | High Efficiency Refrigeration Compressor | High Efficiency Refrigeration Compressor | NonEquip | 13 | Display cases | 0% | Tech/Econ | 6.922% | 0 | 0 | 0
Tech | Offices | Refrigeration | Vending and ice makers | TRC | New | NN4723 | Freezer-Cooler Replacement Gaskets | Freezer-Cooler Replacement Gaskets | NonEquip | 4 | Display cases | 0% | Tech/Econ | 0% | 0 | 0 | 0
Tech | Offices | Refrigeration | Vending and ice makers | TRC | New | NN4697 | Floating Head Pressure Controls | Floating Head Pressure Controls | NonEquip | 15 |  | 0% | Tech/Econ | 6.05% | 0 | 0 | 0
Tech | Offices | Refrigeration | Vending and ice makers | TRC | New | NN4671 | Demand Defrost | Demand Defrost | NonEquip | 10 | Walk-in cooler | 0% | Tech/Econ | 30% | 0 | 0 | 0
Tech | Offices | Refrigeration | Vending and ice makers | TRC | New | NN4645 | Automatic Door Closer for Walk-in Coolers and Freezers | Automatic Door Closer for Walk-in Coolers and Freezers | NonEquip | 8 | Walk-in cooler | 0% | Tech/Econ | 3.131% | 0 | 0 | 0
Tech | Offices | Refrigeration | Vending and ice makers | TRC | New | NN4619 | Anti-Sweat Controls | Anti-Sweat Controls | NonEquip | 8 | Display cases | 0% | Tech/Econ | 85% | 0 | 0 | 0
Tech | Offices | Refrigeration | Vending and ice makers | TRC | Existing | NE5308 | Retro-Commissioning | Retro-Commissioning | NonEquip | 5 |  | 21.99% | Tech/Econ | 16% | 78760.2432 | 13.1673 | 40.8238
Tech | Offices | Refrigeration | Vending and ice makers | TRC | Existing | NE4892 | Strip Curtains for Walk-ins | Strip Curtains for Walk-ins | NonEquip | 4 | Walk-in cooler | 0% | Tech/Econ | 2.115% | 0 | 0 | 0
Tech | Offices | Refrigeration | Vending and ice makers | TRC | Existing | NE4866 | Refrigerated Display Case Lighting Controls | Refrigerated Display Case Lighting Controls | NonEquip | 8 | Display cases | 0% | Tech/Econ | 2.524% | 0 | 0 | 0
Tech | Offices | Refrigeration | Vending and ice makers | TRC | Existing | NE4840 | PSC to ECM Evaporator Fan Motor (Walk-In, Refrigerator) | PSC to ECM Evaporator Fan Motor (Walk-In, Refrigerator) | NonEquip | 15 | Walk-in cooler | 0% | Tech/Econ | 37.5% | 0 | 0 | 0
Tech | Offices | Refrigeration | Vending and ice makers | TRC | Existing | NE4814 | PSC to ECM Evaporator Fan Motor (Reach-In) | PSC to ECM Evaporator Fan Motor (Reach-In) | NonEquip | 15 | Display cases | 0% | Tech/Econ | 37.5% | 0 | 0 | 0
Tech | Offices | Refrigeration | Vending and ice makers | TRC | Existing | NE4788 | Night Covers for Display Cases | Night Covers for Display Cases | NonEquip | 5 | Display cases | 0% | Tech/Econ | 1.877% | 0 | 0 | 0
Tech | Offices | Refrigeration | Vending and ice makers | TRC | Existing | NE4762 | High R-Value Glass Doors | High R-Value Glass Doors | NonEquip | 12 | Display cases | 0% | Tech/Econ | 23.81% | 0 | 0 | 0
Tech | Offices | Refrigeration | Vending and ice makers | TRC | Existing | NE4736 | High Efficiency Refrigeration Compressor | High Efficiency Refrigeration Compressor | NonEquip | 13 | Display cases | 0% | Tech/Econ | 6.922% | 0 | 0 | 0
Tech | Offices | Refrigeration | Vending and ice makers | TRC | Existing | NE4710 | Freezer-Cooler Replacement Gaskets | Freezer-Cooler Replacement Gaskets | NonEquip | 4 | Display cases | 0% | Tech/Econ | 3.131% | 0 | 0 | 0
Tech | Offices | Refrigeration | Vending and ice makers | TRC | Existing | NE4684 | Floating Head Pressure Controls | Floating Head Pressure Controls | NonEquip | 15 |  | 0% | Tech/Econ | 6.05% | 0 | 0 | 0
Tech | Offices | Refrigeration | Vending and ice makers | TRC | Existing | NE4658 | Demand Defrost | Demand Defrost | NonEquip | 10 | Walk-in cooler | 0% | Tech/Econ | 30% | 0 | 0 | 0
Tech | Offices | Refrigeration | Vending and ice makers | TRC | Existing | NE4632 | Automatic Door Closer for Walk-in Coolers and Freezers | Automatic Door Closer for Walk-in Coolers and Freezers | NonEquip | 8 | Walk-in cooler | 0% | Tech/Econ | 3.131% | 0 | 0 | 0
Tech | Offices | Refrigeration | Vending and ice makers | TRC | Existing | NE4606 | Anti-Sweat Controls | Anti-Sweat Controls | NonEquip | 8 | Display cases | 0% | Tech/Econ | 85% | 0 | 0 | 0
Tech | Offices | Refrigeration | Vending and ice makers | TRC | Turnover | ET2578 | Energy Star Vending Machine | Energy Star Vending Machine | Equip | 14 | Vending and ice makers | 10.61% | Tech/Econ | 36% | 88862.4207 | 13.8984 | 8.6824
Tech | Offices | Refrigeration | Vending and ice makers | TRC | Turnover | ET2500 | Energy Star Ice Maker | Energy Star Ice Maker | Equip | 8 | Vending and ice makers | 0% | Tech/Econ | 11.39% | 0 | 0 | 0
Tech | Offices | Refrigeration | Vending and ice makers | TRC | New | EN2604 | Energy Star Vending Machine | Energy Star Vending Machine | Equip | 14 | Vending and ice makers | 10.61% | Tech/Econ | 36% | 1684.1665 | 0.26341 | 0.16455
Tech | Offices | Refrigeration | Vending and ice makers | TRC | New | EN2526 | Energy Star Ice Maker | Energy Star Ice Maker | Equip | 8 | Vending and ice makers | 0% | Tech/Econ | 11.39% | 0 | 0 | 0
Tech | Offices | Exterior Lighting | Street lighting | TRC | New | NN5295 | Retro-Commissioning | Retro-Commissioning | NonEquip | 5 |  | 0% | Tech/Econ | 16% | 0 | 0 | 0
Tech | Offices | Exterior Lighting | Street lighting | TRC | New | NN2981 | Outdoor Lighting Controls | Outdoor Lighting Controls | NonEquip | 8 | Exterior parking/lot lighting | 0% | Tech/Econ | 28% | 0 | 0 | 0
Tech | Offices | Exterior Lighting | Street lighting | TRC | New | NN2955 | Bi-Level Lighting Control (Exterior) | Bi-Level Lighting Control (Exterior) | NonEquip | 9 | Exterior parking/lot lighting | 0% | Tech/Econ | 31% | 0 | 0 | 0
Tech | Offices | Exterior Lighting | Street lighting | TRC | Existing | NE5282 | Retro-Commissioning | Retro-Commissioning | NonEquip | 5 |  | 21.99% | Tech/Econ | 16% | 3764.8427 | 0 | 1.9514
Tech | Offices | Exterior Lighting | Street lighting | TRC | Existing | NE2968 | Outdoor Lighting Controls | Outdoor Lighting Controls | NonEquip | 8 | Exterior parking/lot lighting | 0% | Tech/Econ | 28% | 0 | 0 | 0
Tech | Offices | Exterior Lighting | Street lighting | TRC | Existing | NE2942 | Bi-Level Lighting Control (Exterior) | Bi-Level Lighting Control (Exterior) | NonEquip | 9 | Exterior parking/lot lighting | 0% | Tech/Econ | 31% | 0 | 0 | 0
Tech | Offices | Exterior Lighting | Street lighting | TRC | Turnover | ET790 | LED Traffic and Crosswalk Lighting | LED Traffic and Crosswalk Lighting | Equip | 10 | Street lighting | 0% | Tech/Econ | 37.14% | 0 | 0 | 0
Tech | Offices | Exterior Lighting | Street lighting | TRC | Turnover | ET751 | LED Street Lights | LED Street Lights | Equip | 18 | Street lighting | 0% | Tech/Econ | 66.53% | 0 | 0 | 0
Tech | Offices | Exterior Lighting | Street lighting | TRC | New | EN816 | LED Traffic and Crosswalk Lighting | LED Traffic and Crosswalk Lighting | Equip | 10 | Street lighting | 0% | Tech/Econ | 37.14% | 0 | 0 | 0
Tech | Offices | Exterior Lighting | Street lighting | TRC | New | EN777 | LED Street Lights | LED Street Lights | Equip | 18 | Street lighting | 0% | Tech/Econ | 66.53% | 0 | 0 | 0
Tech | Offices | Cooking | Steamer | TRC | Turnover | ET205 | Energy Star Steamer | Energy Star Steamer | Equip | 12 | Steamer | 0% | Tech/Econ | 56.63% | 0 | 0 | 0
Tech | Offices | Cooking | Steamer | TRC | New | EN231 | Energy Star Steamer | Energy Star Steamer | Equip | 12 | Steamer | 0% | Tech/Econ | 56.63% | 0 | 0 | 0
Tech | Offices | Exterior Lighting | Spot lighting/Security/Flood | TRC | New | NN5295 | Retro-Commissioning | Retro-Commissioning | NonEquip | 5 |  | 0% | Tech/Econ | 16% | 0 | 0 | 0
Tech | Offices | Exterior Lighting | Spot lighting/Security/Flood | TRC | New | NN2981 | Outdoor Lighting Controls | Outdoor Lighting Controls | NonEquip | 8 | Exterior parking/lot lighting | 0% | Tech/Econ | 28% | 0 | 0 | 0
Tech | Offices | Exterior Lighting | Spot lighting/Security/Flood | TRC | New | NN2955 | Bi-Level Lighting Control (Exterior) | Bi-Level Lighting Control (Exterior) | NonEquip | 9 | Exterior parking/lot lighting | 0% | Tech/Econ | 31% | 0 | 0 | 0
Tech | Offices | Exterior Lighting | Spot lighting/Security/Flood | TRC | Existing | NE5282 | Retro-Commissioning | Retro-Commissioning | NonEquip | 5 |  | 21.99% | Tech/Econ | 16% | 3247.109 | 0 | 1.6831
Tech | Offices | Exterior Lighting | Spot lighting/Security/Flood | TRC | Existing | NE2968 | Outdoor Lighting Controls | Outdoor Lighting Controls | NonEquip | 8 | Exterior parking/lot lighting | 0% | Tech/Econ | 28% | 0 | 0 | 0
Tech | Offices | Exterior Lighting | Spot lighting/Security/Flood | TRC | Existing | NE2942 | Bi-Level Lighting Control (Exterior) | Bi-Level Lighting Control (Exterior) | NonEquip | 9 | Exterior parking/lot lighting | 0% | Tech/Econ | 31% | 0 | 0 | 0
Tech | Offices | Exterior Lighting | Spot lighting/Security/Flood | TRC | Turnover | ET673 | LED Exterior Lighting | LED Exterior Lighting | Equip | 13 | Spot lighting/Security/Flood | 4.268% | Tech/Econ | 60.51% | 2446.7846 | 0 | 0
Tech | Offices | Exterior Lighting | Spot lighting/Security/Flood | TRC | Turnover | ET556 | LED - 9W Flood | LED - 9W Flood | Equip | 15 | Spot lighting/Security/Flood | 13.31% | Tech/Econ | 86.15% | 12268.7266 | 0 | 0
Tech | Offices | Exterior Lighting | Spot lighting/Security/Flood | TRC | Turnover | ET478 | CFL - 15W Flood | CFL - 15W Flood | Equip | 7.8 | Spot lighting/Security/Flood | 0% | Tech/Econ | 76.92% | 0 | 0 | 0
Tech | Offices | Exterior Lighting | Spot lighting/Security/Flood | TRC | New | EN699 | LED Exterior Lighting | LED Exterior Lighting | Equip | 13 | Spot lighting/Security/Flood | 4.624% | Tech/Econ | 60.51% | 14.4973 | 0 | 0
Tech | Offices | Exterior Lighting | Spot lighting/Security/Flood | TRC | New | EN582 | LED - 9W Flood | LED - 9W Flood | Equip | 15 | Spot lighting/Security/Flood | 86.42% | Tech/Econ | 86.15% | 1509.9133 | 0 | 0
Tech | Offices | Exterior Lighting | Spot lighting/Security/Flood | TRC | New | EN504 | CFL - 15W Flood | CFL - 15W Flood | Equip | 7.8 | Spot lighting/Security/Flood | 0% | Tech/Econ | 76.92% | 0 | 0 | 0
Tech | Offices | Interior Lighting | Spot lighting | TRC | New | NN5269 | Retro-Commissioning | Retro-Commissioning | NonEquip | 5 |  | 0% | Tech/Econ | 16% | 0 | 0 | 0
Tech | Offices | Interior Lighting | Spot lighting | TRC | New | NN4437 | Interior Lighting Controls | Interior Lighting Controls | NonEquip | 8 | Overhead (fluorescent/LED/CFL U-shape) | 0% | Tech/Econ | 28% | 0 | 0 | 0
Tech | Offices | Interior Lighting | Spot lighting | TRC | New | NN4411 | Bi-Level Lighting Control (Interior) | Bi-Level Lighting Control (Interior) | NonEquip | 8 | Overhead (fluorescent/LED/CFL U-shape) | 0% | Tech/Econ | 31% | 0 | 0 | 0
Tech | Offices | Interior Lighting | Spot lighting | TRC | New | NN3709 | Facility Energy Management System | Facility Energy Management System | NonEquip | 15 |  | 1.982% | Tech/Econ | 24% | 0.54837 | 0.00011493 | 9.8833e-06
Tech | Offices | Interior Lighting | Spot lighting | TRC | Existing | NE5256 | Retro-Commissioning | Retro-Commissioning | NonEquip | 5 |  | 21.99% | Tech/Econ | 16% | 112.4271 | 0.018796 | 0.058274
Tech | Offices | Interior Lighting | Spot lighting | TRC | Existing | NE4424 | Interior Lighting Controls | Interior Lighting Controls | NonEquip | 8 | Overhead (fluorescent/LED/CFL U-shape) | 0% | Tech/Econ | 28% | 0 | 0 | 0
Tech | Offices | Interior Lighting | Spot lighting | TRC | Existing | NE4398 | Bi-Level Lighting Control (Interior) | Bi-Level Lighting Control (Interior) | NonEquip | 8 | Overhead (fluorescent/LED/CFL U-shape) | 0% | Tech/Econ | 31% | 0 | 0 | 0
Tech | Offices | Interior Lighting | Spot lighting | TRC | Existing | NE3696 | Facility Energy Management System | Facility Energy Management System | NonEquip | 15 |  | 2.99% | Tech/Econ | 24% | 23.0941 | 0.0048404 | 0.00041623
Tech | Offices | Interior Lighting | Spot lighting | TRC | Turnover | ET1609 | LED Display Lighting (Interior) | LED Display Lighting (Interior) | Equip | 15 | Spot lighting | 2.129% | Tech/Econ | 87.04% | 112.7041 | 0.027676 | 0.0062521
Tech | Offices | Interior Lighting | Spot lighting | TRC | Turnover | ET1570 | LED - 14W | LED - 14W | Equip | 15 | Spot lighting | 86.42% | Tech/Econ | 53.33% | 2751.5672 | 0.6602 | 0.15264
Tech | Offices | Interior Lighting | Spot lighting | TRC | Turnover | ET1453 | CFL-23W | CFL-23W | Equip | 7.8 | Spot lighting | 0% | Tech/Econ | 23.33% | 0 | 0 | 0
Tech | Offices | Interior Lighting | Spot lighting | TRC | New | EN1635 | LED Display Lighting (Interior) | LED Display Lighting (Interior) | Equip | 15 | Spot lighting | 0% | Tech/Econ | 87.04% | 0 | 0 | 0
Tech | Offices | Interior Lighting | Spot lighting | TRC | New | EN1596 | LED - 14W | LED - 14W | Equip | 15 | Spot lighting | 0% | Tech/Econ | 53.33% | 0 | 0 | 0
Tech | Offices | Interior Lighting | Spot lighting | TRC | New | EN1479 | CFL-23W | CFL-23W | Equip | 7.8 | Spot lighting | 0% | Tech/Econ | 23.33% | 0 | 0 | 0
Tech | Offices | Office Equipment | Servers | TRC | New | NN4593 | Smart Strip Plug Outlet | Smart Strip Plug Outlet | NonEquip | 4 |  | 43.9% | Tech/Econ | 1.187% | 153.1732 | 0.022776 | 0.015829
Tech | Offices | Office Equipment | Servers | TRC | New | NN4567 | Network PC Power Management | Network PC Power Management | NonEquip | 5 | Computers | 0% | Tech/Econ | 56.5% | 0 | 0 | 0
Tech | Offices | Office Equipment | Servers | TRC | Existing | NE4580 | Smart Strip Plug Outlet | Smart Strip Plug Outlet | NonEquip | 4 |  | 43.9% | Tech/Econ | 1.187% | 8170.4924 | 1.2149 | 0.84434
Tech | Offices | Office Equipment | Servers | TRC | Existing | NE4554 | Network PC Power Management | Network PC Power Management | NonEquip | 5 | Computers | 0% | Tech/Econ | 56.5% | 0 | 0 | 0
Tech | Offices | Office Equipment | Servers | TRC | Turnover | ET2305 | Server Virtualization | Server Virtualization | Equip | 3 | Servers | 37.33% | Tech/Econ | 85.71% | 866870.9588 | 129.0245 | 89.7397
Tech | Offices | Office Equipment | Servers | TRC | Turnover | ET2227 | Energy Star Servers | Energy Star Servers | Equip | 4 | Servers | 47.28% | Tech/Econ | 23.08% | 192057.3068 | 28.5857 | 19.882
Tech | Offices | Office Equipment | Servers | TRC | Turnover | ET1141 | High Efficiency Data Center Cooling | High Efficiency Data Center Cooling | Equip | 20 | Servers | 15.96% | Tech/Econ | 28% | 82325.869 | 18.8737 | 10.901
Tech | Offices | Office Equipment | Servers | TRC | New | EN2331 | Server Virtualization | Server Virtualization | Equip | 3 | Servers | 38.55% | Tech/Econ | 85.71% | 16967.0754 | 2.5254 | 1.7565
Tech | Offices | Office Equipment | Servers | TRC | New | EN2253 | Energy Star Servers | Energy Star Servers | Equip | 4 | Servers | 47.28% | Tech/Econ | 23.08% | 3448.386 | 0.51326 | 0.35698
Tech | Offices | Office Equipment | Servers | TRC | New | EN1167 | High Efficiency Data Center Cooling | High Efficiency Data Center Cooling | Equip | 20 | Servers | 15.96% | Tech/Econ | 28% | 1536.2579 | 0.3522 | 0.20342
Tech | Offices | Space Cooling | Residential-type central air conditioners | TRC | New | NN5373 | Retro-Commissioning | Retro-Commissioning | NonEquip | 5 |  | 0% | Tech/Econ | 16% | 0 | 0 | 0
Tech | Offices | Space Cooling | Residential-type central air conditioners | TRC | New | NN4385 | Window Sun Protection | Window Sun Protection | NonEquip | 10 |  | 15.35% | Tech/Econ | 16% | 708.6913 | 0.22066 | -0.012432
Tech | Offices | Space Cooling | Residential-type central air conditioners | TRC | New | NN4359 | Waterside Economizer | Waterside Economizer | NonEquip | 20 |  | 0% | Tech/Econ | 5.556% | 0 | 0 | 0
Tech | Offices | Space Cooling | Residential-type central air conditioners | TRC | New | NN4307 | Warehouse Loading Dock Seals | Warehouse Loading Dock Seals | NonEquip | 18 |  | 0% | Tech/Econ | 0.5387% | 0 | 0 | 0
Tech | Offices | Space Cooling | Residential-type central air conditioners | TRC | New | NN4151 | Smart Thermostat | Smart Thermostat | NonEquip | 11 |  | 45.33% | Tech/Econ | 10% | 1276.0278 | 0.015151 | 0
Tech | Offices | Space Cooling | Residential-type central air conditioners | TRC | New | NN4047 | Programmable Thermostat | Programmable Thermostat | NonEquip | 11 |  | 0% | Tech/Econ | 3.6% | 0 | 0 | 0
Tech | Offices | Space Cooling | Residential-type central air conditioners | TRC | New | NN3995 | Low U-Value Windows | Low U-Value Windows | NonEquip | 20 |  | 13.44% | Tech/Econ | 10% | 40.5653 | 0.015078 | 0
Tech | Offices | Space Cooling | Residential-type central air conditioners | TRC | New | NN3917 | HVAC tune-up_RTU | HVAC tune-up_RTU | NonEquip | 5 | Packaged air conditioning units (RTUs) | 0% | Tech/Econ | 5% | 0 | 0 | 0
Tech | Offices | Space Cooling | Residential-type central air conditioners | TRC | New | NN3891 | HVAC tune-up | HVAC tune-up | NonEquip | 5 | Residential-type central air conditioners | 0% | Tech/Econ | 5% | 0 | 0 | 0
Tech | Offices | Space Cooling | Residential-type central air conditioners | TRC | New | NN3683 | Facility Energy Management System | Facility Energy Management System | NonEquip | 15 |  | 1.982% | Tech/Econ | 20% | 126.3502 | 0.026482 | 0
Tech | Offices | Space Cooling | Residential-type central air conditioners | TRC | New | NN3631 | Facility Commissioning | Facility Commissioning | NonEquip | 10 |  | 35.83% | Tech/Econ | 16% | 1755.3519 | 0.30733 | 0.0070117
Tech | Offices | Space Cooling | Residential-type central air conditioners | TRC | New | NN3605 | Energy Recovery Ventilation System (ERV) | Energy Recovery Ventilation System (ERV) | NonEquip | 15 | Packaged air conditioning units (RTUs) | 0% | Tech/Econ | 6.12% | 0 | 0 | 0
Tech | Offices | Space Cooling | Residential-type central air conditioners | TRC | New | NN3527 | Duct Sealing Repair | Duct Sealing Repair | NonEquip | 15 |  | 0% | Tech/Econ | 12% | 0 | 0 | 0
Tech | Offices | Space Cooling | Residential-type central air conditioners | TRC | New | NN3475 | Duct Insulation | Duct Insulation | NonEquip | 15 |  | 0% | Tech/Econ | 2.045% | 0 | 0 | 0
Tech | Offices | Space Cooling | Residential-type central air conditioners | TRC | New | NN3423 | Dedicated Outdoor Air System on VRF unit | Dedicated Outdoor Air System on VRF unit | NonEquip | 15 | Residential-type central air conditioners | 58.91% | Tech/Econ | 17.5% | 1133.8611 | 0.34502 | 0
Tech | Offices | Space Cooling | Residential-type central air conditioners | TRC | New | NN3319 | Chilled Water System - Variable Speed Drives | Chilled Water System - Variable Speed Drives | NonEquip | 13 | Central chillers inside | 0% | Tech/Econ | 24.74% | 0 | 0 | 0
Tech | Offices | Space Cooling | Residential-type central air conditioners | TRC | New | NN3293 | Chilled Water Controls Optimization | Chilled Water Controls Optimization | NonEquip | 10 | Central chillers inside | 0% | Tech/Econ | 12.5% | 0 | 0 | 0
Tech | Offices | Space Cooling | Residential-type central air conditioners | TRC | New | NN3215 | Ceiling Insulation(R2 to R38) | Ceiling Insulation(R2 to R38) | NonEquip | 20 |  | 0% | Tech/Econ | 3.244% | 0 | 0 | 0
Tech | Offices | Space Cooling | Residential-type central air conditioners | TRC | New | NN3111 | Ceiling Insulation(R12 to R38) | Ceiling Insulation(R12 to R38) | NonEquip | 20 |  | 0% | Tech/Econ | 0.3905% | 0 | 0 | 0
Tech | Offices | Space Cooling | Residential-type central air conditioners | TRC | New | NN3059 | Airside Economizer | Airside Economizer | NonEquip | 10 | Packaged air conditioning units (RTUs) | 0% | Tech/Econ | 5.556% | 0 | 0 | 0
Tech | Offices | Space Cooling | Residential-type central air conditioners | TRC | Existing | NE5360 | Retro-Commissioning | Retro-Commissioning | NonEquip | 5 |  | 21.99% | Tech/Econ | 16% | 48941.3833 | 8.1821 | 0
Tech | Offices | Space Cooling | Residential-type central air conditioners | TRC | Existing | NE4372 | Window Sun Protection | Window Sun Protection | NonEquip | 10 |  | 7.839% | Tech/Econ | 16% | 16832.8723 | 5.2412 | -0.29529
Tech | Offices | Space Cooling | Residential-type central air conditioners | TRC | Existing | NE4346 | Waterside Economizer | Waterside Economizer | NonEquip | 20 |  | 0% | Tech/Econ | 5.556% | 0 | 0 | 0
Tech | Offices | Space Cooling | Residential-type central air conditioners | TRC | Existing | NE4294 | Warehouse Loading Dock Seals | Warehouse Loading Dock Seals | NonEquip | 18 |  | 0% | Tech/Econ | 0.5387% | 0 | 0 | 0
Tech | Offices | Space Cooling | Residential-type central air conditioners | TRC | Existing | NE4216 | Wall Insulation | Wall Insulation | NonEquip | 20 |  | 17.1% | Tech/Econ | 28.52% | 85530.7701 | 1.7115 | 0
Tech | Offices | Space Cooling | Residential-type central air conditioners | TRC | Existing | NE4138 | Smart Thermostat | Smart Thermostat | NonEquip | 11 |  | 45.33% | Tech/Econ | 10% | 57868.6041 | 0.68712 | 0
Tech | Offices | Space Cooling | Residential-type central air conditioners | TRC | Existing | NE4112 | Roof Insulation | Roof Insulation | NonEquip | 20 |  | 37.5% | Tech/Econ | 0.4756% | 2128.0321 | 0.042583 | 0
Tech | Offices | Space Cooling | Residential-type central air conditioners | TRC | Existing | NE4034 | Programmable Thermostat | Programmable Thermostat | NonEquip | 11 |  | 0% | Tech/Econ | 3.6% | 0 | 0 | 0
Tech | Offices | Space Cooling | Residential-type central air conditioners | TRC | Existing | NE3982 | Low U-Value Windows | Low U-Value Windows | NonEquip | 20 |  | 5.375% | Tech/Econ | 46% | 54284.5012 | 20.1777 | 0
Tech | Offices | Space Cooling | Residential-type central air conditioners | TRC | Existing | NE3956 | Infiltration Reduction - Air Sealing | Infiltration Reduction - Air Sealing | NonEquip | 11 |  | 44.79% | Tech/Econ | 0.2694% | 1431.6035 | 0.31667 | 0
Tech | Offices | Space Cooling | Residential-type central air conditioners | TRC | Existing | NE3904 | HVAC tune-up_RTU | HVAC tune-up_RTU | NonEquip | 5 | Packaged air conditioning units (RTUs) | 0% | Tech/Econ | 5% | 0 | 0 | 0
Tech | Offices | Space Cooling | Residential-type central air conditioners | TRC | Existing | NE3878 | HVAC tune-up | HVAC tune-up | NonEquip | 5 | Residential-type central air conditioners | 0% | Tech/Econ | 5% | 0 | 0 | 0
Tech | Offices | Space Cooling | Residential-type central air conditioners | TRC | Existing | NE3800 | Green Roof | Green Roof | NonEquip | 15 |  | 0.063% | Tech/Econ | 0.2756% | 2.0602 | 0.00087521 | 0
Tech | Offices | Space Cooling | Residential-type central air conditioners | TRC | Existing | NE3670 | Facility Energy Management System | Facility Energy Management System | NonEquip | 15 |  | 2.99% | Tech/Econ | 20% | 9329.4838 | 1.9554 | 0
Tech | Offices | Space Cooling | Residential-type central air conditioners | TRC | Existing | NE3592 | Energy Recovery Ventilation System (ERV) | Energy Recovery Ventilation System (ERV) | NonEquip | 15 | Packaged air conditioning units (RTUs) | 0% | Tech/Econ | 6.12% | 0 | 0 | 0
Tech | Offices | Space Cooling | Residential-type central air conditioners | TRC | Existing | NE3514 | Duct Sealing Repair | Duct Sealing Repair | NonEquip | 15 |  | 30.55% | Tech/Econ | 12% | 48589.459 | 9.5732 | 0
Tech | Offices | Space Cooling | Residential-type central air conditioners | TRC | Existing | NE3462 | Duct Insulation | Duct Insulation | NonEquip | 15 |  | 30.55% | Tech/Econ | 2.045% | 7503.57 | 2.0385 | 0
Tech | Offices | Space Cooling | Residential-type central air conditioners | TRC | Existing | NE3410 | Dedicated Outdoor Air System on VRF unit | Dedicated Outdoor Air System on VRF unit | NonEquip | 15 | Residential-type central air conditioners | 58.91% | Tech/Econ | 17.5% | 159902.9348 | 48.6571 | 0
Tech | Offices | Space Cooling | Residential-type central air conditioners | TRC | Existing | NE3358 | Cool Roof | Cool Roof | NonEquip | 15 |  | 72.74% | Tech/Econ | 0.3535% | 3058.7313 | 1.2994 | 0
Tech | Offices | Space Cooling | Residential-type central air conditioners | TRC | Existing | NE3306 | Chilled Water System - Variable Speed Drives | Chilled Water System - Variable Speed Drives | NonEquip | 13 | Central chillers inside | 0% | Tech/Econ | 24.74% | 0 | 0 | 0
Tech | Offices | Space Cooling | Residential-type central air conditioners | TRC | Existing | NE3280 | Chilled Water Controls Optimization | Chilled Water Controls Optimization | NonEquip | 10 | Central chillers inside | 0% | Tech/Econ | 12.5% | 0 | 0 | 0
Tech | Offices | Space Cooling | Residential-type central air conditioners | TRC | Existing | NE3202 | Ceiling Insulation(R2 to R38) | Ceiling Insulation(R2 to R38) | NonEquip | 20 |  | 45.6% | Tech/Econ | 3.244% | 18028.7162 | 0.36076 | 0
Tech | Offices | Space Cooling | Residential-type central air conditioners | TRC | Existing | NE3098 | Ceiling Insulation(R12 to R38) | Ceiling Insulation(R12 to R38) | NonEquip | 20 |  | 34.2% | Tech/Econ | 0.3905% | 1590.6555 | 0.03183 | 0
Tech | Offices | Space Cooling | Residential-type central air conditioners | TRC | Existing | NE3046 | Airside Economizer | Airside Economizer | NonEquip | 10 | Packaged air conditioning units (RTUs) | 0% | Tech/Econ | 5.556% | 0 | 0 | 0
Tech | Offices | Space Cooling | Residential-type central air conditioners | TRC | Turnover | ET829 | Geothermal Heat Pump | Geothermal Heat Pump | Equip | 15 | Residential-type central air conditioners | 30.5% | Tech/Econ | 21.18% | 107726.7962 | 46.3274 | 0
Tech | Offices | Space Cooling | Residential-type central air conditioners | TRC | Turnover | ET1375 | Variable Refrigerant Flow (VRF) HVAC Systems | Variable Refrigerant Flow (VRF) HVAC Systems | Equip | 15 | Residential-type central air conditioners | 49.09% | Tech/Econ | 36.88% | 387634.0376 | 117.9538 | 0
Tech | Offices | Space Cooling | Residential-type central air conditioners | TRC | Turnover | ET1297 | High Efficiency PTHP | High Efficiency PTHP | Equip | 15 | Residential-type central air conditioners | 0% | Tech/Econ | 23.64% | 0 | 0 | 0
Tech | Offices | Space Cooling | Residential-type central air conditioners | TRC | Turnover | ET1258 | High Efficiency PTAC | High Efficiency PTAC | Equip | 15 | Residential-type central air conditioners | 0% | Tech/Econ | 23.64% | 0 | 0 | 0
Tech | Offices | Space Cooling | Residential-type central air conditioners | TRC | New | EN855 | Geothermal Heat Pump | Geothermal Heat Pump | Equip | 15 | Residential-type central air conditioners | 30.5% | Tech/Econ | 21.18% | 2200.8021 | 0.94644 | 0
Tech | Offices | Space Cooling | Residential-type central air conditioners | TRC | New | EN1401 | Variable Refrigerant Flow (VRF) HVAC Systems | Variable Refrigerant Flow (VRF) HVAC Systems | Equip | 15 | Residential-type central air conditioners | 49.09% | Tech/Econ | 36.88% | 7532.897 | 2.2922 | 0
Tech | Offices | Space Cooling | Residential-type central air conditioners | TRC | New | EN1323 | High Efficiency PTHP | High Efficiency PTHP | Equip | 15 | Residential-type central air conditioners | 0% | Tech/Econ | 23.64% | 0 | 0 | 0
Tech | Offices | Space Cooling | Residential-type central air conditioners | TRC | New | EN1284 | High Efficiency PTAC | High Efficiency PTAC | Equip | 15 | Residential-type central air conditioners | 0% | Tech/Econ | 23.64% | 0 | 0 | 0
Tech | Offices | Space Heating | Residential/split system heat pump | TRC | New | NN5347 | Retro-Commissioning | Retro-Commissioning | NonEquip | 5 |  | 0% | Tech/Econ | 16% | 0 | 0 | 0
Tech | Offices | Space Heating | Residential/split system heat pump | TRC | New | NN4333 | Water Cooled Refrigeration Heat Recovery | Water Cooled Refrigeration Heat Recovery | NonEquip | 20 |  | 15.4% | Tech/Econ | 10% | 8236.7779 | 0 | 0.55065
Tech | Offices | Space Heating | Residential/split system heat pump | TRC | New | NN4281 | Warehouse Loading Dock Seals | Warehouse Loading Dock Seals | NonEquip | 18 |  | 0% | Tech/Econ | 0.1887% | 0 | 0 | 0
Tech | Offices | Space Heating | Residential/split system heat pump | TRC | New | NN4177 | Smart Thermostat | Smart Thermostat | NonEquip | 11 |  | 45.33% | Tech/Econ | 10% | 25398.3861 | 0 | -4.1733
Tech | Offices | Space Heating | Residential/split system heat pump | TRC | New | NN4099 | Roof Insulation | Roof Insulation | NonEquip | 20 |  | 37.5% | Tech/Econ | 0.08331% | 101.9056 | 0 | 0.045967
Tech | Offices | Space Heating | Residential/split system heat pump | TRC | New | NN4073 | Programmable Thermostat | Programmable Thermostat | NonEquip | 11 |  | 0% | Tech/Econ | 3.6% | 0 | 0 | 0
Tech | Offices | Space Heating | Residential/split system heat pump | TRC | New | NN4021 | Low U-Value Windows | Low U-Value Windows | NonEquip | 20 |  | 13.44% | Tech/Econ | 10% | 7077.7758 | 0 | 0.029416
Tech | Offices | Space Heating | Residential/split system heat pump | TRC | New | NN3943 | Infiltration Reduction - Air Sealing | Infiltration Reduction - Air Sealing | NonEquip | 11 |  | 0% | Tech/Econ | 0.09437% | 0 | 0 | 0
Tech | Offices | Space Heating | Residential/split system heat pump | TRC | New | NN3787 | Green Roof | Green Roof | NonEquip | 15 |  | 0.315% | Tech/Econ | 0.1287% | 2.1073 | 0 | 0
Tech | Offices | Space Heating | Residential/split system heat pump | TRC | New | NN3735 | Floor Insulation | Floor Insulation | NonEquip | 20 |  | 8.437% | Tech/Econ | 0.04371% | 0 | 0 | 0
Tech | Offices | Space Heating | Residential/split system heat pump | TRC | New | NN3657 | Facility Energy Management System | Facility Energy Management System | NonEquip | 15 |  | 1.982% | Tech/Econ | 20% | 2349.5174 | 0 | 0.042346
Tech | Offices | Space Heating | Residential/split system heat pump | TRC | New | NN3579 | ECM Motors on Furnaces | ECM Motors on Furnaces | NonEquip | 15 | Forced air furnace | 0% | Tech/Econ | 1.706% | 0 | 0 | 0
Tech | Offices | Space Heating | Residential/split system heat pump | TRC | New | NN3553 | Duct Sealing Repair | Duct Sealing Repair | NonEquip | 15 |  | 0% | Tech/Econ | 12% | 0 | 0 | 0
Tech | Offices | Space Heating | Residential/split system heat pump | TRC | New | NN3501 | Duct Insulation | Duct Insulation | NonEquip | 15 |  | 0% | Tech/Econ | 2.045% | 0 | 0 | 0
Tech | Offices | Space Heating | Residential/split system heat pump | TRC | New | NN3449 | Destratification Fans | Destratification Fans | NonEquip | 10 |  | 0% | Tech/Econ | 12.13% | 0 | 0 | 0
Tech | Offices | Space Heating | Residential/split system heat pump | TRC | New | NN3397 | Dedicated Outdoor Air System on VRF unit | Dedicated Outdoor Air System on VRF unit | NonEquip | 15 | Residential/split system heat pump | 58.91% | Tech/Econ | 10% | 30053.9618 | 0 | 9.2434
Tech | Offices | Space Heating | Residential/split system heat pump | TRC | New | NN3345 | Cool Roof | Cool Roof | NonEquip | 15 |  | 72.49% | Tech/Econ | 0.04628% | 0 | 0 | 0
Tech | Offices | Space Heating | Residential/split system heat pump | TRC | New | NN3189 | Ceiling Insulation(R2 to R38) | Ceiling Insulation(R2 to R38) | NonEquip | 20 |  | 0% | Tech/Econ | 1.137% | 0 | 0 | 0
Tech | Offices | Space Heating | Residential/split system heat pump | TRC | New | NN3137 | Ceiling Insulation(R19 to R38) | Ceiling Insulation(R19 to R38) | NonEquip | 20 |  | 0% | Tech/Econ | 0.06314% | 0 | 0 | 0
Tech | Offices | Space Heating | Residential/split system heat pump | TRC | New | NN3085 | Ceiling Insulation(R12 to R38) | Ceiling Insulation(R12 to R38) | NonEquip | 20 |  | 0% | Tech/Econ | 0.1368% | 0 | 0 | 0
Tech | Offices | Space Heating | Residential/split system heat pump | TRC | New | NN3007 | Air Curtains | Air Curtains | NonEquip | 8 |  | 0% | Tech/Econ | 0.2996% | 0 | 0 | 0
Tech | Offices | Space Heating | Residential/split system heat pump | TRC | Existing | NE5334 | Retro-Commissioning | Retro-Commissioning | NonEquip | 5 |  | 21.99% | Tech/Econ | 16% | 900868.4513 | 0 | 466.9467
Tech | Offices | Space Heating | Residential/split system heat pump | TRC | Existing | NE4320 | Water Cooled Refrigeration Heat Recovery | Water Cooled Refrigeration Heat Recovery | NonEquip | 20 |  | 15.4% | Tech/Econ | 10% | 423234.0871 | 0 | 28.2941
Tech | Offices | Space Heating | Residential/split system heat pump | TRC | Existing | NE4268 | Warehouse Loading Dock Seals | Warehouse Loading Dock Seals | NonEquip | 18 |  | 0% | Tech/Econ | 0.2083% | 0 | 0 | 0
Tech | Offices | Space Heating | Residential/split system heat pump | TRC | Existing | NE4242 | Wall Insulation | Wall Insulation | NonEquip | 20 |  | 17.1% | Tech/Econ | 1.61% | 67595.4877 | 0 | 30.4909
Tech | Offices | Space Heating | Residential/split system heat pump | TRC | Existing | NE4164 | Smart Thermostat | Smart Thermostat | NonEquip | 11 |  | 45.33% | Tech/Econ | 10% | 1226718.675 | 0 | -201.5667
Tech | Offices | Space Heating | Residential/split system heat pump | TRC | Existing | NE4086 | Roof Insulation | Roof Insulation | NonEquip | 20 |  | 37.5% | Tech/Econ | 0.1839% | 16782.6897 | 0 | 7.5703
Tech | Offices | Space Heating | Residential/split system heat pump | TRC | Existing | NE4060 | Programmable Thermostat | Programmable Thermostat | NonEquip | 11 |  | 0% | Tech/Econ | 3.6% | 0 | 0 | 0
Tech | Offices | Space Heating | Residential/split system heat pump | TRC | Existing | NE4008 | Low U-Value Windows | Low U-Value Windows | NonEquip | 20 |  | 5.375% | Tech/Econ | 46% | 913440.344 | 0 | 3.7963
Tech | Offices | Space Heating | Residential/split system heat pump | TRC | Existing | NE3930 | Infiltration Reduction - Air Sealing | Infiltration Reduction - Air Sealing | NonEquip | 11 |  | 44.79% | Tech/Econ | 0.1041% | 11340.6582 | 0 | 7.4489
Tech | Offices | Space Heating | Residential/split system heat pump | TRC | Existing | NE3852 | Hotel Card Energy Control Systems | Hotel Card Energy Control Systems | NonEquip | 15 |  | 0% | Tech/Econ | 0% | 0 | 0 | 0
Tech | Offices | Space Heating | Residential/split system heat pump | TRC | Existing | NE3774 | Green Roof | Green Roof | NonEquip | 15 |  | 0.063% | Tech/Econ | 0.1421% | 21.7602 | 0 | 0
Tech | Offices | Space Heating | Residential/split system heat pump | TRC | Existing | NE3722 | Floor Insulation | Floor Insulation | NonEquip | 20 |  | 3.375% | Tech/Econ | 0.04823% | 395.363 | 0 | 0.17834
Tech | Offices | Space Heating | Residential/split system heat pump | TRC | Existing | NE3644 | Facility Energy Management System | Facility Energy Management System | NonEquip | 15 |  | 2.99% | Tech/Econ | 20% | 182380.0468 | 0 | 3.2871
Tech | Offices | Space Heating | Residential/split system heat pump | TRC | Existing | NE3566 | ECM Motors on Furnaces | ECM Motors on Furnaces | NonEquip | 15 | Forced air furnace | 0% | Tech/Econ | 1.706% | 0 | 0 | 0
Tech | Offices | Space Heating | Residential/split system heat pump | TRC | Existing | NE3540 | Duct Sealing Repair | Duct Sealing Repair | NonEquip | 15 |  | 30.55% | Tech/Econ | 12% | 1111613.377 | 0 | 775.6769
Tech | Offices | Space Heating | Residential/split system heat pump | TRC | Existing | NE3488 | Duct Insulation | Duct Insulation | NonEquip | 15 |  | 30.55% | Tech/Econ | 2.045% | 154373.8574 | 0 | 90.1315
Tech | Offices | Space Heating | Residential/split system heat pump | TRC | Existing | NE3436 | Destratification Fans | Destratification Fans | NonEquip | 10 |  | 0% | Tech/Econ | 12.13% | 0 | 0 | 0
Tech | Offices | Space Heating | Residential/split system heat pump | TRC | Existing | NE3384 | Dedicated Outdoor Air System on VRF unit | Dedicated Outdoor Air System on VRF unit | NonEquip | 15 | Residential/split system heat pump | 58.91% | Tech/Econ | 10% | 1720743.508 | 0 | 529.2307
Tech | Offices | Space Heating | Residential/split system heat pump | TRC | Existing | NE3332 | Cool Roof | Cool Roof | NonEquip | 15 |  | 72.74% | Tech/Econ | 0.05107% | 9026.3285 | 0 | 0
Tech | Offices | Space Heating | Residential/split system heat pump | TRC | Existing | NE3228 | Ceiling Insulation(R30 to R38) | Ceiling Insulation(R30 to R38) | NonEquip | 20 |  | 11.4% | Tech/Econ | 0.01858% | 514.4299 | 0 | 0.23205
Tech | Offices | Space Heating | Residential/split system heat pump | TRC | Existing | NE3176 | Ceiling Insulation(R2 to R38) | Ceiling Insulation(R2 to R38) | NonEquip | 20 |  | 45.6% | Tech/Econ | 1.254% | 140005.2975 | 0 | 63.1534
Tech | Offices | Space Heating | Residential/split system heat pump | TRC | Existing | NE3124 | Ceiling Insulation(R19 to R38) | Ceiling Insulation(R19 to R38) | NonEquip | 20 |  | 22.8% | Tech/Econ | 0.06967% | 3860.3356 | 0 | 1.7413
Tech | Offices | Space Heating | Residential/split system heat pump | TRC | Existing | NE3072 | Ceiling Insulation(R12 to R38) | Ceiling Insulation(R12 to R38) | NonEquip | 20 |  | 34.2% | Tech/Econ | 0.151% | 12558.4277 | 0 | 5.6648
Tech | Offices | Space Heating | Residential/split system heat pump | TRC | Existing | NE2994 | Air Curtains | Air Curtains | NonEquip | 8 |  | 0% | Tech/Econ | 0.2996% | 0 | 0 | 0
Tech | Offices | Space Heating | Residential/split system heat pump | TRC | Turnover | ET868 | Geothermal Heat Pump | Geothermal Heat Pump | Equip | 15 | Residential/split system heat pump | 30.5% | Tech/Econ | 2.941% | 231757.7545 | 0 | 76.5518
Tech | Offices | Space Heating | Residential/split system heat pump | TRC | Turnover | ET1414 | Variable Refrigerant Flow (VRF) HVAC Systems | Variable Refrigerant Flow (VRF) HVAC Systems | Equip | 15 | Residential/split system heat pump | 49.09% | Tech/Econ | 31.25% | 5527697.091 | 0 | 1700.0948
Tech | Offices | Space Heating | Residential/split system heat pump | TRC | Turnover | ET1336 | High Efficiency PTHP | High Efficiency PTHP | Equip | 15 | Residential/split system heat pump | 0% | Tech/Econ | 9.375% | 0 | 0 | 0
Tech | Offices | Space Heating | Residential/split system heat pump | TRC | New | EN894 | Geothermal Heat Pump | Geothermal Heat Pump | Equip | 15 | Residential/split system heat pump | 30.5% | Tech/Econ | 2.941% | 0 | 0 | 0
Tech | Offices | Space Heating | Residential/split system heat pump | TRC | New | EN1440 | Variable Refrigerant Flow (VRF) HVAC Systems | Variable Refrigerant Flow (VRF) HVAC Systems | Equip | 15 | Residential/split system heat pump | 49.09% | Tech/Econ | 31.25% | 107419.8045 | 0 | 33.038
Tech | Offices | Space Heating | Residential/split system heat pump | TRC | New | EN1362 | High Efficiency PTHP | High Efficiency PTHP | Equip | 15 | Residential/split system heat pump | 0% | Tech/Econ | 9.375% | 0 | 0 | 0
Tech | Offices | Refrigeration | Residential style | TRC | New | NN5321 | Retro-Commissioning | Retro-Commissioning | NonEquip | 5 |  | 0% | Tech/Econ | 16% | 0 | 0 | 0
Tech | Offices | Refrigeration | Residential style | TRC | New | NN4905 | Strip Curtains for Walk-ins | Strip Curtains for Walk-ins | NonEquip | 4 | Walk-in cooler | 0% | Tech/Econ | 2.115% | 0 | 0 | 0
Tech | Offices | Refrigeration | Residential style | TRC | New | NN4879 | Refrigerated Display Case Lighting Controls | Refrigerated Display Case Lighting Controls | NonEquip | 8 | Display cases | 0% | Tech/Econ | 0.9365% | 0 | 0 | 0
Tech | Offices | Refrigeration | Residential style | TRC | New | NN4853 | PSC to ECM Evaporator Fan Motor (Walk-In, Refrigerator) | PSC to ECM Evaporator Fan Motor (Walk-In, Refrigerator) | NonEquip | 15 | Walk-in cooler | 0% | Tech/Econ | 37.5% | 0 | 0 | 0
Tech | Offices | Refrigeration | Residential style | TRC | New | NN4827 | PSC to ECM Evaporator Fan Motor (Reach-In) | PSC to ECM Evaporator Fan Motor (Reach-In) | NonEquip | 15 | Display cases | 0% | Tech/Econ | 37.5% | 0 | 0 | 0
Tech | Offices | Refrigeration | Residential style | TRC | New | NN4801 | Night Covers for Display Cases | Night Covers for Display Cases | NonEquip | 5 | Display cases | 0% | Tech/Econ | 1.877% | 0 | 0 | 0
Tech | Offices | Refrigeration | Residential style | TRC | New | NN4775 | High R-Value Glass Doors | High R-Value Glass Doors | NonEquip | 12 | Display cases | 0% | Tech/Econ | 0% | 0 | 0 | 0
Tech | Offices | Refrigeration | Residential style | TRC | New | NN4749 | High Efficiency Refrigeration Compressor | High Efficiency Refrigeration Compressor | NonEquip | 13 | Display cases | 0% | Tech/Econ | 6.922% | 0 | 0 | 0
Tech | Offices | Refrigeration | Residential style | TRC | New | NN4723 | Freezer-Cooler Replacement Gaskets | Freezer-Cooler Replacement Gaskets | NonEquip | 4 | Display cases | 0% | Tech/Econ | 0% | 0 | 0 | 0
Tech | Offices | Refrigeration | Residential style | TRC | New | NN4697 | Floating Head Pressure Controls | Floating Head Pressure Controls | NonEquip | 15 |  | 0% | Tech/Econ | 6.05% | 0 | 0 | 0
Tech | Offices | Refrigeration | Residential style | TRC | New | NN4671 | Demand Defrost | Demand Defrost | NonEquip | 10 | Walk-in cooler | 0% | Tech/Econ | 30% | 0 | 0 | 0
Tech | Offices | Refrigeration | Residential style | TRC | New | NN4645 | Automatic Door Closer for Walk-in Coolers and Freezers | Automatic Door Closer for Walk-in Coolers and Freezers | NonEquip | 8 | Walk-in cooler | 0% | Tech/Econ | 3.131% | 0 | 0 | 0
Tech | Offices | Refrigeration | Residential style | TRC | New | NN4619 | Anti-Sweat Controls | Anti-Sweat Controls | NonEquip | 8 | Display cases | 0% | Tech/Econ | 85% | 0 | 0 | 0
Tech | Offices | Refrigeration | Residential style | TRC | Existing | NE5308 | Retro-Commissioning | Retro-Commissioning | NonEquip | 5 |  | 21.99% | Tech/Econ | 16% | 220469.0901 | 36.8584 | 114.2756
Tech | Offices | Refrigeration | Residential style | TRC | Existing | NE4892 | Strip Curtains for Walk-ins | Strip Curtains for Walk-ins | NonEquip | 4 | Walk-in cooler | 0% | Tech/Econ | 2.115% | 0 | 0 | 0
Tech | Offices | Refrigeration | Residential style | TRC | Existing | NE4866 | Refrigerated Display Case Lighting Controls | Refrigerated Display Case Lighting Controls | NonEquip | 8 | Display cases | 0% | Tech/Econ | 2.524% | 0 | 0 | 0
Tech | Offices | Refrigeration | Residential style | TRC | Existing | NE4840 | PSC to ECM Evaporator Fan Motor (Walk-In, Refrigerator) | PSC to ECM Evaporator Fan Motor (Walk-In, Refrigerator) | NonEquip | 15 | Walk-in cooler | 0% | Tech/Econ | 37.5% | 0 | 0 | 0
Tech | Offices | Refrigeration | Residential style | TRC | Existing | NE4814 | PSC to ECM Evaporator Fan Motor (Reach-In) | PSC to ECM Evaporator Fan Motor (Reach-In) | NonEquip | 15 | Display cases | 0% | Tech/Econ | 37.5% | 0 | 0 | 0
Tech | Offices | Refrigeration | Residential style | TRC | Existing | NE4788 | Night Covers for Display Cases | Night Covers for Display Cases | NonEquip | 5 | Display cases | 0% | Tech/Econ | 1.877% | 0 | 0 | 0
Tech | Offices | Refrigeration | Residential style | TRC | Existing | NE4762 | High R-Value Glass Doors | High R-Value Glass Doors | NonEquip | 12 | Display cases | 0% | Tech/Econ | 23.81% | 0 | 0 | 0
Tech | Offices | Refrigeration | Residential style | TRC | Existing | NE4736 | High Efficiency Refrigeration Compressor | High Efficiency Refrigeration Compressor | NonEquip | 13 | Display cases | 0% | Tech/Econ | 6.922% | 0 | 0 | 0
Tech | Offices | Refrigeration | Residential style | TRC | Existing | NE4710 | Freezer-Cooler Replacement Gaskets | Freezer-Cooler Replacement Gaskets | NonEquip | 4 | Display cases | 0% | Tech/Econ | 3.131% | 0 | 0 | 0
Tech | Offices | Refrigeration | Residential style | TRC | Existing | NE4684 | Floating Head Pressure Controls | Floating Head Pressure Controls | NonEquip | 15 |  | 0% | Tech/Econ | 6.05% | 0 | 0 | 0
Tech | Offices | Refrigeration | Residential style | TRC | Existing | NE4658 | Demand Defrost | Demand Defrost | NonEquip | 10 | Walk-in cooler | 0% | Tech/Econ | 30% | 0 | 0 | 0
Tech | Offices | Refrigeration | Residential style | TRC | Existing | NE4632 | Automatic Door Closer for Walk-in Coolers and Freezers | Automatic Door Closer for Walk-in Coolers and Freezers | NonEquip | 8 | Walk-in cooler | 0% | Tech/Econ | 3.131% | 0 | 0 | 0
Tech | Offices | Refrigeration | Residential style | TRC | Existing | NE4606 | Anti-Sweat Controls | Anti-Sweat Controls | NonEquip | 8 | Display cases | 0% | Tech/Econ | 85% | 0 | 0 | 0
Tech | Offices | Refrigeration | Residential style | TRC | Turnover | ET2539 | Energy Star Refrigerator | Energy Star Refrigerator | Equip | 12 | Residential style | 45.6% | Tech/Econ | 21.99% | 698341.9953 | 91.9437 | 72.3467
Tech | Offices | Refrigeration | Residential style | TRC | New | EN2565 | Energy Star Refrigerator | Energy Star Refrigerator | Equip | 12 | Residential style | 53.2% | Tech/Econ | 21.99% | 15441.2281 | 2.033 | 1.5997
Tech | Offices | Miscellaneous | Pool pump | TRC | New | NN5451 | Retro-Commissioning | Retro-Commissioning | NonEquip | 5 |  | 0% | Tech/Econ | 16% | 0 | 0 | 0
Tech | Offices | Miscellaneous | Pool pump | TRC | New | NN4541 | VSD Controlled Compressor | VSD Controlled Compressor | NonEquip | 15 | Others | 0% | Tech/Econ | 20.79% | 0 | 0 | 0
Tech | Offices | Miscellaneous | Pool pump | TRC | New | NN4515 | Regenerative Drive Elevator Motor | Regenerative Drive Elevator Motor | NonEquip | 13 | Elevators/Escalators | 0% | Tech/Econ | 6.211% | 0 | 0 | 0
Tech | Offices | Miscellaneous | Pool pump | TRC | New | NN4489 | Engine Block Timer | Engine Block Timer | NonEquip | 5 | Others | 0% | Tech/Econ | 36% | 0 | 0 | 0
Tech | Offices | Miscellaneous | Pool pump | TRC | New | NN4463 | Efficient Motor Belts | Efficient Motor Belts | NonEquip | 10 | Others | 0% | Tech/Econ | 1.105% | 0 | 0 | 0
Tech | Offices | Miscellaneous | Pool pump | TRC | Existing | NE5438 | Retro-Commissioning | Retro-Commissioning | NonEquip | 5 |  | 21.99% | Tech/Econ | 16% | 0 | 0 | 0
Tech | Offices | Miscellaneous | Pool pump | TRC | Existing | NE4528 | VSD Controlled Compressor | VSD Controlled Compressor | NonEquip | 15 | Others | 0% | Tech/Econ | 20.79% | 0 | 0 | 0
Tech | Offices | Miscellaneous | Pool pump | TRC | Existing | NE4502 | Regenerative Drive Elevator Motor | Regenerative Drive Elevator Motor | NonEquip | 13 | Elevators/Escalators | 0% | Tech/Econ | 6.211% | 0 | 0 | 0
Tech | Offices | Miscellaneous | Pool pump | TRC | Existing | NE4476 | Engine Block Timer | Engine Block Timer | NonEquip | 5 | Others | 0% | Tech/Econ | 36% | 0 | 0 | 0
Tech | Offices | Miscellaneous | Pool pump | TRC | Existing | NE4450 | Efficient Motor Belts | Efficient Motor Belts | NonEquip | 10 | Others | 0% | Tech/Econ | 1.105% | 0 | 0 | 0
Tech | Offices | Miscellaneous | Pool pump | TRC | Turnover | ET2113 | Variable Speed Pool Pump | Variable Speed Pool Pump | Equip | 10 | Pool pump | 0% | Tech/Econ | 64.36% | 0 | 0 | 0
Tech | Offices | Miscellaneous | Pool pump | TRC | Turnover | ET2074 | Two Speed Pool Pump | Two Speed Pool Pump | Equip | 10 | Pool pump | 0% | Tech/Econ | 61.79% | 0 | 0 | 0
Tech | Offices | Miscellaneous | Pool pump | TRC | Turnover | ET2038 | Solar Powered Pool Pump | Solar Powered Pool Pump | Equip | 10 | Pool pump | 0% | Tech/Econ | 81% | 0 | 0 | 0
Tech | Offices | Miscellaneous | Pool pump | TRC | Turnover | ET1999 | Solar Pool Heater | Solar Pool Heater | Equip | 15 | Pool pump | 0% | Tech/Econ | 86.11% | 0 | 0 | 0
Tech | Offices | Miscellaneous | Pool pump | TRC | Turnover | ET1960 | Heat Pump Pool Heater | Heat Pump Pool Heater | Equip | 15 | Pool pump | 0% | Tech/Econ | 80% | 0 | 0 | 0
Tech | Offices | Miscellaneous | Pool pump | TRC | New | EN2137 | Variable Speed Pool Pump | Variable Speed Pool Pump | Equip | 10 | Pool pump | 0% | Tech/Econ | 64.36% | 0 | 0 | 0
Tech | Offices | Miscellaneous | Pool pump | TRC | New | EN2100 | Two Speed Pool Pump | Two Speed Pool Pump | Equip | 10 | Pool pump | 0% | Tech/Econ | 61.79% | 0 | 0 | 0
Tech | Offices | Miscellaneous | Pool pump | TRC | New | EN2062 | Solar Powered Pool Pump | Solar Powered Pool Pump | Equip | 10 | Pool pump | 0% | Tech/Econ | 81% | 0 | 0 | 0
Tech | Offices | Miscellaneous | Pool pump | TRC | New | EN2025 | Solar Pool Heater | Solar Pool Heater | Equip | 15 | Pool pump | 0% | Tech/Econ | 86.11% | 0 | 0 | 0
Tech | Offices | Miscellaneous | Pool pump | TRC | New | EN1986 | Heat Pump Pool Heater | Heat Pump Pool Heater | Equip | 15 | Pool pump | 0% | Tech/Econ | 80% | 0 | 0 | 0
Tech | Offices | Space Heating | Packaged central unit | TRC | New | NN5347 | Retro-Commissioning | Retro-Commissioning | NonEquip | 5 |  | 0% | Tech/Econ | 16% | 0 | 0 | 0
Tech | Offices | Space Heating | Packaged central unit | TRC | New | NN4333 | Water Cooled Refrigeration Heat Recovery | Water Cooled Refrigeration Heat Recovery | NonEquip | 20 |  | 15.4% | Tech/Econ | 10% | 6214.7281 | 0 | 0.41547
Tech | Offices | Space Heating | Packaged central unit | TRC | New | NN4281 | Warehouse Loading Dock Seals | Warehouse Loading Dock Seals | NonEquip | 18 |  | 0% | Tech/Econ | 0.1887% | 0 | 0 | 0
Tech | Offices | Space Heating | Packaged central unit | TRC | New | NN4177 | Smart Thermostat | Smart Thermostat | NonEquip | 11 |  | 45.33% | Tech/Econ | 10% | 19163.3264 | 0 | -3.1488
Tech | Offices | Space Heating | Packaged central unit | TRC | New | NN4099 | Roof Insulation | Roof Insulation | NonEquip | 20 |  | 37.5% | Tech/Econ | 0.08331% | 74.6855 | 0 | 0.033689
Tech | Offices | Space Heating | Packaged central unit | TRC | New | NN4073 | Programmable Thermostat | Programmable Thermostat | NonEquip | 11 |  | 0% | Tech/Econ | 3.6% | 0 | 0 | 0
Tech | Offices | Space Heating | Packaged central unit | TRC | New | NN4021 | Low U-Value Windows | Low U-Value Windows | NonEquip | 20 |  | 13.44% | Tech/Econ | 10% | 5340.2499 | 0 | 0.022194
Tech | Offices | Space Heating | Packaged central unit | TRC | New | NN3943 | Infiltration Reduction - Air Sealing | Infiltration Reduction - Air Sealing | NonEquip | 11 |  | 0% | Tech/Econ | 0.09437% | 0 | 0 | 0
Tech | Offices | Space Heating | Packaged central unit | TRC | New | NN3865 | Hotel Card Energy Control Systems | Hotel Card Energy Control Systems | NonEquip | 15 |  | 0% | Tech/Econ | 0% | 0 | 0 | 0
Tech | Offices | Space Heating | Packaged central unit | TRC | New | NN3787 | Green Roof | Green Roof | NonEquip | 15 |  | 0.315% | Tech/Econ | 0.1287% | 1.5444 | 0 | 0
Tech | Offices | Space Heating | Packaged central unit | TRC | New | NN3735 | Floor Insulation | Floor Insulation | NonEquip | 20 |  | 8.437% | Tech/Econ | 0.04371% | 0 | 0 | 0
Tech | Offices | Space Heating | Packaged central unit | TRC | New | NN3657 | Facility Energy Management System | Facility Energy Management System | NonEquip | 15 |  | 1.982% | Tech/Econ | 20% | 1682.4923 | 0 | 0.030324
Tech | Offices | Space Heating | Packaged central unit | TRC | New | NN3579 | ECM Motors on Furnaces | ECM Motors on Furnaces | NonEquip | 15 | Forced air furnace | 0% | Tech/Econ | 1.706% | 0 | 0 | 0
Tech | Offices | Space Heating | Packaged central unit | TRC | New | NN3553 | Duct Sealing Repair | Duct Sealing Repair | NonEquip | 15 |  | 0% | Tech/Econ | 12% | 0 | 0 | 0
Tech | Offices | Space Heating | Packaged central unit | TRC | New | NN3501 | Duct Insulation | Duct Insulation | NonEquip | 15 |  | 0% | Tech/Econ | 2.045% | 0 | 0 | 0
Tech | Offices | Space Heating | Packaged central unit | TRC | New | NN3449 | Destratification Fans | Destratification Fans | NonEquip | 10 |  | 0% | Tech/Econ | 12.13% | 0 | 0 | 0
Tech | Offices | Space Heating | Packaged central unit | TRC | New | NN3397 | Dedicated Outdoor Air System on VRF unit | Dedicated Outdoor Air System on VRF unit | NonEquip | 15 | Residential/split system heat pump | 0% | Tech/Econ | 10% | 0 | 0 | 0
Tech | Offices | Space Heating | Packaged central unit | TRC | New | NN3345 | Cool Roof | Cool Roof | NonEquip | 15 |  | 72.49% | Tech/Econ | 0.04628% | 0 | 0 | 0
Tech | Offices | Space Heating | Packaged central unit | TRC | New | NN3241 | Ceiling Insulation(R30 to R38) | Ceiling Insulation(R30 to R38) | NonEquip | 20 |  | 0% | Tech/Econ | 0.01684% | 0 | 0 | 0
Tech | Offices | Space Heating | Packaged central unit | TRC | New | NN3189 | Ceiling Insulation(R2 to R38) | Ceiling Insulation(R2 to R38) | NonEquip | 20 |  | 0% | Tech/Econ | 1.137% | 0 | 0 | 0
Tech | Offices | Space Heating | Packaged central unit | TRC | New | NN3137 | Ceiling Insulation(R19 to R38) | Ceiling Insulation(R19 to R38) | NonEquip | 20 |  | 0% | Tech/Econ | 0.06314% | 0 | 0 | 0
Tech | Offices | Space Heating | Packaged central unit | TRC | New | NN3085 | Ceiling Insulation(R12 to R38) | Ceiling Insulation(R12 to R38) | NonEquip | 20 |  | 0% | Tech/Econ | 0.1368% | 0 | 0 | 0
Tech | Offices | Space Heating | Packaged central unit | TRC | New | NN3007 | Air Curtains | Air Curtains | NonEquip | 8 |  | 0% | Tech/Econ | 0.2996% | 0 | 0 | 0
Tech | Offices | Space Heating | Packaged central unit | TRC | Existing | NE5334 | Retro-Commissioning | Retro-Commissioning | NonEquip | 5 |  | 21.99% | Tech/Econ | 16% | 671881.8545 | 0 | 348.2562
Tech | Offices | Space Heating | Packaged central unit | TRC | Existing | NE4320 | Water Cooled Refrigeration Heat Recovery | Water Cooled Refrigeration Heat Recovery | NonEquip | 20 |  | 15.4% | Tech/Econ | 10% | 322051.7613 | 0 | 21.5299
Tech | Offices | Space Heating | Packaged central unit | TRC | Existing | NE4268 | Warehouse Loading Dock Seals | Warehouse Loading Dock Seals | NonEquip | 18 |  | 0% | Tech/Econ | 0.2083% | 0 | 0 | 0
Tech | Offices | Space Heating | Packaged central unit | TRC | Existing | NE4242 | Wall Insulation | Wall Insulation | NonEquip | 20 |  | 17.1% | Tech/Econ | 1.61% | 50413.7775 | 0 | 22.7406
Tech | Offices | Space Heating | Packaged central unit | TRC | Existing | NE4164 | Smart Thermostat | Smart Thermostat | NonEquip | 11 |  | 45.33% | Tech/Econ | 10% | 933447.7582 | 0 | -153.3783
Tech | Offices | Space Heating | Packaged central unit | TRC | Existing | NE4086 | Roof Insulation | Roof Insulation | NonEquip | 20 |  | 37.5% | Tech/Econ | 0.1839% | 12516.7938 | 0 | 5.6461
Tech | Offices | Space Heating | Packaged central unit | TRC | Existing | NE4060 | Programmable Thermostat | Programmable Thermostat | NonEquip | 11 |  | 0% | Tech/Econ | 3.6% | 0 | 0 | 0
Tech | Offices | Space Heating | Packaged central unit | TRC | Existing | NE4008 | Low U-Value Windows | Low U-Value Windows | NonEquip | 20 |  | 5.375% | Tech/Econ | 46% | 553760.3011 | 0 | 2.3015
Tech | Offices | Space Heating | Packaged central unit | TRC | Existing | NE3930 | Infiltration Reduction - Air Sealing | Infiltration Reduction - Air Sealing | NonEquip | 11 |  | 44.79% | Tech/Econ | 0.1041% | 8458.0412 | 0 | 5.5555
Tech | Offices | Space Heating | Packaged central unit | TRC | Existing | NE3852 | Hotel Card Energy Control Systems | Hotel Card Energy Control Systems | NonEquip | 15 |  | 0% | Tech/Econ | 0% | 0 | 0 | 0
Tech | Offices | Space Heating | Packaged central unit | TRC | Existing | NE3774 | Green Roof | Green Roof | NonEquip | 15 |  | 0.063% | Tech/Econ | 0.1421% | 16.2291 | 0 | 0
Tech | Offices | Space Heating | Packaged central unit | TRC | Existing | NE3722 | Floor Insulation | Floor Insulation | NonEquip | 20 |  | 3.375% | Tech/Econ | 0.04823% | 294.868 | 0 | 0.13301
Tech | Offices | Space Heating | Packaged central unit | TRC | Existing | NE3644 | Facility Energy Management System | Facility Energy Management System | NonEquip | 15 |  | 2.99% | Tech/Econ | 20% | 130602.5738 | 0 | 2.3539
Tech | Offices | Space Heating | Packaged central unit | TRC | Existing | NE3566 | ECM Motors on Furnaces | ECM Motors on Furnaces | NonEquip | 15 | Forced air furnace | 0% | Tech/Econ | 1.706% | 0 | 0 | 0
Tech | Offices | Space Heating | Packaged central unit | TRC | Existing | NE3540 | Duct Sealing Repair | Duct Sealing Repair | NonEquip | 15 |  | 30.55% | Tech/Econ | 12% | 796027.694 | 0 | 555.4632
Tech | Offices | Space Heating | Packaged central unit | TRC | Existing | NE3488 | Duct Insulation | Duct Insulation | NonEquip | 15 |  | 30.55% | Tech/Econ | 2.045% | 115134.45 | 0 | 67.2215
Tech | Offices | Space Heating | Packaged central unit | TRC | Existing | NE3436 | Destratification Fans | Destratification Fans | NonEquip | 10 |  | 0% | Tech/Econ | 12.13% | 0 | 0 | 0
Tech | Offices | Space Heating | Packaged central unit | TRC | Existing | NE3384 | Dedicated Outdoor Air System on VRF unit | Dedicated Outdoor Air System on VRF unit | NonEquip | 15 | Residential/split system heat pump | 0% | Tech/Econ | 10% | 0 | 0 | 0
Tech | Offices | Space Heating | Packaged central unit | TRC | Existing | NE3332 | Cool Roof | Cool Roof | NonEquip | 15 |  | 72.74% | Tech/Econ | 0.05107% | 6731.9777 | 0 | 0
Tech | Offices | Space Heating | Packaged central unit | TRC | Existing | NE3228 | Ceiling Insulation(R30 to R38) | Ceiling Insulation(R30 to R38) | NonEquip | 20 |  | 11.4% | Tech/Econ | 0.01858% | 383.6699 | 0 | 0.17307
Tech | Offices | Space Heating | Packaged central unit | TRC | Existing | NE3176 | Ceiling Insulation(R2 to R38) | Ceiling Insulation(R2 to R38) | NonEquip | 20 |  | 45.6% | Tech/Econ | 1.254% | 104418.1521 | 0 | 47.1008
Tech | Offices | Space Heating | Packaged central unit | TRC | Existing | NE3124 | Ceiling Insulation(R19 to R38) | Ceiling Insulation(R19 to R38) | NonEquip | 20 |  | 22.8% | Tech/Econ | 0.06967% | 2879.099 | 0 | 1.2987
Tech | Offices | Space Heating | Packaged central unit | TRC | Existing | NE3072 | Ceiling Insulation(R12 to R38) | Ceiling Insulation(R12 to R38) | NonEquip | 20 |  | 34.2% | Tech/Econ | 0.151% | 9366.2728 | 0 | 4.2249
Tech | Offices | Space Heating | Packaged central unit | TRC | Existing | NE2994 | Air Curtains | Air Curtains | NonEquip | 8 |  | 0% | Tech/Econ | 0.2996% | 0 | 0 | 0
Tech | Offices | Space Heating | Packaged central unit | TRC | Turnover | ET1219 | High Efficiency DX 135k- less than 240k BTU | High Efficiency DX 135k- less than 240k BTU | Equip | 15 | Packaged central unit | 94.56% | Tech/Econ | 3.03% | 563372.5759 | 0 | 0
Tech | Offices | Space Heating | Packaged central unit | TRC | New | EN1245 | High Efficiency DX 135k- less than 240k BTU | High Efficiency DX 135k- less than 240k BTU | Equip | 15 | Packaged central unit | 94.56% | Tech/Econ | 3.03% | 11234.711 | 0 | 0
Tech | Offices | Space Cooling | Packaged air conditioning units (RTUs) | TRC | New | NN5373 | Retro-Commissioning | Retro-Commissioning | NonEquip | 5 |  | 0% | Tech/Econ | 16% | 0 | 0 | 0
Tech | Offices | Space Cooling | Packaged air conditioning units (RTUs) | TRC | New | NN4385 | Window Sun Protection | Window Sun Protection | NonEquip | 10 |  | 15.35% | Tech/Econ | 16% | 42214.2876 | 13.1442 | -0.74055
Tech | Offices | Space Cooling | Packaged air conditioning units (RTUs) | TRC | New | NN4359 | Waterside Economizer | Waterside Economizer | NonEquip | 20 |  | 0% | Tech/Econ | 5.556% | 0 | 0 | 0
Tech | Offices | Space Cooling | Packaged air conditioning units (RTUs) | TRC | New | NN4307 | Warehouse Loading Dock Seals | Warehouse Loading Dock Seals | NonEquip | 18 |  | 0% | Tech/Econ | 0.5387% | 0 | 0 | 0
Tech | Offices | Space Cooling | Packaged air conditioning units (RTUs) | TRC | New | NN4151 | Smart Thermostat | Smart Thermostat | NonEquip | 11 |  | 45.33% | Tech/Econ | 10% | 76008.5561 | 0.90251 | 0
Tech | Offices | Space Cooling | Packaged air conditioning units (RTUs) | TRC | New | NN4047 | Programmable Thermostat | Programmable Thermostat | NonEquip | 11 |  | 0% | Tech/Econ | 3.6% | 0 | 0 | 0
Tech | Offices | Space Cooling | Packaged air conditioning units (RTUs) | TRC | New | NN3995 | Low U-Value Windows | Low U-Value Windows | NonEquip | 20 |  | 13.44% | Tech/Econ | 10% | 2416.3352 | 0.89816 | 0
Tech | Offices | Space Cooling | Packaged air conditioning units (RTUs) | TRC | New | NN3969 | Infiltration Reduction - Air Sealing | Infiltration Reduction - Air Sealing | NonEquip | 11 |  | 0% | Tech/Econ | 0.2694% | 0 | 0 | 0
Tech | Offices | Space Cooling | Packaged air conditioning units (RTUs) | TRC | New | NN3917 | HVAC tune-up_RTU | HVAC tune-up_RTU | NonEquip | 5 | Packaged air conditioning units (RTUs) | 0% | Tech/Econ | 5% | 0 | 0 | 0
Tech | Offices | Space Cooling | Packaged air conditioning units (RTUs) | TRC | New | NN3891 | HVAC tune-up | HVAC tune-up | NonEquip | 5 | Residential-type central air conditioners | 0% | Tech/Econ | 5% | 0 | 0 | 0
Tech | Offices | Space Cooling | Packaged air conditioning units (RTUs) | TRC | New | NN3813 | Green Roof | Green Roof | NonEquip | 15 |  | 0.315% | Tech/Econ | 0.2756% | 0 | 0 | 0
Tech | Offices | Space Cooling | Packaged air conditioning units (RTUs) | TRC | New | NN3683 | Facility Energy Management System | Facility Energy Management System | NonEquip | 15 |  | 1.982% | Tech/Econ | 20% | 7257.464 | 1.5211 | 0
Tech | Offices | Space Cooling | Packaged air conditioning units (RTUs) | TRC | New | NN3631 | Facility Commissioning | Facility Commissioning | NonEquip | 10 |  | 35.83% | Tech/Econ | 16% | 104560.2303 | 18.3067 | 0.41766
Tech | Offices | Space Cooling | Packaged air conditioning units (RTUs) | TRC | New | NN3605 | Energy Recovery Ventilation System (ERV) | Energy Recovery Ventilation System (ERV) | NonEquip | 15 | Packaged air conditioning units (RTUs) | 38.88% | Tech/Econ | 6.12% | 38036.3994 | 55.7717 | 10.8084
Tech | Offices | Space Cooling | Packaged air conditioning units (RTUs) | TRC | New | NN3527 | Duct Sealing Repair | Duct Sealing Repair | NonEquip | 15 |  | 0% | Tech/Econ | 12% | 0 | 0 | 0
Tech | Offices | Space Cooling | Packaged air conditioning units (RTUs) | TRC | New | NN3475 | Duct Insulation | Duct Insulation | NonEquip | 15 |  | 0% | Tech/Econ | 2.045% | 0 | 0 | 0
Tech | Offices | Space Cooling | Packaged air conditioning units (RTUs) | TRC | New | NN3423 | Dedicated Outdoor Air System on VRF unit | Dedicated Outdoor Air System on VRF unit | NonEquip | 15 | Residential-type central air conditioners | 0% | Tech/Econ | 17.5% | 0 | 0 | 0
Tech | Offices | Space Cooling | Packaged air conditioning units (RTUs) | TRC | New | NN3371 | Cool Roof | Cool Roof | NonEquip | 15 |  | 72.49% | Tech/Econ | 0.3535% | 0 | 0 | 0
Tech | Offices | Space Cooling | Packaged air conditioning units (RTUs) | TRC | New | NN3319 | Chilled Water System - Variable Speed Drives | Chilled Water System - Variable Speed Drives | NonEquip | 13 | Central chillers inside | 0% | Tech/Econ | 24.74% | 0 | 0 | 0
Tech | Offices | Space Cooling | Packaged air conditioning units (RTUs) | TRC | New | NN3293 | Chilled Water Controls Optimization | Chilled Water Controls Optimization | NonEquip | 10 | Central chillers inside | 0% | Tech/Econ | 12.5% | 0 | 0 | 0
Tech | Offices | Space Cooling | Packaged air conditioning units (RTUs) | TRC | New | NN3215 | Ceiling Insulation(R2 to R38) | Ceiling Insulation(R2 to R38) | NonEquip | 20 |  | 0% | Tech/Econ | 3.244% | 0 | 0 | 0
Tech | Offices | Space Cooling | Packaged air conditioning units (RTUs) | TRC | New | NN3111 | Ceiling Insulation(R12 to R38) | Ceiling Insulation(R12 to R38) | NonEquip | 20 |  | 0% | Tech/Econ | 0.3905% | 0 | 0 | 0
Tech | Offices | Space Cooling | Packaged air conditioning units (RTUs) | TRC | New | NN3059 | Airside Economizer | Airside Economizer | NonEquip | 10 | Packaged air conditioning units (RTUs) | 3.035% | Tech/Econ | 5.556% | 2631.0649 | -0.44074 | 4.4199e-06
Tech | Offices | Space Cooling | Packaged air conditioning units (RTUs) | TRC | Existing | NE5360 | Retro-Commissioning | Retro-Commissioning | NonEquip | 5 |  | 21.99% | Tech/Econ | 16% | 2660790.757 | 444.8358 | 0
Tech | Offices | Space Cooling | Packaged air conditioning units (RTUs) | TRC | Existing | NE4372 | Window Sun Protection | Window Sun Protection | NonEquip | 10 |  | 7.839% | Tech/Econ | 16% | 1117320.187 | 347.8987 | -19.6008
Tech | Offices | Space Cooling | Packaged air conditioning units (RTUs) | TRC | Existing | NE4346 | Waterside Economizer | Waterside Economizer | NonEquip | 20 |  | 0% | Tech/Econ | 5.556% | 0 | 0 | 0
Tech | Offices | Space Cooling | Packaged air conditioning units (RTUs) | TRC | Existing | NE4294 | Warehouse Loading Dock Seals | Warehouse Loading Dock Seals | NonEquip | 18 |  | 0% | Tech/Econ | 0.5387% | 0 | 0 | 0
Tech | Offices | Space Cooling | Packaged air conditioning units (RTUs) | TRC | Existing | NE4216 | Wall Insulation | Wall Insulation | NonEquip | 20 |  | 17.1% | Tech/Econ | 28.52% | 4595535.254 | 91.9585 | 0
Tech | Offices | Space Cooling | Packaged air conditioning units (RTUs) | TRC | Existing | NE4138 | Smart Thermostat | Smart Thermostat | NonEquip | 11 |  | 45.33% | Tech/Econ | 10% | 3841160.234 | 45.6093 | 0
Tech | Offices | Space Cooling | Packaged air conditioning units (RTUs) | TRC | Existing | NE4112 | Roof Insulation | Roof Insulation | NonEquip | 20 |  | 37.5% | Tech/Econ | 0.4756% | 127397.6222 | 2.5493 | 0
Tech | Offices | Space Cooling | Packaged air conditioning units (RTUs) | TRC | Existing | NE4034 | Programmable Thermostat | Programmable Thermostat | NonEquip | 11 |  | 0% | Tech/Econ | 3.6% | 0 | 0 | 0
Tech | Offices | Space Cooling | Packaged air conditioning units (RTUs) | TRC | Existing | NE3982 | Low U-Value Windows | Low U-Value Windows | NonEquip | 20 |  | 5.375% | Tech/Econ | 46% | 2388656.131 | 887.8705 | 0
Tech | Offices | Space Cooling | Packaged air conditioning units (RTUs) | TRC | Existing | NE3956 | Infiltration Reduction - Air Sealing | Infiltration Reduction - Air Sealing | NonEquip | 11 |  | 44.79% | Tech/Econ | 0.2694% | 85704.9464 | 18.9577 | 0
Tech | Offices | Space Cooling | Packaged air conditioning units (RTUs) | TRC | Existing | NE3904 | HVAC tune-up_RTU | HVAC tune-up_RTU | NonEquip | 5 | Packaged air conditioning units (RTUs) | 0% | Tech/Econ | 5% | 0 | 0 | 0
Tech | Offices | Space Cooling | Packaged air conditioning units (RTUs) | TRC | Existing | NE3878 | HVAC tune-up | HVAC tune-up | NonEquip | 5 | Residential-type central air conditioners | 0% | Tech/Econ | 5% | 0 | 0 | 0
Tech | Offices | Space Cooling | Packaged air conditioning units (RTUs) | TRC | Existing | NE3800 | Green Roof | Green Roof | NonEquip | 15 |  | 0.063% | Tech/Econ | 0.2756% | 123.3366 | 0.052396 | 0
Tech | Offices | Space Cooling | Packaged air conditioning units (RTUs) | TRC | Existing | NE3670 | Facility Energy Management System | Facility Energy Management System | NonEquip | 15 |  | 2.99% | Tech/Econ | 20% | 535878.6108 | 112.3168 | 0
Tech | Offices | Space Cooling | Packaged air conditioning units (RTUs) | TRC | Existing | NE3592 | Energy Recovery Ventilation System (ERV) | Energy Recovery Ventilation System (ERV) | NonEquip | 15 | Packaged air conditioning units (RTUs) | 38.35% | Tech/Econ | 6.12% | 1898926.766 | 2784.3421 | 539.5967
Tech | Offices | Space Cooling | Packaged air conditioning units (RTUs) | TRC | Existing | NE3514 | Duct Sealing Repair | Duct Sealing Repair | NonEquip | 15 |  | 30.55% | Tech/Econ | 12% | 3225235.867 | 635.4399 | 0
Tech | Offices | Space Cooling | Packaged air conditioning units (RTUs) | TRC | Existing | NE3462 | Duct Insulation | Duct Insulation | NonEquip | 15 |  | 30.55% | Tech/Econ | 2.045% | 449211.7233 | 122.0357 | 0
Tech | Offices | Space Cooling | Packaged air conditioning units (RTUs) | TRC | Existing | NE3410 | Dedicated Outdoor Air System on VRF unit | Dedicated Outdoor Air System on VRF unit | NonEquip | 15 | Residential-type central air conditioners | 0% | Tech/Econ | 17.5% | 0 | 0 | 0
Tech | Offices | Space Cooling | Packaged air conditioning units (RTUs) | TRC | Existing | NE3358 | Cool Roof | Cool Roof | NonEquip | 15 |  | 72.74% | Tech/Econ | 0.3535% | 183115.2288 | 77.791 | 0
Tech | Offices | Space Cooling | Packaged air conditioning units (RTUs) | TRC | Existing | NE3306 | Chilled Water System - Variable Speed Drives | Chilled Water System - Variable Speed Drives | NonEquip | 13 | Central chillers inside | 0% | Tech/Econ | 24.74% | 0 | 0 | 0
Tech | Offices | Space Cooling | Packaged air conditioning units (RTUs) | TRC | Existing | NE3280 | Chilled Water Controls Optimization | Chilled Water Controls Optimization | NonEquip | 10 | Central chillers inside | 0% | Tech/Econ | 12.5% | 0 | 0 | 0
Tech | Offices | Space Cooling | Packaged air conditioning units (RTUs) | TRC | Existing | NE3202 | Ceiling Insulation(R2 to R38) | Ceiling Insulation(R2 to R38) | NonEquip | 20 |  | 45.6% | Tech/Econ | 3.244% | 1079314.334 | 21.5975 | 0
Tech | Offices | Space Cooling | Packaged air conditioning units (RTUs) | TRC | Existing | NE3098 | Ceiling Insulation(R12 to R38) | Ceiling Insulation(R12 to R38) | NonEquip | 20 |  | 34.2% | Tech/Econ | 0.3905% | 95226.82 | 1.9055 | 0
Tech | Offices | Space Cooling | Packaged air conditioning units (RTUs) | TRC | Existing | NE3046 | Airside Economizer | Airside Economizer | NonEquip | 10 | Packaged air conditioning units (RTUs) | 3.035% | Tech/Econ | 5.556% | 133208.3556 | -22.3145 | 0.00022378
Tech | Offices | Space Cooling | Packaged air conditioning units (RTUs) | TRC | Turnover | ET1180 | High Efficiency DX 135k- less than 240k BTU | High Efficiency DX 135k- less than 240k BTU | Equip | 15 | Packaged air conditioning units (RTUs) | 94.56% | Tech/Econ | 4.348% | 3242694.973 | 1340.8997 | 0
Tech | Offices | Space Cooling | Packaged air conditioning units (RTUs) | TRC | New | EN1206 | High Efficiency DX 135k- less than 240k BTU | High Efficiency DX 135k- less than 240k BTU | Equip | 15 | Packaged air conditioning units (RTUs) | 94.56% | Tech/Econ | 4.348% | 39340.3282 | 16.2678 | 0
Tech | Offices | Interior Lighting | Overhead (fluorescent/LED/CFL U-shape) | TRC | New | NN5269 | Retro-Commissioning | Retro-Commissioning | NonEquip | 5 |  | 0% | Tech/Econ | 16% | 0 | 0 | 0
Tech | Offices | Interior Lighting | Overhead (fluorescent/LED/CFL U-shape) | TRC | New | NN4437 | Interior Lighting Controls | Interior Lighting Controls | NonEquip | 8 | Overhead (fluorescent/LED/CFL U-shape) | 30.17% | Tech/Econ | 28% | 123359.0453 | 0 | 0
Tech | Offices | Interior Lighting | Overhead (fluorescent/LED/CFL U-shape) | TRC | New | NN4411 | Bi-Level Lighting Control (Interior) | Bi-Level Lighting Control (Interior) | NonEquip | 8 | Overhead (fluorescent/LED/CFL U-shape) | 36% | Tech/Econ | 31% | 183415.0863 | 0.50428 | 0
Tech | Offices | Interior Lighting | Overhead (fluorescent/LED/CFL U-shape) | TRC | New | NN3709 | Facility Energy Management System | Facility Energy Management System | NonEquip | 15 |  | 1.982% | Tech/Econ | 24% | 6358.3086 | 1.3327 | 0.1146
Tech | Offices | Interior Lighting | Overhead (fluorescent/LED/CFL U-shape) | TRC | Existing | NE5256 | Retro-Commissioning | Retro-Commissioning | NonEquip | 5 |  | 21.99% | Tech/Econ | 16% | 2032432.631 | 339.7857 | 1053.4698
Tech | Offices | Interior Lighting | Overhead (fluorescent/LED/CFL U-shape) | TRC | Existing | NE4424 | Interior Lighting Controls | Interior Lighting Controls | NonEquip | 8 | Overhead (fluorescent/LED/CFL U-shape) | 30.17% | Tech/Econ | 28% | 5720051.647 | 0 | 0
Tech | Offices | Interior Lighting | Overhead (fluorescent/LED/CFL U-shape) | TRC | Existing | NE4398 | Bi-Level Lighting Control (Interior) | Bi-Level Lighting Control (Interior) | NonEquip | 8 | Overhead (fluorescent/LED/CFL U-shape) | 36% | Tech/Econ | 31% | 8504798.056 | 23.383 | 0
Tech | Offices | Interior Lighting | Overhead (fluorescent/LED/CFL U-shape) | TRC | Existing | NE3696 | Facility Energy Management System | Facility Energy Management System | NonEquip | 15 |  | 2.99% | Tech/Econ | 24% | 417489.8789 | 87.5032 | 7.5245
Tech | Offices | Interior Lighting | Overhead (fluorescent/LED/CFL U-shape) | TRC | Turnover | ET1804 | Premium T8 - Lamp Replacement | Premium T8 - Lamp Replacement | Equip | 8 | Overhead (fluorescent/LED/CFL U-shape) | 0% | Tech/Econ | 12.5% | 0 | 0 | 0
Tech | Offices | Interior Lighting | Overhead (fluorescent/LED/CFL U-shape) | TRC | Turnover | ET1765 | Premium T8 - Fixture Replacement | Premium T8 - Fixture Replacement | Equip | 8 | Overhead (fluorescent/LED/CFL U-shape) | 0% | Tech/Econ | 12.5% | 0 | 0 | 0
Tech | Offices | Interior Lighting | Overhead (fluorescent/LED/CFL U-shape) | TRC | Turnover | ET1726 | LED Linear - Lamp Replacement | LED Linear - Lamp Replacement | Equip | 15 | Overhead (fluorescent/LED/CFL U-shape) | 24.1% | Tech/Econ | 25.43% | 3798273.875 | 917.5019 | 210.6575
Tech | Offices | Interior Lighting | Overhead (fluorescent/LED/CFL U-shape) | TRC | Turnover | ET1687 | LED Linear - Fixture Replacement | LED Linear - Fixture Replacement | Equip | 15 | Overhead (fluorescent/LED/CFL U-shape) | 24.1% | Tech/Econ | 50.28% | 10509139.73 | 2547.4573 | 582.7628
Tech | Offices | Interior Lighting | Overhead (fluorescent/LED/CFL U-shape) | TRC | New | EN1830 | Premium T8 - Lamp Replacement | Premium T8 - Lamp Replacement | Equip | 8 | Overhead (fluorescent/LED/CFL U-shape) | 0% | Tech/Econ | 12.5% | 0 | 0 | 0
Tech | Offices | Interior Lighting | Overhead (fluorescent/LED/CFL U-shape) | TRC | New | EN1791 | Premium T8 - Fixture Replacement | Premium T8 - Fixture Replacement | Equip | 8 | Overhead (fluorescent/LED/CFL U-shape) | 0% | Tech/Econ | 12.5% | 0 | 0 | 0
Tech | Offices | Interior Lighting | Overhead (fluorescent/LED/CFL U-shape) | TRC | New | EN1752 | LED Linear - Lamp Replacement | LED Linear - Lamp Replacement | Equip | 15 | Overhead (fluorescent/LED/CFL U-shape) | 0% | Tech/Econ | 25.43% | 0 | 0 | 0
Tech | Offices | Interior Lighting | Overhead (fluorescent/LED/CFL U-shape) | TRC | New | EN1713 | LED Linear - Fixture Replacement | LED Linear - Fixture Replacement | Equip | 15 | Overhead (fluorescent/LED/CFL U-shape) | 0% | Tech/Econ | 50.28% | 0 | 0 | 0
Tech | Offices | Cooking | Oven | TRC | Turnover | ET49 | Energy Star Commercial Oven | Energy Star Commercial Oven | Equip | 12 | Oven | 0% | Tech/Econ | 34.83% | 0 | 0 | 0
Tech | Offices | Cooking | Oven | TRC | New | EN75 | Energy Star Commercial Oven | Energy Star Commercial Oven | Equip | 12 | Oven | 0% | Tech/Econ | 34.83% | 0 | 0 | 0
Tech | Offices | Miscellaneous | Others | TRC | New | NN5451 | Retro-Commissioning | Retro-Commissioning | NonEquip | 5 |  | 0% | Tech/Econ | 16% | 0 | 0 | 0
Tech | Offices | Miscellaneous | Others | TRC | New | NN4541 | VSD Controlled Compressor | VSD Controlled Compressor | NonEquip | 15 | Others | 27.75% | Tech/Econ | 20.79% | 65496.0083 | 9.8758 | 4.6223
Tech | Offices | Miscellaneous | Others | TRC | New | NN4515 | Regenerative Drive Elevator Motor | Regenerative Drive Elevator Motor | NonEquip | 13 | Elevators/Escalators | 0% | Tech/Econ | 6.211% | 0 | 0 | 0
Tech | Offices | Miscellaneous | Others | TRC | New | NN4489 | Engine Block Timer | Engine Block Timer | NonEquip | 5 | Others | 4.793% | Tech/Econ | 36% | 19937.5702 | 0.94825 | 0.99616
Tech | Offices | Miscellaneous | Others | TRC | New | NN4463 | Efficient Motor Belts | Efficient Motor Belts | NonEquip | 10 | Others | 4.793% | Tech/Econ | 1.105% | 552.8267 | 0.075785 | 0.018713
Tech | Offices | Miscellaneous | Others | TRC | Existing | NE5438 | Retro-Commissioning | Retro-Commissioning | NonEquip | 5 |  | 21.99% | Tech/Econ | 16% | 2060708.443 | 344.5129 | 1068.126
Tech | Offices | Miscellaneous | Others | TRC | Existing | NE4528 | VSD Controlled Compressor | VSD Controlled Compressor | NonEquip | 15 | Others | 5.549% | Tech/Econ | 20.79% | 700663.6249 | 105.6489 | 49.4481
Tech | Offices | Miscellaneous | Others | TRC | Existing | NE4502 | Regenerative Drive Elevator Motor | Regenerative Drive Elevator Motor | NonEquip | 13 | Elevators/Escalators | 0% | Tech/Econ | 6.211% | 0 | 0 | 0
Tech | Offices | Miscellaneous | Others | TRC | Existing | NE4476 | Engine Block Timer | Engine Block Timer | NonEquip | 5 | Others | 4.793% | Tech/Econ | 36% | 1066441.34 | 50.7208 | 53.2834
Tech | Offices | Miscellaneous | Others | TRC | Existing | NE4450 | Efficient Motor Belts | Efficient Motor Belts | NonEquip | 10 | Others | 4.793% | Tech/Econ | 1.105% | 29926.7129 | 4.1025 | 1.013
Tech | Offices | Miscellaneous | Others | TRC | Turnover | ET1921 | ENERGY STAR Water Cooler | ENERGY STAR Water Cooler | Equip | 10 | Others | 2.912% | Tech/Econ | 68.49% | 1257697.377 | 218.7328 | 218.7328
Tech | Offices | Miscellaneous | Others | TRC | Turnover | ET1882 | ENERGY STAR Commercial Clothes Washer | ENERGY STAR Commercial Clothes Washer | Equip | 7 | Others | 0% | Tech/Econ | 27.27% | 0 | 0 | 0
Tech | Offices | Miscellaneous | Others | TRC | Turnover | ET1843 | Efficient Battery Charger | Efficient Battery Charger | Equip | 7 | Others | 17.92% | Tech/Econ | 13.68% | 1471318.8 | 806.2021 | 0
Tech | Offices | Miscellaneous | Others | TRC | New | EN1947 | ENERGY STAR Water Cooler | ENERGY STAR Water Cooler | Equip | 10 | Others | 4.853% | Tech/Econ | 68.49% | 39727.5511 | 6.9092 | 6.9092
Tech | Offices | Miscellaneous | Others | TRC | New | EN1908 | ENERGY STAR Commercial Clothes Washer | ENERGY STAR Commercial Clothes Washer | Equip | 7 | Others | 0% | Tech/Econ | 27.27% | 0 | 0 | 0
Tech | Offices | Miscellaneous | Others | TRC | New | EN1869 | Efficient Battery Charger | Efficient Battery Charger | Equip | 7 | Others | 17.92% | Tech/Econ | 13.68% | 26222.9653 | 14.3687 | 0
Tech | Offices | Office Equipment | Other office | TRC | New | NN4593 | Smart Strip Plug Outlet | Smart Strip Plug Outlet | NonEquip | 4 |  | 43.9% | Tech/Econ | 1.187% | 4610.3866 | 0.68554 | 0.47644
Tech | Offices | Office Equipment | Other office | TRC | New | NN4567 | Network PC Power Management | Network PC Power Management | NonEquip | 5 | Computers | 0% | Tech/Econ | 56.5% | 0 | 0 | 0
Tech | Offices | Office Equipment | Other office | TRC | Existing | NE4580 | Smart Strip Plug Outlet | Smart Strip Plug Outlet | NonEquip | 4 |  | 43.9% | Tech/Econ | 1.187% | 243259.8799 | 36.1713 | 25.1385
Tech | Offices | Office Equipment | Other office | TRC | Existing | NE4554 | Network PC Power Management | Network PC Power Management | NonEquip | 5 | Computers | 0% | Tech/Econ | 56.5% | 0 | 0 | 0
Tech | Offices | Office Equipment | Other office | TRC | Turnover | ET2266 | Energy Star Uninterruptable Power Supply | Energy Star Uninterruptable Power Supply | Equip | 10 | Other office | 22.4% | Tech/Econ | 1.878% | 197203.1079 | 22.5118 | 22.5118
Tech | Offices | Office Equipment | Other office | TRC | New | EN2292 | Energy Star Uninterruptable Power Supply | Energy Star Uninterruptable Power Supply | Equip | 10 | Other office | 22.4% | Tech/Econ | 1.878% | 3737.4952 | 0.42665 | 0.42665
Tech | Offices | Ventilation and Circulation | Motor/Fan | TRC | New | NN5399 | Retro-Commissioning | Retro-Commissioning | NonEquip | 5 |  | 0% | Tech/Econ | 16% | 0 | 0 | 0
Tech | Offices | Ventilation and Circulation | Motor/Fan | TRC | New | NN4983 | VAV System | VAV System | NonEquip | 10 |  | 15.96% | Tech/Econ | 30% | 114.1888 | 0.0325 | 0.032982
Tech | Offices | Ventilation and Circulation | Motor/Fan | TRC | New | NN4957 | Demand Controlled Ventilation | Demand Controlled Ventilation | NonEquip | 10 |  | 17.54% | Tech/Econ | 22.37% | 89.1244 | 0.0092792 | 0.052242
Tech | Offices | Ventilation and Circulation | Motor/Fan | TRC | New | NN4931 | CO Sensors for Parking Garage Exhaust | CO Sensors for Parking Garage Exhaust | NonEquip | 15 | Motor/Fan | 59.72% | Tech/Econ | 33% | 585.5078 | 0.023569 | 0.023569
Tech | Offices | Ventilation and Circulation | Motor/Fan | TRC | Existing | NE5386 | Retro-Commissioning | Retro-Commissioning | NonEquip | 5 |  | 21.99% | Tech/Econ | 16% | 4009.573 | 0.67033 | 2.0783
Tech | Offices | Ventilation and Circulation | Motor/Fan | TRC | Existing | NE4970 | VAV System | VAV System | NonEquip | 10 |  | 10.64% | Tech/Econ | 30% | 4016.6621 | 1.1432 | 1.1602
Tech | Offices | Ventilation and Circulation | Motor/Fan | TRC | Existing | NE4944 | Demand Controlled Ventilation | Demand Controlled Ventilation | NonEquip | 10 |  | 23.39% | Tech/Econ | 22.37% | 6375.0997 | 0.66374 | 3.7369
Tech | Offices | Ventilation and Circulation | Motor/Fan | TRC | Existing | NE4918 | CO Sensors for Parking Garage Exhaust | CO Sensors for Parking Garage Exhaust | NonEquip | 15 | Motor/Fan | 59.72% | Tech/Econ | 33% | 30893.4041 | 1.2436 | 1.2436
Tech | Offices | Ventilation and Circulation | Motor/Fan | TRC | Turnover | ET2695 | High Speed Fans | High Speed Fans | Equip | 7 | Motor/Fan | 11.82% | Tech/Econ | 10.99% | 1499.3901 | 0.20869 | 0.019118
Tech | Offices | Ventilation and Circulation | Motor/Fan | TRC | Turnover | ET2656 | 10HP Open Drip-Proof(ODP) Motor | 10HP Open Drip-Proof(ODP) Motor | Equip | 15 | Motor/Fan | 0% | Tech/Econ | 1.079% | 0 | 0 | 0
Tech | Offices | Ventilation and Circulation | Motor/Fan | TRC | New | EN2721 | High Speed Fans | High Speed Fans | Equip | 7 | Motor/Fan | 11.82% | Tech/Econ | 10.99% | 28.3346 | 0.0039437 | 0.00036127
Tech | Offices | Ventilation and Circulation | Motor/Fan | TRC | New | EN2682 | 10HP Open Drip-Proof(ODP) Motor | 10HP Open Drip-Proof(ODP) Motor | Equip | 15 | Motor/Fan | 0% | Tech/Econ | 1.079% | 0 | 0 | 0
Tech | Offices | Miscellaneous | Medical equipment | TRC | New | NN5451 | Retro-Commissioning | Retro-Commissioning | NonEquip | 5 |  | 0% | Tech/Econ | 16% | 0 | 0 | 0
Tech | Offices | Miscellaneous | Medical equipment | TRC | New | NN4541 | VSD Controlled Compressor | VSD Controlled Compressor | NonEquip | 15 | Others | 0% | Tech/Econ | 20.79% | 0 | 0 | 0
Tech | Offices | Miscellaneous | Medical equipment | TRC | New | NN4515 | Regenerative Drive Elevator Motor | Regenerative Drive Elevator Motor | NonEquip | 13 | Elevators/Escalators | 0% | Tech/Econ | 6.211% | 0 | 0 | 0
Tech | Offices | Miscellaneous | Medical equipment | TRC | New | NN4489 | Engine Block Timer | Engine Block Timer | NonEquip | 5 | Others | 0% | Tech/Econ | 36% | 0 | 0 | 0
Tech | Offices | Miscellaneous | Medical equipment | TRC | New | NN4463 | Efficient Motor Belts | Efficient Motor Belts | NonEquip | 10 | Others | 0% | Tech/Econ | 1.105% | 0 | 0 | 0
Tech | Offices | Miscellaneous | Medical equipment | TRC | Existing | NE5438 | Retro-Commissioning | Retro-Commissioning | NonEquip | 5 |  | 21.99% | Tech/Econ | 16% | 1013.0766 | 0.16937 | 0.52511
Tech | Offices | Miscellaneous | Medical equipment | TRC | Existing | NE4528 | VSD Controlled Compressor | VSD Controlled Compressor | NonEquip | 15 | Others | 0% | Tech/Econ | 20.79% | 0 | 0 | 0
Tech | Offices | Miscellaneous | Medical equipment | TRC | Existing | NE4502 | Regenerative Drive Elevator Motor | Regenerative Drive Elevator Motor | NonEquip | 13 | Elevators/Escalators | 0% | Tech/Econ | 6.211% | 0 | 0 | 0
Tech | Offices | Miscellaneous | Medical equipment | TRC | Existing | NE4476 | Engine Block Timer | Engine Block Timer | NonEquip | 5 | Others | 0% | Tech/Econ | 36% | 0 | 0 | 0
Tech | Offices | Miscellaneous | Medical equipment | TRC | Existing | NE4450 | Efficient Motor Belts | Efficient Motor Belts | NonEquip | 10 | Others | 0% | Tech/Econ | 1.105% | 0 | 0 | 0
Tech | Offices | Refrigeration | Large cold storage | TRC | New | NN5321 | Retro-Commissioning | Retro-Commissioning | NonEquip | 5 |  | 0% | Tech/Econ | 16% | 0 | 0 | 0
Tech | Offices | Refrigeration | Large cold storage | TRC | New | NN4905 | Strip Curtains for Walk-ins | Strip Curtains for Walk-ins | NonEquip | 4 | Walk-in cooler | 0% | Tech/Econ | 2.115% | 0 | 0 | 0
Tech | Offices | Refrigeration | Large cold storage | TRC | New | NN4879 | Refrigerated Display Case Lighting Controls | Refrigerated Display Case Lighting Controls | NonEquip | 8 | Display cases | 0% | Tech/Econ | 0.9365% | 0 | 0 | 0
Tech | Offices | Refrigeration | Large cold storage | TRC | New | NN4853 | PSC to ECM Evaporator Fan Motor (Walk-In, Refrigerator) | PSC to ECM Evaporator Fan Motor (Walk-In, Refrigerator) | NonEquip | 15 | Walk-in cooler | 0% | Tech/Econ | 37.5% | 0 | 0 | 0
Tech | Offices | Refrigeration | Large cold storage | TRC | New | NN4827 | PSC to ECM Evaporator Fan Motor (Reach-In) | PSC to ECM Evaporator Fan Motor (Reach-In) | NonEquip | 15 | Display cases | 0% | Tech/Econ | 37.5% | 0 | 0 | 0
Tech | Offices | Refrigeration | Large cold storage | TRC | New | NN4801 | Night Covers for Display Cases | Night Covers for Display Cases | NonEquip | 5 | Display cases | 0% | Tech/Econ | 1.877% | 0 | 0 | 0
Tech | Offices | Refrigeration | Large cold storage | TRC | New | NN4775 | High R-Value Glass Doors | High R-Value Glass Doors | NonEquip | 12 | Display cases | 0% | Tech/Econ | 0% | 0 | 0 | 0
Tech | Offices | Refrigeration | Large cold storage | TRC | New | NN4749 | High Efficiency Refrigeration Compressor | High Efficiency Refrigeration Compressor | NonEquip | 13 | Display cases | 0% | Tech/Econ | 6.922% | 0 | 0 | 0
Tech | Offices | Refrigeration | Large cold storage | TRC | New | NN4723 | Freezer-Cooler Replacement Gaskets | Freezer-Cooler Replacement Gaskets | NonEquip | 4 | Display cases | 0% | Tech/Econ | 0% | 0 | 0 | 0
Tech | Offices | Refrigeration | Large cold storage | TRC | New | NN4697 | Floating Head Pressure Controls | Floating Head Pressure Controls | NonEquip | 15 |  | 0% | Tech/Econ | 6.05% | 0 | 0 | 0
Tech | Offices | Refrigeration | Large cold storage | TRC | New | NN4671 | Demand Defrost | Demand Defrost | NonEquip | 10 | Walk-in cooler | 0% | Tech/Econ | 30% | 0 | 0 | 0
Tech | Offices | Refrigeration | Large cold storage | TRC | New | NN4645 | Automatic Door Closer for Walk-in Coolers and Freezers | Automatic Door Closer for Walk-in Coolers and Freezers | NonEquip | 8 | Walk-in cooler | 0% | Tech/Econ | 3.131% | 0 | 0 | 0
Tech | Offices | Refrigeration | Large cold storage | TRC | New | NN4619 | Anti-Sweat Controls | Anti-Sweat Controls | NonEquip | 8 | Display cases | 0% | Tech/Econ | 85% | 0 | 0 | 0
Tech | Offices | Refrigeration | Large cold storage | TRC | Existing | NE5308 | Retro-Commissioning | Retro-Commissioning | NonEquip | 5 |  | 21.99% | Tech/Econ | 16% | 76.4347 | 0.012778 | 0.039618
Tech | Offices | Refrigeration | Large cold storage | TRC | Existing | NE4892 | Strip Curtains for Walk-ins | Strip Curtains for Walk-ins | NonEquip | 4 | Walk-in cooler | 0% | Tech/Econ | 2.115% | 0 | 0 | 0
Tech | Offices | Refrigeration | Large cold storage | TRC | Existing | NE4866 | Refrigerated Display Case Lighting Controls | Refrigerated Display Case Lighting Controls | NonEquip | 8 | Display cases | 0% | Tech/Econ | 2.524% | 0 | 0 | 0
Tech | Offices | Refrigeration | Large cold storage | TRC | Existing | NE4840 | PSC to ECM Evaporator Fan Motor (Walk-In, Refrigerator) | PSC to ECM Evaporator Fan Motor (Walk-In, Refrigerator) | NonEquip | 15 | Walk-in cooler | 0% | Tech/Econ | 37.5% | 0 | 0 | 0
Tech | Offices | Refrigeration | Large cold storage | TRC | Existing | NE4814 | PSC to ECM Evaporator Fan Motor (Reach-In) | PSC to ECM Evaporator Fan Motor (Reach-In) | NonEquip | 15 | Display cases | 0% | Tech/Econ | 37.5% | 0 | 0 | 0
Tech | Offices | Refrigeration | Large cold storage | TRC | Existing | NE4788 | Night Covers for Display Cases | Night Covers for Display Cases | NonEquip | 5 | Display cases | 0% | Tech/Econ | 1.877% | 0 | 0 | 0
Tech | Offices | Refrigeration | Large cold storage | TRC | Existing | NE4762 | High R-Value Glass Doors | High R-Value Glass Doors | NonEquip | 12 | Display cases | 0% | Tech/Econ | 23.81% | 0 | 0 | 0
Tech | Offices | Refrigeration | Large cold storage | TRC | Existing | NE4736 | High Efficiency Refrigeration Compressor | High Efficiency Refrigeration Compressor | NonEquip | 13 | Display cases | 0% | Tech/Econ | 6.922% | 0 | 0 | 0
Tech | Offices | Refrigeration | Large cold storage | TRC | Existing | NE4710 | Freezer-Cooler Replacement Gaskets | Freezer-Cooler Replacement Gaskets | NonEquip | 4 | Display cases | 0% | Tech/Econ | 3.131% | 0 | 0 | 0
Tech | Offices | Refrigeration | Large cold storage | TRC | Existing | NE4684 | Floating Head Pressure Controls | Floating Head Pressure Controls | NonEquip | 15 |  | 0% | Tech/Econ | 6.05% | 0 | 0 | 0
Tech | Offices | Refrigeration | Large cold storage | TRC | Existing | NE4658 | Demand Defrost | Demand Defrost | NonEquip | 10 | Walk-in cooler | 0% | Tech/Econ | 30% | 0 | 0 | 0
Tech | Offices | Refrigeration | Large cold storage | TRC | Existing | NE4632 | Automatic Door Closer for Walk-in Coolers and Freezers | Automatic Door Closer for Walk-in Coolers and Freezers | NonEquip | 8 | Walk-in cooler | 0% | Tech/Econ | 3.131% | 0 | 0 | 0
Tech | Offices | Refrigeration | Large cold storage | TRC | Existing | NE4606 | Anti-Sweat Controls | Anti-Sweat Controls | NonEquip | 8 | Display cases | 0% | Tech/Econ | 85% | 0 | 0 | 0
Tech | Offices | Miscellaneous | Laboratory equipment | TRC | New | NN5451 | Retro-Commissioning | Retro-Commissioning | NonEquip | 5 |  | 0% | Tech/Econ | 16% | 0 | 0 | 0
Tech | Offices | Miscellaneous | Laboratory equipment | TRC | New | NN4541 | VSD Controlled Compressor | VSD Controlled Compressor | NonEquip | 15 | Others | 0% | Tech/Econ | 20.79% | 0 | 0 | 0
Tech | Offices | Miscellaneous | Laboratory equipment | TRC | New | NN4515 | Regenerative Drive Elevator Motor | Regenerative Drive Elevator Motor | NonEquip | 13 | Elevators/Escalators | 0% | Tech/Econ | 6.211% | 0 | 0 | 0
Tech | Offices | Miscellaneous | Laboratory equipment | TRC | New | NN4489 | Engine Block Timer | Engine Block Timer | NonEquip | 5 | Others | 0% | Tech/Econ | 36% | 0 | 0 | 0
Tech | Offices | Miscellaneous | Laboratory equipment | TRC | New | NN4463 | Efficient Motor Belts | Efficient Motor Belts | NonEquip | 10 | Others | 0% | Tech/Econ | 1.105% | 0 | 0 | 0
Tech | Offices | Miscellaneous | Laboratory equipment | TRC | Existing | NE5438 | Retro-Commissioning | Retro-Commissioning | NonEquip | 5 |  | 21.99% | Tech/Econ | 16% | 3904.1491 | 0.6527 | 2.0236
Tech | Offices | Miscellaneous | Laboratory equipment | TRC | Existing | NE4528 | VSD Controlled Compressor | VSD Controlled Compressor | NonEquip | 15 | Others | 0% | Tech/Econ | 20.79% | 0 | 0 | 0
Tech | Offices | Miscellaneous | Laboratory equipment | TRC | Existing | NE4502 | Regenerative Drive Elevator Motor | Regenerative Drive Elevator Motor | NonEquip | 13 | Elevators/Escalators | 0% | Tech/Econ | 6.211% | 0 | 0 | 0
Tech | Offices | Miscellaneous | Laboratory equipment | TRC | Existing | NE4476 | Engine Block Timer | Engine Block Timer | NonEquip | 5 | Others | 0% | Tech/Econ | 36% | 0 | 0 | 0
Tech | Offices | Miscellaneous | Laboratory equipment | TRC | Existing | NE4450 | Efficient Motor Belts | Efficient Motor Belts | NonEquip | 10 | Others | 0% | Tech/Econ | 1.105% | 0 | 0 | 0
Tech | Offices | Ventilation and Circulation | Individual room ventilation | TRC | New | NN5399 | Retro-Commissioning | Retro-Commissioning | NonEquip | 5 |  | 0% | Tech/Econ | 16% | 0 | 0 | 0
Tech | Offices | Ventilation and Circulation | Individual room ventilation | TRC | New | NN4983 | VAV System | VAV System | NonEquip | 10 |  | 15.96% | Tech/Econ | 30% | 389.6024 | 0.11089 | 0.11253
Tech | Offices | Ventilation and Circulation | Individual room ventilation | TRC | New | NN4957 | Demand Controlled Ventilation | Demand Controlled Ventilation | NonEquip | 10 |  | 17.54% | Tech/Econ | 22.37% | 304.085 | 0.03166 | 0.17824
Tech | Offices | Ventilation and Circulation | Individual room ventilation | TRC | New | NN4931 | CO Sensors for Parking Garage Exhaust | CO Sensors for Parking Garage Exhaust | NonEquip | 15 | Motor/Fan | 0% | Tech/Econ | 33% | 0 | 0 | 0
Tech | Offices | Ventilation and Circulation | Individual room ventilation | TRC | Existing | NE5386 | Retro-Commissioning | Retro-Commissioning | NonEquip | 5 |  | 21.99% | Tech/Econ | 16% | 13860.3098 | 2.3172 | 7.1842
Tech | Offices | Ventilation and Circulation | Individual room ventilation | TRC | Existing | NE4970 | VAV System | VAV System | NonEquip | 10 |  | 10.64% | Tech/Econ | 30% | 13704.5094 | 3.9005 | 3.9584
Tech | Offices | Ventilation and Circulation | Individual room ventilation | TRC | Existing | NE4944 | Demand Controlled Ventilation | Demand Controlled Ventilation | NonEquip | 10 |  | 23.39% | Tech/Econ | 22.37% | 21751.2976 | 2.2646 | 12.7499
Tech | Offices | Ventilation and Circulation | Individual room ventilation | TRC | Existing | NE4918 | CO Sensors for Parking Garage Exhaust | CO Sensors for Parking Garage Exhaust | NonEquip | 15 | Motor/Fan | 0% | Tech/Econ | 33% | 0 | 0 | 0
Tech | Offices | Space Heating | Individual room heating | TRC | New | NN5347 | Retro-Commissioning | Retro-Commissioning | NonEquip | 5 |  | 0% | Tech/Econ | 16% | 0 | 0 | 0
Tech | Offices | Space Heating | Individual room heating | TRC | New | NN4333 | Water Cooled Refrigeration Heat Recovery | Water Cooled Refrigeration Heat Recovery | NonEquip | 20 |  | 15.4% | Tech/Econ | 10% | 6.7376 | 0 | 0.00045042
Tech | Offices | Space Heating | Individual room heating | TRC | New | NN4281 | Warehouse Loading Dock Seals | Warehouse Loading Dock Seals | NonEquip | 18 |  | 0% | Tech/Econ | 0.1887% | 0 | 0 | 0
Tech | Offices | Space Heating | Individual room heating | TRC | New | NN4255 | Wall Insulation | Wall Insulation | NonEquip | 20 |  | 42.75% | Tech/Econ | 0% | 0 | 0 | 0
Tech | Offices | Space Heating | Individual room heating | TRC | New | NN4177 | Smart Thermostat | Smart Thermostat | NonEquip | 11 |  | 45.33% | Tech/Econ | 10% | 20.7755 | 0 | -0.0034137
Tech | Offices | Space Heating | Individual room heating | TRC | New | NN4099 | Roof Insulation | Roof Insulation | NonEquip | 20 |  | 37.5% | Tech/Econ | 0.08331% | 0.083357 | 0 | 3.7601e-05
Tech | Offices | Space Heating | Individual room heating | TRC | New | NN4073 | Programmable Thermostat | Programmable Thermostat | NonEquip | 11 |  | 0% | Tech/Econ | 3.6% | 0 | 0 | 0
Tech | Offices | Space Heating | Individual room heating | TRC | New | NN4021 | Low U-Value Windows | Low U-Value Windows | NonEquip | 20 |  | 13.44% | Tech/Econ | 10% | 5.7895 | 0 | 2.4062e-05
Tech | Offices | Space Heating | Individual room heating | TRC | New | NN3943 | Infiltration Reduction - Air Sealing | Infiltration Reduction - Air Sealing | NonEquip | 11 |  | 0% | Tech/Econ | 0.09437% | 0 | 0 | 0
Tech | Offices | Space Heating | Individual room heating | TRC | New | NN3865 | Hotel Card Energy Control Systems | Hotel Card Energy Control Systems | NonEquip | 15 |  | 0% | Tech/Econ | 0% | 0 | 0 | 0
Tech | Offices | Space Heating | Individual room heating | TRC | New | NN3787 | Green Roof | Green Roof | NonEquip | 15 |  | 0.315% | Tech/Econ | 0.1287% | 0.0017238 | 0 | 0
Tech | Offices | Space Heating | Individual room heating | TRC | New | NN3735 | Floor Insulation | Floor Insulation | NonEquip | 20 |  | 8.437% | Tech/Econ | 0.04371% | 0 | 0 | 0
Tech | Offices | Space Heating | Individual room heating | TRC | New | NN3657 | Facility Energy Management System | Facility Energy Management System | NonEquip | 15 |  | 1.982% | Tech/Econ | 20% | 1.824 | 0 | 3.2875e-05
Tech | Offices | Space Heating | Individual room heating | TRC | New | NN3579 | ECM Motors on Furnaces | ECM Motors on Furnaces | NonEquip | 15 | Forced air furnace | 0% | Tech/Econ | 1.706% | 0 | 0 | 0
Tech | Offices | Space Heating | Individual room heating | TRC | New | NN3553 | Duct Sealing Repair | Duct Sealing Repair | NonEquip | 15 |  | 0% | Tech/Econ | 12% | 0 | 0 | 0
Tech | Offices | Space Heating | Individual room heating | TRC | New | NN3501 | Duct Insulation | Duct Insulation | NonEquip | 15 |  | 0% | Tech/Econ | 2.045% | 0 | 0 | 0
Tech | Offices | Space Heating | Individual room heating | TRC | New | NN3449 | Destratification Fans | Destratification Fans | NonEquip | 10 |  | 0% | Tech/Econ | 12.13% | 0 | 0 | 0
Tech | Offices | Space Heating | Individual room heating | TRC | New | NN3397 | Dedicated Outdoor Air System on VRF unit | Dedicated Outdoor Air System on VRF unit | NonEquip | 15 | Residential/split system heat pump | 0% | Tech/Econ | 10% | 0 | 0 | 0
Tech | Offices | Space Heating | Individual room heating | TRC | New | NN3345 | Cool Roof | Cool Roof | NonEquip | 15 |  | 72.49% | Tech/Econ | 0.04628% | 0 | 0 | 0
Tech | Offices | Space Heating | Individual room heating | TRC | New | NN3241 | Ceiling Insulation(R30 to R38) | Ceiling Insulation(R30 to R38) | NonEquip | 20 |  | 0% | Tech/Econ | 0.01684% | 0 | 0 | 0
Tech | Offices | Space Heating | Individual room heating | TRC | New | NN3189 | Ceiling Insulation(R2 to R38) | Ceiling Insulation(R2 to R38) | NonEquip | 20 |  | 0% | Tech/Econ | 1.137% | 0 | 0 | 0
Tech | Offices | Space Heating | Individual room heating | TRC | New | NN3137 | Ceiling Insulation(R19 to R38) | Ceiling Insulation(R19 to R38) | NonEquip | 20 |  | 0% | Tech/Econ | 0.06314% | 0 | 0 | 0
Tech | Offices | Space Heating | Individual room heating | TRC | New | NN3085 | Ceiling Insulation(R12 to R38) | Ceiling Insulation(R12 to R38) | NonEquip | 20 |  | 0% | Tech/Econ | 0.1368% | 0 | 0 | 0
Tech | Offices | Space Heating | Individual room heating | TRC | New | NN3007 | Air Curtains | Air Curtains | NonEquip | 8 |  | 0% | Tech/Econ | 0.2996% | 0 | 0 | 0
Tech | Offices | Space Heating | Individual room heating | TRC | Existing | NE5334 | Retro-Commissioning | Retro-Commissioning | NonEquip | 5 |  | 21.99% | Tech/Econ | 16% | 828.1456 | 0 | 0.42925
Tech | Offices | Space Heating | Individual room heating | TRC | Existing | NE4320 | Water Cooled Refrigeration Heat Recovery | Water Cooled Refrigeration Heat Recovery | NonEquip | 20 |  | 15.4% | Tech/Econ | 10% | 336.8615 | 0 | 0.02252
Tech | Offices | Space Heating | Individual room heating | TRC | Existing | NE4268 | Warehouse Loading Dock Seals | Warehouse Loading Dock Seals | NonEquip | 18 |  | 0% | Tech/Econ | 0.2083% | 0 | 0 | 0
Tech | Offices | Space Heating | Individual room heating | TRC | Existing | NE4242 | Wall Insulation | Wall Insulation | NonEquip | 20 |  | 17.1% | Tech/Econ | 1.61% | 56.2674 | 0 | 0.025381
Tech | Offices | Space Heating | Individual room heating | TRC | Existing | NE4164 | Smart Thermostat | Smart Thermostat | NonEquip | 11 |  | 45.33% | Tech/Econ | 10% | 976.3729 | 0 | -0.16043
Tech | Offices | Space Heating | Individual room heating | TRC | Existing | NE4086 | Roof Insulation | Roof Insulation | NonEquip | 20 |  | 37.5% | Tech/Econ | 0.1839% | 13.9701 | 0 | 0.0063016
Tech | Offices | Space Heating | Individual room heating | TRC | Existing | NE4060 | Programmable Thermostat | Programmable Thermostat | NonEquip | 11 |  | 0% | Tech/Econ | 3.6% | 0 | 0 | 0
Tech | Offices | Space Heating | Individual room heating | TRC | Existing | NE4008 | Low U-Value Windows | Low U-Value Windows | NonEquip | 20 |  | 5.375% | Tech/Econ | 46% | 600.3472 | 0 | 0.0024951
Tech | Offices | Space Heating | Individual room heating | TRC | Existing | NE3930 | Infiltration Reduction - Air Sealing | Infiltration Reduction - Air Sealing | NonEquip | 11 |  | 44.79% | Tech/Econ | 0.1041% | 9.4401 | 0 | 0.0062006
Tech | Offices | Space Heating | Individual room heating | TRC | Existing | NE3852 | Hotel Card Energy Control Systems | Hotel Card Energy Control Systems | NonEquip | 15 |  | 0% | Tech/Econ | 0% | 0 | 0 | 0
Tech | Offices | Space Heating | Individual room heating | TRC | Existing | NE3774 | Green Roof | Green Roof | NonEquip | 15 |  | 0.063% | Tech/Econ | 0.1421% | 0.018113 | 0 | 0
Tech | Offices | Space Heating | Individual room heating | TRC | Existing | NE3722 | Floor Insulation | Floor Insulation | NonEquip | 20 |  | 3.375% | Tech/Econ | 0.04823% | 0.32911 | 0 | 0.00014845
Tech | Offices | Space Heating | Individual room heating | TRC | Existing | NE3644 | Facility Energy Management System | Facility Energy Management System | NonEquip | 15 |  | 2.99% | Tech/Econ | 20% | 141.59 | 0 | 0.0025519
Tech | Offices | Space Heating | Individual room heating | TRC | Existing | NE3566 | ECM Motors on Furnaces | ECM Motors on Furnaces | NonEquip | 15 | Forced air furnace | 0% | Tech/Econ | 1.706% | 0 | 0 | 0
Tech | Offices | Space Heating | Individual room heating | TRC | Existing | NE3540 | Duct Sealing Repair | Duct Sealing Repair | NonEquip | 15 |  | 30.55% | Tech/Econ | 12% | 832.6335 | 0 | 0.58101
Tech | Offices | Space Heating | Individual room heating | TRC | Existing | NE3488 | Duct Insulation | Duct Insulation | NonEquip | 15 |  | 30.55% | Tech/Econ | 2.045% | 128.5028 | 0 | 0.075027
Tech | Offices | Space Heating | Individual room heating | TRC | Existing | NE3436 | Destratification Fans | Destratification Fans | NonEquip | 10 |  | 0% | Tech/Econ | 12.13% | 0 | 0 | 0
Tech | Offices | Space Heating | Individual room heating | TRC | Existing | NE3384 | Dedicated Outdoor Air System on VRF unit | Dedicated Outdoor Air System on VRF unit | NonEquip | 15 | Residential/split system heat pump | 0% | Tech/Econ | 10% | 0 | 0 | 0
Tech | Offices | Space Heating | Individual room heating | TRC | Existing | NE3332 | Cool Roof | Cool Roof | NonEquip | 15 |  | 72.74% | Tech/Econ | 0.05107% | 7.5136 | 0 | 0
Tech | Offices | Space Heating | Individual room heating | TRC | Existing | NE3228 | Ceiling Insulation(R30 to R38) | Ceiling Insulation(R30 to R38) | NonEquip | 20 |  | 11.4% | Tech/Econ | 0.01858% | 0.42822 | 0 | 0.00019316
Tech | Offices | Space Heating | Individual room heating | TRC | Existing | NE3176 | Ceiling Insulation(R2 to R38) | Ceiling Insulation(R2 to R38) | NonEquip | 20 |  | 45.6% | Tech/Econ | 1.254% | 116.5422 | 0 | 0.05257
Tech | Offices | Space Heating | Individual room heating | TRC | Existing | NE3124 | Ceiling Insulation(R19 to R38) | Ceiling Insulation(R19 to R38) | NonEquip | 20 |  | 22.8% | Tech/Econ | 0.06967% | 3.2134 | 0 | 0.0014495
Tech | Offices | Space Heating | Individual room heating | TRC | Existing | NE3072 | Ceiling Insulation(R12 to R38) | Ceiling Insulation(R12 to R38) | NonEquip | 20 |  | 34.2% | Tech/Econ | 0.151% | 10.4538 | 0 | 0.0047155
Tech | Offices | Space Heating | Individual room heating | TRC | Existing | NE2994 | Air Curtains | Air Curtains | NonEquip | 8 |  | 0% | Tech/Econ | 0.2996% | 0 | 0 | 0
Tech | Offices | Space Cooling | Individual room air conditioners | TRC | New | NN5373 | Retro-Commissioning | Retro-Commissioning | NonEquip | 5 |  | 0% | Tech/Econ | 16% | 0 | 0 | 0
Tech | Offices | Space Cooling | Individual room air conditioners | TRC | New | NN4385 | Window Sun Protection | Window Sun Protection | NonEquip | 10 |  | 15.35% | Tech/Econ | 16% | 6691.4674 | 2.0835 | -0.11739
Tech | Offices | Space Cooling | Individual room air conditioners | TRC | New | NN4359 | Waterside Economizer | Waterside Economizer | NonEquip | 20 |  | 0% | Tech/Econ | 5.556% | 0 | 0 | 0
Tech | Offices | Space Cooling | Individual room air conditioners | TRC | New | NN4307 | Warehouse Loading Dock Seals | Warehouse Loading Dock Seals | NonEquip | 18 |  | 0% | Tech/Econ | 0.5387% | 0 | 0 | 0
Tech | Offices | Space Cooling | Individual room air conditioners | TRC | New | NN4151 | Smart Thermostat | Smart Thermostat | NonEquip | 11 |  | 45.33% | Tech/Econ | 10% | 12048.2616 | 0.14306 | 0
Tech | Offices | Space Cooling | Individual room air conditioners | TRC | New | NN4125 | Roof Insulation | Roof Insulation | NonEquip | 20 |  | 37.5% | Tech/Econ | 0.2378% | 0 | 0 | 0
Tech | Offices | Space Cooling | Individual room air conditioners | TRC | New | NN4047 | Programmable Thermostat | Programmable Thermostat | NonEquip | 11 |  | 0% | Tech/Econ | 3.6% | 0 | 0 | 0
Tech | Offices | Space Cooling | Individual room air conditioners | TRC | New | NN3995 | Low U-Value Windows | Low U-Value Windows | NonEquip | 20 |  | 13.44% | Tech/Econ | 10% | 383.0179 | 0.14237 | 0
Tech | Offices | Space Cooling | Individual room air conditioners | TRC | New | NN3969 | Infiltration Reduction - Air Sealing | Infiltration Reduction - Air Sealing | NonEquip | 11 |  | 0% | Tech/Econ | 0.2694% | 0 | 0 | 0
Tech | Offices | Space Cooling | Individual room air conditioners | TRC | New | NN3917 | HVAC tune-up_RTU | HVAC tune-up_RTU | NonEquip | 5 | Packaged air conditioning units (RTUs) | 0% | Tech/Econ | 5% | 0 | 0 | 0
Tech | Offices | Space Cooling | Individual room air conditioners | TRC | New | NN3891 | HVAC tune-up | HVAC tune-up | NonEquip | 5 | Residential-type central air conditioners | 0% | Tech/Econ | 5% | 0 | 0 | 0
Tech | Offices | Space Cooling | Individual room air conditioners | TRC | New | NN3813 | Green Roof | Green Roof | NonEquip | 15 |  | 0.315% | Tech/Econ | 0.2756% | 0 | 0 | 0
Tech | Offices | Space Cooling | Individual room air conditioners | TRC | New | NN3683 | Facility Energy Management System | Facility Energy Management System | NonEquip | 15 |  | 1.982% | Tech/Econ | 20% | 1150.3945 | 0.24112 | 0
Tech | Offices | Space Cooling | Individual room air conditioners | TRC | New | NN3631 | Facility Commissioning | Facility Commissioning | NonEquip | 10 |  | 35.83% | Tech/Econ | 16% | 16574.042 | 2.9018 | 0.066205
Tech | Offices | Space Cooling | Individual room air conditioners | TRC | New | NN3605 | Energy Recovery Ventilation System (ERV) | Energy Recovery Ventilation System (ERV) | NonEquip | 15 | Packaged air conditioning units (RTUs) | 0% | Tech/Econ | 6.12% | 0 | 0 | 0
Tech | Offices | Space Cooling | Individual room air conditioners | TRC | New | NN3527 | Duct Sealing Repair | Duct Sealing Repair | NonEquip | 15 |  | 0% | Tech/Econ | 12% | 0 | 0 | 0
Tech | Offices | Space Cooling | Individual room air conditioners | TRC | New | NN3475 | Duct Insulation | Duct Insulation | NonEquip | 15 |  | 0% | Tech/Econ | 2.045% | 0 | 0 | 0
Tech | Offices | Space Cooling | Individual room air conditioners | TRC | New | NN3423 | Dedicated Outdoor Air System on VRF unit | Dedicated Outdoor Air System on VRF unit | NonEquip | 15 | Residential-type central air conditioners | 0% | Tech/Econ | 17.5% | 0 | 0 | 0
Tech | Offices | Space Cooling | Individual room air conditioners | TRC | New | NN3371 | Cool Roof | Cool Roof | NonEquip | 15 |  | 72.49% | Tech/Econ | 0.3535% | 0 | 0 | 0
Tech | Offices | Space Cooling | Individual room air conditioners | TRC | New | NN3319 | Chilled Water System - Variable Speed Drives | Chilled Water System - Variable Speed Drives | NonEquip | 13 | Central chillers inside | 0% | Tech/Econ | 24.74% | 0 | 0 | 0
Tech | Offices | Space Cooling | Individual room air conditioners | TRC | New | NN3293 | Chilled Water Controls Optimization | Chilled Water Controls Optimization | NonEquip | 10 | Central chillers inside | 0% | Tech/Econ | 12.5% | 0 | 0 | 0
Tech | Offices | Space Cooling | Individual room air conditioners | TRC | New | NN3215 | Ceiling Insulation(R2 to R38) | Ceiling Insulation(R2 to R38) | NonEquip | 20 |  | 0% | Tech/Econ | 3.244% | 0 | 0 | 0
Tech | Offices | Space Cooling | Individual room air conditioners | TRC | New | NN3111 | Ceiling Insulation(R12 to R38) | Ceiling Insulation(R12 to R38) | NonEquip | 20 |  | 0% | Tech/Econ | 0.3905% | 0 | 0 | 0
Tech | Offices | Space Cooling | Individual room air conditioners | TRC | New | NN3059 | Airside Economizer | Airside Economizer | NonEquip | 10 | Packaged air conditioning units (RTUs) | 0% | Tech/Econ | 5.556% | 0 | 0 | 0
Tech | Offices | Space Cooling | Individual room air conditioners | TRC | Existing | NE5360 | Retro-Commissioning | Retro-Commissioning | NonEquip | 5 |  | 21.99% | Tech/Econ | 16% | 496824.0114 | 83.0599 | 0
Tech | Offices | Space Cooling | Individual room air conditioners | TRC | Existing | NE4372 | Window Sun Protection | Window Sun Protection | NonEquip | 10 |  | 7.839% | Tech/Econ | 16% | 170877.3752 | 53.2059 | -2.9976
Tech | Offices | Space Cooling | Individual room air conditioners | TRC | Existing | NE4346 | Waterside Economizer | Waterside Economizer | NonEquip | 20 |  | 0% | Tech/Econ | 5.556% | 0 | 0 | 0
Tech | Offices | Space Cooling | Individual room air conditioners | TRC | Existing | NE4294 | Warehouse Loading Dock Seals | Warehouse Loading Dock Seals | NonEquip | 18 |  | 0% | Tech/Econ | 0.5387% | 0 | 0 | 0
Tech | Offices | Space Cooling | Individual room air conditioners | TRC | Existing | NE4216 | Wall Insulation | Wall Insulation | NonEquip | 20 |  | 17.1% | Tech/Econ | 28.52% | 728447.0804 | 14.5765 | 0
Tech | Offices | Space Cooling | Individual room air conditioners | TRC | Existing | NE4138 | Smart Thermostat | Smart Thermostat | NonEquip | 11 |  | 45.33% | Tech/Econ | 10% | 587447.8832 | 6.9753 | 0
Tech | Offices | Space Cooling | Individual room air conditioners | TRC | Existing | NE4112 | Roof Insulation | Roof Insulation | NonEquip | 20 |  | 37.5% | Tech/Econ | 0.4756% | 21602.525 | 0.43228 | 0
Tech | Offices | Space Cooling | Individual room air conditioners | TRC | Existing | NE4034 | Programmable Thermostat | Programmable Thermostat | NonEquip | 11 |  | 0% | Tech/Econ | 3.6% | 0 | 0 | 0
Tech | Offices | Space Cooling | Individual room air conditioners | TRC | Existing | NE3982 | Low U-Value Windows | Low U-Value Windows | NonEquip | 20 |  | 5.375% | Tech/Econ | 46% | 378630.4508 | 140.7381 | 0
Tech | Offices | Space Cooling | Individual room air conditioners | TRC | Existing | NE3956 | Infiltration Reduction - Air Sealing | Infiltration Reduction - Air Sealing | NonEquip | 11 |  | 44.79% | Tech/Econ | 0.2694% | 14532.7928 | 3.2146 | 0
Tech | Offices | Space Cooling | Individual room air conditioners | TRC | Existing | NE3904 | HVAC tune-up_RTU | HVAC tune-up_RTU | NonEquip | 5 | Packaged air conditioning units (RTUs) | 0% | Tech/Econ | 5% | 0 | 0 | 0
Tech | Offices | Space Cooling | Individual room air conditioners | TRC | Existing | NE3878 | HVAC tune-up | HVAC tune-up | NonEquip | 5 | Residential-type central air conditioners | 0% | Tech/Econ | 5% | 0 | 0 | 0
Tech | Offices | Space Cooling | Individual room air conditioners | TRC | Existing | NE3800 | Green Roof | Green Roof | NonEquip | 15 |  | 0.063% | Tech/Econ | 0.2756% | 20.9139 | 0.0088846 | 0
Tech | Offices | Space Cooling | Individual room air conditioners | TRC | Existing | NE3670 | Facility Energy Management System | Facility Energy Management System | NonEquip | 15 |  | 2.99% | Tech/Econ | 20% | 84943.1433 | 17.8035 | 0
Tech | Offices | Space Cooling | Individual room air conditioners | TRC | Existing | NE3592 | Energy Recovery Ventilation System (ERV) | Energy Recovery Ventilation System (ERV) | NonEquip | 15 | Packaged air conditioning units (RTUs) | 0% | Tech/Econ | 6.12% | 0 | 0 | 0
Tech | Offices | Space Cooling | Individual room air conditioners | TRC | Existing | NE3514 | Duct Sealing Repair | Duct Sealing Repair | NonEquip | 15 |  | 30.55% | Tech/Econ | 12% | 493251.4832 | 97.181 | 0
Tech | Offices | Space Cooling | Individual room air conditioners | TRC | Existing | NE3462 | Duct Insulation | Duct Insulation | NonEquip | 15 |  | 30.55% | Tech/Econ | 2.045% | 76171.8101 | 20.6933 | 0
Tech | Offices | Space Cooling | Individual room air conditioners | TRC | Existing | NE3410 | Dedicated Outdoor Air System on VRF unit | Dedicated Outdoor Air System on VRF unit | NonEquip | 15 | Residential-type central air conditioners | 0% | Tech/Econ | 17.5% | 0 | 0 | 0
Tech | Offices | Space Cooling | Individual room air conditioners | TRC | Existing | NE3358 | Cool Roof | Cool Roof | NonEquip | 15 |  | 72.74% | Tech/Econ | 0.3535% | 31050.4328 | 13.1908 | 0
Tech | Offices | Space Cooling | Individual room air conditioners | TRC | Existing | NE3306 | Chilled Water System - Variable Speed Drives | Chilled Water System - Variable Speed Drives | NonEquip | 13 | Central chillers inside | 0% | Tech/Econ | 24.74% | 0 | 0 | 0
Tech | Offices | Space Cooling | Individual room air conditioners | TRC | Existing | NE3280 | Chilled Water Controls Optimization | Chilled Water Controls Optimization | NonEquip | 10 | Central chillers inside | 0% | Tech/Econ | 12.5% | 0 | 0 | 0
Tech | Offices | Space Cooling | Individual room air conditioners | TRC | Existing | NE3202 | Ceiling Insulation(R2 to R38) | Ceiling Insulation(R2 to R38) | NonEquip | 20 |  | 45.6% | Tech/Econ | 3.244% | 183016.8764 | 3.6622 | 0
Tech | Offices | Space Cooling | Individual room air conditioners | TRC | Existing | NE3098 | Ceiling Insulation(R12 to R38) | Ceiling Insulation(R12 to R38) | NonEquip | 20 |  | 34.2% | Tech/Econ | 0.3905% | 16147.3952 | 0.32312 | 0
Tech | Offices | Space Cooling | Individual room air conditioners | TRC | Existing | NE3046 | Airside Economizer | Airside Economizer | NonEquip | 10 | Packaged air conditioning units (RTUs) | 0% | Tech/Econ | 5.556% | 0 | 0 | 0
Tech | Offices | Interior Lighting | High bay | TRC | New | NN5269 | Retro-Commissioning | Retro-Commissioning | NonEquip | 5 |  | 0% | Tech/Econ | 16% | 0 | 0 | 0
Tech | Offices | Interior Lighting | High bay | TRC | New | NN4437 | Interior Lighting Controls | Interior Lighting Controls | NonEquip | 8 | Overhead (fluorescent/LED/CFL U-shape) | 0% | Tech/Econ | 28% | 0 | 0 | 0
Tech | Offices | Interior Lighting | High bay | TRC | New | NN4411 | Bi-Level Lighting Control (Interior) | Bi-Level Lighting Control (Interior) | NonEquip | 8 | Overhead (fluorescent/LED/CFL U-shape) | 0% | Tech/Econ | 31% | 0 | 0 | 0
Tech | Offices | Interior Lighting | High bay | TRC | New | NN3709 | Facility Energy Management System | Facility Energy Management System | NonEquip | 15 |  | 1.982% | Tech/Econ | 24% | 8584.6677 | 1.7993 | 0.15472
Tech | Offices | Interior Lighting | High bay | TRC | Existing | NE5256 | Retro-Commissioning | Retro-Commissioning | NonEquip | 5 |  | 21.99% | Tech/Econ | 16% | 2923219.497 | 488.7091 | 1515.1909
Tech | Offices | Interior Lighting | High bay | TRC | Existing | NE4424 | Interior Lighting Controls | Interior Lighting Controls | NonEquip | 8 | Overhead (fluorescent/LED/CFL U-shape) | 0% | Tech/Econ | 28% | 0 | 0 | 0
Tech | Offices | Interior Lighting | High bay | TRC | Existing | NE4398 | Bi-Level Lighting Control (Interior) | Bi-Level Lighting Control (Interior) | NonEquip | 8 | Overhead (fluorescent/LED/CFL U-shape) | 0% | Tech/Econ | 31% | 0 | 0 | 0
Tech | Offices | Interior Lighting | High bay | TRC | Existing | NE3696 | Facility Energy Management System | Facility Energy Management System | NonEquip | 15 |  | 2.99% | Tech/Econ | 24% | 600469.8681 | 125.8547 | 10.8224
Tech | Offices | Interior Lighting | High bay | TRC | Turnover | ET1648 | LED Linear - Fixture Replacement | LED Linear - Fixture Replacement | Equip | 15 | High bay | 24.1% | Tech/Econ | 50.28% | 11540444.89 | 2797.4498 | 639.9518
Tech | Offices | Interior Lighting | High bay | TRC | Turnover | ET1531 | High Bay LED | High Bay LED | Equip | 15 | High bay | 0% | Tech/Econ | 64.78% | 0 | 0 | 0
Tech | Offices | Interior Lighting | High bay | TRC | Turnover | ET1492 | High Bay Fluorescent (T5) | High Bay Fluorescent (T5) | Equip | 15 | High bay | 0% | Tech/Econ | 64.14% | 0 | 0 | 0
Tech | Offices | Interior Lighting | High bay | TRC | New | EN1674 | LED Linear - Fixture Replacement | LED Linear - Fixture Replacement | Equip | 15 | High bay | 0% | Tech/Econ | 50.28% | 0 | 0 | 0
Tech | Offices | Interior Lighting | High bay | TRC | New | EN1557 | High Bay LED | High Bay LED | Equip | 15 | High bay | 0% | Tech/Econ | 64.78% | 0 | 0 | 0
Tech | Offices | Interior Lighting | High bay | TRC | New | EN1518 | High Bay Fluorescent (T5) | High Bay Fluorescent (T5) | Equip | 15 | High bay | 0% | Tech/Econ | 64.14% | 0 | 0 | 0
Tech | Offices | Cooking | Fryer | TRC | Turnover | ET88 | Energy Star Fryer | Energy Star Fryer | Equip | 12 | Fryer | 0% | Tech/Econ | 17.46% | 0 | 0 | 0
Tech | Offices | Cooking | Fryer | TRC | New | EN114 | Energy Star Fryer | Energy Star Fryer | Equip | 12 | Fryer | 0% | Tech/Econ | 17.46% | 0 | 0 | 0
Tech | Offices | Space Heating | Forced air furnace | TRC | New | NN5347 | Retro-Commissioning | Retro-Commissioning | NonEquip | 5 |  | 0% | Tech/Econ | 16% | 0 | 0 | 0
Tech | Offices | Space Heating | Forced air furnace | TRC | New | NN4333 | Water Cooled Refrigeration Heat Recovery | Water Cooled Refrigeration Heat Recovery | NonEquip | 20 |  | 15.4% | Tech/Econ | 10% | 1074.3718 | 0 | 0.071824
Tech | Offices | Space Heating | Forced air furnace | TRC | New | NN4281 | Warehouse Loading Dock Seals | Warehouse Loading Dock Seals | NonEquip | 18 |  | 0% | Tech/Econ | 0.1887% | 0 | 0 | 0
Tech | Offices | Space Heating | Forced air furnace | TRC | New | NN4255 | Wall Insulation | Wall Insulation | NonEquip | 20 |  | 42.75% | Tech/Econ | 0% | 0 | 0 | 0
Tech | Offices | Space Heating | Forced air furnace | TRC | New | NN4177 | Smart Thermostat | Smart Thermostat | NonEquip | 11 |  | 45.33% | Tech/Econ | 10% | 3312.8621 | 0 | -0.54435
Tech | Offices | Space Heating | Forced air furnace | TRC | New | NN4099 | Roof Insulation | Roof Insulation | NonEquip | 20 |  | 37.5% | Tech/Econ | 0.08331% | 13.1838 | 0 | 0.0059469
Tech | Offices | Space Heating | Forced air furnace | TRC | New | NN4073 | Programmable Thermostat | Programmable Thermostat | NonEquip | 11 |  | 0% | Tech/Econ | 3.6% | 0 | 0 | 0
Tech | Offices | Space Heating | Forced air furnace | TRC | New | NN4021 | Low U-Value Windows | Low U-Value Windows | NonEquip | 20 |  | 13.44% | Tech/Econ | 10% | 923.1963 | 0 | 0.0038369
Tech | Offices | Space Heating | Forced air furnace | TRC | New | NN3943 | Infiltration Reduction - Air Sealing | Infiltration Reduction - Air Sealing | NonEquip | 11 |  | 0% | Tech/Econ | 0.09437% | 0 | 0 | 0
Tech | Offices | Space Heating | Forced air furnace | TRC | New | NN3865 | Hotel Card Energy Control Systems | Hotel Card Energy Control Systems | NonEquip | 15 |  | 0% | Tech/Econ | 0% | 0 | 0 | 0
Tech | Offices | Space Heating | Forced air furnace | TRC | New | NN3787 | Green Roof | Green Roof | NonEquip | 15 |  | 0.315% | Tech/Econ | 0.1287% | 0.27263 | 0 | 0
Tech | Offices | Space Heating | Forced air furnace | TRC | New | NN3735 | Floor Insulation | Floor Insulation | NonEquip | 20 |  | 8.437% | Tech/Econ | 0.04371% | 0 | 0 | 0
Tech | Offices | Space Heating | Forced air furnace | TRC | New | NN3657 | Facility Energy Management System | Facility Energy Management System | NonEquip | 15 |  | 1.982% | Tech/Econ | 20% | 290.861 | 0 | 0.0052423
Tech | Offices | Space Heating | Forced air furnace | TRC | New | NN3579 | ECM Motors on Furnaces | ECM Motors on Furnaces | NonEquip | 15 | Forced air furnace | 47.78% | Tech/Econ | 1.706% | 552.5901 | 0 | 0
Tech | Offices | Space Heating | Forced air furnace | TRC | New | NN3553 | Duct Sealing Repair | Duct Sealing Repair | NonEquip | 15 |  | 0% | Tech/Econ | 12% | 0 | 0 | 0
Tech | Offices | Space Heating | Forced air furnace | TRC | New | NN3501 | Duct Insulation | Duct Insulation | NonEquip | 15 |  | 0% | Tech/Econ | 2.045% | 0 | 0 | 0
Tech | Offices | Space Heating | Forced air furnace | TRC | New | NN3449 | Destratification Fans | Destratification Fans | NonEquip | 10 |  | 0% | Tech/Econ | 12.13% | 0 | 0 | 0
Tech | Offices | Space Heating | Forced air furnace | TRC | New | NN3397 | Dedicated Outdoor Air System on VRF unit | Dedicated Outdoor Air System on VRF unit | NonEquip | 15 | Residential/split system heat pump | 0% | Tech/Econ | 10% | 0 | 0 | 0
Tech | Offices | Space Heating | Forced air furnace | TRC | New | NN3345 | Cool Roof | Cool Roof | NonEquip | 15 |  | 72.49% | Tech/Econ | 0.04628% | 0 | 0 | 0
Tech | Offices | Space Heating | Forced air furnace | TRC | New | NN3241 | Ceiling Insulation(R30 to R38) | Ceiling Insulation(R30 to R38) | NonEquip | 20 |  | 0% | Tech/Econ | 0.01684% | 0 | 0 | 0
Tech | Offices | Space Heating | Forced air furnace | TRC | New | NN3189 | Ceiling Insulation(R2 to R38) | Ceiling Insulation(R2 to R38) | NonEquip | 20 |  | 0% | Tech/Econ | 1.137% | 0 | 0 | 0
Tech | Offices | Space Heating | Forced air furnace | TRC | New | NN3137 | Ceiling Insulation(R19 to R38) | Ceiling Insulation(R19 to R38) | NonEquip | 20 |  | 0% | Tech/Econ | 0.06314% | 0 | 0 | 0
Tech | Offices | Space Heating | Forced air furnace | TRC | New | NN3085 | Ceiling Insulation(R12 to R38) | Ceiling Insulation(R12 to R38) | NonEquip | 20 |  | 0% | Tech/Econ | 0.1368% | 0 | 0 | 0
Tech | Offices | Space Heating | Forced air furnace | TRC | New | NN3007 | Air Curtains | Air Curtains | NonEquip | 8 |  | 0% | Tech/Econ | 0.2996% | 0 | 0 | 0
Tech | Offices | Space Heating | Forced air furnace | TRC | Existing | NE5334 | Retro-Commissioning | Retro-Commissioning | NonEquip | 5 |  | 21.99% | Tech/Econ | 16% | 132056.0944 | 0 | 68.4486
Tech | Offices | Space Heating | Forced air furnace | TRC | Existing | NE4320 | Water Cooled Refrigeration Heat Recovery | Water Cooled Refrigeration Heat Recovery | NonEquip | 20 |  | 15.4% | Tech/Econ | 10% | 53715.9373 | 0 | 3.591
Tech | Offices | Space Heating | Forced air furnace | TRC | Existing | NE4268 | Warehouse Loading Dock Seals | Warehouse Loading Dock Seals | NonEquip | 18 |  | 0% | Tech/Econ | 0.2083% | 0 | 0 | 0
Tech | Offices | Space Heating | Forced air furnace | TRC | Existing | NE4242 | Wall Insulation | Wall Insulation | NonEquip | 20 |  | 17.1% | Tech/Econ | 1.61% | 8899.2435 | 0 | 4.0143
Tech | Offices | Space Heating | Forced air furnace | TRC | Existing | NE4164 | Smart Thermostat | Smart Thermostat | NonEquip | 11 |  | 45.33% | Tech/Econ | 10% | 155692.4299 | 0 | -25.5824
Tech | Offices | Space Heating | Forced air furnace | TRC | Existing | NE4086 | Roof Insulation | Roof Insulation | NonEquip | 20 |  | 37.5% | Tech/Econ | 0.1839% | 2209.515 | 0 | 0.99666
Tech | Offices | Space Heating | Forced air furnace | TRC | Existing | NE4060 | Programmable Thermostat | Programmable Thermostat | NonEquip | 11 |  | 0% | Tech/Econ | 3.6% | 0 | 0 | 0
Tech | Offices | Space Heating | Forced air furnace | TRC | Existing | NE4008 | Low U-Value Windows | Low U-Value Windows | NonEquip | 20 |  | 5.375% | Tech/Econ | 46% | 95731.3721 | 0 | 0.39787
Tech | Offices | Space Heating | Forced air furnace | TRC | Existing | NE3930 | Infiltration Reduction - Air Sealing | Infiltration Reduction - Air Sealing | NonEquip | 11 |  | 44.79% | Tech/Econ | 0.1041% | 1493.0476 | 0 | 0.98068
Tech | Offices | Space Heating | Forced air furnace | TRC | Existing | NE3852 | Hotel Card Energy Control Systems | Hotel Card Energy Control Systems | NonEquip | 15 |  | 0% | Tech/Econ | 0% | 0 | 0 | 0
Tech | Offices | Space Heating | Forced air furnace | TRC | Existing | NE3774 | Green Roof | Green Roof | NonEquip | 15 |  | 0.063% | Tech/Econ | 0.1421% | 2.8648 | 0 | 0
Tech | Offices | Space Heating | Forced air furnace | TRC | Existing | NE3722 | Floor Insulation | Floor Insulation | NonEquip | 20 |  | 3.375% | Tech/Econ | 0.04823% | 52.0513 | 0 | 0.023479
Tech | Offices | Space Heating | Forced air furnace | TRC | Existing | NE3644 | Facility Energy Management System | Facility Energy Management System | NonEquip | 15 |  | 2.99% | Tech/Econ | 20% | 22577.9341 | 0 | 0.40693
Tech | Offices | Space Heating | Forced air furnace | TRC | Existing | NE3566 | ECM Motors on Furnaces | ECM Motors on Furnaces | NonEquip | 15 | Forced air furnace | 47.78% | Tech/Econ | 1.706% | 26568.0456 | 0 | 0
Tech | Offices | Space Heating | Forced air furnace | TRC | Existing | NE3540 | Duct Sealing Repair | Duct Sealing Repair | NonEquip | 15 |  | 30.55% | Tech/Econ | 12% | 132771.7431 | 0 | 92.6473
Tech | Offices | Space Heating | Forced air furnace | TRC | Existing | NE3488 | Duct Insulation | Duct Insulation | NonEquip | 15 |  | 30.55% | Tech/Econ | 2.045% | 20491.0609 | 0 | 11.9637
Tech | Offices | Space Heating | Forced air furnace | TRC | Existing | NE3436 | Destratification Fans | Destratification Fans | NonEquip | 10 |  | 0% | Tech/Econ | 12.13% | 0 | 0 | 0
Tech | Offices | Space Heating | Forced air furnace | TRC | Existing | NE3384 | Dedicated Outdoor Air System on VRF unit | Dedicated Outdoor Air System on VRF unit | NonEquip | 15 | Residential/split system heat pump | 0% | Tech/Econ | 10% | 0 | 0 | 0
Tech | Offices | Space Heating | Forced air furnace | TRC | Existing | NE3332 | Cool Roof | Cool Roof | NonEquip | 15 |  | 72.74% | Tech/Econ | 0.05107% | 1188.3559 | 0 | 0
Tech | Offices | Space Heating | Forced air furnace | TRC | Existing | NE3228 | Ceiling Insulation(R30 to R38) | Ceiling Insulation(R30 to R38) | NonEquip | 20 |  | 11.4% | Tech/Econ | 0.01858% | 67.727 | 0 | 0.03055
Tech | Offices | Space Heating | Forced air furnace | TRC | Existing | NE3176 | Ceiling Insulation(R2 to R38) | Ceiling Insulation(R2 to R38) | NonEquip | 20 |  | 45.6% | Tech/Econ | 1.254% | 18432.3138 | 0 | 8.3144
Tech | Offices | Space Heating | Forced air furnace | TRC | Existing | NE3124 | Ceiling Insulation(R19 to R38) | Ceiling Insulation(R19 to R38) | NonEquip | 20 |  | 22.8% | Tech/Econ | 0.06967% | 508.2302 | 0 | 0.22925
Tech | Offices | Space Heating | Forced air furnace | TRC | Existing | NE3072 | Ceiling Insulation(R12 to R38) | Ceiling Insulation(R12 to R38) | NonEquip | 20 |  | 34.2% | Tech/Econ | 0.151% | 1653.3723 | 0 | 0.7458
Tech | Offices | Space Heating | Forced air furnace | TRC | Existing | NE2994 | Air Curtains | Air Curtains | NonEquip | 8 |  | 0% | Tech/Econ | 0.2996% | 0 | 0 | 0
Tech | Offices | Exterior Lighting | Exterior parking/lot lighting | TRC | New | NN5295 | Retro-Commissioning | Retro-Commissioning | NonEquip | 5 |  | 0% | Tech/Econ | 16% | 0 | 0 | 0
Tech | Offices | Exterior Lighting | Exterior parking/lot lighting | TRC | New | NN2981 | Outdoor Lighting Controls | Outdoor Lighting Controls | NonEquip | 8 | Exterior parking/lot lighting | 30.95% | Tech/Econ | 28% | 0 | 0 | 0
Tech | Offices | Exterior Lighting | Exterior parking/lot lighting | TRC | New | NN2955 | Bi-Level Lighting Control (Exterior) | Bi-Level Lighting Control (Exterior) | NonEquip | 9 | Exterior parking/lot lighting | 13.75% | Tech/Econ | 31% | 1353.8746 | 0 | 0
Tech | Offices | Exterior Lighting | Exterior parking/lot lighting | TRC | Existing | NE5282 | Retro-Commissioning | Retro-Commissioning | NonEquip | 5 |  | 21.99% | Tech/Econ | 16% | 652252.9831 | 0 | 338.082
Tech | Offices | Exterior Lighting | Exterior parking/lot lighting | TRC | Existing | NE2968 | Outdoor Lighting Controls | Outdoor Lighting Controls | NonEquip | 8 | Exterior parking/lot lighting | 30.95% | Tech/Econ | 28% | 1758775.31 | 0 | 0
Tech | Offices | Exterior Lighting | Exterior parking/lot lighting | TRC | Existing | NE2942 | Bi-Level Lighting Control (Exterior) | Bi-Level Lighting Control (Exterior) | NonEquip | 9 | Exterior parking/lot lighting | 13.75% | Tech/Econ | 31% | 903971.5433 | 0 | 0
Tech | Offices | Exterior Lighting | Exterior parking/lot lighting | TRC | Turnover | ET712 | LED Parking Lighting | LED Parking Lighting | Equip | 18 | Exterior parking/lot lighting | 6.728% | Tech/Econ | 84% | 1269963.827 | 0 | 0
Tech | Offices | Exterior Lighting | Exterior parking/lot lighting | TRC | Turnover | ET517 | High Efficiency HID Lighting | High Efficiency HID Lighting | Equip | 13 | Exterior parking/lot lighting | 0% | Tech/Econ | 34.18% | 0 | 0 | 0
Tech | Offices | Exterior Lighting | Exterior parking/lot lighting | TRC | New | EN738 | LED Parking Lighting | LED Parking Lighting | Equip | 18 | Exterior parking/lot lighting | 94.94% | Tech/Econ | 84% | 339637.7302 | 0 | 0
Tech | Offices | Exterior Lighting | Exterior parking/lot lighting | TRC | New | EN543 | High Efficiency HID Lighting | High Efficiency HID Lighting | Equip | 13 | Exterior parking/lot lighting | 0% | Tech/Econ | 34.18% | 0 | 0 | 0
Tech | Offices | Exterior Lighting | Exterior marquis | TRC | New | NN5295 | Retro-Commissioning | Retro-Commissioning | NonEquip | 5 |  | 0% | Tech/Econ | 16% | 0 | 0 | 0
Tech | Offices | Exterior Lighting | Exterior marquis | TRC | New | NN2981 | Outdoor Lighting Controls | Outdoor Lighting Controls | NonEquip | 8 | Exterior parking/lot lighting | 0% | Tech/Econ | 28% | 0 | 0 | 0
Tech | Offices | Exterior Lighting | Exterior marquis | TRC | New | NN2955 | Bi-Level Lighting Control (Exterior) | Bi-Level Lighting Control (Exterior) | NonEquip | 9 | Exterior parking/lot lighting | 0% | Tech/Econ | 31% | 0 | 0 | 0
Tech | Offices | Exterior Lighting | Exterior marquis | TRC | Existing | NE5282 | Retro-Commissioning | Retro-Commissioning | NonEquip | 5 |  | 21.99% | Tech/Econ | 16% | 3531.362 | 0 | 1.8304
Tech | Offices | Exterior Lighting | Exterior marquis | TRC | Existing | NE2968 | Outdoor Lighting Controls | Outdoor Lighting Controls | NonEquip | 8 | Exterior parking/lot lighting | 0% | Tech/Econ | 28% | 0 | 0 | 0
Tech | Offices | Exterior Lighting | Exterior marquis | TRC | Existing | NE2942 | Bi-Level Lighting Control (Exterior) | Bi-Level Lighting Control (Exterior) | NonEquip | 9 | Exterior parking/lot lighting | 0% | Tech/Econ | 31% | 0 | 0 | 0
Tech | Offices | Exterior Lighting | Exterior marquis | TRC | Turnover | ET634 | LED Exterior Lighting | LED Exterior Lighting | Equip | 13 | Exterior marquis | 4.268% | Tech/Econ | 60.51% | 2660.9769 | 0 | 0
Tech | Offices | Exterior Lighting | Exterior marquis | TRC | Turnover | ET595 | LED Display Lighting (Exterior) | LED Display Lighting (Exterior) | Equip | 15 | Exterior marquis | 4.268% | Tech/Econ | 87.04% | 3975.2289 | 0 | 0
Tech | Offices | Exterior Lighting | Exterior marquis | TRC | New | EN660 | LED Exterior Lighting | LED Exterior Lighting | Equip | 13 | Exterior marquis | 4.624% | Tech/Econ | 60.51% | 54.4592 | 0 | 0
Tech | Offices | Exterior Lighting | Exterior marquis | TRC | New | EN621 | LED Display Lighting (Exterior) | LED Display Lighting (Exterior) | Equip | 15 | Exterior marquis | 4.624% | Tech/Econ | 87.04% | 81.619 | 0 | 0
Tech | Offices | Miscellaneous | Elevators/Escalators | TRC | New | NN5451 | Retro-Commissioning | Retro-Commissioning | NonEquip | 5 |  | 0% | Tech/Econ | 16% | 0 | 0 | 0
Tech | Offices | Miscellaneous | Elevators/Escalators | TRC | New | NN4541 | VSD Controlled Compressor | VSD Controlled Compressor | NonEquip | 15 | Others | 0% | Tech/Econ | 20.79% | 0 | 0 | 0
Tech | Offices | Miscellaneous | Elevators/Escalators | TRC | New | NN4515 | Regenerative Drive Elevator Motor | Regenerative Drive Elevator Motor | NonEquip | 13 | Elevators/Escalators | 11.17% | Tech/Econ | 6.211% | 980.176 | 0.13642 | 0.012497
Tech | Offices | Miscellaneous | Elevators/Escalators | TRC | New | NN4489 | Engine Block Timer | Engine Block Timer | NonEquip | 5 | Others | 0% | Tech/Econ | 36% | 0 | 0 | 0
Tech | Offices | Miscellaneous | Elevators/Escalators | TRC | New | NN4463 | Efficient Motor Belts | Efficient Motor Belts | NonEquip | 10 | Others | 0% | Tech/Econ | 1.105% | 0 | 0 | 0
Tech | Offices | Miscellaneous | Elevators/Escalators | TRC | Existing | NE5438 | Retro-Commissioning | Retro-Commissioning | NonEquip | 5 |  | 21.99% | Tech/Econ | 16% | 262408.8758 | 43.87 | 136.0143
Tech | Offices | Miscellaneous | Elevators/Escalators | TRC | Existing | NE4528 | VSD Controlled Compressor | VSD Controlled Compressor | NonEquip | 15 | Others | 0% | Tech/Econ | 20.79% | 0 | 0 | 0
Tech | Offices | Miscellaneous | Elevators/Escalators | TRC | Existing | NE4502 | Regenerative Drive Elevator Motor | Regenerative Drive Elevator Motor | NonEquip | 13 | Elevators/Escalators | 10.45% | Tech/Econ | 6.211% | 46709.7636 | 6.5012 | 0.59556
Tech | Offices | Miscellaneous | Elevators/Escalators | TRC | Existing | NE4476 | Engine Block Timer | Engine Block Timer | NonEquip | 5 | Others | 0% | Tech/Econ | 36% | 0 | 0 | 0
Tech | Offices | Miscellaneous | Elevators/Escalators | TRC | Existing | NE4450 | Efficient Motor Belts | Efficient Motor Belts | NonEquip | 10 | Others | 0% | Tech/Econ | 1.105% | 0 | 0 | 0
Tech | Offices | Office Equipment | Document production | TRC | New | NN4593 | Smart Strip Plug Outlet | Smart Strip Plug Outlet | NonEquip | 4 |  | 43.9% | Tech/Econ | 1.187% | 3173.9804 | 0.47195 | 0.328
Tech | Offices | Office Equipment | Document production | TRC | New | NN4567 | Network PC Power Management | Network PC Power Management | NonEquip | 5 | Computers | 0% | Tech/Econ | 56.5% | 0 | 0 | 0
Tech | Offices | Office Equipment | Document production | TRC | Existing | NE4580 | Smart Strip Plug Outlet | Smart Strip Plug Outlet | NonEquip | 4 |  | 43.9% | Tech/Econ | 1.187% | 167470.141 | 24.9018 | 17.3064
Tech | Offices | Office Equipment | Document production | TRC | Existing | NE4554 | Network PC Power Management | Network PC Power Management | NonEquip | 5 | Computers | 0% | Tech/Econ | 56.5% | 0 | 0 | 0
Tech | Offices | Office Equipment | Document production | TRC | Turnover | ET2149 | ENERGY STAR Imaging Equipment | ENERGY STAR Imaging Equipment | Equip | 6 | Document production | 17.92% | Tech/Econ | 44.44% | 2780996.763 | 385.6585 | 258.9693
Tech | Offices | Office Equipment | Document production | TRC | New | EN2175 | ENERGY STAR Imaging Equipment | ENERGY STAR Imaging Equipment | Equip | 6 | Document production | 17.92% | Tech/Econ | 44.44% | 52706.8879 | 7.3092 | 4.9081
Tech | Offices | Space Cooling | District chilled water piped | TRC | New | NN5373 | Retro-Commissioning | Retro-Commissioning | NonEquip | 5 |  | 0% | Tech/Econ | 16% | 0 | 0 | 0
Tech | Offices | Space Cooling | District chilled water piped | TRC | New | NN4385 | Window Sun Protection | Window Sun Protection | NonEquip | 10 |  | 15.35% | Tech/Econ | 16% | 2389.6853 | 0.74407 | -0.041921
Tech | Offices | Space Cooling | District chilled water piped | TRC | New | NN4359 | Waterside Economizer | Waterside Economizer | NonEquip | 20 |  | 0% | Tech/Econ | 5.556% | 0 | 0 | 0
Tech | Offices | Space Cooling | District chilled water piped | TRC | New | NN4307 | Warehouse Loading Dock Seals | Warehouse Loading Dock Seals | NonEquip | 18 |  | 0% | Tech/Econ | 0.5387% | 0 | 0 | 0
Tech | Offices | Space Cooling | District chilled water piped | TRC | New | NN4151 | Smart Thermostat | Smart Thermostat | NonEquip | 11 |  | 45.33% | Tech/Econ | 10% | 4302.7264 | 0.05109 | 0
Tech | Offices | Space Cooling | District chilled water piped | TRC | New | NN4047 | Programmable Thermostat | Programmable Thermostat | NonEquip | 11 |  | 0% | Tech/Econ | 3.6% | 0 | 0 | 0
Tech | Offices | Space Cooling | District chilled water piped | TRC | New | NN3995 | Low U-Value Windows | Low U-Value Windows | NonEquip | 20 |  | 13.44% | Tech/Econ | 10% | 136.785 | 0.050843 | 0
Tech | Offices | Space Cooling | District chilled water piped | TRC | New | NN3917 | HVAC tune-up_RTU | HVAC tune-up_RTU | NonEquip | 5 | Packaged air conditioning units (RTUs) | 0% | Tech/Econ | 5% | 0 | 0 | 0
Tech | Offices | Space Cooling | District chilled water piped | TRC | New | NN3891 | HVAC tune-up | HVAC tune-up | NonEquip | 5 | Residential-type central air conditioners | 0% | Tech/Econ | 5% | 0 | 0 | 0
Tech | Offices | Space Cooling | District chilled water piped | TRC | New | NN3683 | Facility Energy Management System | Facility Energy Management System | NonEquip | 15 |  | 1.982% | Tech/Econ | 20% | 410.8338 | 0.086108 | 0
Tech | Offices | Space Cooling | District chilled water piped | TRC | New | NN3631 | Facility Commissioning | Facility Commissioning | NonEquip | 10 |  | 35.83% | Tech/Econ | 16% | 5918.9924 | 1.0363 | 0.023643
Tech | Offices | Space Cooling | District chilled water piped | TRC | New | NN3605 | Energy Recovery Ventilation System (ERV) | Energy Recovery Ventilation System (ERV) | NonEquip | 15 | Packaged air conditioning units (RTUs) | 0% | Tech/Econ | 6.12% | 0 | 0 | 0
Tech | Offices | Space Cooling | District chilled water piped | TRC | New | NN3527 | Duct Sealing Repair | Duct Sealing Repair | NonEquip | 15 |  | 0% | Tech/Econ | 12% | 0 | 0 | 0
Tech | Offices | Space Cooling | District chilled water piped | TRC | New | NN3475 | Duct Insulation | Duct Insulation | NonEquip | 15 |  | 0% | Tech/Econ | 2.045% | 0 | 0 | 0
Tech | Offices | Space Cooling | District chilled water piped | TRC | New | NN3423 | Dedicated Outdoor Air System on VRF unit | Dedicated Outdoor Air System on VRF unit | NonEquip | 15 | Residential-type central air conditioners | 0% | Tech/Econ | 17.5% | 0 | 0 | 0
Tech | Offices | Space Cooling | District chilled water piped | TRC | New | NN3371 | Cool Roof | Cool Roof | NonEquip | 15 |  | 72.49% | Tech/Econ | 0.3535% | 0 | 0 | 0
Tech | Offices | Space Cooling | District chilled water piped | TRC | New | NN3319 | Chilled Water System - Variable Speed Drives | Chilled Water System - Variable Speed Drives | NonEquip | 13 | Central chillers inside | 0% | Tech/Econ | 24.74% | 0 | 0 | 0
Tech | Offices | Space Cooling | District chilled water piped | TRC | New | NN3293 | Chilled Water Controls Optimization | Chilled Water Controls Optimization | NonEquip | 10 | Central chillers inside | 0% | Tech/Econ | 12.5% | 0 | 0 | 0
Tech | Offices | Space Cooling | District chilled water piped | TRC | New | NN3215 | Ceiling Insulation(R2 to R38) | Ceiling Insulation(R2 to R38) | NonEquip | 20 |  | 0% | Tech/Econ | 3.244% | 0 | 0 | 0
Tech | Offices | Space Cooling | District chilled water piped | TRC | New | NN3111 | Ceiling Insulation(R12 to R38) | Ceiling Insulation(R12 to R38) | NonEquip | 20 |  | 0% | Tech/Econ | 0.3905% | 0 | 0 | 0
Tech | Offices | Space Cooling | District chilled water piped | TRC | New | NN3059 | Airside Economizer | Airside Economizer | NonEquip | 10 | Packaged air conditioning units (RTUs) | 0% | Tech/Econ | 5.556% | 0 | 0 | 0
Tech | Offices | Space Cooling | District chilled water piped | TRC | Existing | NE5360 | Retro-Commissioning | Retro-Commissioning | NonEquip | 5 |  | 21.99% | Tech/Econ | 16% | 150856.5 | 25.2205 | 0
Tech | Offices | Space Cooling | District chilled water piped | TRC | Existing | NE4372 | Window Sun Protection | Window Sun Protection | NonEquip | 10 |  | 7.839% | Tech/Econ | 16% | 63249.7616 | 19.694 | -1.1096
Tech | Offices | Space Cooling | District chilled water piped | TRC | Existing | NE4346 | Waterside Economizer | Waterside Economizer | NonEquip | 20 |  | 0% | Tech/Econ | 5.556% | 0 | 0 | 0
Tech | Offices | Space Cooling | District chilled water piped | TRC | Existing | NE4294 | Warehouse Loading Dock Seals | Warehouse Loading Dock Seals | NonEquip | 18 |  | 0% | Tech/Econ | 0.5387% | 0 | 0 | 0
Tech | Offices | Space Cooling | District chilled water piped | TRC | Existing | NE4216 | Wall Insulation | Wall Insulation | NonEquip | 20 |  | 17.1% | Tech/Econ | 28.52% | 260146.1181 | 5.2056 | 0
Tech | Offices | Space Cooling | District chilled water piped | TRC | Existing | NE4138 | Smart Thermostat | Smart Thermostat | NonEquip | 11 |  | 45.33% | Tech/Econ | 10% | 217442.119 | 2.5819 | 0
Tech | Offices | Space Cooling | District chilled water piped | TRC | Existing | NE4112 | Roof Insulation | Roof Insulation | NonEquip | 20 |  | 37.5% | Tech/Econ | 0.4756% | 7331.3954 | 0.1467 | 0
Tech | Offices | Space Cooling | District chilled water piped | TRC | Existing | NE4034 | Programmable Thermostat | Programmable Thermostat | NonEquip | 11 |  | 0% | Tech/Econ | 3.6% | 0 | 0 | 0
Tech | Offices | Space Cooling | District chilled water piped | TRC | Existing | NE3982 | Low U-Value Windows | Low U-Value Windows | NonEquip | 20 |  | 5.375% | Tech/Econ | 46% | 135218.1162 | 50.261 | 0
Tech | Offices | Space Cooling | District chilled water piped | TRC | Existing | NE3956 | Infiltration Reduction - Air Sealing | Infiltration Reduction - Air Sealing | NonEquip | 11 |  | 44.79% | Tech/Econ | 0.2694% | 4932.0924 | 1.091 | 0
Tech | Offices | Space Cooling | District chilled water piped | TRC | Existing | NE3904 | HVAC tune-up_RTU | HVAC tune-up_RTU | NonEquip | 5 | Packaged air conditioning units (RTUs) | 0% | Tech/Econ | 5% | 0 | 0 | 0
Tech | Offices | Space Cooling | District chilled water piped | TRC | Existing | NE3878 | HVAC tune-up | HVAC tune-up | NonEquip | 5 | Residential-type central air conditioners | 0% | Tech/Econ | 5% | 0 | 0 | 0
Tech | Offices | Space Cooling | District chilled water piped | TRC | Existing | NE3800 | Green Roof | Green Roof | NonEquip | 15 |  | 0.063% | Tech/Econ | 0.2756% | 7.0977 | 0.0030152 | 0
Tech | Offices | Space Cooling | District chilled water piped | TRC | Existing | NE3670 | Facility Energy Management System | Facility Energy Management System | NonEquip | 15 |  | 2.99% | Tech/Econ | 20% | 30335.2564 | 6.3581 | 0
Tech | Offices | Space Cooling | District chilled water piped | TRC | Existing | NE3592 | Energy Recovery Ventilation System (ERV) | Energy Recovery Ventilation System (ERV) | NonEquip | 15 | Packaged air conditioning units (RTUs) | 0% | Tech/Econ | 6.12% | 0 | 0 | 0
Tech | Offices | Space Cooling | District chilled water piped | TRC | Existing | NE3514 | Duct Sealing Repair | Duct Sealing Repair | NonEquip | 15 |  | 30.55% | Tech/Econ | 12% | 182575.5966 | 35.9713 | 0
Tech | Offices | Space Cooling | District chilled water piped | TRC | Existing | NE3462 | Duct Insulation | Duct Insulation | NonEquip | 15 |  | 30.55% | Tech/Econ | 2.045% | 25850.9437 | 7.0228 | 0
Tech | Offices | Space Cooling | District chilled water piped | TRC | Existing | NE3410 | Dedicated Outdoor Air System on VRF unit | Dedicated Outdoor Air System on VRF unit | NonEquip | 15 | Residential-type central air conditioners | 0% | Tech/Econ | 17.5% | 0 | 0 | 0
Tech | Offices | Space Cooling | District chilled water piped | TRC | Existing | NE3358 | Cool Roof | Cool Roof | NonEquip | 15 |  | 72.74% | Tech/Econ | 0.3535% | 10537.7959 | 4.4767 | 0
Tech | Offices | Space Cooling | District chilled water piped | TRC | Existing | NE3306 | Chilled Water System - Variable Speed Drives | Chilled Water System - Variable Speed Drives | NonEquip | 13 | Central chillers inside | 0% | Tech/Econ | 24.74% | 0 | 0 | 0
Tech | Offices | Space Cooling | District chilled water piped | TRC | Existing | NE3280 | Chilled Water Controls Optimization | Chilled Water Controls Optimization | NonEquip | 10 | Central chillers inside | 0% | Tech/Econ | 12.5% | 0 | 0 | 0
Tech | Offices | Space Cooling | District chilled water piped | TRC | Existing | NE3202 | Ceiling Insulation(R2 to R38) | Ceiling Insulation(R2 to R38) | NonEquip | 20 |  | 45.6% | Tech/Econ | 3.244% | 64932.6213 | 1.2993 | 0
Tech | Offices | Space Cooling | District chilled water piped | TRC | Existing | NE3098 | Ceiling Insulation(R12 to R38) | Ceiling Insulation(R12 to R38) | NonEquip | 20 |  | 34.2% | Tech/Econ | 0.3905% | 5480.051 | 0.10966 | 0
Tech | Offices | Space Cooling | District chilled water piped | TRC | Existing | NE3046 | Airside Economizer | Airside Economizer | NonEquip | 10 | Packaged air conditioning units (RTUs) | 0% | Tech/Econ | 5.556% | 0 | 0 | 0
Tech | Offices | Space Cooling | District chilled water piped | TRC | Turnover | ET946 | High Efficiency Chiller (Air Cooled, 50 tons) | High Efficiency Chiller (Air Cooled, 50 tons) | Equip | 20 | District chilled water piped | 31.91% | Tech/Econ | 8.759% | 128025.8749 | 29.6897 | 6.8484
Tech | Offices | Space Cooling | District chilled water piped | TRC | Turnover | ET1102 | High Efficiency Chiller (Water cooled-positive displacement, 100 tons) | High Efficiency Chiller (Water cooled-positive displacement, 100 tons) | Equip | 20 | District chilled water piped | 31.91% | Tech/Econ | 2.683% | 37031.5041 | 11.8795 | 0.11695
Tech | Offices | Space Cooling | District chilled water piped | TRC | Turnover | ET1024 | High Efficiency Chiller (Water cooled-centrifugal, 200 tons) | High Efficiency Chiller (Water cooled-centrifugal, 200 tons) | Equip | 20 | District chilled water piped | 31.91% | Tech/Econ | 4.362% | 61979.8683 | 19.8828 | 0.19575
Tech | Offices | Space Cooling | District chilled water piped | TRC | New | EN972 | High Efficiency Chiller (Air Cooled, 50 tons) | High Efficiency Chiller (Air Cooled, 50 tons) | Equip | 20 | District chilled water piped | 31.91% | Tech/Econ | 8.759% | 2529.5415 | 0.58661 | 0.13531
Tech | Offices | Space Cooling | District chilled water piped | TRC | New | EN1128 | High Efficiency Chiller (Water cooled-positive displacement, 100 tons) | High Efficiency Chiller (Water cooled-positive displacement, 100 tons) | Equip | 20 | District chilled water piped | 31.91% | Tech/Econ | 2.683% | 742.6555 | 0.23824 | 0.0023455
Tech | Offices | Space Cooling | District chilled water piped | TRC | New | EN1050 | High Efficiency Chiller (Water cooled-centrifugal, 200 tons) | High Efficiency Chiller (Water cooled-centrifugal, 200 tons) | Equip | 20 | District chilled water piped | 31.91% | Tech/Econ | 4.362% | 1224.6012 | 0.39284 | 0.0038676
Tech | Offices | Refrigeration | Display cases | TRC | New | NN5321 | Retro-Commissioning | Retro-Commissioning | NonEquip | 5 |  | 0% | Tech/Econ | 16% | 0 | 0 | 0
Tech | Offices | Refrigeration | Display cases | TRC | New | NN4905 | Strip Curtains for Walk-ins | Strip Curtains for Walk-ins | NonEquip | 4 | Walk-in cooler | 0% | Tech/Econ | 2.115% | 0 | 0 | 0
Tech | Offices | Refrigeration | Display cases | TRC | New | NN4879 | Refrigerated Display Case Lighting Controls | Refrigerated Display Case Lighting Controls | NonEquip | 8 | Display cases | 0% | Tech/Econ | 0.9365% | 0 | 0 | 0
Tech | Offices | Refrigeration | Display cases | TRC | New | NN4853 | PSC to ECM Evaporator Fan Motor (Walk-In, Refrigerator) | PSC to ECM Evaporator Fan Motor (Walk-In, Refrigerator) | NonEquip | 15 | Walk-in cooler | 0% | Tech/Econ | 37.5% | 0 | 0 | 0
Tech | Offices | Refrigeration | Display cases | TRC | New | NN4827 | PSC to ECM Evaporator Fan Motor (Reach-In) | PSC to ECM Evaporator Fan Motor (Reach-In) | NonEquip | 15 | Display cases | 0% | Tech/Econ | 37.5% | 0 | 0 | 0
Tech | Offices | Refrigeration | Display cases | TRC | New | NN4801 | Night Covers for Display Cases | Night Covers for Display Cases | NonEquip | 5 | Display cases | 0% | Tech/Econ | 1.877% | 0 | 0 | 0
Tech | Offices | Refrigeration | Display cases | TRC | New | NN4775 | High R-Value Glass Doors | High R-Value Glass Doors | NonEquip | 12 | Display cases | 0% | Tech/Econ | 0% | 0 | 0 | 0
Tech | Offices | Refrigeration | Display cases | TRC | New | NN4749 | High Efficiency Refrigeration Compressor | High Efficiency Refrigeration Compressor | NonEquip | 13 | Display cases | 0% | Tech/Econ | 6.922% | 0 | 0 | 0
Tech | Offices | Refrigeration | Display cases | TRC | New | NN4723 | Freezer-Cooler Replacement Gaskets | Freezer-Cooler Replacement Gaskets | NonEquip | 4 | Display cases | 0% | Tech/Econ | 0% | 0 | 0 | 0
Tech | Offices | Refrigeration | Display cases | TRC | New | NN4697 | Floating Head Pressure Controls | Floating Head Pressure Controls | NonEquip | 15 |  | 0% | Tech/Econ | 6.05% | 0 | 0 | 0
Tech | Offices | Refrigeration | Display cases | TRC | New | NN4671 | Demand Defrost | Demand Defrost | NonEquip | 10 | Walk-in cooler | 0% | Tech/Econ | 30% | 0 | 0 | 0
Tech | Offices | Refrigeration | Display cases | TRC | New | NN4645 | Automatic Door Closer for Walk-in Coolers and Freezers | Automatic Door Closer for Walk-in Coolers and Freezers | NonEquip | 8 | Walk-in cooler | 0% | Tech/Econ | 3.131% | 0 | 0 | 0
Tech | Offices | Refrigeration | Display cases | TRC | New | NN4619 | Anti-Sweat Controls | Anti-Sweat Controls | NonEquip | 8 | Display cases | 0% | Tech/Econ | 85% | 0 | 0 | 0
Tech | Offices | Refrigeration | Display cases | TRC | Existing | NE5308 | Retro-Commissioning | Retro-Commissioning | NonEquip | 5 |  | 21.99% | Tech/Econ | 16% | 7680.7099 | 1.2841 | 3.9811
Tech | Offices | Refrigeration | Display cases | TRC | Existing | NE4892 | Strip Curtains for Walk-ins | Strip Curtains for Walk-ins | NonEquip | 4 | Walk-in cooler | 0% | Tech/Econ | 2.115% | 0 | 0 | 0
Tech | Offices | Refrigeration | Display cases | TRC | Existing | NE4866 | Refrigerated Display Case Lighting Controls | Refrigerated Display Case Lighting Controls | NonEquip | 8 | Display cases | 0% | Tech/Econ | 2.524% | 0 | 0 | 0
Tech | Offices | Refrigeration | Display cases | TRC | Existing | NE4840 | PSC to ECM Evaporator Fan Motor (Walk-In, Refrigerator) | PSC to ECM Evaporator Fan Motor (Walk-In, Refrigerator) | NonEquip | 15 | Walk-in cooler | 0% | Tech/Econ | 37.5% | 0 | 0 | 0
Tech | Offices | Refrigeration | Display cases | TRC | Existing | NE4814 | PSC to ECM Evaporator Fan Motor (Reach-In) | PSC to ECM Evaporator Fan Motor (Reach-In) | NonEquip | 15 | Display cases | 0% | Tech/Econ | 37.5% | 0 | 0 | 0
Tech | Offices | Refrigeration | Display cases | TRC | Existing | NE4788 | Night Covers for Display Cases | Night Covers for Display Cases | NonEquip | 5 | Display cases | 0% | Tech/Econ | 1.877% | 0 | 0 | 0
Tech | Offices | Refrigeration | Display cases | TRC | Existing | NE4762 | High R-Value Glass Doors | High R-Value Glass Doors | NonEquip | 12 | Display cases | 0% | Tech/Econ | 23.81% | 0 | 0 | 0
Tech | Offices | Refrigeration | Display cases | TRC | Existing | NE4736 | High Efficiency Refrigeration Compressor | High Efficiency Refrigeration Compressor | NonEquip | 13 | Display cases | 0% | Tech/Econ | 6.922% | 0 | 0 | 0
Tech | Offices | Refrigeration | Display cases | TRC | Existing | NE4710 | Freezer-Cooler Replacement Gaskets | Freezer-Cooler Replacement Gaskets | NonEquip | 4 | Display cases | 0% | Tech/Econ | 3.131% | 0 | 0 | 0
Tech | Offices | Refrigeration | Display cases | TRC | Existing | NE4684 | Floating Head Pressure Controls | Floating Head Pressure Controls | NonEquip | 15 |  | 0% | Tech/Econ | 6.05% | 0 | 0 | 0
Tech | Offices | Refrigeration | Display cases | TRC | Existing | NE4658 | Demand Defrost | Demand Defrost | NonEquip | 10 | Walk-in cooler | 0% | Tech/Econ | 30% | 0 | 0 | 0
Tech | Offices | Refrigeration | Display cases | TRC | Existing | NE4632 | Automatic Door Closer for Walk-in Coolers and Freezers | Automatic Door Closer for Walk-in Coolers and Freezers | NonEquip | 8 | Walk-in cooler | 0% | Tech/Econ | 3.131% | 0 | 0 | 0
Tech | Offices | Refrigeration | Display cases | TRC | Existing | NE4606 | Anti-Sweat Controls | Anti-Sweat Controls | NonEquip | 8 | Display cases | 0% | Tech/Econ | 85% | 0 | 0 | 0
Tech | Offices | Refrigeration | Display cases | TRC | Turnover | ET2617 | Refrigerated Display Case LED Lighting | Refrigerated Display Case LED Lighting | Equip | 8 | Display cases | 0% | Tech/Econ | 6.613% | 0 | 0 | 0
Tech | Offices | Refrigeration | Display cases | TRC | Turnover | ET2461 | Energy Star Commercial Solid Door Refrigerator | Energy Star Commercial Solid Door Refrigerator | Equip | 12 | Display cases | 0% | Tech/Econ | 50.28% | 0 | 0 | 0
Tech | Offices | Refrigeration | Display cases | TRC | Turnover | ET2422 | Energy Star Commercial Solid Door Freezer | Energy Star Commercial Solid Door Freezer | Equip | 12 | Display cases | 0% | Tech/Econ | 42.11% | 0 | 0 | 0
Tech | Offices | Refrigeration | Display cases | TRC | Turnover | ET2383 | Energy Star Commercial Glass Door Refrigerator | Energy Star Commercial Glass Door Refrigerator | Equip | 12 | Display cases | 0% | Tech/Econ | 37.88% | 0 | 0 | 0
Tech | Offices | Refrigeration | Display cases | TRC | Turnover | ET2344 | Energy Star Commercial Glass Door Freezer | Energy Star Commercial Glass Door Freezer | Equip | 12 | Display cases | 0% | Tech/Econ | 40.57% | 0 | 0 | 0
Tech | Offices | Refrigeration | Display cases | TRC | New | EN2643 | Refrigerated Display Case LED Lighting | Refrigerated Display Case LED Lighting | Equip | 8 | Display cases | 0% | Tech/Econ | 0% | 0 | 0 | 0
Tech | Offices | Refrigeration | Display cases | TRC | New | EN2487 | Energy Star Commercial Solid Door Refrigerator | Energy Star Commercial Solid Door Refrigerator | Equip | 12 | Display cases | 0% | Tech/Econ | 50.28% | 0 | 0 | 0
Tech | Offices | Refrigeration | Display cases | TRC | New | EN2448 | Energy Star Commercial Solid Door Freezer | Energy Star Commercial Solid Door Freezer | Equip | 12 | Display cases | 0% | Tech/Econ | 42.11% | 0 | 0 | 0
Tech | Offices | Refrigeration | Display cases | TRC | New | EN2409 | Energy Star Commercial Glass Door Refrigerator | Energy Star Commercial Glass Door Refrigerator | Equip | 12 | Display cases | 0% | Tech/Econ | 37.88% | 0 | 0 | 0
Tech | Offices | Refrigeration | Display cases | TRC | New | EN2370 | Energy Star Commercial Glass Door Freezer | Energy Star Commercial Glass Door Freezer | Equip | 12 | Display cases | 0% | Tech/Econ | 40.57% | 0 | 0 | 0
Tech | Offices | Cooking | Cooking Other | TRC | Turnover | ET244 | Induction Cooktops | Induction Cooktops | Equip | 10 | Cooking Other | 0% | Tech/Econ | 18.82% | 0 | 0 | 0
Tech | Offices | Cooking | Cooking Other | TRC | Turnover | ET166 | Energy Star Hot Food Holding Cabinet | Energy Star Hot Food Holding Cabinet | Equip | 12 | Cooking Other | 0% | Tech/Econ | 52.67% | 0 | 0 | 0
Tech | Offices | Cooking | Cooking Other | TRC | Turnover | ET127 | Energy Star Griddle | Energy Star Griddle | Equip | 12 | Cooking Other | 0% | Tech/Econ | 12.08% | 0 | 0 | 0
Tech | Offices | Cooking | Cooking Other | TRC | Turnover | ET10 | Efficient Exhaust Hood | Efficient Exhaust Hood | Equip | 15 | Cooking Other | 0% | Tech/Econ | 42.5% | 0 | 0 | 0
Tech | Offices | Cooking | Cooking Other | TRC | New | EN36 | Efficient Exhaust Hood | Efficient Exhaust Hood | Equip | 15 | Cooking Other | 0% | Tech/Econ | 42.5% | 0 | 0 | 0
Tech | Offices | Cooking | Cooking Other | TRC | New | EN270 | Induction Cooktops | Induction Cooktops | Equip | 10 | Cooking Other | 0% | Tech/Econ | 18.82% | 0 | 0 | 0
Tech | Offices | Cooking | Cooking Other | TRC | New | EN192 | Energy Star Hot Food Holding Cabinet | Energy Star Hot Food Holding Cabinet | Equip | 12 | Cooking Other | 0% | Tech/Econ | 52.67% | 0 | 0 | 0
Tech | Offices | Cooking | Cooking Other | TRC | New | EN153 | Energy Star Griddle | Energy Star Griddle | Equip | 12 | Cooking Other | 0% | Tech/Econ | 12.08% | 0 | 0 | 0
Tech | Offices | Office Equipment | Computers | TRC | New | NN4593 | Smart Strip Plug Outlet | Smart Strip Plug Outlet | NonEquip | 4 |  | 43.9% | Tech/Econ | 1.187% | 657.9589 | 0.097835 | 0.067994
Tech | Offices | Office Equipment | Computers | TRC | New | NN4567 | Network PC Power Management | Network PC Power Management | NonEquip | 5 | Computers | 22.4% | Tech/Econ | 56.5% | 21564.6294 | 3.2077 | 2.234
Tech | Offices | Office Equipment | Computers | TRC | Existing | NE4580 | Smart Strip Plug Outlet | Smart Strip Plug Outlet | NonEquip | 4 |  | 43.9% | Tech/Econ | 1.187% | 34716.1756 | 5.1621 | 3.5876
Tech | Offices | Office Equipment | Computers | TRC | Existing | NE4554 | Network PC Power Management | Network PC Power Management | NonEquip | 5 | Computers | 22.4% | Tech/Econ | 56.5% | 1137824.047 | 169.2511 | 117.8745
Tech | Offices | Office Equipment | Computers | TRC | Turnover | ET2188 | Energy Star PCs | Energy Star PCs | Equip | 4 | Computers | 35% | Tech/Econ | 43.34% | 1191445.711 | 169.6837 | 65.8166
Tech | Offices | Office Equipment | Computers | TRC | New | EN2214 | Energy Star PCs | Energy Star PCs | Equip | 4 | Computers | 35% | Tech/Econ | 43.34% | 22580.8949 | 3.2159 | 1.2474
Tech | Offices | Domestic Hot Water | Centralized water heaters | TRC | New | NN5425 | Retro-Commissioning | Retro-Commissioning | NonEquip | 5 |  | 0% | Tech/Econ | 16% | 0 | 0 | 0
Tech | Offices | Domestic Hot Water | Centralized water heaters | TRC | New | NN2929 | Thermostatic Shower Restriction Valve | Thermostatic Shower Restriction Valve | NonEquip | 10 | Centralized water heaters | 0% | Tech/Econ | 2.862% | 0 | 0 | 0
Tech | Offices | Domestic Hot Water | Centralized water heaters | TRC | New | NN2903 | Tank Wrap on Water Heater | Tank Wrap on Water Heater | NonEquip | 7 | Centralized water heaters | 55.99% | Tech/Econ | 1.264% | 93.2242 | 0.0093382 | 0.0095276
Tech | Offices | Domestic Hot Water | Centralized water heaters | TRC | New | NN2877 | Low-Flow Pre-Rinse Sprayers | Low-Flow Pre-Rinse Sprayers | NonEquip | 5 | Centralized water heaters | 0% | Tech/Econ | 3.786% | 0 | 0 | 0
Tech | Offices | Domestic Hot Water | Centralized water heaters | TRC | New | NN2851 | Low Flow Shower Head | Low Flow Shower Head | NonEquip | 10 | Centralized water heaters | 0% | Tech/Econ | 0.5798% | 0 | 0 | 0
Tech | Offices | Domestic Hot Water | Centralized water heaters | TRC | New | NN2825 | Hot Water Pipe Insulation | Hot Water Pipe Insulation | NonEquip | 13 | Centralized water heaters | 22.45% | Tech/Econ | 6.785% | 1406.9058 | 0.15717 | 0.17664
Tech | Offices | Domestic Hot Water | Centralized water heaters | TRC | New | NN2799 | Hot Water Circulation Pump Control | Hot Water Circulation Pump Control | NonEquip | 15 | Centralized water heaters | 0% | Tech/Econ | 3.258% | 0 | 0 | 0
Tech | Offices | Domestic Hot Water | Centralized water heaters | TRC | New | NN2773 | Faucet Aerator | Faucet Aerator | NonEquip | 10 | Centralized water heaters | 23.64% | Tech/Econ | 0.4097% | 0 | 0 | 0
Tech | Offices | Domestic Hot Water | Centralized water heaters | TRC | New | NN2747 | Drain Water Heat Recovery | Drain Water Heat Recovery | NonEquip | 15 | Centralized water heaters | 22.45% | Tech/Econ | 12.27% | 2616.9166 | 0.63344 | 0.30122
Tech | Offices | Domestic Hot Water | Centralized water heaters | TRC | Existing | NE5412 | Retro-Commissioning | Retro-Commissioning | NonEquip | 5 |  | 21.99% | Tech/Econ | 16% | 176284.9245 | 29.4716 | 91.3737
Tech | Offices | Domestic Hot Water | Centralized water heaters | TRC | Existing | NE2916 | Thermostatic Shower Restriction Valve | Thermostatic Shower Restriction Valve | NonEquip | 10 | Centralized water heaters | 0% | Tech/Econ | 2.738% | 0 | 0 | 0
Tech | Offices | Domestic Hot Water | Centralized water heaters | TRC | Existing | NE2890 | Tank Wrap on Water Heater | Tank Wrap on Water Heater | NonEquip | 7 | Centralized water heaters | 55.99% | Tech/Econ | 1.264% | 33256.7573 | 3.3313 | 3.3989
Tech | Offices | Domestic Hot Water | Centralized water heaters | TRC | Existing | NE2864 | Low-Flow Pre-Rinse Sprayers | Low-Flow Pre-Rinse Sprayers | NonEquip | 5 | Centralized water heaters | 0% | Tech/Econ | 3.61% | 0 | 0 | 0
Tech | Offices | Domestic Hot Water | Centralized water heaters | TRC | Existing | NE2838 | Low Flow Shower Head | Low Flow Shower Head | NonEquip | 10 | Centralized water heaters | 0% | Tech/Econ | 0.5547% | 0 | 0 | 0
Tech | Offices | Domestic Hot Water | Centralized water heaters | TRC | Existing | NE2812 | Hot Water Pipe Insulation | Hot Water Pipe Insulation | NonEquip | 13 | Centralized water heaters | 4.299% | Tech/Econ | 6.491% | 13444.7435 | 1.502 | 1.688
Tech | Offices | Domestic Hot Water | Centralized water heaters | TRC | Existing | NE2786 | Hot Water Circulation Pump Control | Hot Water Circulation Pump Control | NonEquip | 15 | Centralized water heaters | 70.18% | Tech/Econ | 3.117% | 105103.6153 | 4.9988 | 5.2514
Tech | Offices | Domestic Hot Water | Centralized water heaters | TRC | Existing | NE2760 | Faucet Aerator | Faucet Aerator | NonEquip | 10 | Centralized water heaters | 23.64% | Tech/Econ | 0.3919% | 4323.808 | 0.90115 | 0.54272
Tech | Offices | Domestic Hot Water | Centralized water heaters | TRC | Existing | NE2734 | Drain Water Heat Recovery | Drain Water Heat Recovery | NonEquip | 15 | Centralized water heaters | 2.67% | Tech/Econ | 12.27% | 15840.9603 | 3.8344 | 1.8234
Tech | Offices | Domestic Hot Water | Centralized water heaters | TRC | Turnover | ET439 | Solar Water Heater | Solar Water Heater | Equip | 15 | Centralized water heaters | 6.619% | Tech/Econ | 76.67% | 363779.5973 | 27.1896 | 3.8173
Tech | Offices | Domestic Hot Water | Centralized water heaters | TRC | Turnover | ET361 | Heat Pump Water Heater | Heat Pump Water Heater | Equip | 10 | Centralized water heaters | 40.36% | Tech/Econ | 65.32% | 1793926.808 | 303.1619 | 201.6392
Tech | Offices | Domestic Hot Water | Centralized water heaters | TRC | Turnover | ET283 | Energy Star Commercial Dishwasher | Energy Star Commercial Dishwasher | Equip | 15 | Centralized water heaters | 0% | Tech/Econ | 29.58% | 0 | 0 | 0
Tech | Offices | Domestic Hot Water | Centralized water heaters | TRC | New | EN465 | Solar Water Heater | Solar Water Heater | Equip | 15 | Centralized water heaters | 6.619% | Tech/Econ | 76.67% | 6894.5389 | 0.51531 | 0.072347
Tech | Offices | Domestic Hot Water | Centralized water heaters | TRC | New | EN387 | Heat Pump Water Heater | Heat Pump Water Heater | Equip | 10 | Centralized water heaters | 40.36% | Tech/Econ | 65.32% | 33999.428 | 5.7457 | 3.8216
Tech | Offices | Domestic Hot Water | Centralized water heaters | TRC | New | EN309 | Energy Star Commercial Dishwasher | Energy Star Commercial Dishwasher | Equip | 15 | Centralized water heaters | 0% | Tech/Econ | 29.58% | 0 | 0 | 0
Tech | Offices | Space Cooling | Central chillers inside | TRC | New | NN5373 | Retro-Commissioning | Retro-Commissioning | NonEquip | 5 |  | 0% | Tech/Econ | 16% | 0 | 0 | 0
Tech | Offices | Space Cooling | Central chillers inside | TRC | New | NN4385 | Window Sun Protection | Window Sun Protection | NonEquip | 10 |  | 15.35% | Tech/Econ | 16% | 16445.6545 | 5.1207 | -0.2885
Tech | Offices | Space Cooling | Central chillers inside | TRC | New | NN4359 | Waterside Economizer | Waterside Economizer | NonEquip | 20 |  | 0% | Tech/Econ | 5.556% | 0 | 0 | 0
Tech | Offices | Space Cooling | Central chillers inside | TRC | New | NN4307 | Warehouse Loading Dock Seals | Warehouse Loading Dock Seals | NonEquip | 18 |  | 0% | Tech/Econ | 0.5387% | 0 | 0 | 0
Tech | Offices | Space Cooling | Central chillers inside | TRC | New | NN4151 | Smart Thermostat | Smart Thermostat | NonEquip | 11 |  | 45.33% | Tech/Econ | 10% | 28648.3116 | 0.34017 | 0
Tech | Offices | Space Cooling | Central chillers inside | TRC | New | NN4047 | Programmable Thermostat | Programmable Thermostat | NonEquip | 11 |  | 0% | Tech/Econ | 3.6% | 0 | 0 | 0
Tech | Offices | Space Cooling | Central chillers inside | TRC | New | NN3995 | Low U-Value Windows | Low U-Value Windows | NonEquip | 20 |  | 13.44% | Tech/Econ | 10% | 910.7386 | 0.33852 | 0
Tech | Offices | Space Cooling | Central chillers inside | TRC | New | NN3917 | HVAC tune-up_RTU | HVAC tune-up_RTU | NonEquip | 5 | Packaged air conditioning units (RTUs) | 0% | Tech/Econ | 5% | 0 | 0 | 0
Tech | Offices | Space Cooling | Central chillers inside | TRC | New | NN3891 | HVAC tune-up | HVAC tune-up | NonEquip | 5 | Residential-type central air conditioners | 0% | Tech/Econ | 5% | 0 | 0 | 0
Tech | Offices | Space Cooling | Central chillers inside | TRC | New | NN3683 | Facility Energy Management System | Facility Energy Management System | NonEquip | 15 |  | 1.982% | Tech/Econ | 20% | 2827.3306 | 0.59259 | 0
Tech | Offices | Space Cooling | Central chillers inside | TRC | New | NN3631 | Facility Commissioning | Facility Commissioning | NonEquip | 10 |  | 35.83% | Tech/Econ | 16% | 40734.1097 | 7.1318 | 0.16271
Tech | Offices | Space Cooling | Central chillers inside | TRC | New | NN3605 | Energy Recovery Ventilation System (ERV) | Energy Recovery Ventilation System (ERV) | NonEquip | 15 | Packaged air conditioning units (RTUs) | 0% | Tech/Econ | 6.12% | 0 | 0 | 0
Tech | Offices | Space Cooling | Central chillers inside | TRC | New | NN3527 | Duct Sealing Repair | Duct Sealing Repair | NonEquip | 15 |  | 0% | Tech/Econ | 12% | 0 | 0 | 0
Tech | Offices | Space Cooling | Central chillers inside | TRC | New | NN3475 | Duct Insulation | Duct Insulation | NonEquip | 15 |  | 0% | Tech/Econ | 2.045% | 0 | 0 | 0
Tech | Offices | Space Cooling | Central chillers inside | TRC | New | NN3423 | Dedicated Outdoor Air System on VRF unit | Dedicated Outdoor Air System on VRF unit | NonEquip | 15 | Residential-type central air conditioners | 0% | Tech/Econ | 17.5% | 0 | 0 | 0
Tech | Offices | Space Cooling | Central chillers inside | TRC | New | NN3371 | Cool Roof | Cool Roof | NonEquip | 15 |  | 72.49% | Tech/Econ | 0.3535% | 0 | 0 | 0
Tech | Offices | Space Cooling | Central chillers inside | TRC | New | NN3319 | Chilled Water System - Variable Speed Drives | Chilled Water System - Variable Speed Drives | NonEquip | 13 | Central chillers inside | 73.99% | Tech/Econ | 24.74% | 159821.2635 | 14.8656 | 3.3788
Tech | Offices | Space Cooling | Central chillers inside | TRC | New | NN3293 | Chilled Water Controls Optimization | Chilled Water Controls Optimization | NonEquip | 10 | Central chillers inside | 38.3% | Tech/Econ | 12.5% | 21240.4441 | 7.0212 | 0.0015905
Tech | Offices | Space Cooling | Central chillers inside | TRC | New | NN3215 | Ceiling Insulation(R2 to R38) | Ceiling Insulation(R2 to R38) | NonEquip | 20 |  | 0% | Tech/Econ | 3.244% | 0 | 0 | 0
Tech | Offices | Space Cooling | Central chillers inside | TRC | New | NN3111 | Ceiling Insulation(R12 to R38) | Ceiling Insulation(R12 to R38) | NonEquip | 20 |  | 0% | Tech/Econ | 0.3905% | 0 | 0 | 0
Tech | Offices | Space Cooling | Central chillers inside | TRC | New | NN3059 | Airside Economizer | Airside Economizer | NonEquip | 10 | Packaged air conditioning units (RTUs) | 0% | Tech/Econ | 5.556% | 0 | 0 | 0
Tech | Offices | Space Cooling | Central chillers inside | TRC | Existing | NE5360 | Retro-Commissioning | Retro-Commissioning | NonEquip | 5 |  | 21.99% | Tech/Econ | 16% | 1005050.695 | 168.0262 | 0
Tech | Offices | Space Cooling | Central chillers inside | TRC | Existing | NE4372 | Window Sun Protection | Window Sun Protection | NonEquip | 10 |  | 7.839% | Tech/Econ | 16% | 435280.6307 | 135.5328 | -7.636
Tech | Offices | Space Cooling | Central chillers inside | TRC | Existing | NE4346 | Waterside Economizer | Waterside Economizer | NonEquip | 20 |  | 0% | Tech/Econ | 5.556% | 0 | 0 | 0
Tech | Offices | Space Cooling | Central chillers inside | TRC | Existing | NE4294 | Warehouse Loading Dock Seals | Warehouse Loading Dock Seals | NonEquip | 18 |  | 0% | Tech/Econ | 0.5387% | 0 | 0 | 0
Tech | Offices | Space Cooling | Central chillers inside | TRC | Existing | NE4216 | Wall Insulation | Wall Insulation | NonEquip | 20 |  | 17.1% | Tech/Econ | 28.52% | 2191451.165 | 43.8518 | 0
Tech | Offices | Space Cooling | Central chillers inside | TRC | Existing | NE4138 | Smart Thermostat | Smart Thermostat | NonEquip | 11 |  | 45.33% | Tech/Econ | 10% | 1448663.815 | 17.2012 | 0
Tech | Offices | Space Cooling | Central chillers inside | TRC | Existing | NE4112 | Roof Insulation | Roof Insulation | NonEquip | 20 |  | 37.5% | Tech/Econ | 0.4756% | 48843.928 | 0.97739 | 0
Tech | Offices | Space Cooling | Central chillers inside | TRC | Existing | NE4034 | Programmable Thermostat | Programmable Thermostat | NonEquip | 11 |  | 0% | Tech/Econ | 3.6% | 0 | 0 | 0
Tech | Offices | Space Cooling | Central chillers inside | TRC | Existing | NE3982 | Low U-Value Windows | Low U-Value Windows | NonEquip | 20 |  | 5.375% | Tech/Econ | 46% | 1139067.153 | 423.3946 | 0
Tech | Offices | Space Cooling | Central chillers inside | TRC | Existing | NE3956 | Infiltration Reduction - Air Sealing | Infiltration Reduction - Air Sealing | NonEquip | 11 |  | 44.79% | Tech/Econ | 0.2694% | 32859.0609 | 7.2683 | 0
Tech | Offices | Space Cooling | Central chillers inside | TRC | Existing | NE3904 | HVAC tune-up_RTU | HVAC tune-up_RTU | NonEquip | 5 | Packaged air conditioning units (RTUs) | 0% | Tech/Econ | 5% | 0 | 0 | 0
Tech | Offices | Space Cooling | Central chillers inside | TRC | Existing | NE3878 | HVAC tune-up | HVAC tune-up | NonEquip | 5 | Residential-type central air conditioners | 0% | Tech/Econ | 5% | 0 | 0 | 0
Tech | Offices | Space Cooling | Central chillers inside | TRC | Existing | NE3800 | Green Roof | Green Roof | NonEquip | 15 |  | 0.063% | Tech/Econ | 0.2756% | 47.2869 | 0.020088 | 0
Tech | Offices | Space Cooling | Central chillers inside | TRC | Existing | NE3670 | Facility Energy Management System | Facility Energy Management System | NonEquip | 15 |  | 2.99% | Tech/Econ | 20% | 208765.2067 | 43.7559 | 0
Tech | Offices | Space Cooling | Central chillers inside | TRC | Existing | NE3592 | Energy Recovery Ventilation System (ERV) | Energy Recovery Ventilation System (ERV) | NonEquip | 15 | Packaged air conditioning units (RTUs) | 0% | Tech/Econ | 6.12% | 0 | 0 | 0
Tech | Offices | Space Cooling | Central chillers inside | TRC | Existing | NE3514 | Duct Sealing Repair | Duct Sealing Repair | NonEquip | 15 |  | 30.55% | Tech/Econ | 12% | 1216372.713 | 239.6512 | 0
Tech | Offices | Space Cooling | Central chillers inside | TRC | Existing | NE3462 | Duct Insulation | Duct Insulation | NonEquip | 15 |  | 30.55% | Tech/Econ | 2.045% | 172226.6451 | 46.7882 | 0
Tech | Offices | Space Cooling | Central chillers inside | TRC | Existing | NE3410 | Dedicated Outdoor Air System on VRF unit | Dedicated Outdoor Air System on VRF unit | NonEquip | 15 | Residential-type central air conditioners | 0% | Tech/Econ | 17.5% | 0 | 0 | 0
Tech | Offices | Space Cooling | Central chillers inside | TRC | Existing | NE3358 | Cool Roof | Cool Roof | NonEquip | 15 |  | 72.74% | Tech/Econ | 0.3535% | 70205.9183 | 29.8249 | 0
Tech | Offices | Space Cooling | Central chillers inside | TRC | Existing | NE3306 | Chilled Water System - Variable Speed Drives | Chilled Water System - Variable Speed Drives | NonEquip | 13 | Central chillers inside | 73.99% | Tech/Econ | 24.74% | 7823071.707 | 727.6539 | 165.3908
Tech | Offices | Space Cooling | Central chillers inside | TRC | Existing | NE3280 | Chilled Water Controls Optimization | Chilled Water Controls Optimization | NonEquip | 10 | Central chillers inside | 25.53% | Tech/Econ | 12.5% | 1093741.766 | 361.5457 | 0.081901
Tech | Offices | Space Cooling | Central chillers inside | TRC | Existing | NE3202 | Ceiling Insulation(R2 to R38) | Ceiling Insulation(R2 to R38) | NonEquip | 20 |  | 45.6% | Tech/Econ | 3.244% | 432600.3595 | 8.6565 | 0
Tech | Offices | Space Cooling | Central chillers inside | TRC | Existing | NE3098 | Ceiling Insulation(R12 to R38) | Ceiling Insulation(R12 to R38) | NonEquip | 20 |  | 34.2% | Tech/Econ | 0.3905% | 36509.7233 | 0.73057 | 0
Tech | Offices | Space Cooling | Central chillers inside | TRC | Existing | NE3046 | Airside Economizer | Airside Economizer | NonEquip | 10 | Packaged air conditioning units (RTUs) | 0% | Tech/Econ | 5.556% | 0 | 0 | 0
Tech | Offices | Space Cooling | Central chillers inside | TRC | Turnover | ET985 | High Efficiency Chiller (Water cooled-centrifugal, 200 tons) | High Efficiency Chiller (Water cooled-centrifugal, 200 tons) | Equip | 20 | Central chillers inside | 31.91% | Tech/Econ | 4.362% | 412928.2466 | 132.4649 | 1.3041
Tech | Offices | Space Cooling | Central chillers inside | TRC | Turnover | ET907 | High Efficiency Chiller (Air Cooled, 50 tons) | High Efficiency Chiller (Air Cooled, 50 tons) | Equip | 20 | Central chillers inside | 31.91% | Tech/Econ | 8.759% | 852946.3042 | 197.8016 | 45.6259
Tech | Offices | Space Cooling | Central chillers inside | TRC | Turnover | ET1063 | High Efficiency Chiller (Water cooled-positive displacement, 100 tons) | High Efficiency Chiller (Water cooled-positive displacement, 100 tons) | Equip | 20 | Central chillers inside | 31.91% | Tech/Econ | 2.683% | 246714.8522 | 79.1446 | 0.77918
Tech | Offices | Space Cooling | Central chillers inside | TRC | New | EN933 | High Efficiency Chiller (Air Cooled, 50 tons) | High Efficiency Chiller (Air Cooled, 50 tons) | Equip | 20 | Central chillers inside | 31.91% | Tech/Econ | 8.759% | 0 | 0 | 0
Tech | Offices | Space Cooling | Central chillers inside | TRC | New | EN1089 | High Efficiency Chiller (Water cooled-positive displacement, 100 tons) | High Efficiency Chiller (Water cooled-positive displacement, 100 tons) | Equip | 20 | Central chillers inside | 31.91% | Tech/Econ | 2.683% | 0 | 0 | 0
Tech | Offices | Space Cooling | Central chillers inside | TRC | New | EN1011 | High Efficiency Chiller (Water cooled-centrifugal, 200 tons) | High Efficiency Chiller (Water cooled-centrifugal, 200 tons) | Equip | 20 | Central chillers inside | 31.91% | Tech/Econ | 4.362% | 0 | 0 | 0
Tech | Offices | Ventilation and Circulation | Central air-handling unit | TRC | New | NN5399 | Retro-Commissioning | Retro-Commissioning | NonEquip | 5 |  | 0% | Tech/Econ | 16% | 0 | 0 | 0
Tech | Offices | Ventilation and Circulation | Central air-handling unit | TRC | New | NN4983 | VAV System | VAV System | NonEquip | 10 |  | 15.96% | Tech/Econ | 30% | 73896.2035 | 21.0319 | 21.3439
Tech | Offices | Ventilation and Circulation | Central air-handling unit | TRC | New | NN4957 | Demand Controlled Ventilation | Demand Controlled Ventilation | NonEquip | 10 |  | 17.54% | Tech/Econ | 22.37% | 57676.0392 | 6.0049 | 33.8077
Tech | Offices | Ventilation and Circulation | Central air-handling unit | TRC | New | NN4931 | CO Sensors for Parking Garage Exhaust | CO Sensors for Parking Garage Exhaust | NonEquip | 15 | Motor/Fan | 0% | Tech/Econ | 33% | 0 | 0 | 0
Tech | Offices | Ventilation and Circulation | Central air-handling unit | TRC | Existing | NE5386 | Retro-Commissioning | Retro-Commissioning | NonEquip | 5 |  | 21.99% | Tech/Econ | 16% | 2628896.114 | 439.5036 | 1362.6344
Tech | Offices | Ventilation and Circulation | Central air-handling unit | TRC | Existing | NE4970 | VAV System | VAV System | NonEquip | 10 |  | 10.64% | Tech/Econ | 30% | 2599345.313 | 739.8103 | 750.785
Tech | Offices | Ventilation and Circulation | Central air-handling unit | TRC | Existing | NE4944 | Demand Controlled Ventilation | Demand Controlled Ventilation | NonEquip | 10 |  | 23.39% | Tech/Econ | 22.37% | 4125586.109 | 429.534 | 2418.2764
Tech | Offices | Ventilation and Circulation | Central air-handling unit | TRC | Existing | NE4918 | CO Sensors for Parking Garage Exhaust | CO Sensors for Parking Garage Exhaust | NonEquip | 15 | Motor/Fan | 0% | Tech/Econ | 33% | 0 | 0 | 0
Tech | Offices | Interior Lighting | case lighting | TRC | New | NN5269 | Retro-Commissioning | Retro-Commissioning | NonEquip | 5 |  | 0% | Tech/Econ | 16% | 0 | 0 | 0
Tech | Offices | Interior Lighting | case lighting | TRC | New | NN4437 | Interior Lighting Controls | Interior Lighting Controls | NonEquip | 8 | Overhead (fluorescent/LED/CFL U-shape) | 0% | Tech/Econ | 28% | 0 | 0 | 0
Tech | Offices | Interior Lighting | case lighting | TRC | New | NN4411 | Bi-Level Lighting Control (Interior) | Bi-Level Lighting Control (Interior) | NonEquip | 8 | Overhead (fluorescent/LED/CFL U-shape) | 0% | Tech/Econ | 31% | 0 | 0 | 0
Tech | Offices | Interior Lighting | case lighting | TRC | New | NN3709 | Facility Energy Management System | Facility Energy Management System | NonEquip | 15 |  | 1.982% | Tech/Econ | 24% | 0.54837 | 0.00011493 | 9.8833e-06
Tech | Offices | Interior Lighting | case lighting | TRC | Existing | NE5256 | Retro-Commissioning | Retro-Commissioning | NonEquip | 5 |  | 21.99% | Tech/Econ | 16% | 212.4773 | 0.035522 | 0.11013
Tech | Offices | Interior Lighting | case lighting | TRC | Existing | NE4424 | Interior Lighting Controls | Interior Lighting Controls | NonEquip | 8 | Overhead (fluorescent/LED/CFL U-shape) | 0% | Tech/Econ | 28% | 0 | 0 | 0
Tech | Offices | Interior Lighting | case lighting | TRC | Existing | NE4398 | Bi-Level Lighting Control (Interior) | Bi-Level Lighting Control (Interior) | NonEquip | 8 | Overhead (fluorescent/LED/CFL U-shape) | 0% | Tech/Econ | 31% | 0 | 0 | 0
Tech | Offices | Interior Lighting | case lighting | TRC | Existing | NE3696 | Facility Energy Management System | Facility Energy Management System | NonEquip | 15 |  | 2.99% | Tech/Econ | 24% | 43.6458 | 0.0091479 | 0.00078664
Tech | Offices | Space Heating | Boilers | TRC | New | NN5347 | Retro-Commissioning | Retro-Commissioning | NonEquip | 5 |  | 0% | Tech/Econ | 16% | 0 | 0 | 0
Tech | Offices | Space Heating | Boilers | TRC | New | NN4333 | Water Cooled Refrigeration Heat Recovery | Water Cooled Refrigeration Heat Recovery | NonEquip | 20 |  | 15.4% | Tech/Econ | 10% | 0 | 0 | 0
Tech | Offices | Space Heating | Boilers | TRC | New | NN4281 | Warehouse Loading Dock Seals | Warehouse Loading Dock Seals | NonEquip | 18 |  | 0% | Tech/Econ | 0.1887% | 0 | 0 | 0
Tech | Offices | Space Heating | Boilers | TRC | New | NN4255 | Wall Insulation | Wall Insulation | NonEquip | 20 |  | 42.75% | Tech/Econ | 0% | 0 | 0 | 0
Tech | Offices | Space Heating | Boilers | TRC | New | NN4177 | Smart Thermostat | Smart Thermostat | NonEquip | 11 |  | 45.33% | Tech/Econ | 10% | 0 | 0 | 0
Tech | Offices | Space Heating | Boilers | TRC | New | NN4099 | Roof Insulation | Roof Insulation | NonEquip | 20 |  | 37.5% | Tech/Econ | 0.08331% | 0 | 0 | 0
Tech | Offices | Space Heating | Boilers | TRC | New | NN4073 | Programmable Thermostat | Programmable Thermostat | NonEquip | 11 |  | 0% | Tech/Econ | 3.6% | 0 | 0 | 0
Tech | Offices | Space Heating | Boilers | TRC | New | NN4021 | Low U-Value Windows | Low U-Value Windows | NonEquip | 20 |  | 13.44% | Tech/Econ | 10% | 0 | 0 | 0
Tech | Offices | Space Heating | Boilers | TRC | New | NN3943 | Infiltration Reduction - Air Sealing | Infiltration Reduction - Air Sealing | NonEquip | 11 |  | 0% | Tech/Econ | 0.09437% | 0 | 0 | 0
Tech | Offices | Space Heating | Boilers | TRC | New | NN3865 | Hotel Card Energy Control Systems | Hotel Card Energy Control Systems | NonEquip | 15 |  | 0% | Tech/Econ | 0% | 0 | 0 | 0
Tech | Offices | Space Heating | Boilers | TRC | New | NN3787 | Green Roof | Green Roof | NonEquip | 15 |  | 0.315% | Tech/Econ | 0.1287% | 0 | 0 | 0
Tech | Offices | Space Heating | Boilers | TRC | New | NN3735 | Floor Insulation | Floor Insulation | NonEquip | 20 |  | 8.437% | Tech/Econ | 0.04371% | 0 | 0 | 0
Tech | Offices | Space Heating | Boilers | TRC | New | NN3657 | Facility Energy Management System | Facility Energy Management System | NonEquip | 15 |  | 1.982% | Tech/Econ | 20% | 0 | 0 | 0
Tech | Offices | Space Heating | Boilers | TRC | New | NN3579 | ECM Motors on Furnaces | ECM Motors on Furnaces | NonEquip | 15 | Forced air furnace | 0% | Tech/Econ | 1.706% | 0 | 0 | 0
Tech | Offices | Space Heating | Boilers | TRC | New | NN3553 | Duct Sealing Repair | Duct Sealing Repair | NonEquip | 15 |  | 0% | Tech/Econ | 12% | 0 | 0 | 0
Tech | Offices | Space Heating | Boilers | TRC | New | NN3501 | Duct Insulation | Duct Insulation | NonEquip | 15 |  | 0% | Tech/Econ | 2.045% | 0 | 0 | 0
Tech | Offices | Space Heating | Boilers | TRC | New | NN3449 | Destratification Fans | Destratification Fans | NonEquip | 10 |  | 0% | Tech/Econ | 12.13% | 0 | 0 | 0
Tech | Offices | Space Heating | Boilers | TRC | New | NN3397 | Dedicated Outdoor Air System on VRF unit | Dedicated Outdoor Air System on VRF unit | NonEquip | 15 | Residential/split system heat pump | 0% | Tech/Econ | 10% | 0 | 0 | 0
Tech | Offices | Space Heating | Boilers | TRC | New | NN3345 | Cool Roof | Cool Roof | NonEquip | 15 |  | 72.49% | Tech/Econ | 0.04628% | 0 | 0 | 0
Tech | Offices | Space Heating | Boilers | TRC | New | NN3241 | Ceiling Insulation(R30 to R38) | Ceiling Insulation(R30 to R38) | NonEquip | 20 |  | 0% | Tech/Econ | 0.01684% | 0 | 0 | 0
Tech | Offices | Space Heating | Boilers | TRC | New | NN3189 | Ceiling Insulation(R2 to R38) | Ceiling Insulation(R2 to R38) | NonEquip | 20 |  | 0% | Tech/Econ | 1.137% | 0 | 0 | 0
Tech | Offices | Space Heating | Boilers | TRC | New | NN3137 | Ceiling Insulation(R19 to R38) | Ceiling Insulation(R19 to R38) | NonEquip | 20 |  | 0% | Tech/Econ | 0.06314% | 0 | 0 | 0
Tech | Offices | Space Heating | Boilers | TRC | New | NN3085 | Ceiling Insulation(R12 to R38) | Ceiling Insulation(R12 to R38) | NonEquip | 20 |  | 0% | Tech/Econ | 0.1368% | 0 | 0 | 0
Tech | Offices | Space Heating | Boilers | TRC | New | NN3007 | Air Curtains | Air Curtains | NonEquip | 8 |  | 0% | Tech/Econ | 0.2996% | 0 | 0 | 0
Tech | Offices | Space Heating | Boilers | TRC | Existing | NE5334 | Retro-Commissioning | Retro-Commissioning | NonEquip | 5 |  | 21.99% | Tech/Econ | 16% | 0 | 0 | 0
Tech | Offices | Space Heating | Boilers | TRC | Existing | NE4320 | Water Cooled Refrigeration Heat Recovery | Water Cooled Refrigeration Heat Recovery | NonEquip | 20 |  | 15.4% | Tech/Econ | 10% | 0 | 0 | 0
Tech | Offices | Space Heating | Boilers | TRC | Existing | NE4268 | Warehouse Loading Dock Seals | Warehouse Loading Dock Seals | NonEquip | 18 |  | 0% | Tech/Econ | 0.2083% | 0 | 0 | 0
Tech | Offices | Space Heating | Boilers | TRC | Existing | NE4242 | Wall Insulation | Wall Insulation | NonEquip | 20 |  | 17.1% | Tech/Econ | 1.61% | 0 | 0 | 0
Tech | Offices | Space Heating | Boilers | TRC | Existing | NE4164 | Smart Thermostat | Smart Thermostat | NonEquip | 11 |  | 45.33% | Tech/Econ | 10% | 0 | 0 | 0
Tech | Offices | Space Heating | Boilers | TRC | Existing | NE4086 | Roof Insulation | Roof Insulation | NonEquip | 20 |  | 37.5% | Tech/Econ | 0.1839% | 0 | 0 | 0
Tech | Offices | Space Heating | Boilers | TRC | Existing | NE4060 | Programmable Thermostat | Programmable Thermostat | NonEquip | 11 |  | 0% | Tech/Econ | 3.6% | 0 | 0 | 0
Tech | Offices | Space Heating | Boilers | TRC | Existing | NE4008 | Low U-Value Windows | Low U-Value Windows | NonEquip | 20 |  | 5.375% | Tech/Econ | 46% | 0 | 0 | 0
Tech | Offices | Space Heating | Boilers | TRC | Existing | NE3930 | Infiltration Reduction - Air Sealing | Infiltration Reduction - Air Sealing | NonEquip | 11 |  | 44.79% | Tech/Econ | 0.1041% | 0 | 0 | 0
Tech | Offices | Space Heating | Boilers | TRC | Existing | NE3852 | Hotel Card Energy Control Systems | Hotel Card Energy Control Systems | NonEquip | 15 |  | 0% | Tech/Econ | 0% | 0 | 0 | 0
Tech | Offices | Space Heating | Boilers | TRC | Existing | NE3774 | Green Roof | Green Roof | NonEquip | 15 |  | 0.063% | Tech/Econ | 0.1421% | 0 | 0 | 0
Tech | Offices | Space Heating | Boilers | TRC | Existing | NE3722 | Floor Insulation | Floor Insulation | NonEquip | 20 |  | 3.375% | Tech/Econ | 0.04823% | 0 | 0 | 0
Tech | Offices | Space Heating | Boilers | TRC | Existing | NE3644 | Facility Energy Management System | Facility Energy Management System | NonEquip | 15 |  | 2.99% | Tech/Econ | 20% | 0 | 0 | 0
Tech | Offices | Space Heating | Boilers | TRC | Existing | NE3566 | ECM Motors on Furnaces | ECM Motors on Furnaces | NonEquip | 15 | Forced air furnace | 0% | Tech/Econ | 1.706% | 0 | 0 | 0
Tech | Offices | Space Heating | Boilers | TRC | Existing | NE3540 | Duct Sealing Repair | Duct Sealing Repair | NonEquip | 15 |  | 30.55% | Tech/Econ | 12% | 0 | 0 | 0
Tech | Offices | Space Heating | Boilers | TRC | Existing | NE3488 | Duct Insulation | Duct Insulation | NonEquip | 15 |  | 30.55% | Tech/Econ | 2.045% | 0 | 0 | 0
Tech | Offices | Space Heating | Boilers | TRC | Existing | NE3436 | Destratification Fans | Destratification Fans | NonEquip | 10 |  | 0% | Tech/Econ | 12.13% | 0 | 0 | 0
Tech | Offices | Space Heating | Boilers | TRC | Existing | NE3384 | Dedicated Outdoor Air System on VRF unit | Dedicated Outdoor Air System on VRF unit | NonEquip | 15 | Residential/split system heat pump | 0% | Tech/Econ | 10% | 0 | 0 | 0
Tech | Offices | Space Heating | Boilers | TRC | Existing | NE3332 | Cool Roof | Cool Roof | NonEquip | 15 |  | 72.74% | Tech/Econ | 0.05107% | 0 | 0 | 0
Tech | Offices | Space Heating | Boilers | TRC | Existing | NE3228 | Ceiling Insulation(R30 to R38) | Ceiling Insulation(R30 to R38) | NonEquip | 20 |  | 11.4% | Tech/Econ | 0.01858% | 0 | 0 | 0
Tech | Offices | Space Heating | Boilers | TRC | Existing | NE3176 | Ceiling Insulation(R2 to R38) | Ceiling Insulation(R2 to R38) | NonEquip | 20 |  | 45.6% | Tech/Econ | 1.254% | 0 | 0 | 0
Tech | Offices | Space Heating | Boilers | TRC | Existing | NE3124 | Ceiling Insulation(R19 to R38) | Ceiling Insulation(R19 to R38) | NonEquip | 20 |  | 22.8% | Tech/Econ | 0.06967% | 0 | 0 | 0
Tech | Offices | Space Heating | Boilers | TRC | Existing | NE3072 | Ceiling Insulation(R12 to R38) | Ceiling Insulation(R12 to R38) | NonEquip | 20 |  | 34.2% | Tech/Econ | 0.151% | 0 | 0 | 0
Tech | Offices | Space Heating | Boilers | TRC | Existing | NE2994 | Air Curtains | Air Curtains | NonEquip | 8 |  | 0% | Tech/Econ | 0.2996% | 0 | 0 | 0
Tech | Offices | Domestic Hot Water | "Point-of-Use" water heaters | TRC | New | NN5425 | Retro-Commissioning | Retro-Commissioning | NonEquip | 5 |  | 0% | Tech/Econ | 16% | 0 | 0 | 0
Tech | Offices | Domestic Hot Water | "Point-of-Use" water heaters | TRC | New | NN2929 | Thermostatic Shower Restriction Valve | Thermostatic Shower Restriction Valve | NonEquip | 10 | Centralized water heaters | 0% | Tech/Econ | 2.862% | 0 | 0 | 0
Tech | Offices | Domestic Hot Water | "Point-of-Use" water heaters | TRC | New | NN2903 | Tank Wrap on Water Heater | Tank Wrap on Water Heater | NonEquip | 7 | Centralized water heaters | 0% | Tech/Econ | 1.264% | 0 | 0 | 0
Tech | Offices | Domestic Hot Water | "Point-of-Use" water heaters | TRC | New | NN2877 | Low-Flow Pre-Rinse Sprayers | Low-Flow Pre-Rinse Sprayers | NonEquip | 5 | Centralized water heaters | 0% | Tech/Econ | 3.786% | 0 | 0 | 0
Tech | Offices | Domestic Hot Water | "Point-of-Use" water heaters | TRC | New | NN2851 | Low Flow Shower Head | Low Flow Shower Head | NonEquip | 10 | Centralized water heaters | 0% | Tech/Econ | 0.5798% | 0 | 0 | 0
Tech | Offices | Domestic Hot Water | "Point-of-Use" water heaters | TRC | New | NN2825 | Hot Water Pipe Insulation | Hot Water Pipe Insulation | NonEquip | 13 | Centralized water heaters | 0% | Tech/Econ | 6.785% | 0 | 0 | 0
Tech | Offices | Domestic Hot Water | "Point-of-Use" water heaters | TRC | New | NN2799 | Hot Water Circulation Pump Control | Hot Water Circulation Pump Control | NonEquip | 15 | Centralized water heaters | 0% | Tech/Econ | 3.258% | 0 | 0 | 0
Tech | Offices | Domestic Hot Water | "Point-of-Use" water heaters | TRC | New | NN2773 | Faucet Aerator | Faucet Aerator | NonEquip | 10 | Centralized water heaters | 0% | Tech/Econ | 0.4097% | 0 | 0 | 0
Tech | Offices | Domestic Hot Water | "Point-of-Use" water heaters | TRC | New | NN2747 | Drain Water Heat Recovery | Drain Water Heat Recovery | NonEquip | 15 | Centralized water heaters | 0% | Tech/Econ | 12.27% | 0 | 0 | 0
Tech | Offices | Domestic Hot Water | "Point-of-Use" water heaters | TRC | Existing | NE5412 | Retro-Commissioning | Retro-Commissioning | NonEquip | 5 |  | 21.99% | Tech/Econ | 16% | 33243.3909 | 5.5577 | 17.231
Tech | Offices | Domestic Hot Water | "Point-of-Use" water heaters | TRC | Existing | NE2916 | Thermostatic Shower Restriction Valve | Thermostatic Shower Restriction Valve | NonEquip | 10 | Centralized water heaters | 0% | Tech/Econ | 2.738% | 0 | 0 | 0
Tech | Offices | Domestic Hot Water | "Point-of-Use" water heaters | TRC | Existing | NE2890 | Tank Wrap on Water Heater | Tank Wrap on Water Heater | NonEquip | 7 | Centralized water heaters | 0% | Tech/Econ | 1.264% | 0 | 0 | 0
Tech | Offices | Domestic Hot Water | "Point-of-Use" water heaters | TRC | Existing | NE2864 | Low-Flow Pre-Rinse Sprayers | Low-Flow Pre-Rinse Sprayers | NonEquip | 5 | Centralized water heaters | 0% | Tech/Econ | 3.61% | 0 | 0 | 0
Tech | Offices | Domestic Hot Water | "Point-of-Use" water heaters | TRC | Existing | NE2838 | Low Flow Shower Head | Low Flow Shower Head | NonEquip | 10 | Centralized water heaters | 0% | Tech/Econ | 0.5547% | 0 | 0 | 0
Tech | Offices | Domestic Hot Water | "Point-of-Use" water heaters | TRC | Existing | NE2812 | Hot Water Pipe Insulation | Hot Water Pipe Insulation | NonEquip | 13 | Centralized water heaters | 0% | Tech/Econ | 6.491% | 0 | 0 | 0
Tech | Offices | Domestic Hot Water | "Point-of-Use" water heaters | TRC | Existing | NE2786 | Hot Water Circulation Pump Control | Hot Water Circulation Pump Control | NonEquip | 15 | Centralized water heaters | 0% | Tech/Econ | 3.117% | 0 | 0 | 0
Tech | Offices | Domestic Hot Water | "Point-of-Use" water heaters | TRC | Existing | NE2760 | Faucet Aerator | Faucet Aerator | NonEquip | 10 | Centralized water heaters | 0% | Tech/Econ | 0.3919% | 0 | 0 | 0
Tech | Offices | Domestic Hot Water | "Point-of-Use" water heaters | TRC | Existing | NE2734 | Drain Water Heat Recovery | Drain Water Heat Recovery | NonEquip | 15 | Centralized water heaters | 0% | Tech/Econ | 12.27% | 0 | 0 | 0
Tech | Offices | Domestic Hot Water | "Point-of-Use" water heaters | TRC | Turnover | ET400 | Instantaneous Hot Water System | Instantaneous Hot Water System | Equip | 20 | "Point-of-Use" water heaters | 94.56% | Tech/Econ | 5.847% | 55300.0555 | 6.1262 | 7.0591
Tech | Offices | Domestic Hot Water | "Point-of-Use" water heaters | TRC | Turnover | ET322 | Energy Star Commercial Dishwasher | Energy Star Commercial Dishwasher | Equip | 15 | "Point-of-Use" water heaters | 0% | Tech/Econ | 29.42% | 0 | 0 | 0
Tech | Offices | Domestic Hot Water | "Point-of-Use" water heaters | TRC | New | EN426 | Instantaneous Hot Water System | Instantaneous Hot Water System | Equip | 20 | "Point-of-Use" water heaters | 94.56% | Tech/Econ | 5.847% | 1048.0752 | 0.11611 | 0.13379
Tech | Offices | Domestic Hot Water | "Point-of-Use" water heaters | TRC | New | EN348 | Energy Star Commercial Dishwasher | Energy Star Commercial Dishwasher | Equip | 15 | "Point-of-Use" water heaters | 0% | Tech/Econ | 29.42% | 0 | 0 | 0
Tech | Restaurants | Refrigeration | Walk-in cooler | TRC | New | NN5322 | Retro-Commissioning | Retro-Commissioning | NonEquip | 5 |  | 0% | Tech/Econ | 16% | 0 | 0 | 0
Tech | Restaurants | Refrigeration | Walk-in cooler | TRC | New | NN4906 | Strip Curtains for Walk-ins | Strip Curtains for Walk-ins | NonEquip | 4 | Walk-in cooler | 3.76% | Tech/Econ | 2.115% | 0 | 0 | 0
Tech | Restaurants | Refrigeration | Walk-in cooler | TRC | New | NN4880 | Refrigerated Display Case Lighting Controls | Refrigerated Display Case Lighting Controls | NonEquip | 8 | Display cases | 0% | Tech/Econ | 0.9365% | 0 | 0 | 0
Tech | Restaurants | Refrigeration | Walk-in cooler | TRC | New | NN4854 | PSC to ECM Evaporator Fan Motor (Walk-In, Refrigerator) | PSC to ECM Evaporator Fan Motor (Walk-In, Refrigerator) | NonEquip | 15 | Walk-in cooler | 68.68% | Tech/Econ | 37.5% | 39952.1459 | 5.18 | 4.3389
Tech | Restaurants | Refrigeration | Walk-in cooler | TRC | New | NN4828 | PSC to ECM Evaporator Fan Motor (Reach-In) | PSC to ECM Evaporator Fan Motor (Reach-In) | NonEquip | 15 | Display cases | 0% | Tech/Econ | 37.5% | 0 | 0 | 0
Tech | Restaurants | Refrigeration | Walk-in cooler | TRC | New | NN4802 | Night Covers for Display Cases | Night Covers for Display Cases | NonEquip | 5 | Display cases | 0% | Tech/Econ | 1.877% | 0 | 0 | 0
Tech | Restaurants | Refrigeration | Walk-in cooler | TRC | New | NN4776 | High R-Value Glass Doors | High R-Value Glass Doors | NonEquip | 12 | Display cases | 0% | Tech/Econ | 0% | 0 | 0 | 0
Tech | Restaurants | Refrigeration | Walk-in cooler | TRC | New | NN4750 | High Efficiency Refrigeration Compressor | High Efficiency Refrigeration Compressor | NonEquip | 13 | Display cases | 0% | Tech/Econ | 6.922% | 0 | 0 | 0
Tech | Restaurants | Refrigeration | Walk-in cooler | TRC | New | NN4724 | Freezer-Cooler Replacement Gaskets | Freezer-Cooler Replacement Gaskets | NonEquip | 4 | Display cases | 0% | Tech/Econ | 0% | 0 | 0 | 0
Tech | Restaurants | Refrigeration | Walk-in cooler | TRC | New | NN4698 | Floating Head Pressure Controls | Floating Head Pressure Controls | NonEquip | 15 |  | 0% | Tech/Econ | 6.05% | 0 | 0 | 0
Tech | Restaurants | Refrigeration | Walk-in cooler | TRC | New | NN4672 | Demand Defrost | Demand Defrost | NonEquip | 10 | Walk-in cooler | 0% | Tech/Econ | 30% | 0 | 0 | 0
Tech | Restaurants | Refrigeration | Walk-in cooler | TRC | New | NN4646 | Automatic Door Closer for Walk-in Coolers and Freezers | Automatic Door Closer for Walk-in Coolers and Freezers | NonEquip | 8 | Walk-in cooler | 55.99% | Tech/Econ | 3.131% | 1129.1693 | 0.1464 | 0.12263
Tech | Restaurants | Refrigeration | Walk-in cooler | TRC | New | NN4620 | Anti-Sweat Controls | Anti-Sweat Controls | NonEquip | 8 | Display cases | 0% | Tech/Econ | 85% | 0 | 0 | 0
Tech | Restaurants | Refrigeration | Walk-in cooler | TRC | Existing | NE5309 | Retro-Commissioning | Retro-Commissioning | NonEquip | 5 |  | 21.99% | Tech/Econ | 16% | 329069.3992 | 101.599 | 196.8585
Tech | Restaurants | Refrigeration | Walk-in cooler | TRC | Existing | NE4893 | Strip Curtains for Walk-ins | Strip Curtains for Walk-ins | NonEquip | 4 | Walk-in cooler | 3.76% | Tech/Econ | 2.115% | 7052.4527 | 0.91439 | 0.76591
Tech | Restaurants | Refrigeration | Walk-in cooler | TRC | Existing | NE4867 | Refrigerated Display Case Lighting Controls | Refrigerated Display Case Lighting Controls | NonEquip | 8 | Display cases | 0% | Tech/Econ | 2.524% | 0 | 0 | 0
Tech | Restaurants | Refrigeration | Walk-in cooler | TRC | Existing | NE4841 | PSC to ECM Evaporator Fan Motor (Walk-In, Refrigerator) | PSC to ECM Evaporator Fan Motor (Walk-In, Refrigerator) | NonEquip | 15 | Walk-in cooler | 17.17% | Tech/Econ | 37.5% | 795498.7773 | 103.1405 | 86.3931
Tech | Restaurants | Refrigeration | Walk-in cooler | TRC | Existing | NE4815 | PSC to ECM Evaporator Fan Motor (Reach-In) | PSC to ECM Evaporator Fan Motor (Reach-In) | NonEquip | 15 | Display cases | 0% | Tech/Econ | 37.5% | 0 | 0 | 0
Tech | Restaurants | Refrigeration | Walk-in cooler | TRC | Existing | NE4789 | Night Covers for Display Cases | Night Covers for Display Cases | NonEquip | 5 | Display cases | 0% | Tech/Econ | 1.877% | 0 | 0 | 0
Tech | Restaurants | Refrigeration | Walk-in cooler | TRC | Existing | NE4763 | High R-Value Glass Doors | High R-Value Glass Doors | NonEquip | 12 | Display cases | 0% | Tech/Econ | 23.81% | 0 | 0 | 0
Tech | Restaurants | Refrigeration | Walk-in cooler | TRC | Existing | NE4737 | High Efficiency Refrigeration Compressor | High Efficiency Refrigeration Compressor | NonEquip | 13 | Display cases | 0% | Tech/Econ | 6.922% | 0 | 0 | 0
Tech | Restaurants | Refrigeration | Walk-in cooler | TRC | Existing | NE4711 | Freezer-Cooler Replacement Gaskets | Freezer-Cooler Replacement Gaskets | NonEquip | 4 | Display cases | 0% | Tech/Econ | 3.131% | 0 | 0 | 0
Tech | Restaurants | Refrigeration | Walk-in cooler | TRC | Existing | NE4685 | Floating Head Pressure Controls | Floating Head Pressure Controls | NonEquip | 15 |  | 0% | Tech/Econ | 6.05% | 0 | 0 | 0
Tech | Restaurants | Refrigeration | Walk-in cooler | TRC | Existing | NE4659 | Demand Defrost | Demand Defrost | NonEquip | 10 | Walk-in cooler | 63.61% | Tech/Econ | 30% | 2205782.98 | 285.9911 | 239.5533
Tech | Restaurants | Refrigeration | Walk-in cooler | TRC | Existing | NE4633 | Automatic Door Closer for Walk-in Coolers and Freezers | Automatic Door Closer for Walk-in Coolers and Freezers | NonEquip | 8 | Walk-in cooler | 55.99% | Tech/Econ | 3.131% | 158186.9202 | 20.5097 | 17.1795
Tech | Restaurants | Refrigeration | Walk-in cooler | TRC | Existing | NE4607 | Anti-Sweat Controls | Anti-Sweat Controls | NonEquip | 8 | Display cases | 0% | Tech/Econ | 85% | 0 | 0 | 0
Tech | Restaurants | Refrigeration | Vending and ice makers | TRC | New | NN5322 | Retro-Commissioning | Retro-Commissioning | NonEquip | 5 |  | 0% | Tech/Econ | 16% | 0 | 0 | 0
Tech | Restaurants | Refrigeration | Vending and ice makers | TRC | New | NN4906 | Strip Curtains for Walk-ins | Strip Curtains for Walk-ins | NonEquip | 4 | Walk-in cooler | 0% | Tech/Econ | 2.115% | 0 | 0 | 0
Tech | Restaurants | Refrigeration | Vending and ice makers | TRC | New | NN4880 | Refrigerated Display Case Lighting Controls | Refrigerated Display Case Lighting Controls | NonEquip | 8 | Display cases | 0% | Tech/Econ | 0.9365% | 0 | 0 | 0
Tech | Restaurants | Refrigeration | Vending and ice makers | TRC | New | NN4854 | PSC to ECM Evaporator Fan Motor (Walk-In, Refrigerator) | PSC to ECM Evaporator Fan Motor (Walk-In, Refrigerator) | NonEquip | 15 | Walk-in cooler | 0% | Tech/Econ | 37.5% | 0 | 0 | 0
Tech | Restaurants | Refrigeration | Vending and ice makers | TRC | New | NN4828 | PSC to ECM Evaporator Fan Motor (Reach-In) | PSC to ECM Evaporator Fan Motor (Reach-In) | NonEquip | 15 | Display cases | 0% | Tech/Econ | 37.5% | 0 | 0 | 0
Tech | Restaurants | Refrigeration | Vending and ice makers | TRC | New | NN4802 | Night Covers for Display Cases | Night Covers for Display Cases | NonEquip | 5 | Display cases | 0% | Tech/Econ | 1.877% | 0 | 0 | 0
Tech | Restaurants | Refrigeration | Vending and ice makers | TRC | New | NN4776 | High R-Value Glass Doors | High R-Value Glass Doors | NonEquip | 12 | Display cases | 0% | Tech/Econ | 0% | 0 | 0 | 0
Tech | Restaurants | Refrigeration | Vending and ice makers | TRC | New | NN4750 | High Efficiency Refrigeration Compressor | High Efficiency Refrigeration Compressor | NonEquip | 13 | Display cases | 0% | Tech/Econ | 6.922% | 0 | 0 | 0
Tech | Restaurants | Refrigeration | Vending and ice makers | TRC | New | NN4724 | Freezer-Cooler Replacement Gaskets | Freezer-Cooler Replacement Gaskets | NonEquip | 4 | Display cases | 0% | Tech/Econ | 0% | 0 | 0 | 0
Tech | Restaurants | Refrigeration | Vending and ice makers | TRC | New | NN4698 | Floating Head Pressure Controls | Floating Head Pressure Controls | NonEquip | 15 |  | 0% | Tech/Econ | 6.05% | 0 | 0 | 0
Tech | Restaurants | Refrigeration | Vending and ice makers | TRC | New | NN4672 | Demand Defrost | Demand Defrost | NonEquip | 10 | Walk-in cooler | 0% | Tech/Econ | 30% | 0 | 0 | 0
Tech | Restaurants | Refrigeration | Vending and ice makers | TRC | New | NN4646 | Automatic Door Closer for Walk-in Coolers and Freezers | Automatic Door Closer for Walk-in Coolers and Freezers | NonEquip | 8 | Walk-in cooler | 0% | Tech/Econ | 3.131% | 0 | 0 | 0
Tech | Restaurants | Refrigeration | Vending and ice makers | TRC | New | NN4620 | Anti-Sweat Controls | Anti-Sweat Controls | NonEquip | 8 | Display cases | 0% | Tech/Econ | 85% | 0 | 0 | 0
Tech | Restaurants | Refrigeration | Vending and ice makers | TRC | Existing | NE5309 | Retro-Commissioning | Retro-Commissioning | NonEquip | 5 |  | 21.99% | Tech/Econ | 16% | 635172.5203 | 196.1073 | 379.978
Tech | Restaurants | Refrigeration | Vending and ice makers | TRC | Existing | NE4893 | Strip Curtains for Walk-ins | Strip Curtains for Walk-ins | NonEquip | 4 | Walk-in cooler | 0% | Tech/Econ | 2.115% | 0 | 0 | 0
Tech | Restaurants | Refrigeration | Vending and ice makers | TRC | Existing | NE4867 | Refrigerated Display Case Lighting Controls | Refrigerated Display Case Lighting Controls | NonEquip | 8 | Display cases | 0% | Tech/Econ | 2.524% | 0 | 0 | 0
Tech | Restaurants | Refrigeration | Vending and ice makers | TRC | Existing | NE4841 | PSC to ECM Evaporator Fan Motor (Walk-In, Refrigerator) | PSC to ECM Evaporator Fan Motor (Walk-In, Refrigerator) | NonEquip | 15 | Walk-in cooler | 0% | Tech/Econ | 37.5% | 0 | 0 | 0
Tech | Restaurants | Refrigeration | Vending and ice makers | TRC | Existing | NE4815 | PSC to ECM Evaporator Fan Motor (Reach-In) | PSC to ECM Evaporator Fan Motor (Reach-In) | NonEquip | 15 | Display cases | 0% | Tech/Econ | 37.5% | 0 | 0 | 0
Tech | Restaurants | Refrigeration | Vending and ice makers | TRC | Existing | NE4789 | Night Covers for Display Cases | Night Covers for Display Cases | NonEquip | 5 | Display cases | 0% | Tech/Econ | 1.877% | 0 | 0 | 0
Tech | Restaurants | Refrigeration | Vending and ice makers | TRC | Existing | NE4763 | High R-Value Glass Doors | High R-Value Glass Doors | NonEquip | 12 | Display cases | 0% | Tech/Econ | 23.81% | 0 | 0 | 0
Tech | Restaurants | Refrigeration | Vending and ice makers | TRC | Existing | NE4737 | High Efficiency Refrigeration Compressor | High Efficiency Refrigeration Compressor | NonEquip | 13 | Display cases | 0% | Tech/Econ | 6.922% | 0 | 0 | 0
Tech | Restaurants | Refrigeration | Vending and ice makers | TRC | Existing | NE4711 | Freezer-Cooler Replacement Gaskets | Freezer-Cooler Replacement Gaskets | NonEquip | 4 | Display cases | 0% | Tech/Econ | 3.131% | 0 | 0 | 0
Tech | Restaurants | Refrigeration | Vending and ice makers | TRC | Existing | NE4685 | Floating Head Pressure Controls | Floating Head Pressure Controls | NonEquip | 15 |  | 0% | Tech/Econ | 6.05% | 0 | 0 | 0
Tech | Restaurants | Refrigeration | Vending and ice makers | TRC | Existing | NE4659 | Demand Defrost | Demand Defrost | NonEquip | 10 | Walk-in cooler | 0% | Tech/Econ | 30% | 0 | 0 | 0
Tech | Restaurants | Refrigeration | Vending and ice makers | TRC | Existing | NE4633 | Automatic Door Closer for Walk-in Coolers and Freezers | Automatic Door Closer for Walk-in Coolers and Freezers | NonEquip | 8 | Walk-in cooler | 0% | Tech/Econ | 3.131% | 0 | 0 | 0
Tech | Restaurants | Refrigeration | Vending and ice makers | TRC | Existing | NE4607 | Anti-Sweat Controls | Anti-Sweat Controls | NonEquip | 8 | Display cases | 0% | Tech/Econ | 85% | 0 | 0 | 0
Tech | Restaurants | Refrigeration | Vending and ice makers | TRC | Turnover | ET2579 | Energy Star Vending Machine | Energy Star Vending Machine | Equip | 14 | Vending and ice makers | 4.15% | Tech/Econ | 36% | 284811.1799 | 44.6957 | 27.7792
Tech | Restaurants | Refrigeration | Vending and ice makers | TRC | Turnover | ET2501 | Energy Star Ice Maker | Energy Star Ice Maker | Equip | 8 | Vending and ice makers | 33.92% | Tech/Econ | 11.39% | 725386.1819 | 94.05 | 78.7787
Tech | Restaurants | Refrigeration | Vending and ice makers | TRC | New | EN2605 | Energy Star Vending Machine | Energy Star Vending Machine | Equip | 14 | Vending and ice makers | 4.15% | Tech/Econ | 36% | 3576.001 | 0.56119 | 0.34879
Tech | Restaurants | Refrigeration | Vending and ice makers | TRC | New | EN2527 | Energy Star Ice Maker | Energy Star Ice Maker | Equip | 8 | Vending and ice makers | 33.92% | Tech/Econ | 11.39% | 9107.7244 | 1.1809 | 0.98912
Tech | Restaurants | Exterior Lighting | Street lighting | TRC | New | NN5296 | Retro-Commissioning | Retro-Commissioning | NonEquip | 5 |  | 0% | Tech/Econ | 16% | 0 | 0 | 0
Tech | Restaurants | Exterior Lighting | Street lighting | TRC | New | NN2982 | Outdoor Lighting Controls | Outdoor Lighting Controls | NonEquip | 8 | Exterior parking/lot lighting | 0% | Tech/Econ | 28% | 0 | 0 | 0
Tech | Restaurants | Exterior Lighting | Street lighting | TRC | New | NN2956 | Bi-Level Lighting Control (Exterior) | Bi-Level Lighting Control (Exterior) | NonEquip | 9 | Exterior parking/lot lighting | 0% | Tech/Econ | 31% | 0 | 0 | 0
Tech | Restaurants | Exterior Lighting | Street lighting | TRC | Existing | NE5283 | Retro-Commissioning | Retro-Commissioning | NonEquip | 5 |  | 21.99% | Tech/Econ | 16% | 594.8968 | 0 | 0.35588
Tech | Restaurants | Exterior Lighting | Street lighting | TRC | Existing | NE2969 | Outdoor Lighting Controls | Outdoor Lighting Controls | NonEquip | 8 | Exterior parking/lot lighting | 0% | Tech/Econ | 28% | 0 | 0 | 0
Tech | Restaurants | Exterior Lighting | Street lighting | TRC | Existing | NE2943 | Bi-Level Lighting Control (Exterior) | Bi-Level Lighting Control (Exterior) | NonEquip | 9 | Exterior parking/lot lighting | 0% | Tech/Econ | 31% | 0 | 0 | 0
Tech | Restaurants | Exterior Lighting | Street lighting | TRC | Turnover | ET791 | LED Traffic and Crosswalk Lighting | LED Traffic and Crosswalk Lighting | Equip | 10 | Street lighting | 0% | Tech/Econ | 37.14% | 0 | 0 | 0
Tech | Restaurants | Exterior Lighting | Street lighting | TRC | Turnover | ET752 | LED Street Lights | LED Street Lights | Equip | 18 | Street lighting | 0% | Tech/Econ | 66.53% | 0 | 0 | 0
Tech | Restaurants | Exterior Lighting | Street lighting | TRC | New | EN817 | LED Traffic and Crosswalk Lighting | LED Traffic and Crosswalk Lighting | Equip | 10 | Street lighting | 0% | Tech/Econ | 37.14% | 0 | 0 | 0
Tech | Restaurants | Exterior Lighting | Street lighting | TRC | New | EN778 | LED Street Lights | LED Street Lights | Equip | 18 | Street lighting | 0% | Tech/Econ | 66.53% | 0 | 0 | 0
Tech | Restaurants | Cooking | Steamer | TRC | Turnover | ET206 | Energy Star Steamer | Energy Star Steamer | Equip | 12 | Steamer | 11.72% | Tech/Econ | 56.63% | 5097.6862 | 0.74904 | 0.43493
Tech | Restaurants | Cooking | Steamer | TRC | New | EN232 | Energy Star Steamer | Energy Star Steamer | Equip | 12 | Steamer | 11.72% | Tech/Econ | 56.63% | 64.005 | 0.0094048 | 0.0054608
Tech | Restaurants | Exterior Lighting | Spot lighting/Security/Flood | TRC | New | NN5296 | Retro-Commissioning | Retro-Commissioning | NonEquip | 5 |  | 0% | Tech/Econ | 16% | 0 | 0 | 0
Tech | Restaurants | Exterior Lighting | Spot lighting/Security/Flood | TRC | New | NN2982 | Outdoor Lighting Controls | Outdoor Lighting Controls | NonEquip | 8 | Exterior parking/lot lighting | 0% | Tech/Econ | 28% | 0 | 0 | 0
Tech | Restaurants | Exterior Lighting | Spot lighting/Security/Flood | TRC | New | NN2956 | Bi-Level Lighting Control (Exterior) | Bi-Level Lighting Control (Exterior) | NonEquip | 9 | Exterior parking/lot lighting | 0% | Tech/Econ | 31% | 0 | 0 | 0
Tech | Restaurants | Exterior Lighting | Spot lighting/Security/Flood | TRC | Existing | NE5283 | Retro-Commissioning | Retro-Commissioning | NonEquip | 5 |  | 21.99% | Tech/Econ | 16% | 513.0878 | 0 | 0.30694
Tech | Restaurants | Exterior Lighting | Spot lighting/Security/Flood | TRC | Existing | NE2969 | Outdoor Lighting Controls | Outdoor Lighting Controls | NonEquip | 8 | Exterior parking/lot lighting | 0% | Tech/Econ | 28% | 0 | 0 | 0
Tech | Restaurants | Exterior Lighting | Spot lighting/Security/Flood | TRC | Existing | NE2943 | Bi-Level Lighting Control (Exterior) | Bi-Level Lighting Control (Exterior) | NonEquip | 9 | Exterior parking/lot lighting | 0% | Tech/Econ | 31% | 0 | 0 | 0
Tech | Restaurants | Exterior Lighting | Spot lighting/Security/Flood | TRC | Turnover | ET674 | LED Exterior Lighting | LED Exterior Lighting | Equip | 13 | Spot lighting/Security/Flood | 4.268% | Tech/Econ | 60.51% | 386.6255 | 0 | 0
Tech | Restaurants | Exterior Lighting | Spot lighting/Security/Flood | TRC | Turnover | ET557 | LED - 9W Flood | LED - 9W Flood | Equip | 15 | Spot lighting/Security/Flood | 13.31% | Tech/Econ | 86.15% | 1938.6271 | 0 | 0
Tech | Restaurants | Exterior Lighting | Spot lighting/Security/Flood | TRC | Turnover | ET479 | CFL - 15W Flood | CFL - 15W Flood | Equip | 7.8 | Spot lighting/Security/Flood | 0% | Tech/Econ | 76.92% | 0 | 0 | 0
Tech | Restaurants | Exterior Lighting | Spot lighting/Security/Flood | TRC | New | EN700 | LED Exterior Lighting | LED Exterior Lighting | Equip | 13 | Spot lighting/Security/Flood | 4.624% | Tech/Econ | 60.51% | 2.7811 | 0 | 0
Tech | Restaurants | Exterior Lighting | Spot lighting/Security/Flood | TRC | New | EN583 | LED - 9W Flood | LED - 9W Flood | Equip | 15 | Spot lighting/Security/Flood | 61.73% | Tech/Econ | 86.15% | 112.8996 | 0 | 0
Tech | Restaurants | Exterior Lighting | Spot lighting/Security/Flood | TRC | New | EN505 | CFL - 15W Flood | CFL - 15W Flood | Equip | 7.8 | Spot lighting/Security/Flood | 0% | Tech/Econ | 76.92% | 0 | 0 | 0
Tech | Restaurants | Interior Lighting | Spot lighting | TRC | New | NN5270 | Retro-Commissioning | Retro-Commissioning | NonEquip | 5 |  | 0% | Tech/Econ | 16% | 0 | 0 | 0
Tech | Restaurants | Interior Lighting | Spot lighting | TRC | New | NN4438 | Interior Lighting Controls | Interior Lighting Controls | NonEquip | 8 | Overhead (fluorescent/LED/CFL U-shape) | 0% | Tech/Econ | 28% | 0 | 0 | 0
Tech | Restaurants | Interior Lighting | Spot lighting | TRC | New | NN4412 | Bi-Level Lighting Control (Interior) | Bi-Level Lighting Control (Interior) | NonEquip | 8 | Overhead (fluorescent/LED/CFL U-shape) | 0% | Tech/Econ | 31% | 0 | 0 | 0
Tech | Restaurants | Interior Lighting | Spot lighting | TRC | New | NN3710 | Facility Energy Management System | Facility Energy Management System | NonEquip | 15 |  | 4.276% | Tech/Econ | 24% | 0.39674 | 0.00010353 | 4.7604e-05
Tech | Restaurants | Interior Lighting | Spot lighting | TRC | Existing | NE5257 | Retro-Commissioning | Retro-Commissioning | NonEquip | 5 |  | 21.99% | Tech/Econ | 16% | 71.235 | 0.021994 | 0.042615
Tech | Restaurants | Interior Lighting | Spot lighting | TRC | Existing | NE4425 | Interior Lighting Controls | Interior Lighting Controls | NonEquip | 8 | Overhead (fluorescent/LED/CFL U-shape) | 0% | Tech/Econ | 28% | 0 | 0 | 0
Tech | Restaurants | Interior Lighting | Spot lighting | TRC | Existing | NE4399 | Bi-Level Lighting Control (Interior) | Bi-Level Lighting Control (Interior) | NonEquip | 8 | Overhead (fluorescent/LED/CFL U-shape) | 0% | Tech/Econ | 31% | 0 | 0 | 0
Tech | Restaurants | Interior Lighting | Spot lighting | TRC | Existing | NE3697 | Facility Energy Management System | Facility Energy Management System | NonEquip | 15 |  | 0.5043% | Tech/Econ | 24% | 2.4537 | 0.00064032 | 0.00029441
Tech | Restaurants | Interior Lighting | Spot lighting | TRC | Turnover | ET1610 | LED Display Lighting (Interior) | LED Display Lighting (Interior) | Equip | 15 | Spot lighting | 2.129% | Tech/Econ | 87.04% | 57.0494 | 0.013837 | 9.9634e-07
Tech | Restaurants | Interior Lighting | Spot lighting | TRC | Turnover | ET1571 | LED - 14W | LED - 14W | Equip | 15 | Spot lighting | 61.73% | Tech/Econ | 53.33% | 994.8639 | 0.23961 | 6.4869e-05
Tech | Restaurants | Interior Lighting | Spot lighting | TRC | Turnover | ET1454 | CFL-23W | CFL-23W | Equip | 7.8 | Spot lighting | 0% | Tech/Econ | 23.33% | 0 | 0 | 0
Tech | Restaurants | Interior Lighting | Spot lighting | TRC | New | EN1636 | LED Display Lighting (Interior) | LED Display Lighting (Interior) | Equip | 15 | Spot lighting | 0% | Tech/Econ | 87.04% | 0 | 0 | 0
Tech | Restaurants | Interior Lighting | Spot lighting | TRC | New | EN1597 | LED - 14W | LED - 14W | Equip | 15 | Spot lighting | 0% | Tech/Econ | 53.33% | 0 | 0 | 0
Tech | Restaurants | Interior Lighting | Spot lighting | TRC | New | EN1480 | CFL-23W | CFL-23W | Equip | 7.8 | Spot lighting | 0% | Tech/Econ | 23.33% | 0 | 0 | 0
Tech | Restaurants | Office Equipment | Servers | TRC | New | NN4594 | Smart Strip Plug Outlet | Smart Strip Plug Outlet | NonEquip | 4 |  | 43.9% | Tech/Econ | 1.187% | 31.7995 | 0.0047284 | 0
Tech | Restaurants | Office Equipment | Servers | TRC | New | NN4568 | Network PC Power Management | Network PC Power Management | NonEquip | 5 | Computers | 0% | Tech/Econ | 56.5% | 0 | 0 | 0
Tech | Restaurants | Office Equipment | Servers | TRC | Existing | NE4581 | Smart Strip Plug Outlet | Smart Strip Plug Outlet | NonEquip | 4 |  | 43.9% | Tech/Econ | 1.187% | 2532.6763 | 0.37659 | 0
Tech | Restaurants | Office Equipment | Servers | TRC | Existing | NE4555 | Network PC Power Management | Network PC Power Management | NonEquip | 5 | Computers | 0% | Tech/Econ | 56.5% | 0 | 0 | 0
Tech | Restaurants | Office Equipment | Servers | TRC | Turnover | ET2306 | Server Virtualization | Server Virtualization | Equip | 3 | Servers | 0% | Tech/Econ | 85.71% | 0 | 0 | 0
Tech | Restaurants | Office Equipment | Servers | TRC | Turnover | ET2228 | Energy Star Servers | Energy Star Servers | Equip | 4 | Servers | 0% | Tech/Econ | 23.08% | 0 | 0 | 0
Tech | Restaurants | Office Equipment | Servers | TRC | Turnover | ET1142 | High Efficiency Data Center Cooling | High Efficiency Data Center Cooling | Equip | 20 | Servers | 0% | Tech/Econ | 28% | 0 | 0 | 0
Tech | Restaurants | Office Equipment | Servers | TRC | New | EN2332 | Server Virtualization | Server Virtualization | Equip | 3 | Servers | 0% | Tech/Econ | 85.71% | 0 | 0 | 0
Tech | Restaurants | Office Equipment | Servers | TRC | New | EN2254 | Energy Star Servers | Energy Star Servers | Equip | 4 | Servers | 0% | Tech/Econ | 23.08% | 0 | 0 | 0
Tech | Restaurants | Office Equipment | Servers | TRC | New | EN1168 | High Efficiency Data Center Cooling | High Efficiency Data Center Cooling | Equip | 20 | Servers | 0% | Tech/Econ | 28% | 0 | 0 | 0
Tech | Restaurants | Space Cooling | Residential-type central air conditioners | TRC | New | NN5374 | Retro-Commissioning | Retro-Commissioning | NonEquip | 5 |  | 0% | Tech/Econ | 16% | 0 | 0 | 0
Tech | Restaurants | Space Cooling | Residential-type central air conditioners | TRC | New | NN4386 | Window Sun Protection | Window Sun Protection | NonEquip | 10 |  | 15.35% | Tech/Econ | 16% | 24.096 | 0.0075027 | -0.00042271
Tech | Restaurants | Space Cooling | Residential-type central air conditioners | TRC | New | NN4360 | Waterside Economizer | Waterside Economizer | NonEquip | 20 |  | 0% | Tech/Econ | 5.556% | 0 | 0 | 0
Tech | Restaurants | Space Cooling | Residential-type central air conditioners | TRC | New | NN4308 | Warehouse Loading Dock Seals | Warehouse Loading Dock Seals | NonEquip | 18 |  | 0% | Tech/Econ | 0.7435% | 0 | 0 | 0
Tech | Restaurants | Space Cooling | Residential-type central air conditioners | TRC | New | NN4152 | Smart Thermostat | Smart Thermostat | NonEquip | 11 |  | 45.33% | Tech/Econ | 10% | 7.3792 | 0.0027346 | 0
Tech | Restaurants | Space Cooling | Residential-type central air conditioners | TRC | New | NN4048 | Programmable Thermostat | Programmable Thermostat | NonEquip | 11 |  | 0% | Tech/Econ | 3.6% | 0 | 0 | 0
Tech | Restaurants | Space Cooling | Residential-type central air conditioners | TRC | New | NN3996 | Low U-Value Windows | Low U-Value Windows | NonEquip | 20 |  | 26.88% | Tech/Econ | 10% | 0 | 0 | 0
Tech | Restaurants | Space Cooling | Residential-type central air conditioners | TRC | New | NN3918 | HVAC tune-up_RTU | HVAC tune-up_RTU | NonEquip | 5 | Packaged air conditioning units (RTUs) | 0% | Tech/Econ | 5% | 0 | 0 | 0
Tech | Restaurants | Space Cooling | Residential-type central air conditioners | TRC | New | NN3892 | HVAC tune-up | HVAC tune-up | NonEquip | 5 | Residential-type central air conditioners | 0% | Tech/Econ | 5% | 0 | 0 | 0
Tech | Restaurants | Space Cooling | Residential-type central air conditioners | TRC | New | NN3684 | Facility Energy Management System | Facility Energy Management System | NonEquip | 15 |  | 4.276% | Tech/Econ | 20% | 8.7776 | 0.0022906 | 0
Tech | Restaurants | Space Cooling | Residential-type central air conditioners | TRC | New | NN3632 | Facility Commissioning | Facility Commissioning | NonEquip | 10 |  | 71.67% | Tech/Econ | 16% | 109.7594 | 0.019217 | 0.00043843
Tech | Restaurants | Space Cooling | Residential-type central air conditioners | TRC | New | NN3606 | Energy Recovery Ventilation System (ERV) | Energy Recovery Ventilation System (ERV) | NonEquip | 15 | Packaged air conditioning units (RTUs) | 0% | Tech/Econ | 10.9% | 0 | 0 | 0
Tech | Restaurants | Space Cooling | Residential-type central air conditioners | TRC | New | NN3528 | Duct Sealing Repair | Duct Sealing Repair | NonEquip | 15 |  | 0% | Tech/Econ | 12% | 0 | 0 | 0
Tech | Restaurants | Space Cooling | Residential-type central air conditioners | TRC | New | NN3476 | Duct Insulation | Duct Insulation | NonEquip | 15 |  | 0% | Tech/Econ | 2.045% | 0 | 0 | 0
Tech | Restaurants | Space Cooling | Residential-type central air conditioners | TRC | New | NN3424 | Dedicated Outdoor Air System on VRF unit | Dedicated Outdoor Air System on VRF unit | NonEquip | 15 | Residential-type central air conditioners | 58.91% | Tech/Econ | 17.5% | 36.3417 | 0.011058 | 0
Tech | Restaurants | Space Cooling | Residential-type central air conditioners | TRC | New | NN3320 | Chilled Water System - Variable Speed Drives | Chilled Water System - Variable Speed Drives | NonEquip | 13 | Central chillers inside | 0% | Tech/Econ | 24.74% | 0 | 0 | 0
Tech | Restaurants | Space Cooling | Residential-type central air conditioners | TRC | New | NN3294 | Chilled Water Controls Optimization | Chilled Water Controls Optimization | NonEquip | 10 | Central chillers inside | 0% | Tech/Econ | 12.5% | 0 | 0 | 0
Tech | Restaurants | Space Cooling | Residential-type central air conditioners | TRC | New | NN3216 | Ceiling Insulation(R2 to R38) | Ceiling Insulation(R2 to R38) | NonEquip | 20 |  | 0% | Tech/Econ | 6.021% | 0 | 0 | 0
Tech | Restaurants | Space Cooling | Residential-type central air conditioners | TRC | New | NN3112 | Ceiling Insulation(R12 to R38) | Ceiling Insulation(R12 to R38) | NonEquip | 20 |  | 0% | Tech/Econ | 0.7248% | 0 | 0 | 0
Tech | Restaurants | Space Cooling | Residential-type central air conditioners | TRC | New | NN3060 | Airside Economizer | Airside Economizer | NonEquip | 10 | Packaged air conditioning units (RTUs) | 0% | Tech/Econ | 5.556% | 0 | 0 | 0
Tech | Restaurants | Space Cooling | Residential-type central air conditioners | TRC | Existing | NE5361 | Retro-Commissioning | Retro-Commissioning | NonEquip | 5 |  | 21.99% | Tech/Econ | 16% | 2449.5364 | 0.75629 | 0
Tech | Restaurants | Space Cooling | Residential-type central air conditioners | TRC | Existing | NE4373 | Window Sun Protection | Window Sun Protection | NonEquip | 10 |  | 12.19% | Tech/Econ | 16% | 1310.5434 | 0.40806 | -0.02299
Tech | Restaurants | Space Cooling | Residential-type central air conditioners | TRC | Existing | NE4347 | Waterside Economizer | Waterside Economizer | NonEquip | 20 |  | 0% | Tech/Econ | 5.556% | 0 | 0 | 0
Tech | Restaurants | Space Cooling | Residential-type central air conditioners | TRC | Existing | NE4295 | Warehouse Loading Dock Seals | Warehouse Loading Dock Seals | NonEquip | 18 |  | 0% | Tech/Econ | 0.7435% | 0 | 0 | 0
Tech | Restaurants | Space Cooling | Residential-type central air conditioners | TRC | Existing | NE4217 | Wall Insulation | Wall Insulation | NonEquip | 20 |  | 0% | Tech/Econ | 5.281% | 0 | 0 | 0
Tech | Restaurants | Space Cooling | Residential-type central air conditioners | TRC | Existing | NE4139 | Smart Thermostat | Smart Thermostat | NonEquip | 11 |  | 45.33% | Tech/Econ | 10% | 2875.91 | 1.0658 | 0
Tech | Restaurants | Space Cooling | Residential-type central air conditioners | TRC | Existing | NE4113 | Roof Insulation | Roof Insulation | NonEquip | 20 |  | 37.5% | Tech/Econ | 0.8827% | 199.2494 | 0.040661 | 0
Tech | Restaurants | Space Cooling | Residential-type central air conditioners | TRC | Existing | NE4035 | Programmable Thermostat | Programmable Thermostat | NonEquip | 11 |  | 0% | Tech/Econ | 3.6% | 0 | 0 | 0
Tech | Restaurants | Space Cooling | Residential-type central air conditioners | TRC | Existing | NE3983 | Low U-Value Windows | Low U-Value Windows | NonEquip | 20 |  | 10.75% | Tech/Econ | 46% | 5276.9446 | 1.9615 | 0
Tech | Restaurants | Space Cooling | Residential-type central air conditioners | TRC | Existing | NE3957 | Infiltration Reduction - Air Sealing | Infiltration Reduction - Air Sealing | NonEquip | 11 |  | 0% | Tech/Econ | 0.3717% | 0 | 0 | 0
Tech | Restaurants | Space Cooling | Residential-type central air conditioners | TRC | Existing | NE3905 | HVAC tune-up_RTU | HVAC tune-up_RTU | NonEquip | 5 | Packaged air conditioning units (RTUs) | 0% | Tech/Econ | 5% | 0 | 0 | 0
Tech | Restaurants | Space Cooling | Residential-type central air conditioners | TRC | Existing | NE3879 | HVAC tune-up | HVAC tune-up | NonEquip | 5 | Residential-type central air conditioners | 0% | Tech/Econ | 5% | 0 | 0 | 0
Tech | Restaurants | Space Cooling | Residential-type central air conditioners | TRC | Existing | NE3801 | Green Roof | Green Roof | NonEquip | 15 |  | 0.098% | Tech/Econ | 0.5116% | 0.29934 | 0.00012717 | 0
Tech | Restaurants | Space Cooling | Residential-type central air conditioners | TRC | Existing | NE3671 | Facility Energy Management System | Facility Energy Management System | NonEquip | 15 |  | 0.5043% | Tech/Econ | 20% | 78.3784 | 0.020454 | 0
Tech | Restaurants | Space Cooling | Residential-type central air conditioners | TRC | Existing | NE3593 | Energy Recovery Ventilation System (ERV) | Energy Recovery Ventilation System (ERV) | NonEquip | 15 | Packaged air conditioning units (RTUs) | 0% | Tech/Econ | 10.9% | 0 | 0 | 0
Tech | Restaurants | Space Cooling | Residential-type central air conditioners | TRC | Existing | NE3515 | Duct Sealing Repair | Duct Sealing Repair | NonEquip | 15 |  | 30.55% | Tech/Econ | 12% | 2414.762 | 0.47576 | 0
Tech | Restaurants | Space Cooling | Residential-type central air conditioners | TRC | Existing | NE3463 | Duct Insulation | Duct Insulation | NonEquip | 15 |  | 30.55% | Tech/Econ | 2.045% | 378.5055 | 0.10283 | 0
Tech | Restaurants | Space Cooling | Residential-type central air conditioners | TRC | Existing | NE3411 | Dedicated Outdoor Air System on VRF unit | Dedicated Outdoor Air System on VRF unit | NonEquip | 15 | Residential-type central air conditioners | 58.91% | Tech/Econ | 17.5% | 8003.2077 | 2.4353 | 0
Tech | Restaurants | Space Cooling | Residential-type central air conditioners | TRC | Existing | NE3359 | Cool Roof | Cool Roof | NonEquip | 15 |  | 72.71% | Tech/Econ | 0.6561% | 286.1981 | 0.12158 | 0
Tech | Restaurants | Space Cooling | Residential-type central air conditioners | TRC | Existing | NE3307 | Chilled Water System - Variable Speed Drives | Chilled Water System - Variable Speed Drives | NonEquip | 13 | Central chillers inside | 0% | Tech/Econ | 24.74% | 0 | 0 | 0
Tech | Restaurants | Space Cooling | Residential-type central air conditioners | TRC | Existing | NE3281 | Chilled Water Controls Optimization | Chilled Water Controls Optimization | NonEquip | 10 | Central chillers inside | 0% | Tech/Econ | 12.5% | 0 | 0 | 0
Tech | Restaurants | Space Cooling | Residential-type central air conditioners | TRC | Existing | NE3203 | Ceiling Insulation(R2 to R38) | Ceiling Insulation(R2 to R38) | NonEquip | 20 |  | 0% | Tech/Econ | 6.021% | 0 | 0 | 0
Tech | Restaurants | Space Cooling | Residential-type central air conditioners | TRC | Existing | NE3099 | Ceiling Insulation(R12 to R38) | Ceiling Insulation(R12 to R38) | NonEquip | 20 |  | 0% | Tech/Econ | 0.7248% | 0 | 0 | 0
Tech | Restaurants | Space Cooling | Residential-type central air conditioners | TRC | Existing | NE3047 | Airside Economizer | Airside Economizer | NonEquip | 10 | Packaged air conditioning units (RTUs) | 0% | Tech/Econ | 5.556% | 0 | 0 | 0
Tech | Restaurants | Space Cooling | Residential-type central air conditioners | TRC | Turnover | ET830 | Geothermal Heat Pump | Geothermal Heat Pump | Equip | 15 | Residential-type central air conditioners | 30.5% | Tech/Econ | 21.18% | 5364.9428 | 2.3072 | 0
Tech | Restaurants | Space Cooling | Residential-type central air conditioners | TRC | Turnover | ET1376 | Variable Refrigerant Flow (VRF) HVAC Systems | Variable Refrigerant Flow (VRF) HVAC Systems | Equip | 15 | Residential-type central air conditioners | 49.09% | Tech/Econ | 36.88% | 18363.1054 | 5.5877 | 0
Tech | Restaurants | Space Cooling | Residential-type central air conditioners | TRC | Turnover | ET1298 | High Efficiency PTHP | High Efficiency PTHP | Equip | 15 | Residential-type central air conditioners | 0% | Tech/Econ | 23.64% | 0 | 0 | 0
Tech | Restaurants | Space Cooling | Residential-type central air conditioners | TRC | Turnover | ET1259 | High Efficiency PTAC | High Efficiency PTAC | Equip | 15 | Residential-type central air conditioners | 0% | Tech/Econ | 23.64% | 0 | 0 | 0
Tech | Restaurants | Space Cooling | Residential-type central air conditioners | TRC | New | EN856 | Geothermal Heat Pump | Geothermal Heat Pump | Equip | 15 | Residential-type central air conditioners | 30.5% | Tech/Econ | 21.18% | 70.8649 | 0.030475 | 0
Tech | Restaurants | Space Cooling | Residential-type central air conditioners | TRC | New | EN1402 | Variable Refrigerant Flow (VRF) HVAC Systems | Variable Refrigerant Flow (VRF) HVAC Systems | Equip | 15 | Residential-type central air conditioners | 49.09% | Tech/Econ | 36.88% | 242.5562 | 0.073808 | 0
Tech | Restaurants | Space Cooling | Residential-type central air conditioners | TRC | New | EN1324 | High Efficiency PTHP | High Efficiency PTHP | Equip | 15 | Residential-type central air conditioners | 0% | Tech/Econ | 23.64% | 0 | 0 | 0
Tech | Restaurants | Space Cooling | Residential-type central air conditioners | TRC | New | EN1285 | High Efficiency PTAC | High Efficiency PTAC | Equip | 15 | Residential-type central air conditioners | 0% | Tech/Econ | 23.64% | 0 | 0 | 0
Tech | Restaurants | Space Heating | Residential/split system heat pump | TRC | New | NN5348 | Retro-Commissioning | Retro-Commissioning | NonEquip | 5 |  | 0% | Tech/Econ | 16% | 0 | 0 | 0
Tech | Restaurants | Space Heating | Residential/split system heat pump | TRC | New | NN4334 | Water Cooled Refrigeration Heat Recovery | Water Cooled Refrigeration Heat Recovery | NonEquip | 20 |  | 0% | Tech/Econ | 10% | 0 | 0 | 0
Tech | Restaurants | Space Heating | Residential/split system heat pump | TRC | New | NN4282 | Warehouse Loading Dock Seals | Warehouse Loading Dock Seals | NonEquip | 18 |  | 0% | Tech/Econ | 0.2605% | 0 | 0 | 0
Tech | Restaurants | Space Heating | Residential/split system heat pump | TRC | New | NN4178 | Smart Thermostat | Smart Thermostat | NonEquip | 11 |  | 45.33% | Tech/Econ | 10% | 1091.1344 | 0 | -0.0007673
Tech | Restaurants | Space Heating | Residential/split system heat pump | TRC | New | NN4100 | Roof Insulation | Roof Insulation | NonEquip | 20 |  | 37.5% | Tech/Econ | 0.1546% | 0 | 0 | 0
Tech | Restaurants | Space Heating | Residential/split system heat pump | TRC | New | NN4074 | Programmable Thermostat | Programmable Thermostat | NonEquip | 11 |  | 0% | Tech/Econ | 3.6% | 0 | 0 | 0
Tech | Restaurants | Space Heating | Residential/split system heat pump | TRC | New | NN4022 | Low U-Value Windows | Low U-Value Windows | NonEquip | 20 |  | 26.88% | Tech/Econ | 10% | 664.8368 | 0 | 0.0027631
Tech | Restaurants | Space Heating | Residential/split system heat pump | TRC | New | NN3944 | Infiltration Reduction - Air Sealing | Infiltration Reduction - Air Sealing | NonEquip | 11 |  | 0% | Tech/Econ | 0.1302% | 0 | 0 | 0
Tech | Restaurants | Space Heating | Residential/split system heat pump | TRC | New | NN3788 | Green Roof | Green Roof | NonEquip | 15 |  | 0.49% | Tech/Econ | 0.239% | 0 | 0 | 0
Tech | Restaurants | Space Heating | Residential/split system heat pump | TRC | New | NN3736 | Floor Insulation | Floor Insulation | NonEquip | 20 |  | 16.87% | Tech/Econ | 0.08114% | 0 | 0 | 0
Tech | Restaurants | Space Heating | Residential/split system heat pump | TRC | New | NN3658 | Facility Energy Management System | Facility Energy Management System | NonEquip | 15 |  | 4.276% | Tech/Econ | 20% | 213.377 | 0 | 0.025602
Tech | Restaurants | Space Heating | Residential/split system heat pump | TRC | New | NN3580 | ECM Motors on Furnaces | ECM Motors on Furnaces | NonEquip | 15 | Forced air furnace | 0% | Tech/Econ | 1.706% | 0 | 0 | 0
Tech | Restaurants | Space Heating | Residential/split system heat pump | TRC | New | NN3554 | Duct Sealing Repair | Duct Sealing Repair | NonEquip | 15 |  | 0% | Tech/Econ | 12% | 0 | 0 | 0
Tech | Restaurants | Space Heating | Residential/split system heat pump | TRC | New | NN3502 | Duct Insulation | Duct Insulation | NonEquip | 15 |  | 0% | Tech/Econ | 2.045% | 0 | 0 | 0
Tech | Restaurants | Space Heating | Residential/split system heat pump | TRC | New | NN3450 | Destratification Fans | Destratification Fans | NonEquip | 10 |  | 0% | Tech/Econ | 12.59% | 0 | 0 | 0
Tech | Restaurants | Space Heating | Residential/split system heat pump | TRC | New | NN3398 | Dedicated Outdoor Air System on VRF unit | Dedicated Outdoor Air System on VRF unit | NonEquip | 15 | Residential/split system heat pump | 58.91% | Tech/Econ | 10% | 1169.8715 | 0 | 0.3598
Tech | Restaurants | Space Heating | Residential/split system heat pump | TRC | New | NN3346 | Cool Roof | Cool Roof | NonEquip | 15 |  | 72.32% | Tech/Econ | 0.0859% | 0 | 0 | 0
Tech | Restaurants | Space Heating | Residential/split system heat pump | TRC | New | NN3190 | Ceiling Insulation(R2 to R38) | Ceiling Insulation(R2 to R38) | NonEquip | 20 |  | 0% | Tech/Econ | 2.11% | 0 | 0 | 0
Tech | Restaurants | Space Heating | Residential/split system heat pump | TRC | New | NN3138 | Ceiling Insulation(R19 to R38) | Ceiling Insulation(R19 to R38) | NonEquip | 20 |  | 0% | Tech/Econ | 0.1172% | 0 | 0 | 0
Tech | Restaurants | Space Heating | Residential/split system heat pump | TRC | New | NN3086 | Ceiling Insulation(R12 to R38) | Ceiling Insulation(R12 to R38) | NonEquip | 20 |  | 0% | Tech/Econ | 0.2539% | 0 | 0 | 0
Tech | Restaurants | Space Heating | Residential/split system heat pump | TRC | New | NN3008 | Air Curtains | Air Curtains | NonEquip | 8 |  | 26.88% | Tech/Econ | 0.4135% | 21.2121 | 0 | 0.0023037
Tech | Restaurants | Space Heating | Residential/split system heat pump | TRC | Existing | NE5335 | Retro-Commissioning | Retro-Commissioning | NonEquip | 5 |  | 21.99% | Tech/Econ | 16% | 56945.4743 | 0 | 34.0664
Tech | Restaurants | Space Heating | Residential/split system heat pump | TRC | Existing | NE4321 | Water Cooled Refrigeration Heat Recovery | Water Cooled Refrigeration Heat Recovery | NonEquip | 20 |  | 0% | Tech/Econ | 10% | 0 | 0 | 0
Tech | Restaurants | Space Heating | Residential/split system heat pump | TRC | Existing | NE4269 | Warehouse Loading Dock Seals | Warehouse Loading Dock Seals | NonEquip | 18 |  | 0% | Tech/Econ | 0.2874% | 0 | 0 | 0
Tech | Restaurants | Space Heating | Residential/split system heat pump | TRC | Existing | NE4243 | Wall Insulation | Wall Insulation | NonEquip | 20 |  | 0% | Tech/Econ | 0.2981% | 0 | 0 | 0
Tech | Restaurants | Space Heating | Residential/split system heat pump | TRC | Existing | NE4165 | Smart Thermostat | Smart Thermostat | NonEquip | 11 |  | 45.33% | Tech/Econ | 10% | 77543.0378 | 0 | -0.054529
Tech | Restaurants | Space Heating | Residential/split system heat pump | TRC | Existing | NE4087 | Roof Insulation | Roof Insulation | NonEquip | 20 |  | 37.5% | Tech/Econ | 0.3413% | 1983.3195 | 0 | 0.92562
Tech | Restaurants | Space Heating | Residential/split system heat pump | TRC | Existing | NE4061 | Programmable Thermostat | Programmable Thermostat | NonEquip | 11 |  | 0% | Tech/Econ | 3.6% | 0 | 0 | 0
Tech | Restaurants | Space Heating | Residential/split system heat pump | TRC | Existing | NE4009 | Low U-Value Windows | Low U-Value Windows | NonEquip | 20 |  | 10.75% | Tech/Econ | 46% | 116079.3801 | 0 | 0.48243
Tech | Restaurants | Space Heating | Residential/split system heat pump | TRC | Existing | NE3931 | Infiltration Reduction - Air Sealing | Infiltration Reduction - Air Sealing | NonEquip | 11 |  | 0% | Tech/Econ | 0.1437% | 0 | 0 | 0
Tech | Restaurants | Space Heating | Residential/split system heat pump | TRC | Existing | NE3853 | Hotel Card Energy Control Systems | Hotel Card Energy Control Systems | NonEquip | 15 |  | 0% | Tech/Econ | 0% | 0 | 0 | 0
Tech | Restaurants | Space Heating | Residential/split system heat pump | TRC | Existing | NE3775 | Green Roof | Green Roof | NonEquip | 15 |  | 0.098% | Tech/Econ | 0.2637% | 3.9999 | 0 | 0
Tech | Restaurants | Space Heating | Residential/split system heat pump | TRC | Existing | NE3723 | Floor Insulation | Floor Insulation | NonEquip | 20 |  | 6.749% | Tech/Econ | 0.08953% | 93.4668 | 0 | 0.043621
Tech | Restaurants | Space Heating | Residential/split system heat pump | TRC | Existing | NE3645 | Facility Energy Management System | Facility Energy Management System | NonEquip | 15 |  | 0.5043% | Tech/Econ | 20% | 1905.3174 | 0 | 0.22861
Tech | Restaurants | Space Heating | Residential/split system heat pump | TRC | Existing | NE3567 | ECM Motors on Furnaces | ECM Motors on Furnaces | NonEquip | 15 | Forced air furnace | 0% | Tech/Econ | 1.706% | 0 | 0 | 0
Tech | Restaurants | Space Heating | Residential/split system heat pump | TRC | Existing | NE3541 | Duct Sealing Repair | Duct Sealing Repair | NonEquip | 15 |  | 30.55% | Tech/Econ | 12% | 69185.0873 | 0 | 48.2769
Tech | Restaurants | Space Heating | Residential/split system heat pump | TRC | Existing | NE3489 | Duct Insulation | Duct Insulation | NonEquip | 15 |  | 30.55% | Tech/Econ | 2.045% | 9758.242 | 0 | 5.6974
Tech | Restaurants | Space Heating | Residential/split system heat pump | TRC | Existing | NE3437 | Destratification Fans | Destratification Fans | NonEquip | 10 |  | 0% | Tech/Econ | 12.59% | 0 | 0 | 0
Tech | Restaurants | Space Heating | Residential/split system heat pump | TRC | Existing | NE3385 | Dedicated Outdoor Air System on VRF unit | Dedicated Outdoor Air System on VRF unit | NonEquip | 15 | Residential/split system heat pump | 58.91% | Tech/Econ | 10% | 107096.3995 | 0 | 32.9385
Tech | Restaurants | Space Heating | Residential/split system heat pump | TRC | Existing | NE3333 | Cool Roof | Cool Roof | NonEquip | 15 |  | 72.71% | Tech/Econ | 0.09479% | 1066.7711 | 0 | 0
Tech | Restaurants | Space Heating | Residential/split system heat pump | TRC | Existing | NE3229 | Ceiling Insulation(R30 to R38) | Ceiling Insulation(R30 to R38) | NonEquip | 20 |  | 0% | Tech/Econ | 0.03449% | 0 | 0 | 0
Tech | Restaurants | Space Heating | Residential/split system heat pump | TRC | Existing | NE3177 | Ceiling Insulation(R2 to R38) | Ceiling Insulation(R2 to R38) | NonEquip | 20 |  | 0% | Tech/Econ | 2.328% | 0 | 0 | 0
Tech | Restaurants | Space Heating | Residential/split system heat pump | TRC | Existing | NE3125 | Ceiling Insulation(R19 to R38) | Ceiling Insulation(R19 to R38) | NonEquip | 20 |  | 0% | Tech/Econ | 0.1293% | 0 | 0 | 0
Tech | Restaurants | Space Heating | Residential/split system heat pump | TRC | Existing | NE3073 | Ceiling Insulation(R12 to R38) | Ceiling Insulation(R12 to R38) | NonEquip | 20 |  | 0% | Tech/Econ | 0.2802% | 0 | 0 | 0
Tech | Restaurants | Space Heating | Residential/split system heat pump | TRC | Existing | NE2995 | Air Curtains | Air Curtains | NonEquip | 8 |  | 31.69% | Tech/Econ | 0.4135% | 2033.1327 | 0 | 0.2208
Tech | Restaurants | Space Heating | Residential/split system heat pump | TRC | Turnover | ET869 | Geothermal Heat Pump | Geothermal Heat Pump | Equip | 15 | Residential/split system heat pump | 30.5% | Tech/Econ | 2.941% | 14649.8141 | 0 | 4.839
Tech | Restaurants | Space Heating | Residential/split system heat pump | TRC | Turnover | ET1415 | Variable Refrigerant Flow (VRF) HVAC Systems | Variable Refrigerant Flow (VRF) HVAC Systems | Equip | 15 | Residential/split system heat pump | 49.09% | Tech/Econ | 31.25% | 342323.4623 | 0 | 105.2848
Tech | Restaurants | Space Heating | Residential/split system heat pump | TRC | Turnover | ET1337 | High Efficiency PTHP | High Efficiency PTHP | Equip | 15 | Residential/split system heat pump | 0% | Tech/Econ | 9.375% | 0 | 0 | 0
Tech | Restaurants | Space Heating | Residential/split system heat pump | TRC | New | EN895 | Geothermal Heat Pump | Geothermal Heat Pump | Equip | 15 | Residential/split system heat pump | 30.5% | Tech/Econ | 2.941% | 0 | 0 | 0
Tech | Restaurants | Space Heating | Residential/split system heat pump | TRC | New | EN1441 | Variable Refrigerant Flow (VRF) HVAC Systems | Variable Refrigerant Flow (VRF) HVAC Systems | Equip | 15 | Residential/split system heat pump | 49.09% | Tech/Econ | 31.25% | 4521.7127 | 0 | 1.3907
Tech | Restaurants | Space Heating | Residential/split system heat pump | TRC | New | EN1363 | High Efficiency PTHP | High Efficiency PTHP | Equip | 15 | Residential/split system heat pump | 0% | Tech/Econ | 9.375% | 0 | 0 | 0
Tech | Restaurants | Refrigeration | Residential style | TRC | New | NN5322 | Retro-Commissioning | Retro-Commissioning | NonEquip | 5 |  | 0% | Tech/Econ | 16% | 0 | 0 | 0
Tech | Restaurants | Refrigeration | Residential style | TRC | New | NN4906 | Strip Curtains for Walk-ins | Strip Curtains for Walk-ins | NonEquip | 4 | Walk-in cooler | 0% | Tech/Econ | 2.115% | 0 | 0 | 0
Tech | Restaurants | Refrigeration | Residential style | TRC | New | NN4880 | Refrigerated Display Case Lighting Controls | Refrigerated Display Case Lighting Controls | NonEquip | 8 | Display cases | 0% | Tech/Econ | 0.9365% | 0 | 0 | 0
Tech | Restaurants | Refrigeration | Residential style | TRC | New | NN4854 | PSC to ECM Evaporator Fan Motor (Walk-In, Refrigerator) | PSC to ECM Evaporator Fan Motor (Walk-In, Refrigerator) | NonEquip | 15 | Walk-in cooler | 0% | Tech/Econ | 37.5% | 0 | 0 | 0
Tech | Restaurants | Refrigeration | Residential style | TRC | New | NN4828 | PSC to ECM Evaporator Fan Motor (Reach-In) | PSC to ECM Evaporator Fan Motor (Reach-In) | NonEquip | 15 | Display cases | 0% | Tech/Econ | 37.5% | 0 | 0 | 0
Tech | Restaurants | Refrigeration | Residential style | TRC | New | NN4802 | Night Covers for Display Cases | Night Covers for Display Cases | NonEquip | 5 | Display cases | 0% | Tech/Econ | 1.877% | 0 | 0 | 0
Tech | Restaurants | Refrigeration | Residential style | TRC | New | NN4776 | High R-Value Glass Doors | High R-Value Glass Doors | NonEquip | 12 | Display cases | 0% | Tech/Econ | 0% | 0 | 0 | 0
Tech | Restaurants | Refrigeration | Residential style | TRC | New | NN4750 | High Efficiency Refrigeration Compressor | High Efficiency Refrigeration Compressor | NonEquip | 13 | Display cases | 0% | Tech/Econ | 6.922% | 0 | 0 | 0
Tech | Restaurants | Refrigeration | Residential style | TRC | New | NN4724 | Freezer-Cooler Replacement Gaskets | Freezer-Cooler Replacement Gaskets | NonEquip | 4 | Display cases | 0% | Tech/Econ | 0% | 0 | 0 | 0
Tech | Restaurants | Refrigeration | Residential style | TRC | New | NN4698 | Floating Head Pressure Controls | Floating Head Pressure Controls | NonEquip | 15 |  | 0% | Tech/Econ | 6.05% | 0 | 0 | 0
Tech | Restaurants | Refrigeration | Residential style | TRC | New | NN4672 | Demand Defrost | Demand Defrost | NonEquip | 10 | Walk-in cooler | 0% | Tech/Econ | 30% | 0 | 0 | 0
Tech | Restaurants | Refrigeration | Residential style | TRC | New | NN4646 | Automatic Door Closer for Walk-in Coolers and Freezers | Automatic Door Closer for Walk-in Coolers and Freezers | NonEquip | 8 | Walk-in cooler | 0% | Tech/Econ | 3.131% | 0 | 0 | 0
Tech | Restaurants | Refrigeration | Residential style | TRC | New | NN4620 | Anti-Sweat Controls | Anti-Sweat Controls | NonEquip | 8 | Display cases | 0% | Tech/Econ | 85% | 0 | 0 | 0
Tech | Restaurants | Refrigeration | Residential style | TRC | Existing | NE5309 | Retro-Commissioning | Retro-Commissioning | NonEquip | 5 |  | 21.99% | Tech/Econ | 16% | 84808.4974 | 26.1843 | 50.7348
Tech | Restaurants | Refrigeration | Residential style | TRC | Existing | NE4893 | Strip Curtains for Walk-ins | Strip Curtains for Walk-ins | NonEquip | 4 | Walk-in cooler | 0% | Tech/Econ | 2.115% | 0 | 0 | 0
Tech | Restaurants | Refrigeration | Residential style | TRC | Existing | NE4867 | Refrigerated Display Case Lighting Controls | Refrigerated Display Case Lighting Controls | NonEquip | 8 | Display cases | 0% | Tech/Econ | 2.524% | 0 | 0 | 0
Tech | Restaurants | Refrigeration | Residential style | TRC | Existing | NE4841 | PSC to ECM Evaporator Fan Motor (Walk-In, Refrigerator) | PSC to ECM Evaporator Fan Motor (Walk-In, Refrigerator) | NonEquip | 15 | Walk-in cooler | 0% | Tech/Econ | 37.5% | 0 | 0 | 0
Tech | Restaurants | Refrigeration | Residential style | TRC | Existing | NE4815 | PSC to ECM Evaporator Fan Motor (Reach-In) | PSC to ECM Evaporator Fan Motor (Reach-In) | NonEquip | 15 | Display cases | 0% | Tech/Econ | 37.5% | 0 | 0 | 0
Tech | Restaurants | Refrigeration | Residential style | TRC | Existing | NE4789 | Night Covers for Display Cases | Night Covers for Display Cases | NonEquip | 5 | Display cases | 0% | Tech/Econ | 1.877% | 0 | 0 | 0
Tech | Restaurants | Refrigeration | Residential style | TRC | Existing | NE4763 | High R-Value Glass Doors | High R-Value Glass Doors | NonEquip | 12 | Display cases | 0% | Tech/Econ | 23.81% | 0 | 0 | 0
Tech | Restaurants | Refrigeration | Residential style | TRC | Existing | NE4737 | High Efficiency Refrigeration Compressor | High Efficiency Refrigeration Compressor | NonEquip | 13 | Display cases | 0% | Tech/Econ | 6.922% | 0 | 0 | 0
Tech | Restaurants | Refrigeration | Residential style | TRC | Existing | NE4711 | Freezer-Cooler Replacement Gaskets | Freezer-Cooler Replacement Gaskets | NonEquip | 4 | Display cases | 0% | Tech/Econ | 3.131% | 0 | 0 | 0
Tech | Restaurants | Refrigeration | Residential style | TRC | Existing | NE4685 | Floating Head Pressure Controls | Floating Head Pressure Controls | NonEquip | 15 |  | 0% | Tech/Econ | 6.05% | 0 | 0 | 0
Tech | Restaurants | Refrigeration | Residential style | TRC | Existing | NE4659 | Demand Defrost | Demand Defrost | NonEquip | 10 | Walk-in cooler | 0% | Tech/Econ | 30% | 0 | 0 | 0
Tech | Restaurants | Refrigeration | Residential style | TRC | Existing | NE4633 | Automatic Door Closer for Walk-in Coolers and Freezers | Automatic Door Closer for Walk-in Coolers and Freezers | NonEquip | 8 | Walk-in cooler | 0% | Tech/Econ | 3.131% | 0 | 0 | 0
Tech | Restaurants | Refrigeration | Residential style | TRC | Existing | NE4607 | Anti-Sweat Controls | Anti-Sweat Controls | NonEquip | 8 | Display cases | 0% | Tech/Econ | 85% | 0 | 0 | 0
Tech | Restaurants | Refrigeration | Residential style | TRC | Turnover | ET2540 | Energy Star Refrigerator | Energy Star Refrigerator | Equip | 12 | Residential style | 45.6% | Tech/Econ | 21.99% | 268633.2825 | 35.3682 | 27.8298
Tech | Restaurants | Refrigeration | Residential style | TRC | New | EN2566 | Energy Star Refrigerator | Energy Star Refrigerator | Equip | 12 | Residential style | 53.2% | Tech/Econ | 21.99% | 3935.0224 | 0.51808 | 0.40766
Tech | Restaurants | Miscellaneous | Pool pump | TRC | New | NN5452 | Retro-Commissioning | Retro-Commissioning | NonEquip | 5 |  | 0% | Tech/Econ | 16% | 0 | 0 | 0
Tech | Restaurants | Miscellaneous | Pool pump | TRC | New | NN4542 | VSD Controlled Compressor | VSD Controlled Compressor | NonEquip | 15 | Others | 0% | Tech/Econ | 20.79% | 0 | 0 | 0
Tech | Restaurants | Miscellaneous | Pool pump | TRC | New | NN4516 | Regenerative Drive Elevator Motor | Regenerative Drive Elevator Motor | NonEquip | 13 | Elevators/Escalators | 0% | Tech/Econ | 6.211% | 0 | 0 | 0
Tech | Restaurants | Miscellaneous | Pool pump | TRC | New | NN4490 | Engine Block Timer | Engine Block Timer | NonEquip | 5 | Others | 0% | Tech/Econ | 36% | 0 | 0 | 0
Tech | Restaurants | Miscellaneous | Pool pump | TRC | New | NN4464 | Efficient Motor Belts | Efficient Motor Belts | NonEquip | 10 | Others | 0% | Tech/Econ | 1.105% | 0 | 0 | 0
Tech | Restaurants | Miscellaneous | Pool pump | TRC | Existing | NE5439 | Retro-Commissioning | Retro-Commissioning | NonEquip | 5 |  | 21.99% | Tech/Econ | 16% | 0 | 0 | 0
Tech | Restaurants | Miscellaneous | Pool pump | TRC | Existing | NE4529 | VSD Controlled Compressor | VSD Controlled Compressor | NonEquip | 15 | Others | 0% | Tech/Econ | 20.79% | 0 | 0 | 0
Tech | Restaurants | Miscellaneous | Pool pump | TRC | Existing | NE4503 | Regenerative Drive Elevator Motor | Regenerative Drive Elevator Motor | NonEquip | 13 | Elevators/Escalators | 0% | Tech/Econ | 6.211% | 0 | 0 | 0
Tech | Restaurants | Miscellaneous | Pool pump | TRC | Existing | NE4477 | Engine Block Timer | Engine Block Timer | NonEquip | 5 | Others | 0% | Tech/Econ | 36% | 0 | 0 | 0
Tech | Restaurants | Miscellaneous | Pool pump | TRC | Existing | NE4451 | Efficient Motor Belts | Efficient Motor Belts | NonEquip | 10 | Others | 0% | Tech/Econ | 1.105% | 0 | 0 | 0
Tech | Restaurants | Miscellaneous | Pool pump | TRC | Turnover | ET2114 | Variable Speed Pool Pump | Variable Speed Pool Pump | Equip | 10 | Pool pump | 0% | Tech/Econ | 64.36% | 0 | 0 | 0
Tech | Restaurants | Miscellaneous | Pool pump | TRC | Turnover | ET2075 | Two Speed Pool Pump | Two Speed Pool Pump | Equip | 10 | Pool pump | 0% | Tech/Econ | 61.79% | 0 | 0 | 0
Tech | Restaurants | Miscellaneous | Pool pump | TRC | Turnover | ET2039 | Solar Powered Pool Pump | Solar Powered Pool Pump | Equip | 10 | Pool pump | 0% | Tech/Econ | 81% | 0 | 0 | 0
Tech | Restaurants | Miscellaneous | Pool pump | TRC | Turnover | ET2000 | Solar Pool Heater | Solar Pool Heater | Equip | 15 | Pool pump | 0% | Tech/Econ | 86.11% | 0 | 0 | 0
Tech | Restaurants | Miscellaneous | Pool pump | TRC | Turnover | ET1961 | Heat Pump Pool Heater | Heat Pump Pool Heater | Equip | 15 | Pool pump | 0% | Tech/Econ | 80% | 0 | 0 | 0
Tech | Restaurants | Miscellaneous | Pool pump | TRC | New | EN2138 | Variable Speed Pool Pump | Variable Speed Pool Pump | Equip | 10 | Pool pump | 0% | Tech/Econ | 64.36% | 0 | 0 | 0
Tech | Restaurants | Miscellaneous | Pool pump | TRC | New | EN2101 | Two Speed Pool Pump | Two Speed Pool Pump | Equip | 10 | Pool pump | 0% | Tech/Econ | 61.79% | 0 | 0 | 0
Tech | Restaurants | Miscellaneous | Pool pump | TRC | New | EN2063 | Solar Powered Pool Pump | Solar Powered Pool Pump | Equip | 10 | Pool pump | 0% | Tech/Econ | 81% | 0 | 0 | 0
Tech | Restaurants | Miscellaneous | Pool pump | TRC | New | EN2026 | Solar Pool Heater | Solar Pool Heater | Equip | 15 | Pool pump | 0% | Tech/Econ | 86.11% | 0 | 0 | 0
Tech | Restaurants | Miscellaneous | Pool pump | TRC | New | EN1987 | Heat Pump Pool Heater | Heat Pump Pool Heater | Equip | 15 | Pool pump | 0% | Tech/Econ | 80% | 0 | 0 | 0
Tech | Restaurants | Space Heating | Packaged central unit | TRC | New | NN5348 | Retro-Commissioning | Retro-Commissioning | NonEquip | 5 |  | 0% | Tech/Econ | 16% | 0 | 0 | 0
Tech | Restaurants | Space Heating | Packaged central unit | TRC | New | NN4334 | Water Cooled Refrigeration Heat Recovery | Water Cooled Refrigeration Heat Recovery | NonEquip | 20 |  | 0% | Tech/Econ | 10% | 0 | 0 | 0
Tech | Restaurants | Space Heating | Packaged central unit | TRC | New | NN4282 | Warehouse Loading Dock Seals | Warehouse Loading Dock Seals | NonEquip | 18 |  | 0% | Tech/Econ | 0.2605% | 0 | 0 | 0
Tech | Restaurants | Space Heating | Packaged central unit | TRC | New | NN4178 | Smart Thermostat | Smart Thermostat | NonEquip | 11 |  | 45.33% | Tech/Econ | 10% | 6137.232 | 0 | -0.0043158
Tech | Restaurants | Space Heating | Packaged central unit | TRC | New | NN4100 | Roof Insulation | Roof Insulation | NonEquip | 20 |  | 37.5% | Tech/Econ | 0.1546% | 0 | 0 | 0
Tech | Restaurants | Space Heating | Packaged central unit | TRC | New | NN4074 | Programmable Thermostat | Programmable Thermostat | NonEquip | 11 |  | 0% | Tech/Econ | 3.6% | 0 | 0 | 0
Tech | Restaurants | Space Heating | Packaged central unit | TRC | New | NN4022 | Low U-Value Windows | Low U-Value Windows | NonEquip | 20 |  | 26.88% | Tech/Econ | 10% | 3739.464 | 0 | 0.015541
Tech | Restaurants | Space Heating | Packaged central unit | TRC | New | NN3944 | Infiltration Reduction - Air Sealing | Infiltration Reduction - Air Sealing | NonEquip | 11 |  | 0% | Tech/Econ | 0.1302% | 0 | 0 | 0
Tech | Restaurants | Space Heating | Packaged central unit | TRC | New | NN3866 | Hotel Card Energy Control Systems | Hotel Card Energy Control Systems | NonEquip | 15 |  | 0% | Tech/Econ | 0% | 0 | 0 | 0
Tech | Restaurants | Space Heating | Packaged central unit | TRC | New | NN3788 | Green Roof | Green Roof | NonEquip | 15 |  | 0.49% | Tech/Econ | 0.239% | 0 | 0 | 0
Tech | Restaurants | Space Heating | Packaged central unit | TRC | New | NN3736 | Floor Insulation | Floor Insulation | NonEquip | 20 |  | 16.87% | Tech/Econ | 0.08114% | 0 | 0 | 0
Tech | Restaurants | Space Heating | Packaged central unit | TRC | New | NN3658 | Facility Energy Management System | Facility Energy Management System | NonEquip | 15 |  | 4.276% | Tech/Econ | 20% | 1200.1674 | 0 | 0.144
Tech | Restaurants | Space Heating | Packaged central unit | TRC | New | NN3580 | ECM Motors on Furnaces | ECM Motors on Furnaces | NonEquip | 15 | Forced air furnace | 0% | Tech/Econ | 1.706% | 0 | 0 | 0
Tech | Restaurants | Space Heating | Packaged central unit | TRC | New | NN3554 | Duct Sealing Repair | Duct Sealing Repair | NonEquip | 15 |  | 0% | Tech/Econ | 12% | 0 | 0 | 0
Tech | Restaurants | Space Heating | Packaged central unit | TRC | New | NN3502 | Duct Insulation | Duct Insulation | NonEquip | 15 |  | 0% | Tech/Econ | 2.045% | 0 | 0 | 0
Tech | Restaurants | Space Heating | Packaged central unit | TRC | New | NN3450 | Destratification Fans | Destratification Fans | NonEquip | 10 |  | 0% | Tech/Econ | 12.59% | 0 | 0 | 0
Tech | Restaurants | Space Heating | Packaged central unit | TRC | New | NN3398 | Dedicated Outdoor Air System on VRF unit | Dedicated Outdoor Air System on VRF unit | NonEquip | 15 | Residential/split system heat pump | 0% | Tech/Econ | 10% | 0 | 0 | 0
Tech | Restaurants | Space Heating | Packaged central unit | TRC | New | NN3346 | Cool Roof | Cool Roof | NonEquip | 15 |  | 72.32% | Tech/Econ | 0.0859% | 0 | 0 | 0
Tech | Restaurants | Space Heating | Packaged central unit | TRC | New | NN3242 | Ceiling Insulation(R30 to R38) | Ceiling Insulation(R30 to R38) | NonEquip | 20 |  | 0% | Tech/Econ | 0.03125% | 0 | 0 | 0
Tech | Restaurants | Space Heating | Packaged central unit | TRC | New | NN3190 | Ceiling Insulation(R2 to R38) | Ceiling Insulation(R2 to R38) | NonEquip | 20 |  | 0% | Tech/Econ | 2.11% | 0 | 0 | 0
Tech | Restaurants | Space Heating | Packaged central unit | TRC | New | NN3138 | Ceiling Insulation(R19 to R38) | Ceiling Insulation(R19 to R38) | NonEquip | 20 |  | 0% | Tech/Econ | 0.1172% | 0 | 0 | 0
Tech | Restaurants | Space Heating | Packaged central unit | TRC | New | NN3086 | Ceiling Insulation(R12 to R38) | Ceiling Insulation(R12 to R38) | NonEquip | 20 |  | 0% | Tech/Econ | 0.2539% | 0 | 0 | 0
Tech | Restaurants | Space Heating | Packaged central unit | TRC | New | NN3008 | Air Curtains | Air Curtains | NonEquip | 8 |  | 26.88% | Tech/Econ | 0.4135% | 122.1073 | 0 | 0.013261
Tech | Restaurants | Space Heating | Packaged central unit | TRC | Existing | NE5335 | Retro-Commissioning | Retro-Commissioning | NonEquip | 5 |  | 21.99% | Tech/Econ | 16% | 333588.1719 | 0 | 199.5618
Tech | Restaurants | Space Heating | Packaged central unit | TRC | Existing | NE4321 | Water Cooled Refrigeration Heat Recovery | Water Cooled Refrigeration Heat Recovery | NonEquip | 20 |  | 0% | Tech/Econ | 10% | 0 | 0 | 0
Tech | Restaurants | Space Heating | Packaged central unit | TRC | Existing | NE4269 | Warehouse Loading Dock Seals | Warehouse Loading Dock Seals | NonEquip | 18 |  | 0% | Tech/Econ | 0.2874% | 0 | 0 | 0
Tech | Restaurants | Space Heating | Packaged central unit | TRC | Existing | NE4243 | Wall Insulation | Wall Insulation | NonEquip | 20 |  | 0% | Tech/Econ | 0.2981% | 0 | 0 | 0
Tech | Restaurants | Space Heating | Packaged central unit | TRC | Existing | NE4165 | Smart Thermostat | Smart Thermostat | NonEquip | 11 |  | 45.33% | Tech/Econ | 10% | 463455.185 | 0 | -0.32591
Tech | Restaurants | Space Heating | Packaged central unit | TRC | Existing | NE4087 | Roof Insulation | Roof Insulation | NonEquip | 20 |  | 37.5% | Tech/Econ | 0.3413% | 11618.3407 | 0 | 5.4223
Tech | Restaurants | Space Heating | Packaged central unit | TRC | Existing | NE4061 | Programmable Thermostat | Programmable Thermostat | NonEquip | 11 |  | 0% | Tech/Econ | 3.6% | 0 | 0 | 0
Tech | Restaurants | Space Heating | Packaged central unit | TRC | Existing | NE4009 | Low U-Value Windows | Low U-Value Windows | NonEquip | 20 |  | 10.75% | Tech/Econ | 46% | 552734.5393 | 0 | 2.2972
Tech | Restaurants | Space Heating | Packaged central unit | TRC | Existing | NE3931 | Infiltration Reduction - Air Sealing | Infiltration Reduction - Air Sealing | NonEquip | 11 |  | 0% | Tech/Econ | 0.1437% | 0 | 0 | 0
Tech | Restaurants | Space Heating | Packaged central unit | TRC | Existing | NE3853 | Hotel Card Energy Control Systems | Hotel Card Energy Control Systems | NonEquip | 15 |  | 0% | Tech/Econ | 0% | 0 | 0 | 0
Tech | Restaurants | Space Heating | Packaged central unit | TRC | Existing | NE3775 | Green Roof | Green Roof | NonEquip | 15 |  | 0.098% | Tech/Econ | 0.2637% | 23.4314 | 0 | 0
Tech | Restaurants | Space Heating | Packaged central unit | TRC | Existing | NE3723 | Floor Insulation | Floor Insulation | NonEquip | 20 |  | 6.749% | Tech/Econ | 0.08953% | 547.5312 | 0 | 0.25553
Tech | Restaurants | Space Heating | Packaged central unit | TRC | Existing | NE3645 | Facility Energy Management System | Facility Energy Management System | NonEquip | 15 |  | 0.5043% | Tech/Econ | 20% | 10716.7142 | 0 | 1.2859
Tech | Restaurants | Space Heating | Packaged central unit | TRC | Existing | NE3567 | ECM Motors on Furnaces | ECM Motors on Furnaces | NonEquip | 15 | Forced air furnace | 0% | Tech/Econ | 1.706% | 0 | 0 | 0
Tech | Restaurants | Space Heating | Packaged central unit | TRC | Existing | NE3541 | Duct Sealing Repair | Duct Sealing Repair | NonEquip | 15 |  | 30.55% | Tech/Econ | 12% | 389140.8296 | 0 | 271.5401
Tech | Restaurants | Space Heating | Packaged central unit | TRC | Existing | NE3489 | Duct Insulation | Duct Insulation | NonEquip | 15 |  | 30.55% | Tech/Econ | 2.045% | 57164.0528 | 0 | 33.3753
Tech | Restaurants | Space Heating | Packaged central unit | TRC | Existing | NE3437 | Destratification Fans | Destratification Fans | NonEquip | 10 |  | 0% | Tech/Econ | 12.59% | 0 | 0 | 0
Tech | Restaurants | Space Heating | Packaged central unit | TRC | Existing | NE3385 | Dedicated Outdoor Air System on VRF unit | Dedicated Outdoor Air System on VRF unit | NonEquip | 15 | Residential/split system heat pump | 0% | Tech/Econ | 10% | 0 | 0 | 0
Tech | Restaurants | Space Heating | Packaged central unit | TRC | Existing | NE3333 | Cool Roof | Cool Roof | NonEquip | 15 |  | 72.71% | Tech/Econ | 0.09479% | 6249.1745 | 0 | 0
Tech | Restaurants | Space Heating | Packaged central unit | TRC | Existing | NE3229 | Ceiling Insulation(R30 to R38) | Ceiling Insulation(R30 to R38) | NonEquip | 20 |  | 0% | Tech/Econ | 0.03449% | 0 | 0 | 0
Tech | Restaurants | Space Heating | Packaged central unit | TRC | Existing | NE3177 | Ceiling Insulation(R2 to R38) | Ceiling Insulation(R2 to R38) | NonEquip | 20 |  | 0% | Tech/Econ | 2.328% | 0 | 0 | 0
Tech | Restaurants | Space Heating | Packaged central unit | TRC | Existing | NE3125 | Ceiling Insulation(R19 to R38) | Ceiling Insulation(R19 to R38) | NonEquip | 20 |  | 0% | Tech/Econ | 0.1293% | 0 | 0 | 0
Tech | Restaurants | Space Heating | Packaged central unit | TRC | Existing | NE3073 | Ceiling Insulation(R12 to R38) | Ceiling Insulation(R12 to R38) | NonEquip | 20 |  | 0% | Tech/Econ | 0.2802% | 0 | 0 | 0
Tech | Restaurants | Space Heating | Packaged central unit | TRC | Existing | NE2995 | Air Curtains | Air Curtains | NonEquip | 8 |  | 31.69% | Tech/Econ | 0.4135% | 11910.1479 | 0 | 1.2935
Tech | Restaurants | Space Heating | Packaged central unit | TRC | Turnover | ET1220 | High Efficiency DX 135k- less than 240k BTU | High Efficiency DX 135k- less than 240k BTU | Equip | 15 | Packaged central unit | 94.56% | Tech/Econ | 3.03% | 279713.5011 | 0 | 0
Tech | Restaurants | Space Heating | Packaged central unit | TRC | New | EN1246 | High Efficiency DX 135k- less than 240k BTU | High Efficiency DX 135k- less than 240k BTU | Equip | 15 | Packaged central unit | 94.56% | Tech/Econ | 3.03% | 3704.0618 | 0 | 0
Tech | Restaurants | Space Cooling | Packaged air conditioning units (RTUs) | TRC | New | NN5374 | Retro-Commissioning | Retro-Commissioning | NonEquip | 5 |  | 0% | Tech/Econ | 16% | 0 | 0 | 0
Tech | Restaurants | Space Cooling | Packaged air conditioning units (RTUs) | TRC | New | NN4386 | Window Sun Protection | Window Sun Protection | NonEquip | 10 |  | 15.35% | Tech/Econ | 16% | 20241.4516 | 6.3026 | -0.35509
Tech | Restaurants | Space Cooling | Packaged air conditioning units (RTUs) | TRC | New | NN4360 | Waterside Economizer | Waterside Economizer | NonEquip | 20 |  | 0% | Tech/Econ | 5.556% | 0 | 0 | 0
Tech | Restaurants | Space Cooling | Packaged air conditioning units (RTUs) | TRC | New | NN4308 | Warehouse Loading Dock Seals | Warehouse Loading Dock Seals | NonEquip | 18 |  | 0% | Tech/Econ | 0.7435% | 0 | 0 | 0
Tech | Restaurants | Space Cooling | Packaged air conditioning units (RTUs) | TRC | New | NN4152 | Smart Thermostat | Smart Thermostat | NonEquip | 11 |  | 45.33% | Tech/Econ | 10% | 5867.7388 | 2.1745 | 0
Tech | Restaurants | Space Cooling | Packaged air conditioning units (RTUs) | TRC | New | NN4126 | Roof Insulation | Roof Insulation | NonEquip | 20 |  | 37.5% | Tech/Econ | 0.4414% | 0 | 0 | 0
Tech | Restaurants | Space Cooling | Packaged air conditioning units (RTUs) | TRC | New | NN4048 | Programmable Thermostat | Programmable Thermostat | NonEquip | 11 |  | 0% | Tech/Econ | 3.6% | 0 | 0 | 0
Tech | Restaurants | Space Cooling | Packaged air conditioning units (RTUs) | TRC | New | NN3996 | Low U-Value Windows | Low U-Value Windows | NonEquip | 20 |  | 26.88% | Tech/Econ | 10% | 0 | 0 | 0
Tech | Restaurants | Space Cooling | Packaged air conditioning units (RTUs) | TRC | New | NN3918 | HVAC tune-up_RTU | HVAC tune-up_RTU | NonEquip | 5 | Packaged air conditioning units (RTUs) | 0% | Tech/Econ | 5% | 0 | 0 | 0
Tech | Restaurants | Space Cooling | Packaged air conditioning units (RTUs) | TRC | New | NN3892 | HVAC tune-up | HVAC tune-up | NonEquip | 5 | Residential-type central air conditioners | 0% | Tech/Econ | 5% | 0 | 0 | 0
Tech | Restaurants | Space Cooling | Packaged air conditioning units (RTUs) | TRC | New | NN3814 | Green Roof | Green Roof | NonEquip | 15 |  | 0.49% | Tech/Econ | 0.5116% | 0 | 0 | 0
Tech | Restaurants | Space Cooling | Packaged air conditioning units (RTUs) | TRC | New | NN3684 | Facility Energy Management System | Facility Energy Management System | NonEquip | 15 |  | 4.276% | Tech/Econ | 20% | 7110.1679 | 1.8555 | 0
Tech | Restaurants | Space Cooling | Packaged air conditioning units (RTUs) | TRC | New | NN3632 | Facility Commissioning | Facility Commissioning | NonEquip | 10 |  | 71.67% | Tech/Econ | 16% | 92201.6063 | 16.1429 | 0.3683
Tech | Restaurants | Space Cooling | Packaged air conditioning units (RTUs) | TRC | New | NN3606 | Energy Recovery Ventilation System (ERV) | Energy Recovery Ventilation System (ERV) | NonEquip | 15 | Packaged air conditioning units (RTUs) | 48.99% | Tech/Econ | 10.9% | 38013.399 | 55.738 | 10.8018
Tech | Restaurants | Space Cooling | Packaged air conditioning units (RTUs) | TRC | New | NN3528 | Duct Sealing Repair | Duct Sealing Repair | NonEquip | 15 |  | 0% | Tech/Econ | 12% | 0 | 0 | 0
Tech | Restaurants | Space Cooling | Packaged air conditioning units (RTUs) | TRC | New | NN3476 | Duct Insulation | Duct Insulation | NonEquip | 15 |  | 0% | Tech/Econ | 2.045% | 0 | 0 | 0
Tech | Restaurants | Space Cooling | Packaged air conditioning units (RTUs) | TRC | New | NN3424 | Dedicated Outdoor Air System on VRF unit | Dedicated Outdoor Air System on VRF unit | NonEquip | 15 | Residential-type central air conditioners | 0% | Tech/Econ | 17.5% | 0 | 0 | 0
Tech | Restaurants | Space Cooling | Packaged air conditioning units (RTUs) | TRC | New | NN3372 | Cool Roof | Cool Roof | NonEquip | 15 |  | 72.32% | Tech/Econ | 0.6561% | 0 | 0 | 0
Tech | Restaurants | Space Cooling | Packaged air conditioning units (RTUs) | TRC | New | NN3320 | Chilled Water System - Variable Speed Drives | Chilled Water System - Variable Speed Drives | NonEquip | 13 | Central chillers inside | 0% | Tech/Econ | 24.74% | 0 | 0 | 0
Tech | Restaurants | Space Cooling | Packaged air conditioning units (RTUs) | TRC | New | NN3294 | Chilled Water Controls Optimization | Chilled Water Controls Optimization | NonEquip | 10 | Central chillers inside | 0% | Tech/Econ | 12.5% | 0 | 0 | 0
Tech | Restaurants | Space Cooling | Packaged air conditioning units (RTUs) | TRC | New | NN3216 | Ceiling Insulation(R2 to R38) | Ceiling Insulation(R2 to R38) | NonEquip | 20 |  | 0% | Tech/Econ | 6.021% | 0 | 0 | 0
Tech | Restaurants | Space Cooling | Packaged air conditioning units (RTUs) | TRC | New | NN3112 | Ceiling Insulation(R12 to R38) | Ceiling Insulation(R12 to R38) | NonEquip | 20 |  | 0% | Tech/Econ | 0.7248% | 0 | 0 | 0
Tech | Restaurants | Space Cooling | Packaged air conditioning units (RTUs) | TRC | New | NN3060 | Airside Economizer | Airside Economizer | NonEquip | 10 | Packaged air conditioning units (RTUs) | 4.552% | Tech/Econ | 5.556% | 1689.4244 | -0.30744 | 0.0021057
Tech | Restaurants | Space Cooling | Packaged air conditioning units (RTUs) | TRC | Existing | NE5361 | Retro-Commissioning | Retro-Commissioning | NonEquip | 5 |  | 21.99% | Tech/Econ | 16% | 1806142.578 | 557.6403 | 0
Tech | Restaurants | Space Cooling | Packaged air conditioning units (RTUs) | TRC | Existing | NE4373 | Window Sun Protection | Window Sun Protection | NonEquip | 10 |  | 12.19% | Tech/Econ | 16% | 1226775.592 | 381.9797 | -21.5209
Tech | Restaurants | Space Cooling | Packaged air conditioning units (RTUs) | TRC | Existing | NE4347 | Waterside Economizer | Waterside Economizer | NonEquip | 20 |  | 0% | Tech/Econ | 5.556% | 0 | 0 | 0
Tech | Restaurants | Space Cooling | Packaged air conditioning units (RTUs) | TRC | Existing | NE4295 | Warehouse Loading Dock Seals | Warehouse Loading Dock Seals | NonEquip | 18 |  | 0% | Tech/Econ | 0.7435% | 0 | 0 | 0
Tech | Restaurants | Space Cooling | Packaged air conditioning units (RTUs) | TRC | Existing | NE4217 | Wall Insulation | Wall Insulation | NonEquip | 20 |  | 0% | Tech/Econ | 5.281% | 0 | 0 | 0
Tech | Restaurants | Space Cooling | Packaged air conditioning units (RTUs) | TRC | Existing | NE4139 | Smart Thermostat | Smart Thermostat | NonEquip | 11 |  | 45.33% | Tech/Econ | 10% | 2548328.481 | 944.3587 | 0
Tech | Restaurants | Space Cooling | Packaged air conditioning units (RTUs) | TRC | Existing | NE4113 | Roof Insulation | Roof Insulation | NonEquip | 20 |  | 37.5% | Tech/Econ | 0.8827% | 162925.567 | 33.2483 | 0
Tech | Restaurants | Space Cooling | Packaged air conditioning units (RTUs) | TRC | Existing | NE4035 | Programmable Thermostat | Programmable Thermostat | NonEquip | 11 |  | 0% | Tech/Econ | 3.6% | 0 | 0 | 0
Tech | Restaurants | Space Cooling | Packaged air conditioning units (RTUs) | TRC | Existing | NE3983 | Low U-Value Windows | Low U-Value Windows | NonEquip | 20 |  | 10.75% | Tech/Econ | 46% | 3274572.583 | 1217.1683 | 0
Tech | Restaurants | Space Cooling | Packaged air conditioning units (RTUs) | TRC | Existing | NE3957 | Infiltration Reduction - Air Sealing | Infiltration Reduction - Air Sealing | NonEquip | 11 |  | 0% | Tech/Econ | 0.3717% | 0 | 0 | 0
Tech | Restaurants | Space Cooling | Packaged air conditioning units (RTUs) | TRC | Existing | NE3905 | HVAC tune-up_RTU | HVAC tune-up_RTU | NonEquip | 5 | Packaged air conditioning units (RTUs) | 0% | Tech/Econ | 5% | 0 | 0 | 0
Tech | Restaurants | Space Cooling | Packaged air conditioning units (RTUs) | TRC | Existing | NE3879 | HVAC tune-up | HVAC tune-up | NonEquip | 5 | Residential-type central air conditioners | 0% | Tech/Econ | 5% | 0 | 0 | 0
Tech | Restaurants | Space Cooling | Packaged air conditioning units (RTUs) | TRC | Existing | NE3801 | Green Roof | Green Roof | NonEquip | 15 |  | 0.098% | Tech/Econ | 0.5116% | 244.7723 | 0.10398 | 0
Tech | Restaurants | Space Cooling | Packaged air conditioning units (RTUs) | TRC | Existing | NE3671 | Facility Energy Management System | Facility Energy Management System | NonEquip | 15 |  | 0.5043% | Tech/Econ | 20% | 63489.1725 | 16.5681 | 0
Tech | Restaurants | Space Cooling | Packaged air conditioning units (RTUs) | TRC | Existing | NE3593 | Energy Recovery Ventilation System (ERV) | Energy Recovery Ventilation System (ERV) | NonEquip | 15 | Packaged air conditioning units (RTUs) | 48.99% | Tech/Econ | 10.9% | 3171581.478 | 4650.3994 | 901.2328
Tech | Restaurants | Space Cooling | Packaged air conditioning units (RTUs) | TRC | Existing | NE3515 | Duct Sealing Repair | Duct Sealing Repair | NonEquip | 15 |  | 30.55% | Tech/Econ | 12% | 2260414.391 | 445.3496 | 0
Tech | Restaurants | Space Cooling | Packaged air conditioning units (RTUs) | TRC | Existing | NE3463 | Duct Insulation | Duct Insulation | NonEquip | 15 |  | 30.55% | Tech/Econ | 2.045% | 309502.6672 | 84.0815 | 0
Tech | Restaurants | Space Cooling | Packaged air conditioning units (RTUs) | TRC | Existing | NE3411 | Dedicated Outdoor Air System on VRF unit | Dedicated Outdoor Air System on VRF unit | NonEquip | 15 | Residential-type central air conditioners | 0% | Tech/Econ | 17.5% | 0 | 0 | 0
Tech | Restaurants | Space Cooling | Packaged air conditioning units (RTUs) | TRC | Existing | NE3359 | Cool Roof | Cool Roof | NonEquip | 15 |  | 72.71% | Tech/Econ | 0.6561% | 234023.1962 | 99.4177 | 0
Tech | Restaurants | Space Cooling | Packaged air conditioning units (RTUs) | TRC | Existing | NE3307 | Chilled Water System - Variable Speed Drives | Chilled Water System - Variable Speed Drives | NonEquip | 13 | Central chillers inside | 0% | Tech/Econ | 24.74% | 0 | 0 | 0
Tech | Restaurants | Space Cooling | Packaged air conditioning units (RTUs) | TRC | Existing | NE3281 | Chilled Water Controls Optimization | Chilled Water Controls Optimization | NonEquip | 10 | Central chillers inside | 0% | Tech/Econ | 12.5% | 0 | 0 | 0
Tech | Restaurants | Space Cooling | Packaged air conditioning units (RTUs) | TRC | Existing | NE3203 | Ceiling Insulation(R2 to R38) | Ceiling Insulation(R2 to R38) | NonEquip | 20 |  | 0% | Tech/Econ | 6.021% | 0 | 0 | 0
Tech | Restaurants | Space Cooling | Packaged air conditioning units (RTUs) | TRC | Existing | NE3099 | Ceiling Insulation(R12 to R38) | Ceiling Insulation(R12 to R38) | NonEquip | 20 |  | 0% | Tech/Econ | 0.7248% | 0 | 0 | 0
Tech | Restaurants | Space Cooling | Packaged air conditioning units (RTUs) | TRC | Existing | NE3047 | Airside Economizer | Airside Economizer | NonEquip | 10 | Packaged air conditioning units (RTUs) | 4.552% | Tech/Econ | 5.556% | 135747.2173 | -24.703 | 0.16919
Tech | Restaurants | Space Cooling | Packaged air conditioning units (RTUs) | TRC | Turnover | ET1181 | High Efficiency DX 135k- less than 240k BTU | High Efficiency DX 135k- less than 240k BTU | Equip | 15 | Packaged air conditioning units (RTUs) | 94.56% | Tech/Econ | 4.348% | 2201138.657 | 910.2016 | 0
Tech | Restaurants | Space Cooling | Packaged air conditioning units (RTUs) | TRC | New | EN1207 | High Efficiency DX 135k- less than 240k BTU | High Efficiency DX 135k- less than 240k BTU | Equip | 15 | Packaged air conditioning units (RTUs) | 94.56% | Tech/Econ | 4.348% | 13457.9992 | 5.5651 | 0
Tech | Restaurants | Interior Lighting | Overhead (fluorescent/LED/CFL U-shape) | TRC | New | NN5270 | Retro-Commissioning | Retro-Commissioning | NonEquip | 5 |  | 0% | Tech/Econ | 16% | 0 | 0 | 0
Tech | Restaurants | Interior Lighting | Overhead (fluorescent/LED/CFL U-shape) | TRC | New | NN4438 | Interior Lighting Controls | Interior Lighting Controls | NonEquip | 8 | Overhead (fluorescent/LED/CFL U-shape) | 7.543% | Tech/Econ | 28% | 4223.4446 | 0 | 0
Tech | Restaurants | Interior Lighting | Overhead (fluorescent/LED/CFL U-shape) | TRC | New | NN4412 | Bi-Level Lighting Control (Interior) | Bi-Level Lighting Control (Interior) | NonEquip | 8 | Overhead (fluorescent/LED/CFL U-shape) | 9% | Tech/Econ | 31% | 5738.9007 | 0.070896 | 0
Tech | Restaurants | Interior Lighting | Overhead (fluorescent/LED/CFL U-shape) | TRC | New | NN3710 | Facility Energy Management System | Facility Energy Management System | NonEquip | 15 |  | 4.276% | Tech/Econ | 24% | 2008.6845 | 0.52419 | 0.24102
Tech | Restaurants | Interior Lighting | Overhead (fluorescent/LED/CFL U-shape) | TRC | Existing | NE5257 | Retro-Commissioning | Retro-Commissioning | NonEquip | 5 |  | 21.99% | Tech/Econ | 16% | 451922.2306 | 139.5294 | 270.3525
Tech | Restaurants | Interior Lighting | Overhead (fluorescent/LED/CFL U-shape) | TRC | Existing | NE4425 | Interior Lighting Controls | Interior Lighting Controls | NonEquip | 8 | Overhead (fluorescent/LED/CFL U-shape) | 7.543% | Tech/Econ | 28% | 295611.9858 | 0 | 0
Tech | Restaurants | Interior Lighting | Overhead (fluorescent/LED/CFL U-shape) | TRC | Existing | NE4399 | Bi-Level Lighting Control (Interior) | Bi-Level Lighting Control (Interior) | NonEquip | 8 | Overhead (fluorescent/LED/CFL U-shape) | 9% | Tech/Econ | 31% | 401683.4616 | 4.9622 | 0
Tech | Restaurants | Interior Lighting | Overhead (fluorescent/LED/CFL U-shape) | TRC | Existing | NE3697 | Facility Energy Management System | Facility Energy Management System | NonEquip | 15 |  | 0.5043% | Tech/Econ | 24% | 15566.4542 | 4.0622 | 1.8678
Tech | Restaurants | Interior Lighting | Overhead (fluorescent/LED/CFL U-shape) | TRC | Turnover | ET1805 | Premium T8 - Lamp Replacement | Premium T8 - Lamp Replacement | Equip | 8 | Overhead (fluorescent/LED/CFL U-shape) | 0% | Tech/Econ | 12.5% | 0 | 0 | 0
Tech | Restaurants | Interior Lighting | Overhead (fluorescent/LED/CFL U-shape) | TRC | Turnover | ET1766 | Premium T8 - Fixture Replacement | Premium T8 - Fixture Replacement | Equip | 8 | Overhead (fluorescent/LED/CFL U-shape) | 0% | Tech/Econ | 12.5% | 0 | 0 | 0
Tech | Restaurants | Interior Lighting | Overhead (fluorescent/LED/CFL U-shape) | TRC | Turnover | ET1727 | LED Linear - Lamp Replacement | LED Linear - Lamp Replacement | Equip | 15 | Overhead (fluorescent/LED/CFL U-shape) | 24.1% | Tech/Econ | 25.43% | 839522.6826 | 202.5134 | 0.033919
Tech | Restaurants | Interior Lighting | Overhead (fluorescent/LED/CFL U-shape) | TRC | Turnover | ET1688 | LED Linear - Fixture Replacement | LED Linear - Fixture Replacement | Equip | 15 | Overhead (fluorescent/LED/CFL U-shape) | 24.1% | Tech/Econ | 50.28% | 1985395.817 | 484.18 | 0.026526
Tech | Restaurants | Interior Lighting | Overhead (fluorescent/LED/CFL U-shape) | TRC | New | EN1831 | Premium T8 - Lamp Replacement | Premium T8 - Lamp Replacement | Equip | 8 | Overhead (fluorescent/LED/CFL U-shape) | 0% | Tech/Econ | 12.5% | 0 | 0 | 0
Tech | Restaurants | Interior Lighting | Overhead (fluorescent/LED/CFL U-shape) | TRC | New | EN1792 | Premium T8 - Fixture Replacement | Premium T8 - Fixture Replacement | Equip | 8 | Overhead (fluorescent/LED/CFL U-shape) | 0% | Tech/Econ | 12.5% | 0 | 0 | 0
Tech | Restaurants | Interior Lighting | Overhead (fluorescent/LED/CFL U-shape) | TRC | New | EN1753 | LED Linear - Lamp Replacement | LED Linear - Lamp Replacement | Equip | 15 | Overhead (fluorescent/LED/CFL U-shape) | 0% | Tech/Econ | 25.43% | 0 | 0 | 0
Tech | Restaurants | Interior Lighting | Overhead (fluorescent/LED/CFL U-shape) | TRC | New | EN1714 | LED Linear - Fixture Replacement | LED Linear - Fixture Replacement | Equip | 15 | Overhead (fluorescent/LED/CFL U-shape) | 0% | Tech/Econ | 50.28% | 0 | 0 | 0
Tech | Restaurants | Cooking | Oven | TRC | Turnover | ET50 | Energy Star Commercial Oven | Energy Star Commercial Oven | Equip | 12 | Oven | 22.46% | Tech/Econ | 34.83% | 1103516.282 | 179.1978 | 93.7727
Tech | Restaurants | Cooking | Oven | TRC | New | EN76 | Energy Star Commercial Oven | Energy Star Commercial Oven | Equip | 12 | Oven | 22.46% | Tech/Econ | 34.83% | 13855.4089 | 2.25 | 1.1774
Tech | Restaurants | Miscellaneous | Others | TRC | New | NN5452 | Retro-Commissioning | Retro-Commissioning | NonEquip | 5 |  | 0% | Tech/Econ | 16% | 0 | 0 | 0
Tech | Restaurants | Miscellaneous | Others | TRC | New | NN4542 | VSD Controlled Compressor | VSD Controlled Compressor | NonEquip | 15 | Others | 36.99% | Tech/Econ | 20.79% | 7993.8356 | 1.0364 | 0.86815
Tech | Restaurants | Miscellaneous | Others | TRC | New | NN4516 | Regenerative Drive Elevator Motor | Regenerative Drive Elevator Motor | NonEquip | 13 | Elevators/Escalators | 0% | Tech/Econ | 6.211% | 0 | 0 | 0
Tech | Restaurants | Miscellaneous | Others | TRC | New | NN4490 | Engine Block Timer | Engine Block Timer | NonEquip | 5 | Others | 0% | Tech/Econ | 36% | 0 | 0 | 0
Tech | Restaurants | Miscellaneous | Others | TRC | New | NN4464 | Efficient Motor Belts | Efficient Motor Belts | NonEquip | 10 | Others | 4.977% | Tech/Econ | 1.105% | 52.7721 | 0.0068422 | 0.0057312
Tech | Restaurants | Miscellaneous | Others | TRC | Existing | NE5439 | Retro-Commissioning | Retro-Commissioning | NonEquip | 5 |  | 21.99% | Tech/Econ | 16% | 286810.4551 | 88.5517 | 171.578
Tech | Restaurants | Miscellaneous | Others | TRC | Existing | NE4529 | VSD Controlled Compressor | VSD Controlled Compressor | NonEquip | 15 | Others | 7.399% | Tech/Econ | 20.79% | 127334.0654 | 16.5095 | 13.8288
Tech | Restaurants | Miscellaneous | Others | TRC | Existing | NE4503 | Regenerative Drive Elevator Motor | Regenerative Drive Elevator Motor | NonEquip | 13 | Elevators/Escalators | 0% | Tech/Econ | 6.211% | 0 | 0 | 0
Tech | Restaurants | Miscellaneous | Others | TRC | Existing | NE4477 | Engine Block Timer | Engine Block Timer | NonEquip | 5 | Others | 0% | Tech/Econ | 36% | 0 | 0 | 0
Tech | Restaurants | Miscellaneous | Others | TRC | Existing | NE4451 | Efficient Motor Belts | Efficient Motor Belts | NonEquip | 10 | Others | 1.244% | Tech/Econ | 1.105% | 1081.354 | 0.1402 | 0.11744
Tech | Restaurants | Miscellaneous | Others | TRC | Turnover | ET1922 | ENERGY STAR Water Cooler | ENERGY STAR Water Cooler | Equip | 10 | Others | 0% | Tech/Econ | 68.49% | 0 | 0 | 0
Tech | Restaurants | Miscellaneous | Others | TRC | Turnover | ET1883 | ENERGY STAR Commercial Clothes Washer | ENERGY STAR Commercial Clothes Washer | Equip | 7 | Others | 22.05% | Tech/Econ | 27.27% | 529745.7792 | 0 | 0
Tech | Restaurants | Miscellaneous | Others | TRC | Turnover | ET1844 | Efficient Battery Charger | Efficient Battery Charger | Equip | 7 | Others | 0% | Tech/Econ | 13.68% | 0 | 0 | 0
Tech | Restaurants | Miscellaneous | Others | TRC | New | EN1948 | ENERGY STAR Water Cooler | ENERGY STAR Water Cooler | Equip | 10 | Others | 0% | Tech/Econ | 68.49% | 0 | 0 | 0
Tech | Restaurants | Miscellaneous | Others | TRC | New | EN1909 | ENERGY STAR Commercial Clothes Washer | ENERGY STAR Commercial Clothes Washer | Equip | 7 | Others | 22.05% | Tech/Econ | 27.27% | 6651.3241 | 0 | 0
Tech | Restaurants | Miscellaneous | Others | TRC | New | EN1870 | Efficient Battery Charger | Efficient Battery Charger | Equip | 7 | Others | 0% | Tech/Econ | 13.68% | 0 | 0 | 0
Tech | Restaurants | Office Equipment | Other office | TRC | New | NN4594 | Smart Strip Plug Outlet | Smart Strip Plug Outlet | NonEquip | 4 |  | 43.9% | Tech/Econ | 1.187% | 946.4659 | 0.14073 | 0
Tech | Restaurants | Office Equipment | Other office | TRC | New | NN4568 | Network PC Power Management | Network PC Power Management | NonEquip | 5 | Computers | 0% | Tech/Econ | 56.5% | 0 | 0 | 0
Tech | Restaurants | Office Equipment | Other office | TRC | Existing | NE4581 | Smart Strip Plug Outlet | Smart Strip Plug Outlet | NonEquip | 4 |  | 43.9% | Tech/Econ | 1.187% | 75381.4289 | 11.2088 | 0
Tech | Restaurants | Office Equipment | Other office | TRC | Existing | NE4555 | Network PC Power Management | Network PC Power Management | NonEquip | 5 | Computers | 0% | Tech/Econ | 56.5% | 0 | 0 | 0
Tech | Restaurants | Office Equipment | Other office | TRC | Turnover | ET2267 | Energy Star Uninterruptable Power Supply | Energy Star Uninterruptable Power Supply | Equip | 10 | Other office | 0% | Tech/Econ | 1.878% | 0 | 0 | 0
Tech | Restaurants | Office Equipment | Other office | TRC | New | EN2293 | Energy Star Uninterruptable Power Supply | Energy Star Uninterruptable Power Supply | Equip | 10 | Other office | 0% | Tech/Econ | 1.878% | 0 | 0 | 0
Tech | Restaurants | Ventilation and Circulation | Motor/Fan | TRC | New | NN5400 | Retro-Commissioning | Retro-Commissioning | NonEquip | 5 |  | 0% | Tech/Econ | 16% | 0 | 0 | 0
Tech | Restaurants | Ventilation and Circulation | Motor/Fan | TRC | New | NN4984 | VAV System | VAV System | NonEquip | 10 |  | 0% | Tech/Econ | 30% | 0 | 0 | 0
Tech | Restaurants | Ventilation and Circulation | Motor/Fan | TRC | New | NN4958 | Demand Controlled Ventilation | Demand Controlled Ventilation | NonEquip | 10 |  | 23.39% | Tech/Econ | 9.761% | 17.3071 | 0.0018019 | 0.010145
Tech | Restaurants | Ventilation and Circulation | Motor/Fan | TRC | New | NN4932 | CO Sensors for Parking Garage Exhaust | CO Sensors for Parking Garage Exhaust | NonEquip | 15 | Motor/Fan | 0% | Tech/Econ | 33% | 0 | 0 | 0
Tech | Restaurants | Ventilation and Circulation | Motor/Fan | TRC | Existing | NE5387 | Retro-Commissioning | Retro-Commissioning | NonEquip | 5 |  | 21.99% | Tech/Econ | 16% | 2068.8782 | 0.63876 | 1.2377
Tech | Restaurants | Ventilation and Circulation | Motor/Fan | TRC | Existing | NE4971 | VAV System | VAV System | NonEquip | 10 |  | 0% | Tech/Econ | 30% | 0 | 0 | 0
Tech | Restaurants | Ventilation and Circulation | Motor/Fan | TRC | Existing | NE4945 | Demand Controlled Ventilation | Demand Controlled Ventilation | NonEquip | 10 |  | 23.39% | Tech/Econ | 9.761% | 1378.4269 | 0.14351 | 0.80799
Tech | Restaurants | Ventilation and Circulation | Motor/Fan | TRC | Existing | NE4919 | CO Sensors for Parking Garage Exhaust | CO Sensors for Parking Garage Exhaust | NonEquip | 15 | Motor/Fan | 0% | Tech/Econ | 33% | 0 | 0 | 0
Tech | Restaurants | Ventilation and Circulation | Motor/Fan | TRC | Turnover | ET2696 | High Speed Fans | High Speed Fans | Equip | 7 | Motor/Fan | 14.03% | Tech/Econ | 10.99% | 944.7626 | 0.12249 | 0.1026
Tech | Restaurants | Ventilation and Circulation | Motor/Fan | TRC | Turnover | ET2657 | 10HP Open Drip-Proof(ODP) Motor | 10HP Open Drip-Proof(ODP) Motor | Equip | 15 | Motor/Fan | 29.73% | Tech/Econ | 1.079% | 189.1923 | 0.02453 | 0.020547
Tech | Restaurants | Ventilation and Circulation | Motor/Fan | TRC | New | EN2722 | High Speed Fans | High Speed Fans | Equip | 7 | Motor/Fan | 14.03% | Tech/Econ | 10.99% | 11.8621 | 0.001538 | 0.0012883
Tech | Restaurants | Ventilation and Circulation | Motor/Fan | TRC | New | EN2683 | 10HP Open Drip-Proof(ODP) Motor | 10HP Open Drip-Proof(ODP) Motor | Equip | 15 | Motor/Fan | 37.16% | Tech/Econ | 1.079% | 2.9693 | 0.00038498 | 0.00032247
Tech | Restaurants | Miscellaneous | Medical equipment | TRC | New | NN5452 | Retro-Commissioning | Retro-Commissioning | NonEquip | 5 |  | 0% | Tech/Econ | 16% | 0 | 0 | 0
Tech | Restaurants | Miscellaneous | Medical equipment | TRC | New | NN4542 | VSD Controlled Compressor | VSD Controlled Compressor | NonEquip | 15 | Others | 0% | Tech/Econ | 20.79% | 0 | 0 | 0
Tech | Restaurants | Miscellaneous | Medical equipment | TRC | New | NN4516 | Regenerative Drive Elevator Motor | Regenerative Drive Elevator Motor | NonEquip | 13 | Elevators/Escalators | 0% | Tech/Econ | 6.211% | 0 | 0 | 0
Tech | Restaurants | Miscellaneous | Medical equipment | TRC | New | NN4490 | Engine Block Timer | Engine Block Timer | NonEquip | 5 | Others | 0% | Tech/Econ | 36% | 0 | 0 | 0
Tech | Restaurants | Miscellaneous | Medical equipment | TRC | New | NN4464 | Efficient Motor Belts | Efficient Motor Belts | NonEquip | 10 | Others | 0% | Tech/Econ | 1.105% | 0 | 0 | 0
Tech | Restaurants | Miscellaneous | Medical equipment | TRC | Existing | NE5439 | Retro-Commissioning | Retro-Commissioning | NonEquip | 5 |  | 21.99% | Tech/Econ | 16% | 0 | 0 | 0
Tech | Restaurants | Miscellaneous | Medical equipment | TRC | Existing | NE4529 | VSD Controlled Compressor | VSD Controlled Compressor | NonEquip | 15 | Others | 0% | Tech/Econ | 20.79% | 0 | 0 | 0
Tech | Restaurants | Miscellaneous | Medical equipment | TRC | Existing | NE4503 | Regenerative Drive Elevator Motor | Regenerative Drive Elevator Motor | NonEquip | 13 | Elevators/Escalators | 0% | Tech/Econ | 6.211% | 0 | 0 | 0
Tech | Restaurants | Miscellaneous | Medical equipment | TRC | Existing | NE4477 | Engine Block Timer | Engine Block Timer | NonEquip | 5 | Others | 0% | Tech/Econ | 36% | 0 | 0 | 0
Tech | Restaurants | Miscellaneous | Medical equipment | TRC | Existing | NE4451 | Efficient Motor Belts | Efficient Motor Belts | NonEquip | 10 | Others | 0% | Tech/Econ | 1.105% | 0 | 0 | 0
Tech | Restaurants | Refrigeration | Large cold storage | TRC | New | NN5322 | Retro-Commissioning | Retro-Commissioning | NonEquip | 5 |  | 0% | Tech/Econ | 16% | 0 | 0 | 0
Tech | Restaurants | Refrigeration | Large cold storage | TRC | New | NN4906 | Strip Curtains for Walk-ins | Strip Curtains for Walk-ins | NonEquip | 4 | Walk-in cooler | 0% | Tech/Econ | 2.115% | 0 | 0 | 0
Tech | Restaurants | Refrigeration | Large cold storage | TRC | New | NN4880 | Refrigerated Display Case Lighting Controls | Refrigerated Display Case Lighting Controls | NonEquip | 8 | Display cases | 0% | Tech/Econ | 0.9365% | 0 | 0 | 0
Tech | Restaurants | Refrigeration | Large cold storage | TRC | New | NN4854 | PSC to ECM Evaporator Fan Motor (Walk-In, Refrigerator) | PSC to ECM Evaporator Fan Motor (Walk-In, Refrigerator) | NonEquip | 15 | Walk-in cooler | 0% | Tech/Econ | 37.5% | 0 | 0 | 0
Tech | Restaurants | Refrigeration | Large cold storage | TRC | New | NN4828 | PSC to ECM Evaporator Fan Motor (Reach-In) | PSC to ECM Evaporator Fan Motor (Reach-In) | NonEquip | 15 | Display cases | 0% | Tech/Econ | 37.5% | 0 | 0 | 0
Tech | Restaurants | Refrigeration | Large cold storage | TRC | New | NN4802 | Night Covers for Display Cases | Night Covers for Display Cases | NonEquip | 5 | Display cases | 0% | Tech/Econ | 1.877% | 0 | 0 | 0
Tech | Restaurants | Refrigeration | Large cold storage | TRC | New | NN4776 | High R-Value Glass Doors | High R-Value Glass Doors | NonEquip | 12 | Display cases | 0% | Tech/Econ | 0% | 0 | 0 | 0
Tech | Restaurants | Refrigeration | Large cold storage | TRC | New | NN4750 | High Efficiency Refrigeration Compressor | High Efficiency Refrigeration Compressor | NonEquip | 13 | Display cases | 0% | Tech/Econ | 6.922% | 0 | 0 | 0
Tech | Restaurants | Refrigeration | Large cold storage | TRC | New | NN4724 | Freezer-Cooler Replacement Gaskets | Freezer-Cooler Replacement Gaskets | NonEquip | 4 | Display cases | 0% | Tech/Econ | 0% | 0 | 0 | 0
Tech | Restaurants | Refrigeration | Large cold storage | TRC | New | NN4698 | Floating Head Pressure Controls | Floating Head Pressure Controls | NonEquip | 15 |  | 0% | Tech/Econ | 6.05% | 0 | 0 | 0
Tech | Restaurants | Refrigeration | Large cold storage | TRC | New | NN4672 | Demand Defrost | Demand Defrost | NonEquip | 10 | Walk-in cooler | 0% | Tech/Econ | 30% | 0 | 0 | 0
Tech | Restaurants | Refrigeration | Large cold storage | TRC | New | NN4646 | Automatic Door Closer for Walk-in Coolers and Freezers | Automatic Door Closer for Walk-in Coolers and Freezers | NonEquip | 8 | Walk-in cooler | 0% | Tech/Econ | 3.131% | 0 | 0 | 0
Tech | Restaurants | Refrigeration | Large cold storage | TRC | New | NN4620 | Anti-Sweat Controls | Anti-Sweat Controls | NonEquip | 8 | Display cases | 0% | Tech/Econ | 85% | 0 | 0 | 0
Tech | Restaurants | Refrigeration | Large cold storage | TRC | Existing | NE5309 | Retro-Commissioning | Retro-Commissioning | NonEquip | 5 |  | 21.99% | Tech/Econ | 16% | 290.3474 | 0.089644 | 0.17369
Tech | Restaurants | Refrigeration | Large cold storage | TRC | Existing | NE4893 | Strip Curtains for Walk-ins | Strip Curtains for Walk-ins | NonEquip | 4 | Walk-in cooler | 0% | Tech/Econ | 2.115% | 0 | 0 | 0
Tech | Restaurants | Refrigeration | Large cold storage | TRC | Existing | NE4867 | Refrigerated Display Case Lighting Controls | Refrigerated Display Case Lighting Controls | NonEquip | 8 | Display cases | 0% | Tech/Econ | 2.524% | 0 | 0 | 0
Tech | Restaurants | Refrigeration | Large cold storage | TRC | Existing | NE4841 | PSC to ECM Evaporator Fan Motor (Walk-In, Refrigerator) | PSC to ECM Evaporator Fan Motor (Walk-In, Refrigerator) | NonEquip | 15 | Walk-in cooler | 0% | Tech/Econ | 37.5% | 0 | 0 | 0
Tech | Restaurants | Refrigeration | Large cold storage | TRC | Existing | NE4815 | PSC to ECM Evaporator Fan Motor (Reach-In) | PSC to ECM Evaporator Fan Motor (Reach-In) | NonEquip | 15 | Display cases | 0% | Tech/Econ | 37.5% | 0 | 0 | 0
Tech | Restaurants | Refrigeration | Large cold storage | TRC | Existing | NE4789 | Night Covers for Display Cases | Night Covers for Display Cases | NonEquip | 5 | Display cases | 0% | Tech/Econ | 1.877% | 0 | 0 | 0
Tech | Restaurants | Refrigeration | Large cold storage | TRC | Existing | NE4763 | High R-Value Glass Doors | High R-Value Glass Doors | NonEquip | 12 | Display cases | 0% | Tech/Econ | 23.81% | 0 | 0 | 0
Tech | Restaurants | Refrigeration | Large cold storage | TRC | Existing | NE4737 | High Efficiency Refrigeration Compressor | High Efficiency Refrigeration Compressor | NonEquip | 13 | Display cases | 0% | Tech/Econ | 6.922% | 0 | 0 | 0
Tech | Restaurants | Refrigeration | Large cold storage | TRC | Existing | NE4711 | Freezer-Cooler Replacement Gaskets | Freezer-Cooler Replacement Gaskets | NonEquip | 4 | Display cases | 0% | Tech/Econ | 3.131% | 0 | 0 | 0
Tech | Restaurants | Refrigeration | Large cold storage | TRC | Existing | NE4685 | Floating Head Pressure Controls | Floating Head Pressure Controls | NonEquip | 15 |  | 0% | Tech/Econ | 6.05% | 0 | 0 | 0
Tech | Restaurants | Refrigeration | Large cold storage | TRC | Existing | NE4659 | Demand Defrost | Demand Defrost | NonEquip | 10 | Walk-in cooler | 0% | Tech/Econ | 30% | 0 | 0 | 0
Tech | Restaurants | Refrigeration | Large cold storage | TRC | Existing | NE4633 | Automatic Door Closer for Walk-in Coolers and Freezers | Automatic Door Closer for Walk-in Coolers and Freezers | NonEquip | 8 | Walk-in cooler | 0% | Tech/Econ | 3.131% | 0 | 0 | 0
Tech | Restaurants | Refrigeration | Large cold storage | TRC | Existing | NE4607 | Anti-Sweat Controls | Anti-Sweat Controls | NonEquip | 8 | Display cases | 0% | Tech/Econ | 85% | 0 | 0 | 0
Tech | Restaurants | Miscellaneous | Laboratory equipment | TRC | New | NN5452 | Retro-Commissioning | Retro-Commissioning | NonEquip | 5 |  | 0% | Tech/Econ | 16% | 0 | 0 | 0
Tech | Restaurants | Miscellaneous | Laboratory equipment | TRC | New | NN4542 | VSD Controlled Compressor | VSD Controlled Compressor | NonEquip | 15 | Others | 0% | Tech/Econ | 20.79% | 0 | 0 | 0
Tech | Restaurants | Miscellaneous | Laboratory equipment | TRC | New | NN4516 | Regenerative Drive Elevator Motor | Regenerative Drive Elevator Motor | NonEquip | 13 | Elevators/Escalators | 0% | Tech/Econ | 6.211% | 0 | 0 | 0
Tech | Restaurants | Miscellaneous | Laboratory equipment | TRC | New | NN4490 | Engine Block Timer | Engine Block Timer | NonEquip | 5 | Others | 0% | Tech/Econ | 36% | 0 | 0 | 0
Tech | Restaurants | Miscellaneous | Laboratory equipment | TRC | New | NN4464 | Efficient Motor Belts | Efficient Motor Belts | NonEquip | 10 | Others | 0% | Tech/Econ | 1.105% | 0 | 0 | 0
Tech | Restaurants | Miscellaneous | Laboratory equipment | TRC | Existing | NE5439 | Retro-Commissioning | Retro-Commissioning | NonEquip | 5 |  | 21.99% | Tech/Econ | 16% | 0 | 0 | 0
Tech | Restaurants | Miscellaneous | Laboratory equipment | TRC | Existing | NE4529 | VSD Controlled Compressor | VSD Controlled Compressor | NonEquip | 15 | Others | 0% | Tech/Econ | 20.79% | 0 | 0 | 0
Tech | Restaurants | Miscellaneous | Laboratory equipment | TRC | Existing | NE4503 | Regenerative Drive Elevator Motor | Regenerative Drive Elevator Motor | NonEquip | 13 | Elevators/Escalators | 0% | Tech/Econ | 6.211% | 0 | 0 | 0
Tech | Restaurants | Miscellaneous | Laboratory equipment | TRC | Existing | NE4477 | Engine Block Timer | Engine Block Timer | NonEquip | 5 | Others | 0% | Tech/Econ | 36% | 0 | 0 | 0
Tech | Restaurants | Miscellaneous | Laboratory equipment | TRC | Existing | NE4451 | Efficient Motor Belts | Efficient Motor Belts | NonEquip | 10 | Others | 0% | Tech/Econ | 1.105% | 0 | 0 | 0
Tech | Restaurants | Ventilation and Circulation | Individual room ventilation | TRC | New | NN5400 | Retro-Commissioning | Retro-Commissioning | NonEquip | 5 |  | 0% | Tech/Econ | 16% | 0 | 0 | 0
Tech | Restaurants | Ventilation and Circulation | Individual room ventilation | TRC | New | NN4984 | VAV System | VAV System | NonEquip | 10 |  | 0% | Tech/Econ | 30% | 0 | 0 | 0
Tech | Restaurants | Ventilation and Circulation | Individual room ventilation | TRC | New | NN4958 | Demand Controlled Ventilation | Demand Controlled Ventilation | NonEquip | 10 |  | 23.39% | Tech/Econ | 9.761% | 31.2423 | 0.0032528 | 0.018313
Tech | Restaurants | Ventilation and Circulation | Individual room ventilation | TRC | New | NN4932 | CO Sensors for Parking Garage Exhaust | CO Sensors for Parking Garage Exhaust | NonEquip | 15 | Motor/Fan | 0% | Tech/Econ | 33% | 0 | 0 | 0
Tech | Restaurants | Ventilation and Circulation | Individual room ventilation | TRC | Existing | NE5387 | Retro-Commissioning | Retro-Commissioning | NonEquip | 5 |  | 21.99% | Tech/Econ | 16% | 3834.2438 | 1.1838 | 2.2938
Tech | Restaurants | Ventilation and Circulation | Individual room ventilation | TRC | Existing | NE4971 | VAV System | VAV System | NonEquip | 10 |  | 0% | Tech/Econ | 30% | 0 | 0 | 0
Tech | Restaurants | Ventilation and Circulation | Individual room ventilation | TRC | Existing | NE4945 | Demand Controlled Ventilation | Demand Controlled Ventilation | NonEquip | 10 |  | 23.39% | Tech/Econ | 9.761% | 2400.7532 | 0.24995 | 1.4072
Tech | Restaurants | Ventilation and Circulation | Individual room ventilation | TRC | Existing | NE4919 | CO Sensors for Parking Garage Exhaust | CO Sensors for Parking Garage Exhaust | NonEquip | 15 | Motor/Fan | 0% | Tech/Econ | 33% | 0 | 0 | 0
Tech | Restaurants | Space Heating | Individual room heating | TRC | New | NN5348 | Retro-Commissioning | Retro-Commissioning | NonEquip | 5 |  | 0% | Tech/Econ | 16% | 0 | 0 | 0
Tech | Restaurants | Space Heating | Individual room heating | TRC | New | NN4334 | Water Cooled Refrigeration Heat Recovery | Water Cooled Refrigeration Heat Recovery | NonEquip | 20 |  | 0% | Tech/Econ | 10% | 0 | 0 | 0
Tech | Restaurants | Space Heating | Individual room heating | TRC | New | NN4282 | Warehouse Loading Dock Seals | Warehouse Loading Dock Seals | NonEquip | 18 |  | 0% | Tech/Econ | 0.2605% | 0 | 0 | 0
Tech | Restaurants | Space Heating | Individual room heating | TRC | New | NN4256 | Wall Insulation | Wall Insulation | NonEquip | 20 |  | 0% | Tech/Econ | 0% | 0 | 0 | 0
Tech | Restaurants | Space Heating | Individual room heating | TRC | New | NN4178 | Smart Thermostat | Smart Thermostat | NonEquip | 11 |  | 45.33% | Tech/Econ | 10% | 0.48333 | 0 | -3.3988e-07
Tech | Restaurants | Space Heating | Individual room heating | TRC | New | NN4100 | Roof Insulation | Roof Insulation | NonEquip | 20 |  | 37.5% | Tech/Econ | 0.1546% | 0 | 0 | 0
Tech | Restaurants | Space Heating | Individual room heating | TRC | New | NN4074 | Programmable Thermostat | Programmable Thermostat | NonEquip | 11 |  | 0% | Tech/Econ | 3.6% | 0 | 0 | 0
Tech | Restaurants | Space Heating | Individual room heating | TRC | New | NN4022 | Low U-Value Windows | Low U-Value Windows | NonEquip | 20 |  | 26.88% | Tech/Econ | 10% | 0.2945 | 0 | 1.2239e-06
Tech | Restaurants | Space Heating | Individual room heating | TRC | New | NN3944 | Infiltration Reduction - Air Sealing | Infiltration Reduction - Air Sealing | NonEquip | 11 |  | 0% | Tech/Econ | 0.1302% | 0 | 0 | 0
Tech | Restaurants | Space Heating | Individual room heating | TRC | New | NN3866 | Hotel Card Energy Control Systems | Hotel Card Energy Control Systems | NonEquip | 15 |  | 0% | Tech/Econ | 0% | 0 | 0 | 0
Tech | Restaurants | Space Heating | Individual room heating | TRC | New | NN3788 | Green Roof | Green Roof | NonEquip | 15 |  | 0.49% | Tech/Econ | 0.239% | 0 | 0 | 0
Tech | Restaurants | Space Heating | Individual room heating | TRC | New | NN3736 | Floor Insulation | Floor Insulation | NonEquip | 20 |  | 16.87% | Tech/Econ | 0.08114% | 0 | 0 | 0
Tech | Restaurants | Space Heating | Individual room heating | TRC | New | NN3658 | Facility Energy Management System | Facility Energy Management System | NonEquip | 15 |  | 4.276% | Tech/Econ | 20% | 0.094517 | 0 | 1.1341e-05
Tech | Restaurants | Space Heating | Individual room heating | TRC | New | NN3580 | ECM Motors on Furnaces | ECM Motors on Furnaces | NonEquip | 15 | Forced air furnace | 0% | Tech/Econ | 1.706% | 0 | 0 | 0
Tech | Restaurants | Space Heating | Individual room heating | TRC | New | NN3554 | Duct Sealing Repair | Duct Sealing Repair | NonEquip | 15 |  | 0% | Tech/Econ | 12% | 0 | 0 | 0
Tech | Restaurants | Space Heating | Individual room heating | TRC | New | NN3502 | Duct Insulation | Duct Insulation | NonEquip | 15 |  | 0% | Tech/Econ | 2.045% | 0 | 0 | 0
Tech | Restaurants | Space Heating | Individual room heating | TRC | New | NN3450 | Destratification Fans | Destratification Fans | NonEquip | 10 |  | 0% | Tech/Econ | 12.59% | 0 | 0 | 0
Tech | Restaurants | Space Heating | Individual room heating | TRC | New | NN3398 | Dedicated Outdoor Air System on VRF unit | Dedicated Outdoor Air System on VRF unit | NonEquip | 15 | Residential/split system heat pump | 0% | Tech/Econ | 10% | 0 | 0 | 0
Tech | Restaurants | Space Heating | Individual room heating | TRC | New | NN3346 | Cool Roof | Cool Roof | NonEquip | 15 |  | 72.32% | Tech/Econ | 0.0859% | 0 | 0 | 0
Tech | Restaurants | Space Heating | Individual room heating | TRC | New | NN3242 | Ceiling Insulation(R30 to R38) | Ceiling Insulation(R30 to R38) | NonEquip | 20 |  | 0% | Tech/Econ | 0.03125% | 0 | 0 | 0
Tech | Restaurants | Space Heating | Individual room heating | TRC | New | NN3190 | Ceiling Insulation(R2 to R38) | Ceiling Insulation(R2 to R38) | NonEquip | 20 |  | 0% | Tech/Econ | 2.11% | 0 | 0 | 0
Tech | Restaurants | Space Heating | Individual room heating | TRC | New | NN3138 | Ceiling Insulation(R19 to R38) | Ceiling Insulation(R19 to R38) | NonEquip | 20 |  | 0% | Tech/Econ | 0.1172% | 0 | 0 | 0
Tech | Restaurants | Space Heating | Individual room heating | TRC | New | NN3086 | Ceiling Insulation(R12 to R38) | Ceiling Insulation(R12 to R38) | NonEquip | 20 |  | 0% | Tech/Econ | 0.2539% | 0 | 0 | 0
Tech | Restaurants | Space Heating | Individual room heating | TRC | New | NN3008 | Air Curtains | Air Curtains | NonEquip | 8 |  | 26.88% | Tech/Econ | 0.4135% | 0.0099001 | 0 | 1.0752e-06
Tech | Restaurants | Space Heating | Individual room heating | TRC | Existing | NE5335 | Retro-Commissioning | Retro-Commissioning | NonEquip | 5 |  | 21.99% | Tech/Econ | 16% | 29.4086 | 0 | 0.017593
Tech | Restaurants | Space Heating | Individual room heating | TRC | Existing | NE4321 | Water Cooled Refrigeration Heat Recovery | Water Cooled Refrigeration Heat Recovery | NonEquip | 20 |  | 0% | Tech/Econ | 10% | 0 | 0 | 0
Tech | Restaurants | Space Heating | Individual room heating | TRC | Existing | NE4269 | Warehouse Loading Dock Seals | Warehouse Loading Dock Seals | NonEquip | 18 |  | 0% | Tech/Econ | 0.2874% | 0 | 0 | 0
Tech | Restaurants | Space Heating | Individual room heating | TRC | Existing | NE4243 | Wall Insulation | Wall Insulation | NonEquip | 20 |  | 0% | Tech/Econ | 0.2981% | 0 | 0 | 0
Tech | Restaurants | Space Heating | Individual room heating | TRC | Existing | NE4165 | Smart Thermostat | Smart Thermostat | NonEquip | 11 |  | 45.33% | Tech/Econ | 10% | 35.2146 | 0 | -2.4763e-05
Tech | Restaurants | Space Heating | Individual room heating | TRC | Existing | NE4087 | Roof Insulation | Roof Insulation | NonEquip | 20 |  | 37.5% | Tech/Econ | 0.3413% | 0.94198 | 0 | 0.00043962
Tech | Restaurants | Space Heating | Individual room heating | TRC | Existing | NE4061 | Programmable Thermostat | Programmable Thermostat | NonEquip | 11 |  | 0% | Tech/Econ | 3.6% | 0 | 0 | 0
Tech | Restaurants | Space Heating | Individual room heating | TRC | Existing | NE4009 | Low U-Value Windows | Low U-Value Windows | NonEquip | 20 |  | 10.75% | Tech/Econ | 46% | 43.5298 | 0 | 0.00018091
Tech | Restaurants | Space Heating | Individual room heating | TRC | Existing | NE3931 | Infiltration Reduction - Air Sealing | Infiltration Reduction - Air Sealing | NonEquip | 11 |  | 0% | Tech/Econ | 0.1437% | 0 | 0 | 0
Tech | Restaurants | Space Heating | Individual room heating | TRC | Existing | NE3853 | Hotel Card Energy Control Systems | Hotel Card Energy Control Systems | NonEquip | 15 |  | 0% | Tech/Econ | 0% | 0 | 0 | 0
Tech | Restaurants | Space Heating | Individual room heating | TRC | Existing | NE3775 | Green Roof | Green Roof | NonEquip | 15 |  | 0.098% | Tech/Econ | 0.2637% | 0.0018997 | 0 | 0
Tech | Restaurants | Space Heating | Individual room heating | TRC | Existing | NE3723 | Floor Insulation | Floor Insulation | NonEquip | 20 |  | 6.749% | Tech/Econ | 0.08953% | 0.044392 | 0 | 2.0718e-05
Tech | Restaurants | Space Heating | Individual room heating | TRC | Existing | NE3645 | Facility Energy Management System | Facility Energy Management System | NonEquip | 15 |  | 0.5043% | Tech/Econ | 20% | 0.84398 | 0 | 0.00010127
Tech | Restaurants | Space Heating | Individual room heating | TRC | Existing | NE3567 | ECM Motors on Furnaces | ECM Motors on Furnaces | NonEquip | 15 | Forced air furnace | 0% | Tech/Econ | 1.706% | 0 | 0 | 0
Tech | Restaurants | Space Heating | Individual room heating | TRC | Existing | NE3541 | Duct Sealing Repair | Duct Sealing Repair | NonEquip | 15 |  | 30.55% | Tech/Econ | 12% | 29.568 | 0 | 0.020632
Tech | Restaurants | Space Heating | Individual room heating | TRC | Existing | NE3489 | Duct Insulation | Duct Insulation | NonEquip | 15 |  | 30.55% | Tech/Econ | 2.045% | 4.6347 | 0 | 0.002706
Tech | Restaurants | Space Heating | Individual room heating | TRC | Existing | NE3437 | Destratification Fans | Destratification Fans | NonEquip | 10 |  | 0% | Tech/Econ | 12.59% | 0 | 0 | 0
Tech | Restaurants | Space Heating | Individual room heating | TRC | Existing | NE3385 | Dedicated Outdoor Air System on VRF unit | Dedicated Outdoor Air System on VRF unit | NonEquip | 15 | Residential/split system heat pump | 0% | Tech/Econ | 10% | 0 | 0 | 0
Tech | Restaurants | Space Heating | Individual room heating | TRC | Existing | NE3333 | Cool Roof | Cool Roof | NonEquip | 15 |  | 72.71% | Tech/Econ | 0.09479% | 0.50666 | 0 | 0
Tech | Restaurants | Space Heating | Individual room heating | TRC | Existing | NE3229 | Ceiling Insulation(R30 to R38) | Ceiling Insulation(R30 to R38) | NonEquip | 20 |  | 0% | Tech/Econ | 0.03449% | 0 | 0 | 0
Tech | Restaurants | Space Heating | Individual room heating | TRC | Existing | NE3177 | Ceiling Insulation(R2 to R38) | Ceiling Insulation(R2 to R38) | NonEquip | 20 |  | 0% | Tech/Econ | 2.328% | 0 | 0 | 0
Tech | Restaurants | Space Heating | Individual room heating | TRC | Existing | NE3125 | Ceiling Insulation(R19 to R38) | Ceiling Insulation(R19 to R38) | NonEquip | 20 |  | 0% | Tech/Econ | 0.1293% | 0 | 0 | 0
Tech | Restaurants | Space Heating | Individual room heating | TRC | Existing | NE3073 | Ceiling Insulation(R12 to R38) | Ceiling Insulation(R12 to R38) | NonEquip | 20 |  | 0% | Tech/Econ | 0.2802% | 0 | 0 | 0
Tech | Restaurants | Space Heating | Individual room heating | TRC | Existing | NE2995 | Air Curtains | Air Curtains | NonEquip | 8 |  | 31.69% | Tech/Econ | 0.4135% | 0.96564 | 0 | 0.00010487
Tech | Restaurants | Space Cooling | Individual room air conditioners | TRC | New | NN5374 | Retro-Commissioning | Retro-Commissioning | NonEquip | 5 |  | 0% | Tech/Econ | 16% | 0 | 0 | 0
Tech | Restaurants | Space Cooling | Individual room air conditioners | TRC | New | NN4386 | Window Sun Protection | Window Sun Protection | NonEquip | 10 |  | 15.35% | Tech/Econ | 16% | 262.5758 | 0.081758 | -0.0046063
Tech | Restaurants | Space Cooling | Individual room air conditioners | TRC | New | NN4360 | Waterside Economizer | Waterside Economizer | NonEquip | 20 |  | 0% | Tech/Econ | 5.556% | 0 | 0 | 0
Tech | Restaurants | Space Cooling | Individual room air conditioners | TRC | New | NN4308 | Warehouse Loading Dock Seals | Warehouse Loading Dock Seals | NonEquip | 18 |  | 0% | Tech/Econ | 0.7435% | 0 | 0 | 0
Tech | Restaurants | Space Cooling | Individual room air conditioners | TRC | New | NN4152 | Smart Thermostat | Smart Thermostat | NonEquip | 11 |  | 45.33% | Tech/Econ | 10% | 80.4114 | 0.029799 | 0
Tech | Restaurants | Space Cooling | Individual room air conditioners | TRC | New | NN4126 | Roof Insulation | Roof Insulation | NonEquip | 20 |  | 37.5% | Tech/Econ | 0.4414% | 0 | 0 | 0
Tech | Restaurants | Space Cooling | Individual room air conditioners | TRC | New | NN4048 | Programmable Thermostat | Programmable Thermostat | NonEquip | 11 |  | 0% | Tech/Econ | 3.6% | 0 | 0 | 0
Tech | Restaurants | Space Cooling | Individual room air conditioners | TRC | New | NN3996 | Low U-Value Windows | Low U-Value Windows | NonEquip | 20 |  | 26.88% | Tech/Econ | 10% | 0 | 0 | 0
Tech | Restaurants | Space Cooling | Individual room air conditioners | TRC | New | NN3970 | Infiltration Reduction - Air Sealing | Infiltration Reduction - Air Sealing | NonEquip | 11 |  | 0% | Tech/Econ | 0.3717% | 0 | 0 | 0
Tech | Restaurants | Space Cooling | Individual room air conditioners | TRC | New | NN3918 | HVAC tune-up_RTU | HVAC tune-up_RTU | NonEquip | 5 | Packaged air conditioning units (RTUs) | 0% | Tech/Econ | 5% | 0 | 0 | 0
Tech | Restaurants | Space Cooling | Individual room air conditioners | TRC | New | NN3892 | HVAC tune-up | HVAC tune-up | NonEquip | 5 | Residential-type central air conditioners | 0% | Tech/Econ | 5% | 0 | 0 | 0
Tech | Restaurants | Space Cooling | Individual room air conditioners | TRC | New | NN3814 | Green Roof | Green Roof | NonEquip | 15 |  | 0.49% | Tech/Econ | 0.5116% | 0 | 0 | 0
Tech | Restaurants | Space Cooling | Individual room air conditioners | TRC | New | NN3684 | Facility Energy Management System | Facility Energy Management System | NonEquip | 15 |  | 4.276% | Tech/Econ | 20% | 92.2344 | 0.02407 | 0
Tech | Restaurants | Space Cooling | Individual room air conditioners | TRC | New | NN3632 | Facility Commissioning | Facility Commissioning | NonEquip | 10 |  | 71.67% | Tech/Econ | 16% | 1196.0562 | 0.20941 | 0.0047776
Tech | Restaurants | Space Cooling | Individual room air conditioners | TRC | New | NN3606 | Energy Recovery Ventilation System (ERV) | Energy Recovery Ventilation System (ERV) | NonEquip | 15 | Packaged air conditioning units (RTUs) | 0% | Tech/Econ | 10.9% | 0 | 0 | 0
Tech | Restaurants | Space Cooling | Individual room air conditioners | TRC | New | NN3528 | Duct Sealing Repair | Duct Sealing Repair | NonEquip | 15 |  | 0% | Tech/Econ | 12% | 0 | 0 | 0
Tech | Restaurants | Space Cooling | Individual room air conditioners | TRC | New | NN3476 | Duct Insulation | Duct Insulation | NonEquip | 15 |  | 0% | Tech/Econ | 2.045% | 0 | 0 | 0
Tech | Restaurants | Space Cooling | Individual room air conditioners | TRC | New | NN3424 | Dedicated Outdoor Air System on VRF unit | Dedicated Outdoor Air System on VRF unit | NonEquip | 15 | Residential-type central air conditioners | 0% | Tech/Econ | 17.5% | 0 | 0 | 0
Tech | Restaurants | Space Cooling | Individual room air conditioners | TRC | New | NN3372 | Cool Roof | Cool Roof | NonEquip | 15 |  | 72.32% | Tech/Econ | 0.6561% | 0 | 0 | 0
Tech | Restaurants | Space Cooling | Individual room air conditioners | TRC | New | NN3320 | Chilled Water System - Variable Speed Drives | Chilled Water System - Variable Speed Drives | NonEquip | 13 | Central chillers inside | 0% | Tech/Econ | 24.74% | 0 | 0 | 0
Tech | Restaurants | Space Cooling | Individual room air conditioners | TRC | New | NN3294 | Chilled Water Controls Optimization | Chilled Water Controls Optimization | NonEquip | 10 | Central chillers inside | 0% | Tech/Econ | 12.5% | 0 | 0 | 0
Tech | Restaurants | Space Cooling | Individual room air conditioners | TRC | New | NN3216 | Ceiling Insulation(R2 to R38) | Ceiling Insulation(R2 to R38) | NonEquip | 20 |  | 0% | Tech/Econ | 6.021% | 0 | 0 | 0
Tech | Restaurants | Space Cooling | Individual room air conditioners | TRC | New | NN3112 | Ceiling Insulation(R12 to R38) | Ceiling Insulation(R12 to R38) | NonEquip | 20 |  | 0% | Tech/Econ | 0.7248% | 0 | 0 | 0
Tech | Restaurants | Space Cooling | Individual room air conditioners | TRC | New | NN3060 | Airside Economizer | Airside Economizer | NonEquip | 10 | Packaged air conditioning units (RTUs) | 0% | Tech/Econ | 5.556% | 0 | 0 | 0
Tech | Restaurants | Space Cooling | Individual room air conditioners | TRC | Existing | NE5361 | Retro-Commissioning | Retro-Commissioning | NonEquip | 5 |  | 21.99% | Tech/Econ | 16% | 28698.2712 | 8.8605 | 0
Tech | Restaurants | Space Cooling | Individual room air conditioners | TRC | Existing | NE4373 | Window Sun Protection | Window Sun Protection | NonEquip | 10 |  | 12.19% | Tech/Econ | 16% | 15354.0605 | 4.7808 | -0.26935
Tech | Restaurants | Space Cooling | Individual room air conditioners | TRC | Existing | NE4347 | Waterside Economizer | Waterside Economizer | NonEquip | 20 |  | 0% | Tech/Econ | 5.556% | 0 | 0 | 0
Tech | Restaurants | Space Cooling | Individual room air conditioners | TRC | Existing | NE4295 | Warehouse Loading Dock Seals | Warehouse Loading Dock Seals | NonEquip | 18 |  | 0% | Tech/Econ | 0.7435% | 0 | 0 | 0
Tech | Restaurants | Space Cooling | Individual room air conditioners | TRC | Existing | NE4217 | Wall Insulation | Wall Insulation | NonEquip | 20 |  | 0% | Tech/Econ | 5.281% | 0 | 0 | 0
Tech | Restaurants | Space Cooling | Individual room air conditioners | TRC | Existing | NE4139 | Smart Thermostat | Smart Thermostat | NonEquip | 11 |  | 45.33% | Tech/Econ | 10% | 33693.5776 | 12.4862 | 0
Tech | Restaurants | Space Cooling | Individual room air conditioners | TRC | Existing | NE4113 | Roof Insulation | Roof Insulation | NonEquip | 20 |  | 37.5% | Tech/Econ | 0.8827% | 2334.3658 | 0.47638 | 0
Tech | Restaurants | Space Cooling | Individual room air conditioners | TRC | Existing | NE4035 | Programmable Thermostat | Programmable Thermostat | NonEquip | 11 |  | 0% | Tech/Econ | 3.6% | 0 | 0 | 0
Tech | Restaurants | Space Cooling | Individual room air conditioners | TRC | Existing | NE3983 | Low U-Value Windows | Low U-Value Windows | NonEquip | 20 |  | 10.75% | Tech/Econ | 46% | 42478.3588 | 15.7893 | 0
Tech | Restaurants | Space Cooling | Individual room air conditioners | TRC | Existing | NE3957 | Infiltration Reduction - Air Sealing | Infiltration Reduction - Air Sealing | NonEquip | 11 |  | 0% | Tech/Econ | 0.3717% | 0 | 0 | 0
Tech | Restaurants | Space Cooling | Individual room air conditioners | TRC | Existing | NE3905 | HVAC tune-up_RTU | HVAC tune-up_RTU | NonEquip | 5 | Packaged air conditioning units (RTUs) | 0% | Tech/Econ | 5% | 0 | 0 | 0
Tech | Restaurants | Space Cooling | Individual room air conditioners | TRC | Existing | NE3879 | HVAC tune-up | HVAC tune-up | NonEquip | 5 | Residential-type central air conditioners | 0% | Tech/Econ | 5% | 0 | 0 | 0
Tech | Restaurants | Space Cooling | Individual room air conditioners | TRC | Existing | NE3801 | Green Roof | Green Roof | NonEquip | 15 |  | 0.098% | Tech/Econ | 0.5116% | 3.507 | 0.0014899 | 0
Tech | Restaurants | Space Cooling | Individual room air conditioners | TRC | Existing | NE3671 | Facility Energy Management System | Facility Energy Management System | NonEquip | 15 |  | 0.5043% | Tech/Econ | 20% | 823.5932 | 0.21493 | 0
Tech | Restaurants | Space Cooling | Individual room air conditioners | TRC | Existing | NE3593 | Energy Recovery Ventilation System (ERV) | Energy Recovery Ventilation System (ERV) | NonEquip | 15 | Packaged air conditioning units (RTUs) | 0% | Tech/Econ | 10.9% | 0 | 0 | 0
Tech | Restaurants | Space Cooling | Individual room air conditioners | TRC | Existing | NE3515 | Duct Sealing Repair | Duct Sealing Repair | NonEquip | 15 |  | 30.55% | Tech/Econ | 12% | 28290.8623 | 5.5739 | 0
Tech | Restaurants | Space Cooling | Individual room air conditioners | TRC | Existing | NE3463 | Duct Insulation | Duct Insulation | NonEquip | 15 |  | 30.55% | Tech/Econ | 2.045% | 4434.4939 | 1.2047 | 0
Tech | Restaurants | Space Cooling | Individual room air conditioners | TRC | Existing | NE3411 | Dedicated Outdoor Air System on VRF unit | Dedicated Outdoor Air System on VRF unit | NonEquip | 15 | Residential-type central air conditioners | 0% | Tech/Econ | 17.5% | 0 | 0 | 0
Tech | Restaurants | Space Cooling | Individual room air conditioners | TRC | Existing | NE3359 | Cool Roof | Cool Roof | NonEquip | 15 |  | 72.71% | Tech/Econ | 0.6561% | 3353.0388 | 1.4244 | 0
Tech | Restaurants | Space Cooling | Individual room air conditioners | TRC | Existing | NE3307 | Chilled Water System - Variable Speed Drives | Chilled Water System - Variable Speed Drives | NonEquip | 13 | Central chillers inside | 0% | Tech/Econ | 24.74% | 0 | 0 | 0
Tech | Restaurants | Space Cooling | Individual room air conditioners | TRC | Existing | NE3281 | Chilled Water Controls Optimization | Chilled Water Controls Optimization | NonEquip | 10 | Central chillers inside | 0% | Tech/Econ | 12.5% | 0 | 0 | 0
Tech | Restaurants | Space Cooling | Individual room air conditioners | TRC | Existing | NE3203 | Ceiling Insulation(R2 to R38) | Ceiling Insulation(R2 to R38) | NonEquip | 20 |  | 0% | Tech/Econ | 6.021% | 0 | 0 | 0
Tech | Restaurants | Space Cooling | Individual room air conditioners | TRC | Existing | NE3099 | Ceiling Insulation(R12 to R38) | Ceiling Insulation(R12 to R38) | NonEquip | 20 |  | 0% | Tech/Econ | 0.7248% | 0 | 0 | 0
Tech | Restaurants | Space Cooling | Individual room air conditioners | TRC | Existing | NE3047 | Airside Economizer | Airside Economizer | NonEquip | 10 | Packaged air conditioning units (RTUs) | 0% | Tech/Econ | 5.556% | 0 | 0 | 0
Tech | Restaurants | Interior Lighting | High bay | TRC | New | NN5270 | Retro-Commissioning | Retro-Commissioning | NonEquip | 5 |  | 0% | Tech/Econ | 16% | 0 | 0 | 0
Tech | Restaurants | Interior Lighting | High bay | TRC | New | NN4438 | Interior Lighting Controls | Interior Lighting Controls | NonEquip | 8 | Overhead (fluorescent/LED/CFL U-shape) | 0% | Tech/Econ | 28% | 0 | 0 | 0
Tech | Restaurants | Interior Lighting | High bay | TRC | New | NN4412 | Bi-Level Lighting Control (Interior) | Bi-Level Lighting Control (Interior) | NonEquip | 8 | Overhead (fluorescent/LED/CFL U-shape) | 0% | Tech/Econ | 31% | 0 | 0 | 0
Tech | Restaurants | Interior Lighting | High bay | TRC | New | NN3710 | Facility Energy Management System | Facility Energy Management System | NonEquip | 15 |  | 4.276% | Tech/Econ | 24% | 2506.0742 | 0.65399 | 0.3007
Tech | Restaurants | Interior Lighting | High bay | TRC | Existing | NE5257 | Retro-Commissioning | Retro-Commissioning | NonEquip | 5 |  | 21.99% | Tech/Econ | 16% | 600633.1165 | 185.4434 | 359.3155
Tech | Restaurants | Interior Lighting | High bay | TRC | Existing | NE4425 | Interior Lighting Controls | Interior Lighting Controls | NonEquip | 8 | Overhead (fluorescent/LED/CFL U-shape) | 0% | Tech/Econ | 28% | 0 | 0 | 0
Tech | Restaurants | Interior Lighting | High bay | TRC | Existing | NE4399 | Bi-Level Lighting Control (Interior) | Bi-Level Lighting Control (Interior) | NonEquip | 8 | Overhead (fluorescent/LED/CFL U-shape) | 0% | Tech/Econ | 31% | 0 | 0 | 0
Tech | Restaurants | Interior Lighting | High bay | TRC | Existing | NE3697 | Facility Energy Management System | Facility Energy Management System | NonEquip | 15 |  | 0.5043% | Tech/Econ | 24% | 20688.7984 | 5.399 | 2.4824
Tech | Restaurants | Interior Lighting | High bay | TRC | Turnover | ET1649 | LED Linear - Fixture Replacement | LED Linear - Fixture Replacement | Equip | 15 | High bay | 24.1% | Tech/Econ | 50.28% | 2357051.171 | 574.8159 | 0.031491
Tech | Restaurants | Interior Lighting | High bay | TRC | Turnover | ET1532 | High Bay LED | High Bay LED | Equip | 15 | High bay | 0% | Tech/Econ | 64.78% | 0 | 0 | 0
Tech | Restaurants | Interior Lighting | High bay | TRC | Turnover | ET1493 | High Bay Fluorescent (T5) | High Bay Fluorescent (T5) | Equip | 15 | High bay | 0% | Tech/Econ | 64.14% | 0 | 0 | 0
Tech | Restaurants | Interior Lighting | High bay | TRC | New | EN1675 | LED Linear - Fixture Replacement | LED Linear - Fixture Replacement | Equip | 15 | High bay | 0% | Tech/Econ | 50.28% | 0 | 0 | 0
Tech | Restaurants | Interior Lighting | High bay | TRC | New | EN1558 | High Bay LED | High Bay LED | Equip | 15 | High bay | 0% | Tech/Econ | 64.78% | 0 | 0 | 0
Tech | Restaurants | Interior Lighting | High bay | TRC | New | EN1519 | High Bay Fluorescent (T5) | High Bay Fluorescent (T5) | Equip | 15 | High bay | 0% | Tech/Econ | 64.14% | 0 | 0 | 0
Tech | Restaurants | Cooking | Fryer | TRC | Turnover | ET89 | Energy Star Fryer | Energy Star Fryer | Equip | 12 | Fryer | 29.2% | Tech/Econ | 17.46% | 361727.623 | 58.6353 | 18.132
Tech | Restaurants | Cooking | Fryer | TRC | New | EN115 | Energy Star Fryer | Energy Star Fryer | Equip | 12 | Fryer | 29.2% | Tech/Econ | 17.46% | 4541.7401 | 0.73621 | 0.22766
Tech | Restaurants | Space Heating | Forced air furnace | TRC | New | NN5348 | Retro-Commissioning | Retro-Commissioning | NonEquip | 5 |  | 0% | Tech/Econ | 16% | 0 | 0 | 0
Tech | Restaurants | Space Heating | Forced air furnace | TRC | New | NN4334 | Water Cooled Refrigeration Heat Recovery | Water Cooled Refrigeration Heat Recovery | NonEquip | 20 |  | 0% | Tech/Econ | 10% | 0 | 0 | 0
Tech | Restaurants | Space Heating | Forced air furnace | TRC | New | NN4282 | Warehouse Loading Dock Seals | Warehouse Loading Dock Seals | NonEquip | 18 |  | 0% | Tech/Econ | 0.2605% | 0 | 0 | 0
Tech | Restaurants | Space Heating | Forced air furnace | TRC | New | NN4256 | Wall Insulation | Wall Insulation | NonEquip | 20 |  | 0% | Tech/Econ | 0% | 0 | 0 | 0
Tech | Restaurants | Space Heating | Forced air furnace | TRC | New | NN4178 | Smart Thermostat | Smart Thermostat | NonEquip | 11 |  | 45.33% | Tech/Econ | 10% | 67.8808 | 0 | -4.7735e-05
Tech | Restaurants | Space Heating | Forced air furnace | TRC | New | NN4100 | Roof Insulation | Roof Insulation | NonEquip | 20 |  | 37.5% | Tech/Econ | 0.1546% | 0 | 0 | 0
Tech | Restaurants | Space Heating | Forced air furnace | TRC | New | NN4074 | Programmable Thermostat | Programmable Thermostat | NonEquip | 11 |  | 0% | Tech/Econ | 3.6% | 0 | 0 | 0
Tech | Restaurants | Space Heating | Forced air furnace | TRC | New | NN4022 | Low U-Value Windows | Low U-Value Windows | NonEquip | 20 |  | 26.88% | Tech/Econ | 10% | 41.3603 | 0 | 0.0001719
Tech | Restaurants | Space Heating | Forced air furnace | TRC | New | NN3944 | Infiltration Reduction - Air Sealing | Infiltration Reduction - Air Sealing | NonEquip | 11 |  | 0% | Tech/Econ | 0.1302% | 0 | 0 | 0
Tech | Restaurants | Space Heating | Forced air furnace | TRC | New | NN3866 | Hotel Card Energy Control Systems | Hotel Card Energy Control Systems | NonEquip | 15 |  | 0% | Tech/Econ | 0% | 0 | 0 | 0
Tech | Restaurants | Space Heating | Forced air furnace | TRC | New | NN3788 | Green Roof | Green Roof | NonEquip | 15 |  | 0.49% | Tech/Econ | 0.239% | 0 | 0 | 0
Tech | Restaurants | Space Heating | Forced air furnace | TRC | New | NN3736 | Floor Insulation | Floor Insulation | NonEquip | 20 |  | 16.87% | Tech/Econ | 0.08114% | 0 | 0 | 0
Tech | Restaurants | Space Heating | Forced air furnace | TRC | New | NN3658 | Facility Energy Management System | Facility Energy Management System | NonEquip | 15 |  | 4.276% | Tech/Econ | 20% | 13.2744 | 0 | 0.0015928
Tech | Restaurants | Space Heating | Forced air furnace | TRC | New | NN3580 | ECM Motors on Furnaces | ECM Motors on Furnaces | NonEquip | 15 | Forced air furnace | 47.78% | Tech/Econ | 1.706% | 11.6563 | 0 | 0.0013306
Tech | Restaurants | Space Heating | Forced air furnace | TRC | New | NN3554 | Duct Sealing Repair | Duct Sealing Repair | NonEquip | 15 |  | 0% | Tech/Econ | 12% | 0 | 0 | 0
Tech | Restaurants | Space Heating | Forced air furnace | TRC | New | NN3502 | Duct Insulation | Duct Insulation | NonEquip | 15 |  | 0% | Tech/Econ | 2.045% | 0 | 0 | 0
Tech | Restaurants | Space Heating | Forced air furnace | TRC | New | NN3450 | Destratification Fans | Destratification Fans | NonEquip | 10 |  | 0% | Tech/Econ | 12.59% | 0 | 0 | 0
Tech | Restaurants | Space Heating | Forced air furnace | TRC | New | NN3398 | Dedicated Outdoor Air System on VRF unit | Dedicated Outdoor Air System on VRF unit | NonEquip | 15 | Residential/split system heat pump | 0% | Tech/Econ | 10% | 0 | 0 | 0
Tech | Restaurants | Space Heating | Forced air furnace | TRC | New | NN3346 | Cool Roof | Cool Roof | NonEquip | 15 |  | 72.32% | Tech/Econ | 0.0859% | 0 | 0 | 0
Tech | Restaurants | Space Heating | Forced air furnace | TRC | New | NN3242 | Ceiling Insulation(R30 to R38) | Ceiling Insulation(R30 to R38) | NonEquip | 20 |  | 0% | Tech/Econ | 0.03125% | 0 | 0 | 0
Tech | Restaurants | Space Heating | Forced air furnace | TRC | New | NN3190 | Ceiling Insulation(R2 to R38) | Ceiling Insulation(R2 to R38) | NonEquip | 20 |  | 0% | Tech/Econ | 2.11% | 0 | 0 | 0
Tech | Restaurants | Space Heating | Forced air furnace | TRC | New | NN3138 | Ceiling Insulation(R19 to R38) | Ceiling Insulation(R19 to R38) | NonEquip | 20 |  | 0% | Tech/Econ | 0.1172% | 0 | 0 | 0
Tech | Restaurants | Space Heating | Forced air furnace | TRC | New | NN3086 | Ceiling Insulation(R12 to R38) | Ceiling Insulation(R12 to R38) | NonEquip | 20 |  | 0% | Tech/Econ | 0.2539% | 0 | 0 | 0
Tech | Restaurants | Space Heating | Forced air furnace | TRC | New | NN3008 | Air Curtains | Air Curtains | NonEquip | 8 |  | 26.88% | Tech/Econ | 0.4135% | 1.3791 | 0 | 0.00014977
Tech | Restaurants | Space Heating | Forced air furnace | TRC | Existing | NE5335 | Retro-Commissioning | Retro-Commissioning | NonEquip | 5 |  | 21.99% | Tech/Econ | 16% | 4130.2745 | 0 | 2.4708
Tech | Restaurants | Space Heating | Forced air furnace | TRC | Existing | NE4321 | Water Cooled Refrigeration Heat Recovery | Water Cooled Refrigeration Heat Recovery | NonEquip | 20 |  | 0% | Tech/Econ | 10% | 0 | 0 | 0
Tech | Restaurants | Space Heating | Forced air furnace | TRC | Existing | NE4269 | Warehouse Loading Dock Seals | Warehouse Loading Dock Seals | NonEquip | 18 |  | 0% | Tech/Econ | 0.2874% | 0 | 0 | 0
Tech | Restaurants | Space Heating | Forced air furnace | TRC | Existing | NE4243 | Wall Insulation | Wall Insulation | NonEquip | 20 |  | 0% | Tech/Econ | 0.2981% | 0 | 0 | 0
Tech | Restaurants | Space Heating | Forced air furnace | TRC | Existing | NE4165 | Smart Thermostat | Smart Thermostat | NonEquip | 11 |  | 45.33% | Tech/Econ | 10% | 4945.692 | 0 | -0.0034779
Tech | Restaurants | Space Heating | Forced air furnace | TRC | Existing | NE4087 | Roof Insulation | Roof Insulation | NonEquip | 20 |  | 37.5% | Tech/Econ | 0.3413% | 131.2169 | 0 | 0.061239
Tech | Restaurants | Space Heating | Forced air furnace | TRC | Existing | NE4061 | Programmable Thermostat | Programmable Thermostat | NonEquip | 11 |  | 0% | Tech/Econ | 3.6% | 0 | 0 | 0
Tech | Restaurants | Space Heating | Forced air furnace | TRC | Existing | NE4009 | Low U-Value Windows | Low U-Value Windows | NonEquip | 20 |  | 10.75% | Tech/Econ | 46% | 6113.514 | 0 | 0.025408
Tech | Restaurants | Space Heating | Forced air furnace | TRC | Existing | NE3931 | Infiltration Reduction - Air Sealing | Infiltration Reduction - Air Sealing | NonEquip | 11 |  | 0% | Tech/Econ | 0.1437% | 0 | 0 | 0
Tech | Restaurants | Space Heating | Forced air furnace | TRC | Existing | NE3853 | Hotel Card Energy Control Systems | Hotel Card Energy Control Systems | NonEquip | 15 |  | 0% | Tech/Econ | 0% | 0 | 0 | 0
Tech | Restaurants | Space Heating | Forced air furnace | TRC | Existing | NE3775 | Green Roof | Green Roof | NonEquip | 15 |  | 0.098% | Tech/Econ | 0.2637% | 0.26463 | 0 | 0
Tech | Restaurants | Space Heating | Forced air furnace | TRC | Existing | NE3723 | Floor Insulation | Floor Insulation | NonEquip | 20 |  | 6.749% | Tech/Econ | 0.08953% | 6.1838 | 0 | 0.002886
Tech | Restaurants | Space Heating | Forced air furnace | TRC | Existing | NE3645 | Facility Energy Management System | Facility Energy Management System | NonEquip | 15 |  | 0.5043% | Tech/Econ | 20% | 118.5321 | 0 | 0.014222
Tech | Restaurants | Space Heating | Forced air furnace | TRC | Existing | NE3567 | ECM Motors on Furnaces | ECM Motors on Furnaces | NonEquip | 15 | Forced air furnace | 47.78% | Tech/Econ | 1.706% | 843.9548 | 0 | 0.096342
Tech | Restaurants | Space Heating | Forced air furnace | TRC | Existing | NE3541 | Duct Sealing Repair | Duct Sealing Repair | NonEquip | 15 |  | 30.55% | Tech/Econ | 12% | 4152.6576 | 0 | 2.8977
Tech | Restaurants | Space Heating | Forced air furnace | TRC | Existing | NE3489 | Duct Insulation | Duct Insulation | NonEquip | 15 |  | 30.55% | Tech/Econ | 2.045% | 650.9146 | 0 | 0.38004
Tech | Restaurants | Space Heating | Forced air furnace | TRC | Existing | NE3437 | Destratification Fans | Destratification Fans | NonEquip | 10 |  | 0% | Tech/Econ | 12.59% | 0 | 0 | 0
Tech | Restaurants | Space Heating | Forced air furnace | TRC | Existing | NE3385 | Dedicated Outdoor Air System on VRF unit | Dedicated Outdoor Air System on VRF unit | NonEquip | 15 | Residential/split system heat pump | 0% | Tech/Econ | 10% | 0 | 0 | 0
Tech | Restaurants | Space Heating | Forced air furnace | TRC | Existing | NE3333 | Cool Roof | Cool Roof | NonEquip | 15 |  | 72.71% | Tech/Econ | 0.09479% | 70.5778 | 0 | 0
Tech | Restaurants | Space Heating | Forced air furnace | TRC | Existing | NE3229 | Ceiling Insulation(R30 to R38) | Ceiling Insulation(R30 to R38) | NonEquip | 20 |  | 0% | Tech/Econ | 0.03449% | 0 | 0 | 0
Tech | Restaurants | Space Heating | Forced air furnace | TRC | Existing | NE3177 | Ceiling Insulation(R2 to R38) | Ceiling Insulation(R2 to R38) | NonEquip | 20 |  | 0% | Tech/Econ | 2.328% | 0 | 0 | 0
Tech | Restaurants | Space Heating | Forced air furnace | TRC | Existing | NE3125 | Ceiling Insulation(R19 to R38) | Ceiling Insulation(R19 to R38) | NonEquip | 20 |  | 0% | Tech/Econ | 0.1293% | 0 | 0 | 0
Tech | Restaurants | Space Heating | Forced air furnace | TRC | Existing | NE3073 | Ceiling Insulation(R12 to R38) | Ceiling Insulation(R12 to R38) | NonEquip | 20 |  | 0% | Tech/Econ | 0.2802% | 0 | 0 | 0
Tech | Restaurants | Space Heating | Forced air furnace | TRC | Existing | NE2995 | Air Curtains | Air Curtains | NonEquip | 8 |  | 31.69% | Tech/Econ | 0.4135% | 134.5126 | 0 | 0.014608
Tech | Restaurants | Exterior Lighting | Exterior parking/lot lighting | TRC | New | NN5296 | Retro-Commissioning | Retro-Commissioning | NonEquip | 5 |  | 0% | Tech/Econ | 16% | 0 | 0 | 0
Tech | Restaurants | Exterior Lighting | Exterior parking/lot lighting | TRC | New | NN2982 | Outdoor Lighting Controls | Outdoor Lighting Controls | NonEquip | 8 | Exterior parking/lot lighting | 30.95% | Tech/Econ | 28% | 50.7994 | 0 | 0
Tech | Restaurants | Exterior Lighting | Exterior parking/lot lighting | TRC | New | NN2956 | Bi-Level Lighting Control (Exterior) | Bi-Level Lighting Control (Exterior) | NonEquip | 9 | Exterior parking/lot lighting | 3.438% | Tech/Econ | 31% | 120.3083 | 0 | 0
Tech | Restaurants | Exterior Lighting | Exterior parking/lot lighting | TRC | Existing | NE5283 | Retro-Commissioning | Retro-Commissioning | NonEquip | 5 |  | 21.99% | Tech/Econ | 16% | 133134.3266 | 0 | 79.6447
Tech | Restaurants | Exterior Lighting | Exterior parking/lot lighting | TRC | Existing | NE2969 | Outdoor Lighting Controls | Outdoor Lighting Controls | NonEquip | 8 | Exterior parking/lot lighting | 30.95% | Tech/Econ | 28% | 358991.6406 | 0 | 0
Tech | Restaurants | Exterior Lighting | Exterior parking/lot lighting | TRC | Existing | NE2943 | Bi-Level Lighting Control (Exterior) | Bi-Level Lighting Control (Exterior) | NonEquip | 9 | Exterior parking/lot lighting | 3.438% | Tech/Econ | 31% | 44637.4694 | 0 | 0
Tech | Restaurants | Exterior Lighting | Exterior parking/lot lighting | TRC | Turnover | ET713 | LED Parking Lighting | LED Parking Lighting | Equip | 18 | Exterior parking/lot lighting | 6.728% | Tech/Econ | 84% | 250839.6282 | 0 | 0
Tech | Restaurants | Exterior Lighting | Exterior parking/lot lighting | TRC | Turnover | ET518 | High Efficiency HID Lighting | High Efficiency HID Lighting | Equip | 13 | Exterior parking/lot lighting | 0% | Tech/Econ | 34.18% | 0 | 0 | 0
Tech | Restaurants | Exterior Lighting | Exterior parking/lot lighting | TRC | New | EN739 | LED Parking Lighting | LED Parking Lighting | Equip | 18 | Exterior parking/lot lighting | 94.94% | Tech/Econ | 84% | 44442.0865 | 0 | 0
Tech | Restaurants | Exterior Lighting | Exterior parking/lot lighting | TRC | New | EN544 | High Efficiency HID Lighting | High Efficiency HID Lighting | Equip | 13 | Exterior parking/lot lighting | 0% | Tech/Econ | 34.18% | 0 | 0 | 0
Tech | Restaurants | Exterior Lighting | Exterior marquis | TRC | New | NN5296 | Retro-Commissioning | Retro-Commissioning | NonEquip | 5 |  | 0% | Tech/Econ | 16% | 0 | 0 | 0
Tech | Restaurants | Exterior Lighting | Exterior marquis | TRC | New | NN2982 | Outdoor Lighting Controls | Outdoor Lighting Controls | NonEquip | 8 | Exterior parking/lot lighting | 0% | Tech/Econ | 28% | 0 | 0 | 0
Tech | Restaurants | Exterior Lighting | Exterior marquis | TRC | New | NN2956 | Bi-Level Lighting Control (Exterior) | Bi-Level Lighting Control (Exterior) | NonEquip | 9 | Exterior parking/lot lighting | 0% | Tech/Econ | 31% | 0 | 0 | 0
Tech | Restaurants | Exterior Lighting | Exterior marquis | TRC | Existing | NE5283 | Retro-Commissioning | Retro-Commissioning | NonEquip | 5 |  | 21.99% | Tech/Econ | 16% | 558.0036 | 0 | 0.33381
Tech | Restaurants | Exterior Lighting | Exterior marquis | TRC | Existing | NE2969 | Outdoor Lighting Controls | Outdoor Lighting Controls | NonEquip | 8 | Exterior parking/lot lighting | 0% | Tech/Econ | 28% | 0 | 0 | 0
Tech | Restaurants | Exterior Lighting | Exterior marquis | TRC | Existing | NE2943 | Bi-Level Lighting Control (Exterior) | Bi-Level Lighting Control (Exterior) | NonEquip | 9 | Exterior parking/lot lighting | 0% | Tech/Econ | 31% | 0 | 0 | 0
Tech | Restaurants | Exterior Lighting | Exterior marquis | TRC | Turnover | ET635 | LED Exterior Lighting | LED Exterior Lighting | Equip | 13 | Exterior marquis | 4.268% | Tech/Econ | 60.51% | 420.4709 | 0 | 0
Tech | Restaurants | Exterior Lighting | Exterior marquis | TRC | Turnover | ET596 | LED Display Lighting (Exterior) | LED Display Lighting (Exterior) | Equip | 15 | Exterior marquis | 4.268% | Tech/Econ | 87.04% | 628.1407 | 0 | 0
Tech | Restaurants | Exterior Lighting | Exterior marquis | TRC | New | EN661 | LED Exterior Lighting | LED Exterior Lighting | Equip | 13 | Exterior marquis | 4.624% | Tech/Econ | 60.51% | 5.7009 | 0 | 0
Tech | Restaurants | Exterior Lighting | Exterior marquis | TRC | New | EN622 | LED Display Lighting (Exterior) | LED Display Lighting (Exterior) | Equip | 15 | Exterior marquis | 4.624% | Tech/Econ | 87.04% | 8.544 | 0 | 0
Tech | Restaurants | Miscellaneous | Elevators/Escalators | TRC | New | NN5452 | Retro-Commissioning | Retro-Commissioning | NonEquip | 5 |  | 0% | Tech/Econ | 16% | 0 | 0 | 0
Tech | Restaurants | Miscellaneous | Elevators/Escalators | TRC | New | NN4542 | VSD Controlled Compressor | VSD Controlled Compressor | NonEquip | 15 | Others | 0% | Tech/Econ | 20.79% | 0 | 0 | 0
Tech | Restaurants | Miscellaneous | Elevators/Escalators | TRC | New | NN4516 | Regenerative Drive Elevator Motor | Regenerative Drive Elevator Motor | NonEquip | 13 | Elevators/Escalators | 11.17% | Tech/Econ | 6.211% | 0 | 0 | 0
Tech | Restaurants | Miscellaneous | Elevators/Escalators | TRC | New | NN4490 | Engine Block Timer | Engine Block Timer | NonEquip | 5 | Others | 0% | Tech/Econ | 36% | 0 | 0 | 0
Tech | Restaurants | Miscellaneous | Elevators/Escalators | TRC | New | NN4464 | Efficient Motor Belts | Efficient Motor Belts | NonEquip | 10 | Others | 0% | Tech/Econ | 1.105% | 0 | 0 | 0
Tech | Restaurants | Miscellaneous | Elevators/Escalators | TRC | Existing | NE5439 | Retro-Commissioning | Retro-Commissioning | NonEquip | 5 |  | 21.99% | Tech/Econ | 16% | 0 | 0 | 0
Tech | Restaurants | Miscellaneous | Elevators/Escalators | TRC | Existing | NE4529 | VSD Controlled Compressor | VSD Controlled Compressor | NonEquip | 15 | Others | 0% | Tech/Econ | 20.79% | 0 | 0 | 0
Tech | Restaurants | Miscellaneous | Elevators/Escalators | TRC | Existing | NE4503 | Regenerative Drive Elevator Motor | Regenerative Drive Elevator Motor | NonEquip | 13 | Elevators/Escalators | 2.24% | Tech/Econ | 6.211% | 0 | 0 | 0
Tech | Restaurants | Miscellaneous | Elevators/Escalators | TRC | Existing | NE4477 | Engine Block Timer | Engine Block Timer | NonEquip | 5 | Others | 0% | Tech/Econ | 36% | 0 | 0 | 0
Tech | Restaurants | Miscellaneous | Elevators/Escalators | TRC | Existing | NE4451 | Efficient Motor Belts | Efficient Motor Belts | NonEquip | 10 | Others | 0% | Tech/Econ | 1.105% | 0 | 0 | 0
Tech | Restaurants | Office Equipment | Document production | TRC | New | NN4594 | Smart Strip Plug Outlet | Smart Strip Plug Outlet | NonEquip | 4 |  | 43.9% | Tech/Econ | 1.187% | 418.1351 | 0.062174 | 0
Tech | Restaurants | Office Equipment | Document production | TRC | New | NN4568 | Network PC Power Management | Network PC Power Management | NonEquip | 5 | Computers | 0% | Tech/Econ | 56.5% | 0 | 0 | 0
Tech | Restaurants | Office Equipment | Document production | TRC | Existing | NE4581 | Smart Strip Plug Outlet | Smart Strip Plug Outlet | NonEquip | 4 |  | 43.9% | Tech/Econ | 1.187% | 33302.4371 | 4.9519 | 0
Tech | Restaurants | Office Equipment | Document production | TRC | Existing | NE4555 | Network PC Power Management | Network PC Power Management | NonEquip | 5 | Computers | 0% | Tech/Econ | 56.5% | 0 | 0 | 0
Tech | Restaurants | Office Equipment | Document production | TRC | Turnover | ET2150 | ENERGY STAR Imaging Equipment | ENERGY STAR Imaging Equipment | Equip | 6 | Document production | 0% | Tech/Econ | 44.44% | 0 | 0 | 0
Tech | Restaurants | Office Equipment | Document production | TRC | New | EN2176 | ENERGY STAR Imaging Equipment | ENERGY STAR Imaging Equipment | Equip | 6 | Document production | 0% | Tech/Econ | 44.44% | 0 | 0 | 0
Tech | Restaurants | Space Cooling | District chilled water piped | TRC | New | NN5374 | Retro-Commissioning | Retro-Commissioning | NonEquip | 5 |  | 0% | Tech/Econ | 16% | 0 | 0 | 0
Tech | Restaurants | Space Cooling | District chilled water piped | TRC | New | NN4386 | Window Sun Protection | Window Sun Protection | NonEquip | 10 |  | 15.35% | Tech/Econ | 16% | 85.4147 | 0.026595 | -0.0014984
Tech | Restaurants | Space Cooling | District chilled water piped | TRC | New | NN4360 | Waterside Economizer | Waterside Economizer | NonEquip | 20 |  | 0% | Tech/Econ | 5.556% | 0 | 0 | 0
Tech | Restaurants | Space Cooling | District chilled water piped | TRC | New | NN4308 | Warehouse Loading Dock Seals | Warehouse Loading Dock Seals | NonEquip | 18 |  | 0% | Tech/Econ | 0.7435% | 0 | 0 | 0
Tech | Restaurants | Space Cooling | District chilled water piped | TRC | New | NN4152 | Smart Thermostat | Smart Thermostat | NonEquip | 11 |  | 45.33% | Tech/Econ | 10% | 26.1574 | 0.0096934 | 0
Tech | Restaurants | Space Cooling | District chilled water piped | TRC | New | NN4048 | Programmable Thermostat | Programmable Thermostat | NonEquip | 11 |  | 0% | Tech/Econ | 3.6% | 0 | 0 | 0
Tech | Restaurants | Space Cooling | District chilled water piped | TRC | New | NN3996 | Low U-Value Windows | Low U-Value Windows | NonEquip | 20 |  | 26.88% | Tech/Econ | 10% | 0 | 0 | 0
Tech | Restaurants | Space Cooling | District chilled water piped | TRC | New | NN3918 | HVAC tune-up_RTU | HVAC tune-up_RTU | NonEquip | 5 | Packaged air conditioning units (RTUs) | 0% | Tech/Econ | 5% | 0 | 0 | 0
Tech | Restaurants | Space Cooling | District chilled water piped | TRC | New | NN3892 | HVAC tune-up | HVAC tune-up | NonEquip | 5 | Residential-type central air conditioners | 0% | Tech/Econ | 5% | 0 | 0 | 0
Tech | Restaurants | Space Cooling | District chilled water piped | TRC | New | NN3684 | Facility Energy Management System | Facility Energy Management System | NonEquip | 15 |  | 4.276% | Tech/Econ | 20% | 30.0034 | 0.0078297 | 0
Tech | Restaurants | Space Cooling | District chilled water piped | TRC | New | NN3632 | Facility Commissioning | Facility Commissioning | NonEquip | 10 |  | 71.67% | Tech/Econ | 16% | 389.0714 | 0.06812 | 0.0015541
Tech | Restaurants | Space Cooling | District chilled water piped | TRC | New | NN3606 | Energy Recovery Ventilation System (ERV) | Energy Recovery Ventilation System (ERV) | NonEquip | 15 | Packaged air conditioning units (RTUs) | 0% | Tech/Econ | 10.9% | 0 | 0 | 0
Tech | Restaurants | Space Cooling | District chilled water piped | TRC | New | NN3528 | Duct Sealing Repair | Duct Sealing Repair | NonEquip | 15 |  | 0% | Tech/Econ | 12% | 0 | 0 | 0
Tech | Restaurants | Space Cooling | District chilled water piped | TRC | New | NN3476 | Duct Insulation | Duct Insulation | NonEquip | 15 |  | 0% | Tech/Econ | 2.045% | 0 | 0 | 0
Tech | Restaurants | Space Cooling | District chilled water piped | TRC | New | NN3424 | Dedicated Outdoor Air System on VRF unit | Dedicated Outdoor Air System on VRF unit | NonEquip | 15 | Residential-type central air conditioners | 0% | Tech/Econ | 17.5% | 0 | 0 | 0
Tech | Restaurants | Space Cooling | District chilled water piped | TRC | New | NN3372 | Cool Roof | Cool Roof | NonEquip | 15 |  | 72.32% | Tech/Econ | 0.6561% | 0 | 0 | 0
Tech | Restaurants | Space Cooling | District chilled water piped | TRC | New | NN3320 | Chilled Water System - Variable Speed Drives | Chilled Water System - Variable Speed Drives | NonEquip | 13 | Central chillers inside | 0% | Tech/Econ | 24.74% | 0 | 0 | 0
Tech | Restaurants | Space Cooling | District chilled water piped | TRC | New | NN3294 | Chilled Water Controls Optimization | Chilled Water Controls Optimization | NonEquip | 10 | Central chillers inside | 0% | Tech/Econ | 12.5% | 0 | 0 | 0
Tech | Restaurants | Space Cooling | District chilled water piped | TRC | New | NN3216 | Ceiling Insulation(R2 to R38) | Ceiling Insulation(R2 to R38) | NonEquip | 20 |  | 0% | Tech/Econ | 6.021% | 0 | 0 | 0
Tech | Restaurants | Space Cooling | District chilled water piped | TRC | New | NN3112 | Ceiling Insulation(R12 to R38) | Ceiling Insulation(R12 to R38) | NonEquip | 20 |  | 0% | Tech/Econ | 0.7248% | 0 | 0 | 0
Tech | Restaurants | Space Cooling | District chilled water piped | TRC | New | NN3060 | Airside Economizer | Airside Economizer | NonEquip | 10 | Packaged air conditioning units (RTUs) | 0% | Tech/Econ | 5.556% | 0 | 0 | 0
Tech | Restaurants | Space Cooling | District chilled water piped | TRC | Existing | NE5361 | Retro-Commissioning | Retro-Commissioning | NonEquip | 5 |  | 21.99% | Tech/Econ | 16% | 8045.5385 | 2.484 | 0
Tech | Restaurants | Space Cooling | District chilled water piped | TRC | Existing | NE4373 | Window Sun Protection | Window Sun Protection | NonEquip | 10 |  | 12.19% | Tech/Econ | 16% | 5176.7357 | 1.6119 | -0.090814
Tech | Restaurants | Space Cooling | District chilled water piped | TRC | Existing | NE4347 | Waterside Economizer | Waterside Economizer | NonEquip | 20 |  | 0% | Tech/Econ | 5.556% | 0 | 0 | 0
Tech | Restaurants | Space Cooling | District chilled water piped | TRC | Existing | NE4295 | Warehouse Loading Dock Seals | Warehouse Loading Dock Seals | NonEquip | 18 |  | 0% | Tech/Econ | 0.7435% | 0 | 0 | 0
Tech | Restaurants | Space Cooling | District chilled water piped | TRC | Existing | NE4217 | Wall Insulation | Wall Insulation | NonEquip | 20 |  | 0% | Tech/Econ | 5.281% | 0 | 0 | 0
Tech | Restaurants | Space Cooling | District chilled water piped | TRC | Existing | NE4139 | Smart Thermostat | Smart Thermostat | NonEquip | 11 |  | 45.33% | Tech/Econ | 10% | 11360.0402 | 4.2098 | 0
Tech | Restaurants | Space Cooling | District chilled water piped | TRC | Existing | NE4113 | Roof Insulation | Roof Insulation | NonEquip | 20 |  | 37.5% | Tech/Econ | 0.8827% | 725.7588 | 0.14811 | 0
Tech | Restaurants | Space Cooling | District chilled water piped | TRC | Existing | NE4035 | Programmable Thermostat | Programmable Thermostat | NonEquip | 11 |  | 0% | Tech/Econ | 3.6% | 0 | 0 | 0
Tech | Restaurants | Space Cooling | District chilled water piped | TRC | Existing | NE3983 | Low U-Value Windows | Low U-Value Windows | NonEquip | 20 |  | 10.75% | Tech/Econ | 46% | 13818.0094 | 5.1362 | 0
Tech | Restaurants | Space Cooling | District chilled water piped | TRC | Existing | NE3957 | Infiltration Reduction - Air Sealing | Infiltration Reduction - Air Sealing | NonEquip | 11 |  | 0% | Tech/Econ | 0.3717% | 0 | 0 | 0
Tech | Restaurants | Space Cooling | District chilled water piped | TRC | Existing | NE3905 | HVAC tune-up_RTU | HVAC tune-up_RTU | NonEquip | 5 | Packaged air conditioning units (RTUs) | 0% | Tech/Econ | 5% | 0 | 0 | 0
Tech | Restaurants | Space Cooling | District chilled water piped | TRC | Existing | NE3879 | HVAC tune-up | HVAC tune-up | NonEquip | 5 | Residential-type central air conditioners | 0% | Tech/Econ | 5% | 0 | 0 | 0
Tech | Restaurants | Space Cooling | District chilled water piped | TRC | Existing | NE3801 | Green Roof | Green Roof | NonEquip | 15 |  | 0.098% | Tech/Econ | 0.5116% | 1.0903 | 0.0004632 | 0
Tech | Restaurants | Space Cooling | District chilled water piped | TRC | Existing | NE3671 | Facility Energy Management System | Facility Energy Management System | NonEquip | 15 |  | 0.5043% | Tech/Econ | 20% | 267.911 | 0.069914 | 0
Tech | Restaurants | Space Cooling | District chilled water piped | TRC | Existing | NE3593 | Energy Recovery Ventilation System (ERV) | Energy Recovery Ventilation System (ERV) | NonEquip | 15 | Packaged air conditioning units (RTUs) | 0% | Tech/Econ | 10.9% | 0 | 0 | 0
Tech | Restaurants | Space Cooling | District chilled water piped | TRC | Existing | NE3515 | Duct Sealing Repair | Duct Sealing Repair | NonEquip | 15 |  | 30.55% | Tech/Econ | 12% | 9538.4746 | 1.8793 | 0
Tech | Restaurants | Space Cooling | District chilled water piped | TRC | Existing | NE3463 | Duct Insulation | Duct Insulation | NonEquip | 15 |  | 30.55% | Tech/Econ | 2.045% | 1378.6927 | 0.37454 | 0
Tech | Restaurants | Space Cooling | District chilled water piped | TRC | Existing | NE3411 | Dedicated Outdoor Air System on VRF unit | Dedicated Outdoor Air System on VRF unit | NonEquip | 15 | Residential-type central air conditioners | 0% | Tech/Econ | 17.5% | 0 | 0 | 0
Tech | Restaurants | Space Cooling | District chilled water piped | TRC | Existing | NE3359 | Cool Roof | Cool Roof | NonEquip | 15 |  | 72.71% | Tech/Econ | 0.6561% | 1042.4662 | 0.44286 | 0
Tech | Restaurants | Space Cooling | District chilled water piped | TRC | Existing | NE3307 | Chilled Water System - Variable Speed Drives | Chilled Water System - Variable Speed Drives | NonEquip | 13 | Central chillers inside | 0% | Tech/Econ | 24.74% | 0 | 0 | 0
Tech | Restaurants | Space Cooling | District chilled water piped | TRC | Existing | NE3281 | Chilled Water Controls Optimization | Chilled Water Controls Optimization | NonEquip | 10 | Central chillers inside | 0% | Tech/Econ | 12.5% | 0 | 0 | 0
Tech | Restaurants | Space Cooling | District chilled water piped | TRC | Existing | NE3203 | Ceiling Insulation(R2 to R38) | Ceiling Insulation(R2 to R38) | NonEquip | 20 |  | 0% | Tech/Econ | 6.021% | 0 | 0 | 0
Tech | Restaurants | Space Cooling | District chilled water piped | TRC | Existing | NE3099 | Ceiling Insulation(R12 to R38) | Ceiling Insulation(R12 to R38) | NonEquip | 20 |  | 0% | Tech/Econ | 0.7248% | 0 | 0 | 0
Tech | Restaurants | Space Cooling | District chilled water piped | TRC | Existing | NE3047 | Airside Economizer | Airside Economizer | NonEquip | 10 | Packaged air conditioning units (RTUs) | 0% | Tech/Econ | 5.556% | 0 | 0 | 0
Tech | Restaurants | Space Cooling | District chilled water piped | TRC | Turnover | ET947 | High Efficiency Chiller (Air Cooled, 50 tons) | High Efficiency Chiller (Air Cooled, 50 tons) | Equip | 20 | District chilled water piped | 28.37% | Tech/Econ | 8.759% | 5945.4048 | 1.3788 | 0.31803
Tech | Restaurants | Space Cooling | District chilled water piped | TRC | Turnover | ET1103 | High Efficiency Chiller (Water cooled-positive displacement, 100 tons) | High Efficiency Chiller (Water cooled-positive displacement, 100 tons) | Equip | 20 | District chilled water piped | 28.37% | Tech/Econ | 2.683% | 1753.8537 | 0.56263 | 0.0055391
Tech | Restaurants | Space Cooling | District chilled water piped | TRC | Turnover | ET1025 | High Efficiency Chiller (Water cooled-centrifugal, 200 tons) | High Efficiency Chiller (Water cooled-centrifugal, 200 tons) | Equip | 20 | District chilled water piped | 28.37% | Tech/Econ | 4.362% | 2887.4858 | 0.92629 | 0.0091193
Tech | Restaurants | Space Cooling | District chilled water piped | TRC | New | EN973 | High Efficiency Chiller (Air Cooled, 50 tons) | High Efficiency Chiller (Air Cooled, 50 tons) | Equip | 20 | District chilled water piped | 28.37% | Tech/Econ | 8.759% | 73.9928 | 0.017159 | 0.003958
Tech | Restaurants | Space Cooling | District chilled water piped | TRC | New | EN1129 | High Efficiency Chiller (Water cooled-positive displacement, 100 tons) | High Efficiency Chiller (Water cooled-positive displacement, 100 tons) | Equip | 20 | District chilled water piped | 28.37% | Tech/Econ | 2.683% | 21.8274 | 0.0070021 | 6.8936e-05
Tech | Restaurants | Space Cooling | District chilled water piped | TRC | New | EN1051 | High Efficiency Chiller (Water cooled-centrifugal, 200 tons) | High Efficiency Chiller (Water cooled-centrifugal, 200 tons) | Equip | 20 | District chilled water piped | 28.37% | Tech/Econ | 4.362% | 35.9358 | 0.011528 | 0.00011349
Tech | Restaurants | Refrigeration | Display cases | TRC | New | NN5322 | Retro-Commissioning | Retro-Commissioning | NonEquip | 5 |  | 0% | Tech/Econ | 16% | 0 | 0 | 0
Tech | Restaurants | Refrigeration | Display cases | TRC | New | NN4906 | Strip Curtains for Walk-ins | Strip Curtains for Walk-ins | NonEquip | 4 | Walk-in cooler | 0% | Tech/Econ | 2.115% | 0 | 0 | 0
Tech | Restaurants | Refrigeration | Display cases | TRC | New | NN4880 | Refrigerated Display Case Lighting Controls | Refrigerated Display Case Lighting Controls | NonEquip | 8 | Display cases | 0% | Tech/Econ | 0.9365% | 0 | 0 | 0
Tech | Restaurants | Refrigeration | Display cases | TRC | New | NN4854 | PSC to ECM Evaporator Fan Motor (Walk-In, Refrigerator) | PSC to ECM Evaporator Fan Motor (Walk-In, Refrigerator) | NonEquip | 15 | Walk-in cooler | 0% | Tech/Econ | 37.5% | 0 | 0 | 0
Tech | Restaurants | Refrigeration | Display cases | TRC | New | NN4828 | PSC to ECM Evaporator Fan Motor (Reach-In) | PSC to ECM Evaporator Fan Motor (Reach-In) | NonEquip | 15 | Display cases | 68.68% | Tech/Econ | 37.5% | 42038.5234 | 5.4505 | 4.5655
Tech | Restaurants | Refrigeration | Display cases | TRC | New | NN4802 | Night Covers for Display Cases | Night Covers for Display Cases | NonEquip | 5 | Display cases | 0% | Tech/Econ | 1.877% | 0 | 0 | 0
Tech | Restaurants | Refrigeration | Display cases | TRC | New | NN4776 | High R-Value Glass Doors | High R-Value Glass Doors | NonEquip | 12 | Display cases | 0% | Tech/Econ | 0% | 0 | 0 | 0
Tech | Restaurants | Refrigeration | Display cases | TRC | New | NN4750 | High Efficiency Refrigeration Compressor | High Efficiency Refrigeration Compressor | NonEquip | 13 | Display cases | 37.79% | Tech/Econ | 6.922% | 2626.9683 | 0.3406 | 0.2853
Tech | Restaurants | Refrigeration | Display cases | TRC | New | NN4724 | Freezer-Cooler Replacement Gaskets | Freezer-Cooler Replacement Gaskets | NonEquip | 4 | Display cases | 0% | Tech/Econ | 0% | 0 | 0 | 0
Tech | Restaurants | Refrigeration | Display cases | TRC | New | NN4698 | Floating Head Pressure Controls | Floating Head Pressure Controls | NonEquip | 15 |  | 0% | Tech/Econ | 6.05% | 0 | 0 | 0
Tech | Restaurants | Refrigeration | Display cases | TRC | New | NN4672 | Demand Defrost | Demand Defrost | NonEquip | 10 | Walk-in cooler | 0% | Tech/Econ | 30% | 0 | 0 | 0
Tech | Restaurants | Refrigeration | Display cases | TRC | New | NN4646 | Automatic Door Closer for Walk-in Coolers and Freezers | Automatic Door Closer for Walk-in Coolers and Freezers | NonEquip | 8 | Walk-in cooler | 0% | Tech/Econ | 3.131% | 0 | 0 | 0
Tech | Restaurants | Refrigeration | Display cases | TRC | New | NN4620 | Anti-Sweat Controls | Anti-Sweat Controls | NonEquip | 8 | Display cases | 0% | Tech/Econ | 85% | 0 | 0 | 0
Tech | Restaurants | Refrigeration | Display cases | TRC | Existing | NE5309 | Retro-Commissioning | Retro-Commissioning | NonEquip | 5 |  | 21.99% | Tech/Econ | 16% | 390548.6569 | 120.5805 | 233.6371
Tech | Restaurants | Refrigeration | Display cases | TRC | Existing | NE4893 | Strip Curtains for Walk-ins | Strip Curtains for Walk-ins | NonEquip | 4 | Walk-in cooler | 0% | Tech/Econ | 2.115% | 0 | 0 | 0
Tech | Restaurants | Refrigeration | Display cases | TRC | Existing | NE4867 | Refrigerated Display Case Lighting Controls | Refrigerated Display Case Lighting Controls | NonEquip | 8 | Display cases | 0% | Tech/Econ | 2.524% | 0 | 0 | 0
Tech | Restaurants | Refrigeration | Display cases | TRC | Existing | NE4841 | PSC to ECM Evaporator Fan Motor (Walk-In, Refrigerator) | PSC to ECM Evaporator Fan Motor (Walk-In, Refrigerator) | NonEquip | 15 | Walk-in cooler | 0% | Tech/Econ | 37.5% | 0 | 0 | 0
Tech | Restaurants | Refrigeration | Display cases | TRC | Existing | NE4815 | PSC to ECM Evaporator Fan Motor (Reach-In) | PSC to ECM Evaporator Fan Motor (Reach-In) | NonEquip | 15 | Display cases | 17.17% | Tech/Econ | 37.5% | 771512.2775 | 100.0305 | 83.7881
Tech | Restaurants | Refrigeration | Display cases | TRC | Existing | NE4789 | Night Covers for Display Cases | Night Covers for Display Cases | NonEquip | 5 | Display cases | 0% | Tech/Econ | 1.877% | 0 | 0 | 0
Tech | Restaurants | Refrigeration | Display cases | TRC | Existing | NE4763 | High R-Value Glass Doors | High R-Value Glass Doors | NonEquip | 12 | Display cases | 0% | Tech/Econ | 23.81% | 0 | 0 | 0
Tech | Restaurants | Refrigeration | Display cases | TRC | Existing | NE4737 | High Efficiency Refrigeration Compressor | High Efficiency Refrigeration Compressor | NonEquip | 13 | Display cases | 14.15% | Tech/Econ | 6.922% | 109828.8204 | 14.2399 | 11.9277
Tech | Restaurants | Refrigeration | Display cases | TRC | Existing | NE4711 | Freezer-Cooler Replacement Gaskets | Freezer-Cooler Replacement Gaskets | NonEquip | 4 | Display cases | 63.61% | Tech/Econ | 3.131% | 213286.4029 | 27.6537 | 23.1634
Tech | Restaurants | Refrigeration | Display cases | TRC | Existing | NE4685 | Floating Head Pressure Controls | Floating Head Pressure Controls | NonEquip | 15 |  | 0% | Tech/Econ | 6.05% | 0 | 0 | 0
Tech | Restaurants | Refrigeration | Display cases | TRC | Existing | NE4659 | Demand Defrost | Demand Defrost | NonEquip | 10 | Walk-in cooler | 0% | Tech/Econ | 30% | 0 | 0 | 0
Tech | Restaurants | Refrigeration | Display cases | TRC | Existing | NE4633 | Automatic Door Closer for Walk-in Coolers and Freezers | Automatic Door Closer for Walk-in Coolers and Freezers | NonEquip | 8 | Walk-in cooler | 0% | Tech/Econ | 3.131% | 0 | 0 | 0
Tech | Restaurants | Refrigeration | Display cases | TRC | Existing | NE4607 | Anti-Sweat Controls | Anti-Sweat Controls | NonEquip | 8 | Display cases | 9.21% | Tech/Econ | 85% | 1017689.996 | 131.9487 | 110.5236
Tech | Restaurants | Refrigeration | Display cases | TRC | Turnover | ET2618 | Refrigerated Display Case LED Lighting | Refrigerated Display Case LED Lighting | Equip | 8 | Display cases | 0% | Tech/Econ | 6.613% | 0 | 0 | 0
Tech | Restaurants | Refrigeration | Display cases | TRC | Turnover | ET2462 | Energy Star Commercial Solid Door Refrigerator | Energy Star Commercial Solid Door Refrigerator | Equip | 12 | Display cases | 0% | Tech/Econ | 50.28% | 0 | 0 | 0
Tech | Restaurants | Refrigeration | Display cases | TRC | Turnover | ET2423 | Energy Star Commercial Solid Door Freezer | Energy Star Commercial Solid Door Freezer | Equip | 12 | Display cases | 0% | Tech/Econ | 42.11% | 0 | 0 | 0
Tech | Restaurants | Refrigeration | Display cases | TRC | Turnover | ET2384 | Energy Star Commercial Glass Door Refrigerator | Energy Star Commercial Glass Door Refrigerator | Equip | 12 | Display cases | 0% | Tech/Econ | 37.88% | 0 | 0 | 0
Tech | Restaurants | Refrigeration | Display cases | TRC | Turnover | ET2345 | Energy Star Commercial Glass Door Freezer | Energy Star Commercial Glass Door Freezer | Equip | 12 | Display cases | 0% | Tech/Econ | 40.57% | 0 | 0 | 0
Tech | Restaurants | Refrigeration | Display cases | TRC | New | EN2644 | Refrigerated Display Case LED Lighting | Refrigerated Display Case LED Lighting | Equip | 8 | Display cases | 0% | Tech/Econ | 0% | 0 | 0 | 0
Tech | Restaurants | Refrigeration | Display cases | TRC | New | EN2488 | Energy Star Commercial Solid Door Refrigerator | Energy Star Commercial Solid Door Refrigerator | Equip | 12 | Display cases | 0% | Tech/Econ | 50.28% | 0 | 0 | 0
Tech | Restaurants | Refrigeration | Display cases | TRC | New | EN2449 | Energy Star Commercial Solid Door Freezer | Energy Star Commercial Solid Door Freezer | Equip | 12 | Display cases | 0% | Tech/Econ | 42.11% | 0 | 0 | 0
Tech | Restaurants | Refrigeration | Display cases | TRC | New | EN2410 | Energy Star Commercial Glass Door Refrigerator | Energy Star Commercial Glass Door Refrigerator | Equip | 12 | Display cases | 0% | Tech/Econ | 37.88% | 0 | 0 | 0
Tech | Restaurants | Refrigeration | Display cases | TRC | New | EN2371 | Energy Star Commercial Glass Door Freezer | Energy Star Commercial Glass Door Freezer | Equip | 12 | Display cases | 0% | Tech/Econ | 40.57% | 0 | 0 | 0
Tech | Restaurants | Cooking | Cooking Other | TRC | Turnover | ET245 | Induction Cooktops | Induction Cooktops | Equip | 10 | Cooking Other | 4.728% | Tech/Econ | 18.82% | 383822.8321 | 82.7624 | 34.0786
Tech | Restaurants | Cooking | Cooking Other | TRC | Turnover | ET167 | Energy Star Hot Food Holding Cabinet | Energy Star Hot Food Holding Cabinet | Equip | 12 | Cooking Other | 26.95% | Tech/Econ | 52.67% | 7585856.168 | 1397.027 | 675.9808
Tech | Restaurants | Cooking | Cooking Other | TRC | Turnover | ET128 | Energy Star Griddle | Energy Star Griddle | Equip | 12 | Cooking Other | 41% | Tech/Econ | 12.08% | 2116431.262 | 349.7119 | 89.5003
Tech | Restaurants | Cooking | Cooking Other | TRC | Turnover | ET11 | Efficient Exhaust Hood | Efficient Exhaust Hood | Equip | 15 | Cooking Other | 14.03% | Tech/Econ | 42.5% | 2733552.693 | 597.6082 | 234.5597
Tech | Restaurants | Cooking | Cooking Other | TRC | New | EN37 | Efficient Exhaust Hood | Efficient Exhaust Hood | Equip | 15 | Cooking Other | 14.03% | Tech/Econ | 42.5% | 34321.6417 | 7.5034 | 2.9451
Tech | Restaurants | Cooking | Cooking Other | TRC | New | EN271 | Induction Cooktops | Induction Cooktops | Equip | 10 | Cooking Other | 47.28% | Tech/Econ | 18.82% | 48191.6069 | 10.3914 | 4.2788
Tech | Restaurants | Cooking | Cooking Other | TRC | New | EN193 | Energy Star Hot Food Holding Cabinet | Energy Star Hot Food Holding Cabinet | Equip | 12 | Cooking Other | 26.95% | Tech/Econ | 52.67% | 95245.6626 | 17.5406 | 8.4874
Tech | Restaurants | Cooking | Cooking Other | TRC | New | EN154 | Energy Star Griddle | Energy Star Griddle | Equip | 12 | Cooking Other | 41% | Tech/Econ | 12.08% | 6996.0414 | 1.156 | 0.29585
Tech | Restaurants | Office Equipment | Computers | TRC | New | NN4594 | Smart Strip Plug Outlet | Smart Strip Plug Outlet | NonEquip | 4 |  | 43.9% | Tech/Econ | 1.187% | 187.1722 | 0.027831 | 0
Tech | Restaurants | Office Equipment | Computers | TRC | New | NN4568 | Network PC Power Management | Network PC Power Management | NonEquip | 5 | Computers | 0% | Tech/Econ | 56.5% | 0 | 0 | 0
Tech | Restaurants | Office Equipment | Computers | TRC | Existing | NE4581 | Smart Strip Plug Outlet | Smart Strip Plug Outlet | NonEquip | 4 |  | 43.9% | Tech/Econ | 1.187% | 14907.362 | 2.2166 | 0
Tech | Restaurants | Office Equipment | Computers | TRC | Existing | NE4555 | Network PC Power Management | Network PC Power Management | NonEquip | 5 | Computers | 0% | Tech/Econ | 56.5% | 0 | 0 | 0
Tech | Restaurants | Office Equipment | Computers | TRC | Turnover | ET2189 | Energy Star PCs | Energy Star PCs | Equip | 4 | Computers | 35% | Tech/Econ | 43.34% | 511614.9208 | 72.8633 | 0
Tech | Restaurants | Office Equipment | Computers | TRC | New | EN2215 | Energy Star PCs | Energy Star PCs | Equip | 4 | Computers | 35% | Tech/Econ | 43.34% | 6423.6786 | 0.91485 | 0
Tech | Restaurants | Domestic Hot Water | Centralized water heaters | TRC | New | NN5426 | Retro-Commissioning | Retro-Commissioning | NonEquip | 5 |  | 0% | Tech/Econ | 16% | 0 | 0 | 0
Tech | Restaurants | Domestic Hot Water | Centralized water heaters | TRC | New | NN2930 | Thermostatic Shower Restriction Valve | Thermostatic Shower Restriction Valve | NonEquip | 10 | Centralized water heaters | 0% | Tech/Econ | 3.577% | 0 | 0 | 0
Tech | Restaurants | Domestic Hot Water | Centralized water heaters | TRC | New | NN2904 | Tank Wrap on Water Heater | Tank Wrap on Water Heater | NonEquip | 7 | Centralized water heaters | 55.99% | Tech/Econ | 2.106% | 0 | 0 | 0
Tech | Restaurants | Domestic Hot Water | Centralized water heaters | TRC | New | NN2878 | Low-Flow Pre-Rinse Sprayers | Low-Flow Pre-Rinse Sprayers | NonEquip | 5 | Centralized water heaters | 24.64% | Tech/Econ | 9.465% | 0 | 0 | 0
Tech | Restaurants | Domestic Hot Water | Centralized water heaters | TRC | New | NN2852 | Low Flow Shower Head | Low Flow Shower Head | NonEquip | 10 | Centralized water heaters | 0% | Tech/Econ | 0.7248% | 0 | 0 | 0
Tech | Restaurants | Domestic Hot Water | Centralized water heaters | TRC | New | NN2826 | Hot Water Pipe Insulation | Hot Water Pipe Insulation | NonEquip | 13 | Centralized water heaters | 22.45% | Tech/Econ | 11.31% | 130.603 | 0.010277 | 0.017767
Tech | Restaurants | Domestic Hot Water | Centralized water heaters | TRC | New | NN2800 | Hot Water Circulation Pump Control | Hot Water Circulation Pump Control | NonEquip | 15 | Centralized water heaters | 0% | Tech/Econ | 5.431% | 0 | 0 | 0
Tech | Restaurants | Domestic Hot Water | Centralized water heaters | TRC | New | NN2774 | Faucet Aerator | Faucet Aerator | NonEquip | 10 | Centralized water heaters | 23.64% | Tech/Econ | 0.3414% | 0 | 0 | 0
Tech | Restaurants | Domestic Hot Water | Centralized water heaters | TRC | New | NN2748 | Drain Water Heat Recovery | Drain Water Heat Recovery | NonEquip | 15 | Centralized water heaters | 22.45% | Tech/Econ | 12.27% | 3780.1436 | 0.22847 | 1.5868
Tech | Restaurants | Domestic Hot Water | Centralized water heaters | TRC | Existing | NE5413 | Retro-Commissioning | Retro-Commissioning | NonEquip | 5 |  | 21.99% | Tech/Econ | 16% | 384379.1925 | 118.6757 | 229.9464
Tech | Restaurants | Domestic Hot Water | Centralized water heaters | TRC | Existing | NE2917 | Thermostatic Shower Restriction Valve | Thermostatic Shower Restriction Valve | NonEquip | 10 | Centralized water heaters | 0% | Tech/Econ | 3.422% | 0 | 0 | 0
Tech | Restaurants | Domestic Hot Water | Centralized water heaters | TRC | Existing | NE2891 | Tank Wrap on Water Heater | Tank Wrap on Water Heater | NonEquip | 7 | Centralized water heaters | 55.99% | Tech/Econ | 2.106% | 116191.2283 | 11.6388 | 11.8748
Tech | Restaurants | Domestic Hot Water | Centralized water heaters | TRC | Existing | NE2865 | Low-Flow Pre-Rinse Sprayers | Low-Flow Pre-Rinse Sprayers | NonEquip | 5 | Centralized water heaters | 24.64% | Tech/Econ | 9.025% | 232521.4031 | 36.5986 | 20.3209
Tech | Restaurants | Domestic Hot Water | Centralized water heaters | TRC | Existing | NE2839 | Low Flow Shower Head | Low Flow Shower Head | NonEquip | 10 | Centralized water heaters | 0% | Tech/Econ | 0.6933% | 0 | 0 | 0
Tech | Restaurants | Domestic Hot Water | Centralized water heaters | TRC | Existing | NE2813 | Hot Water Pipe Insulation | Hot Water Pipe Insulation | NonEquip | 13 | Centralized water heaters | 4.299% | Tech/Econ | 10.82% | 48859.1567 | 3.8448 | 6.6468
Tech | Restaurants | Domestic Hot Water | Centralized water heaters | TRC | Existing | NE2787 | Hot Water Circulation Pump Control | Hot Water Circulation Pump Control | NonEquip | 15 | Centralized water heaters | 70.18% | Tech/Econ | 5.195% | 372764.5974 | 0 | 0
Tech | Restaurants | Domestic Hot Water | Centralized water heaters | TRC | Existing | NE2761 | Faucet Aerator | Faucet Aerator | NonEquip | 10 | Centralized water heaters | 23.64% | Tech/Econ | 0.3266% | 7517.2952 | 0.39896 | 3.4043
Tech | Restaurants | Domestic Hot Water | Centralized water heaters | TRC | Existing | NE2735 | Drain Water Heat Recovery | Drain Water Heat Recovery | NonEquip | 15 | Centralized water heaters | 2.67% | Tech/Econ | 12.27% | 34540.3077 | 2.0876 | 14.4987
Tech | Restaurants | Domestic Hot Water | Centralized water heaters | TRC | Turnover | ET440 | Solar Water Heater | Solar Water Heater | Equip | 15 | Centralized water heaters | 27.42% | Tech/Econ | 76.67% | 3655597.134 | 273.2264 | 38.3594
Tech | Restaurants | Domestic Hot Water | Centralized water heaters | TRC | Turnover | ET362 | Heat Pump Water Heater | Heat Pump Water Heater | Equip | 10 | Centralized water heaters | 19.56% | Tech/Econ | 65.32% | 1754182.638 | 123.0724 | 645.6656
Tech | Restaurants | Domestic Hot Water | Centralized water heaters | TRC | Turnover | ET284 | Energy Star Commercial Dishwasher | Energy Star Commercial Dishwasher | Equip | 15 | Centralized water heaters | 29.7% | Tech/Econ | 29.58% | 1052355.747 | 76.3604 | -0.0081241
Tech | Restaurants | Domestic Hot Water | Centralized water heaters | TRC | New | EN466 | Solar Water Heater | Solar Water Heater | Equip | 15 | Centralized water heaters | 27.42% | Tech/Econ | 76.67% | 45898.5464 | 3.4305 | 0.48163
Tech | Restaurants | Domestic Hot Water | Centralized water heaters | TRC | New | EN388 | Heat Pump Water Heater | Heat Pump Water Heater | Equip | 10 | Centralized water heaters | 19.56% | Tech/Econ | 65.32% | 22024.9744 | 1.5453 | 8.1068
Tech | Restaurants | Domestic Hot Water | Centralized water heaters | TRC | New | EN310 | Energy Star Commercial Dishwasher | Energy Star Commercial Dishwasher | Equip | 15 | Centralized water heaters | 29.7% | Tech/Econ | 29.58% | 13213.0531 | 0.95876 | -0.000102
Tech | Restaurants | Space Cooling | Central chillers inside | TRC | New | NN5374 | Retro-Commissioning | Retro-Commissioning | NonEquip | 5 |  | 0% | Tech/Econ | 16% | 0 | 0 | 0
Tech | Restaurants | Space Cooling | Central chillers inside | TRC | New | NN4386 | Window Sun Protection | Window Sun Protection | NonEquip | 10 |  | 15.35% | Tech/Econ | 16% | 496.9026 | 0.15472 | -0.008717
Tech | Restaurants | Space Cooling | Central chillers inside | TRC | New | NN4360 | Waterside Economizer | Waterside Economizer | NonEquip | 20 |  | 0% | Tech/Econ | 5.556% | 0 | 0 | 0
Tech | Restaurants | Space Cooling | Central chillers inside | TRC | New | NN4308 | Warehouse Loading Dock Seals | Warehouse Loading Dock Seals | NonEquip | 18 |  | 0% | Tech/Econ | 0.7435% | 0 | 0 | 0
Tech | Restaurants | Space Cooling | Central chillers inside | TRC | New | NN4152 | Smart Thermostat | Smart Thermostat | NonEquip | 11 |  | 45.33% | Tech/Econ | 10% | 147.2241 | 0.054558 | 0
Tech | Restaurants | Space Cooling | Central chillers inside | TRC | New | NN4048 | Programmable Thermostat | Programmable Thermostat | NonEquip | 11 |  | 0% | Tech/Econ | 3.6% | 0 | 0 | 0
Tech | Restaurants | Space Cooling | Central chillers inside | TRC | New | NN3996 | Low U-Value Windows | Low U-Value Windows | NonEquip | 20 |  | 26.88% | Tech/Econ | 10% | 0 | 0 | 0
Tech | Restaurants | Space Cooling | Central chillers inside | TRC | New | NN3918 | HVAC tune-up_RTU | HVAC tune-up_RTU | NonEquip | 5 | Packaged air conditioning units (RTUs) | 0% | Tech/Econ | 5% | 0 | 0 | 0
Tech | Restaurants | Space Cooling | Central chillers inside | TRC | New | NN3892 | HVAC tune-up | HVAC tune-up | NonEquip | 5 | Residential-type central air conditioners | 0% | Tech/Econ | 5% | 0 | 0 | 0
Tech | Restaurants | Space Cooling | Central chillers inside | TRC | New | NN3684 | Facility Energy Management System | Facility Energy Management System | NonEquip | 15 |  | 4.276% | Tech/Econ | 20% | 174.5458 | 0.04555 | 0
Tech | Restaurants | Space Cooling | Central chillers inside | TRC | New | NN3632 | Facility Commissioning | Facility Commissioning | NonEquip | 10 |  | 71.67% | Tech/Econ | 16% | 2263.4353 | 0.39629 | 0.0090412
Tech | Restaurants | Space Cooling | Central chillers inside | TRC | New | NN3606 | Energy Recovery Ventilation System (ERV) | Energy Recovery Ventilation System (ERV) | NonEquip | 15 | Packaged air conditioning units (RTUs) | 0% | Tech/Econ | 10.9% | 0 | 0 | 0
Tech | Restaurants | Space Cooling | Central chillers inside | TRC | New | NN3528 | Duct Sealing Repair | Duct Sealing Repair | NonEquip | 15 |  | 0% | Tech/Econ | 12% | 0 | 0 | 0
Tech | Restaurants | Space Cooling | Central chillers inside | TRC | New | NN3476 | Duct Insulation | Duct Insulation | NonEquip | 15 |  | 0% | Tech/Econ | 2.045% | 0 | 0 | 0
Tech | Restaurants | Space Cooling | Central chillers inside | TRC | New | NN3424 | Dedicated Outdoor Air System on VRF unit | Dedicated Outdoor Air System on VRF unit | NonEquip | 15 | Residential-type central air conditioners | 0% | Tech/Econ | 17.5% | 0 | 0 | 0
Tech | Restaurants | Space Cooling | Central chillers inside | TRC | New | NN3372 | Cool Roof | Cool Roof | NonEquip | 15 |  | 72.32% | Tech/Econ | 0.6561% | 0 | 0 | 0
Tech | Restaurants | Space Cooling | Central chillers inside | TRC | New | NN3320 | Chilled Water System - Variable Speed Drives | Chilled Water System - Variable Speed Drives | NonEquip | 13 | Central chillers inside | 73.99% | Tech/Econ | 24.74% | 4573.1682 | 0.42537 | 0.096683
Tech | Restaurants | Space Cooling | Central chillers inside | TRC | New | NN3294 | Chilled Water Controls Optimization | Chilled Water Controls Optimization | NonEquip | 10 | Central chillers inside | 34.04% | Tech/Econ | 12.5% | 568.1838 | 0.18782 | 4.2546e-05
Tech | Restaurants | Space Cooling | Central chillers inside | TRC | New | NN3216 | Ceiling Insulation(R2 to R38) | Ceiling Insulation(R2 to R38) | NonEquip | 20 |  | 0% | Tech/Econ | 6.021% | 0 | 0 | 0
Tech | Restaurants | Space Cooling | Central chillers inside | TRC | New | NN3112 | Ceiling Insulation(R12 to R38) | Ceiling Insulation(R12 to R38) | NonEquip | 20 |  | 0% | Tech/Econ | 0.7248% | 0 | 0 | 0
Tech | Restaurants | Space Cooling | Central chillers inside | TRC | New | NN3060 | Airside Economizer | Airside Economizer | NonEquip | 10 | Packaged air conditioning units (RTUs) | 0% | Tech/Econ | 5.556% | 0 | 0 | 0
Tech | Restaurants | Space Cooling | Central chillers inside | TRC | Existing | NE5361 | Retro-Commissioning | Retro-Commissioning | NonEquip | 5 |  | 21.99% | Tech/Econ | 16% | 44813.4575 | 13.836 | 0
Tech | Restaurants | Space Cooling | Central chillers inside | TRC | Existing | NE4373 | Window Sun Protection | Window Sun Protection | NonEquip | 10 |  | 12.19% | Tech/Econ | 16% | 30115.8227 | 9.3771 | -0.52831
Tech | Restaurants | Space Cooling | Central chillers inside | TRC | Existing | NE4347 | Waterside Economizer | Waterside Economizer | NonEquip | 20 |  | 0% | Tech/Econ | 5.556% | 0 | 0 | 0
Tech | Restaurants | Space Cooling | Central chillers inside | TRC | Existing | NE4295 | Warehouse Loading Dock Seals | Warehouse Loading Dock Seals | NonEquip | 18 |  | 0% | Tech/Econ | 0.7435% | 0 | 0 | 0
Tech | Restaurants | Space Cooling | Central chillers inside | TRC | Existing | NE4217 | Wall Insulation | Wall Insulation | NonEquip | 20 |  | 0% | Tech/Econ | 5.281% | 0 | 0 | 0
Tech | Restaurants | Space Cooling | Central chillers inside | TRC | Existing | NE4139 | Smart Thermostat | Smart Thermostat | NonEquip | 11 |  | 45.33% | Tech/Econ | 10% | 63275.1527 | 23.4485 | 0
Tech | Restaurants | Space Cooling | Central chillers inside | TRC | Existing | NE4113 | Roof Insulation | Roof Insulation | NonEquip | 20 |  | 37.5% | Tech/Econ | 0.8827% | 4042.4594 | 0.82495 | 0
Tech | Restaurants | Space Cooling | Central chillers inside | TRC | Existing | NE4035 | Programmable Thermostat | Programmable Thermostat | NonEquip | 11 |  | 0% | Tech/Econ | 3.6% | 0 | 0 | 0
Tech | Restaurants | Space Cooling | Central chillers inside | TRC | Existing | NE3983 | Low U-Value Windows | Low U-Value Windows | NonEquip | 20 |  | 10.75% | Tech/Econ | 46% | 98398.4423 | 36.575 | 0
Tech | Restaurants | Space Cooling | Central chillers inside | TRC | Existing | NE3957 | Infiltration Reduction - Air Sealing | Infiltration Reduction - Air Sealing | NonEquip | 11 |  | 0% | Tech/Econ | 0.3717% | 0 | 0 | 0
Tech | Restaurants | Space Cooling | Central chillers inside | TRC | Existing | NE3905 | HVAC tune-up_RTU | HVAC tune-up_RTU | NonEquip | 5 | Packaged air conditioning units (RTUs) | 0% | Tech/Econ | 5% | 0 | 0 | 0
Tech | Restaurants | Space Cooling | Central chillers inside | TRC | Existing | NE3879 | HVAC tune-up | HVAC tune-up | NonEquip | 5 | Residential-type central air conditioners | 0% | Tech/Econ | 5% | 0 | 0 | 0
Tech | Restaurants | Space Cooling | Central chillers inside | TRC | Existing | NE3801 | Green Roof | Green Roof | NonEquip | 15 |  | 0.098% | Tech/Econ | 0.5116% | 6.0732 | 0.00258 | 0
Tech | Restaurants | Space Cooling | Central chillers inside | TRC | Existing | NE3671 | Facility Energy Management System | Facility Energy Management System | NonEquip | 15 |  | 0.5043% | Tech/Econ | 20% | 1558.5806 | 0.40673 | 0
Tech | Restaurants | Space Cooling | Central chillers inside | TRC | Existing | NE3593 | Energy Recovery Ventilation System (ERV) | Energy Recovery Ventilation System (ERV) | NonEquip | 15 | Packaged air conditioning units (RTUs) | 0% | Tech/Econ | 10.9% | 0 | 0 | 0
Tech | Restaurants | Space Cooling | Central chillers inside | TRC | Existing | NE3515 | Duct Sealing Repair | Duct Sealing Repair | NonEquip | 15 |  | 30.55% | Tech/Econ | 12% | 53129.0756 | 10.4676 | 0
Tech | Restaurants | Space Cooling | Central chillers inside | TRC | Existing | NE3463 | Duct Insulation | Duct Insulation | NonEquip | 15 |  | 30.55% | Tech/Econ | 2.045% | 7679.2856 | 2.0862 | 0
Tech | Restaurants | Space Cooling | Central chillers inside | TRC | Existing | NE3411 | Dedicated Outdoor Air System on VRF unit | Dedicated Outdoor Air System on VRF unit | NonEquip | 15 | Residential-type central air conditioners | 0% | Tech/Econ | 17.5% | 0 | 0 | 0
Tech | Restaurants | Space Cooling | Central chillers inside | TRC | Existing | NE3359 | Cool Roof | Cool Roof | NonEquip | 15 |  | 72.71% | Tech/Econ | 0.6561% | 5806.512 | 2.4667 | 0
Tech | Restaurants | Space Cooling | Central chillers inside | TRC | Existing | NE3307 | Chilled Water System - Variable Speed Drives | Chilled Water System - Variable Speed Drives | NonEquip | 13 | Central chillers inside | 73.99% | Tech/Econ | 24.74% | 346218.9797 | 32.2032 | 7.3196
Tech | Restaurants | Space Cooling | Central chillers inside | TRC | Existing | NE3281 | Chilled Water Controls Optimization | Chilled Water Controls Optimization | NonEquip | 10 | Central chillers inside | 34.04% | Tech/Econ | 12.5% | 64404.7682 | 21.2895 | 0.0048227
Tech | Restaurants | Space Cooling | Central chillers inside | TRC | Existing | NE3203 | Ceiling Insulation(R2 to R38) | Ceiling Insulation(R2 to R38) | NonEquip | 20 |  | 0% | Tech/Econ | 6.021% | 0 | 0 | 0
Tech | Restaurants | Space Cooling | Central chillers inside | TRC | Existing | NE3099 | Ceiling Insulation(R12 to R38) | Ceiling Insulation(R12 to R38) | NonEquip | 20 |  | 0% | Tech/Econ | 0.7248% | 0 | 0 | 0
Tech | Restaurants | Space Cooling | Central chillers inside | TRC | Existing | NE3047 | Airside Economizer | Airside Economizer | NonEquip | 10 | Packaged air conditioning units (RTUs) | 0% | Tech/Econ | 5.556% | 0 | 0 | 0
Tech | Restaurants | Space Cooling | Central chillers inside | TRC | Turnover | ET986 | High Efficiency Chiller (Water cooled-centrifugal, 200 tons) | High Efficiency Chiller (Water cooled-centrifugal, 200 tons) | Equip | 20 | Central chillers inside | 28.37% | Tech/Econ | 4.362% | 16083.227 | 5.1594 | 0.050794
Tech | Restaurants | Space Cooling | Central chillers inside | TRC | Turnover | ET908 | High Efficiency Chiller (Air Cooled, 50 tons) | High Efficiency Chiller (Air Cooled, 50 tons) | Equip | 20 | Central chillers inside | 28.37% | Tech/Econ | 8.759% | 33115.7625 | 7.6797 | 1.7714
Tech | Restaurants | Space Cooling | Central chillers inside | TRC | Turnover | ET1064 | High Efficiency Chiller (Water cooled-positive displacement, 100 tons) | High Efficiency Chiller (Water cooled-positive displacement, 100 tons) | Equip | 20 | Central chillers inside | 28.37% | Tech/Econ | 2.683% | 9768.9234 | 3.1338 | 0.030852
Tech | Restaurants | Space Cooling | Central chillers inside | TRC | New | EN934 | High Efficiency Chiller (Air Cooled, 50 tons) | High Efficiency Chiller (Air Cooled, 50 tons) | Equip | 20 | Central chillers inside | 28.37% | Tech/Econ | 8.759% | 0 | 0 | 0
Tech | Restaurants | Space Cooling | Central chillers inside | TRC | New | EN1090 | High Efficiency Chiller (Water cooled-positive displacement, 100 tons) | High Efficiency Chiller (Water cooled-positive displacement, 100 tons) | Equip | 20 | Central chillers inside | 28.37% | Tech/Econ | 2.683% | 0 | 0 | 0
Tech | Restaurants | Space Cooling | Central chillers inside | TRC | New | EN1012 | High Efficiency Chiller (Water cooled-centrifugal, 200 tons) | High Efficiency Chiller (Water cooled-centrifugal, 200 tons) | Equip | 20 | Central chillers inside | 28.37% | Tech/Econ | 4.362% | 0 | 0 | 0
Tech | Restaurants | Ventilation and Circulation | Central air-handling unit | TRC | New | NN5400 | Retro-Commissioning | Retro-Commissioning | NonEquip | 5 |  | 0% | Tech/Econ | 16% | 0 | 0 | 0
Tech | Restaurants | Ventilation and Circulation | Central air-handling unit | TRC | New | NN4984 | VAV System | VAV System | NonEquip | 10 |  | 0% | Tech/Econ | 30% | 0 | 0 | 0
Tech | Restaurants | Ventilation and Circulation | Central air-handling unit | TRC | New | NN4958 | Demand Controlled Ventilation | Demand Controlled Ventilation | NonEquip | 10 |  | 23.39% | Tech/Econ | 9.761% | 4972.536 | 0.51771 | 2.9147
Tech | Restaurants | Ventilation and Circulation | Central air-handling unit | TRC | New | NN4932 | CO Sensors for Parking Garage Exhaust | CO Sensors for Parking Garage Exhaust | NonEquip | 15 | Motor/Fan | 0% | Tech/Econ | 33% | 0 | 0 | 0
Tech | Restaurants | Ventilation and Circulation | Central air-handling unit | TRC | Existing | NE5387 | Retro-Commissioning | Retro-Commissioning | NonEquip | 5 |  | 21.99% | Tech/Econ | 16% | 610259.5005 | 188.4155 | 365.0743
Tech | Restaurants | Ventilation and Circulation | Central air-handling unit | TRC | Existing | NE4971 | VAV System | VAV System | NonEquip | 10 |  | 0% | Tech/Econ | 30% | 0 | 0 | 0
Tech | Restaurants | Ventilation and Circulation | Central air-handling unit | TRC | Existing | NE4945 | Demand Controlled Ventilation | Demand Controlled Ventilation | NonEquip | 10 |  | 23.39% | Tech/Econ | 9.761% | 382104.6707 | 39.7827 | 223.9766
Tech | Restaurants | Ventilation and Circulation | Central air-handling unit | TRC | Existing | NE4919 | CO Sensors for Parking Garage Exhaust | CO Sensors for Parking Garage Exhaust | NonEquip | 15 | Motor/Fan | 0% | Tech/Econ | 33% | 0 | 0 | 0
Tech | Restaurants | Interior Lighting | case lighting | TRC | New | NN5270 | Retro-Commissioning | Retro-Commissioning | NonEquip | 5 |  | 0% | Tech/Econ | 16% | 0 | 0 | 0
Tech | Restaurants | Interior Lighting | case lighting | TRC | New | NN4438 | Interior Lighting Controls | Interior Lighting Controls | NonEquip | 8 | Overhead (fluorescent/LED/CFL U-shape) | 0% | Tech/Econ | 28% | 0 | 0 | 0
Tech | Restaurants | Interior Lighting | case lighting | TRC | New | NN4412 | Bi-Level Lighting Control (Interior) | Bi-Level Lighting Control (Interior) | NonEquip | 8 | Overhead (fluorescent/LED/CFL U-shape) | 0% | Tech/Econ | 31% | 0 | 0 | 0
Tech | Restaurants | Interior Lighting | case lighting | TRC | New | NN3710 | Facility Energy Management System | Facility Energy Management System | NonEquip | 15 |  | 4.276% | Tech/Econ | 24% | 0.39674 | 0.00010353 | 4.7604e-05
Tech | Restaurants | Interior Lighting | case lighting | TRC | Existing | NE5257 | Retro-Commissioning | Retro-Commissioning | NonEquip | 5 |  | 21.99% | Tech/Econ | 16% | 108.1996 | 0.033406 | 0.064728
Tech | Restaurants | Interior Lighting | case lighting | TRC | Existing | NE4425 | Interior Lighting Controls | Interior Lighting Controls | NonEquip | 8 | Overhead (fluorescent/LED/CFL U-shape) | 0% | Tech/Econ | 28% | 0 | 0 | 0
Tech | Restaurants | Interior Lighting | case lighting | TRC | Existing | NE4399 | Bi-Level Lighting Control (Interior) | Bi-Level Lighting Control (Interior) | NonEquip | 8 | Overhead (fluorescent/LED/CFL U-shape) | 0% | Tech/Econ | 31% | 0 | 0 | 0
Tech | Restaurants | Interior Lighting | case lighting | TRC | Existing | NE3697 | Facility Energy Management System | Facility Energy Management System | NonEquip | 15 |  | 0.5043% | Tech/Econ | 24% | 3.7269 | 0.00097258 | 0.00044718
Tech | Restaurants | Space Heating | Boilers | TRC | New | NN5348 | Retro-Commissioning | Retro-Commissioning | NonEquip | 5 |  | 0% | Tech/Econ | 16% | 0 | 0 | 0
Tech | Restaurants | Space Heating | Boilers | TRC | New | NN4334 | Water Cooled Refrigeration Heat Recovery | Water Cooled Refrigeration Heat Recovery | NonEquip | 20 |  | 0% | Tech/Econ | 10% | 0 | 0 | 0
Tech | Restaurants | Space Heating | Boilers | TRC | New | NN4282 | Warehouse Loading Dock Seals | Warehouse Loading Dock Seals | NonEquip | 18 |  | 0% | Tech/Econ | 0.2605% | 0 | 0 | 0
Tech | Restaurants | Space Heating | Boilers | TRC | New | NN4256 | Wall Insulation | Wall Insulation | NonEquip | 20 |  | 0% | Tech/Econ | 0% | 0 | 0 | 0
Tech | Restaurants | Space Heating | Boilers | TRC | New | NN4178 | Smart Thermostat | Smart Thermostat | NonEquip | 11 |  | 45.33% | Tech/Econ | 10% | 0 | 0 | 0
Tech | Restaurants | Space Heating | Boilers | TRC | New | NN4100 | Roof Insulation | Roof Insulation | NonEquip | 20 |  | 37.5% | Tech/Econ | 0.1546% | 0 | 0 | 0
Tech | Restaurants | Space Heating | Boilers | TRC | New | NN4074 | Programmable Thermostat | Programmable Thermostat | NonEquip | 11 |  | 0% | Tech/Econ | 3.6% | 0 | 0 | 0
Tech | Restaurants | Space Heating | Boilers | TRC | New | NN4022 | Low U-Value Windows | Low U-Value Windows | NonEquip | 20 |  | 26.88% | Tech/Econ | 10% | 0 | 0 | 0
Tech | Restaurants | Space Heating | Boilers | TRC | New | NN3944 | Infiltration Reduction - Air Sealing | Infiltration Reduction - Air Sealing | NonEquip | 11 |  | 0% | Tech/Econ | 0.1302% | 0 | 0 | 0
Tech | Restaurants | Space Heating | Boilers | TRC | New | NN3866 | Hotel Card Energy Control Systems | Hotel Card Energy Control Systems | NonEquip | 15 |  | 0% | Tech/Econ | 0% | 0 | 0 | 0
Tech | Restaurants | Space Heating | Boilers | TRC | New | NN3788 | Green Roof | Green Roof | NonEquip | 15 |  | 0.49% | Tech/Econ | 0.239% | 0 | 0 | 0
Tech | Restaurants | Space Heating | Boilers | TRC | New | NN3736 | Floor Insulation | Floor Insulation | NonEquip | 20 |  | 16.87% | Tech/Econ | 0.08114% | 0 | 0 | 0
Tech | Restaurants | Space Heating | Boilers | TRC | New | NN3658 | Facility Energy Management System | Facility Energy Management System | NonEquip | 15 |  | 4.276% | Tech/Econ | 20% | 0 | 0 | 0
Tech | Restaurants | Space Heating | Boilers | TRC | New | NN3580 | ECM Motors on Furnaces | ECM Motors on Furnaces | NonEquip | 15 | Forced air furnace | 0% | Tech/Econ | 1.706% | 0 | 0 | 0
Tech | Restaurants | Space Heating | Boilers | TRC | New | NN3554 | Duct Sealing Repair | Duct Sealing Repair | NonEquip | 15 |  | 0% | Tech/Econ | 12% | 0 | 0 | 0
Tech | Restaurants | Space Heating | Boilers | TRC | New | NN3502 | Duct Insulation | Duct Insulation | NonEquip | 15 |  | 0% | Tech/Econ | 2.045% | 0 | 0 | 0
Tech | Restaurants | Space Heating | Boilers | TRC | New | NN3450 | Destratification Fans | Destratification Fans | NonEquip | 10 |  | 0% | Tech/Econ | 12.59% | 0 | 0 | 0
Tech | Restaurants | Space Heating | Boilers | TRC | New | NN3398 | Dedicated Outdoor Air System on VRF unit | Dedicated Outdoor Air System on VRF unit | NonEquip | 15 | Residential/split system heat pump | 0% | Tech/Econ | 10% | 0 | 0 | 0
Tech | Restaurants | Space Heating | Boilers | TRC | New | NN3346 | Cool Roof | Cool Roof | NonEquip | 15 |  | 72.32% | Tech/Econ | 0.0859% | 0 | 0 | 0
Tech | Restaurants | Space Heating | Boilers | TRC | New | NN3242 | Ceiling Insulation(R30 to R38) | Ceiling Insulation(R30 to R38) | NonEquip | 20 |  | 0% | Tech/Econ | 0.03125% | 0 | 0 | 0
Tech | Restaurants | Space Heating | Boilers | TRC | New | NN3190 | Ceiling Insulation(R2 to R38) | Ceiling Insulation(R2 to R38) | NonEquip | 20 |  | 0% | Tech/Econ | 2.11% | 0 | 0 | 0
Tech | Restaurants | Space Heating | Boilers | TRC | New | NN3138 | Ceiling Insulation(R19 to R38) | Ceiling Insulation(R19 to R38) | NonEquip | 20 |  | 0% | Tech/Econ | 0.1172% | 0 | 0 | 0
Tech | Restaurants | Space Heating | Boilers | TRC | New | NN3086 | Ceiling Insulation(R12 to R38) | Ceiling Insulation(R12 to R38) | NonEquip | 20 |  | 0% | Tech/Econ | 0.2539% | 0 | 0 | 0
Tech | Restaurants | Space Heating | Boilers | TRC | New | NN3008 | Air Curtains | Air Curtains | NonEquip | 8 |  | 26.88% | Tech/Econ | 0.4135% | 0 | 0 | 0
Tech | Restaurants | Space Heating | Boilers | TRC | Existing | NE5335 | Retro-Commissioning | Retro-Commissioning | NonEquip | 5 |  | 21.99% | Tech/Econ | 16% | 0 | 0 | 0
Tech | Restaurants | Space Heating | Boilers | TRC | Existing | NE4321 | Water Cooled Refrigeration Heat Recovery | Water Cooled Refrigeration Heat Recovery | NonEquip | 20 |  | 0% | Tech/Econ | 10% | 0 | 0 | 0
Tech | Restaurants | Space Heating | Boilers | TRC | Existing | NE4269 | Warehouse Loading Dock Seals | Warehouse Loading Dock Seals | NonEquip | 18 |  | 0% | Tech/Econ | 0.2874% | 0 | 0 | 0
Tech | Restaurants | Space Heating | Boilers | TRC | Existing | NE4243 | Wall Insulation | Wall Insulation | NonEquip | 20 |  | 0% | Tech/Econ | 0.2981% | 0 | 0 | 0
Tech | Restaurants | Space Heating | Boilers | TRC | Existing | NE4165 | Smart Thermostat | Smart Thermostat | NonEquip | 11 |  | 45.33% | Tech/Econ | 10% | 0 | 0 | 0
Tech | Restaurants | Space Heating | Boilers | TRC | Existing | NE4087 | Roof Insulation | Roof Insulation | NonEquip | 20 |  | 37.5% | Tech/Econ | 0.3413% | 0 | 0 | 0
Tech | Restaurants | Space Heating | Boilers | TRC | Existing | NE4061 | Programmable Thermostat | Programmable Thermostat | NonEquip | 11 |  | 0% | Tech/Econ | 3.6% | 0 | 0 | 0
Tech | Restaurants | Space Heating | Boilers | TRC | Existing | NE4009 | Low U-Value Windows | Low U-Value Windows | NonEquip | 20 |  | 10.75% | Tech/Econ | 46% | 0 | 0 | 0
Tech | Restaurants | Space Heating | Boilers | TRC | Existing | NE3931 | Infiltration Reduction - Air Sealing | Infiltration Reduction - Air Sealing | NonEquip | 11 |  | 0% | Tech/Econ | 0.1437% | 0 | 0 | 0
Tech | Restaurants | Space Heating | Boilers | TRC | Existing | NE3853 | Hotel Card Energy Control Systems | Hotel Card Energy Control Systems | NonEquip | 15 |  | 0% | Tech/Econ | 0% | 0 | 0 | 0
Tech | Restaurants | Space Heating | Boilers | TRC | Existing | NE3775 | Green Roof | Green Roof | NonEquip | 15 |  | 0.098% | Tech/Econ | 0.2637% | 0 | 0 | 0
Tech | Restaurants | Space Heating | Boilers | TRC | Existing | NE3723 | Floor Insulation | Floor Insulation | NonEquip | 20 |  | 6.749% | Tech/Econ | 0.08953% | 0 | 0 | 0
Tech | Restaurants | Space Heating | Boilers | TRC | Existing | NE3645 | Facility Energy Management System | Facility Energy Management System | NonEquip | 15 |  | 0.5043% | Tech/Econ | 20% | 0 | 0 | 0
Tech | Restaurants | Space Heating | Boilers | TRC | Existing | NE3567 | ECM Motors on Furnaces | ECM Motors on Furnaces | NonEquip | 15 | Forced air furnace | 0% | Tech/Econ | 1.706% | 0 | 0 | 0
Tech | Restaurants | Space Heating | Boilers | TRC | Existing | NE3541 | Duct Sealing Repair | Duct Sealing Repair | NonEquip | 15 |  | 30.55% | Tech/Econ | 12% | 0 | 0 | 0
Tech | Restaurants | Space Heating | Boilers | TRC | Existing | NE3489 | Duct Insulation | Duct Insulation | NonEquip | 15 |  | 30.55% | Tech/Econ | 2.045% | 0 | 0 | 0
Tech | Restaurants | Space Heating | Boilers | TRC | Existing | NE3437 | Destratification Fans | Destratification Fans | NonEquip | 10 |  | 0% | Tech/Econ | 12.59% | 0 | 0 | 0
Tech | Restaurants | Space Heating | Boilers | TRC | Existing | NE3385 | Dedicated Outdoor Air System on VRF unit | Dedicated Outdoor Air System on VRF unit | NonEquip | 15 | Residential/split system heat pump | 0% | Tech/Econ | 10% | 0 | 0 | 0
Tech | Restaurants | Space Heating | Boilers | TRC | Existing | NE3333 | Cool Roof | Cool Roof | NonEquip | 15 |  | 72.71% | Tech/Econ | 0.09479% | 0 | 0 | 0
Tech | Restaurants | Space Heating | Boilers | TRC | Existing | NE3229 | Ceiling Insulation(R30 to R38) | Ceiling Insulation(R30 to R38) | NonEquip | 20 |  | 0% | Tech/Econ | 0.03449% | 0 | 0 | 0
Tech | Restaurants | Space Heating | Boilers | TRC | Existing | NE3177 | Ceiling Insulation(R2 to R38) | Ceiling Insulation(R2 to R38) | NonEquip | 20 |  | 0% | Tech/Econ | 2.328% | 0 | 0 | 0
Tech | Restaurants | Space Heating | Boilers | TRC | Existing | NE3125 | Ceiling Insulation(R19 to R38) | Ceiling Insulation(R19 to R38) | NonEquip | 20 |  | 0% | Tech/Econ | 0.1293% | 0 | 0 | 0
Tech | Restaurants | Space Heating | Boilers | TRC | Existing | NE3073 | Ceiling Insulation(R12 to R38) | Ceiling Insulation(R12 to R38) | NonEquip | 20 |  | 0% | Tech/Econ | 0.2802% | 0 | 0 | 0
Tech | Restaurants | Space Heating | Boilers | TRC | Existing | NE2995 | Air Curtains | Air Curtains | NonEquip | 8 |  | 31.69% | Tech/Econ | 0.4135% | 0 | 0 | 0
Tech | Restaurants | Domestic Hot Water | "Point-of-Use" water heaters | TRC | New | NN5426 | Retro-Commissioning | Retro-Commissioning | NonEquip | 5 |  | 0% | Tech/Econ | 16% | 0 | 0 | 0
Tech | Restaurants | Domestic Hot Water | "Point-of-Use" water heaters | TRC | New | NN2930 | Thermostatic Shower Restriction Valve | Thermostatic Shower Restriction Valve | NonEquip | 10 | Centralized water heaters | 0% | Tech/Econ | 3.577% | 0 | 0 | 0
Tech | Restaurants | Domestic Hot Water | "Point-of-Use" water heaters | TRC | New | NN2904 | Tank Wrap on Water Heater | Tank Wrap on Water Heater | NonEquip | 7 | Centralized water heaters | 0% | Tech/Econ | 2.106% | 0 | 0 | 0
Tech | Restaurants | Domestic Hot Water | "Point-of-Use" water heaters | TRC | New | NN2878 | Low-Flow Pre-Rinse Sprayers | Low-Flow Pre-Rinse Sprayers | NonEquip | 5 | Centralized water heaters | 0% | Tech/Econ | 9.465% | 0 | 0 | 0
Tech | Restaurants | Domestic Hot Water | "Point-of-Use" water heaters | TRC | New | NN2852 | Low Flow Shower Head | Low Flow Shower Head | NonEquip | 10 | Centralized water heaters | 0% | Tech/Econ | 0.7248% | 0 | 0 | 0
Tech | Restaurants | Domestic Hot Water | "Point-of-Use" water heaters | TRC | New | NN2826 | Hot Water Pipe Insulation | Hot Water Pipe Insulation | NonEquip | 13 | Centralized water heaters | 0% | Tech/Econ | 11.31% | 0 | 0 | 0
Tech | Restaurants | Domestic Hot Water | "Point-of-Use" water heaters | TRC | New | NN2800 | Hot Water Circulation Pump Control | Hot Water Circulation Pump Control | NonEquip | 15 | Centralized water heaters | 0% | Tech/Econ | 5.431% | 0 | 0 | 0
Tech | Restaurants | Domestic Hot Water | "Point-of-Use" water heaters | TRC | New | NN2774 | Faucet Aerator | Faucet Aerator | NonEquip | 10 | Centralized water heaters | 0% | Tech/Econ | 0.3414% | 0 | 0 | 0
Tech | Restaurants | Domestic Hot Water | "Point-of-Use" water heaters | TRC | New | NN2748 | Drain Water Heat Recovery | Drain Water Heat Recovery | NonEquip | 15 | Centralized water heaters | 0% | Tech/Econ | 12.27% | 0 | 0 | 0
Tech | Restaurants | Domestic Hot Water | "Point-of-Use" water heaters | TRC | Existing | NE5413 | Retro-Commissioning | Retro-Commissioning | NonEquip | 5 |  | 21.99% | Tech/Econ | 16% | 17097.3057 | 5.2787 | 10.2281
Tech | Restaurants | Domestic Hot Water | "Point-of-Use" water heaters | TRC | Existing | NE2917 | Thermostatic Shower Restriction Valve | Thermostatic Shower Restriction Valve | NonEquip | 10 | Centralized water heaters | 0% | Tech/Econ | 3.422% | 0 | 0 | 0
Tech | Restaurants | Domestic Hot Water | "Point-of-Use" water heaters | TRC | Existing | NE2891 | Tank Wrap on Water Heater | Tank Wrap on Water Heater | NonEquip | 7 | Centralized water heaters | 0% | Tech/Econ | 2.106% | 0 | 0 | 0
Tech | Restaurants | Domestic Hot Water | "Point-of-Use" water heaters | TRC | Existing | NE2865 | Low-Flow Pre-Rinse Sprayers | Low-Flow Pre-Rinse Sprayers | NonEquip | 5 | Centralized water heaters | 0% | Tech/Econ | 9.025% | 0 | 0 | 0
Tech | Restaurants | Domestic Hot Water | "Point-of-Use" water heaters | TRC | Existing | NE2839 | Low Flow Shower Head | Low Flow Shower Head | NonEquip | 10 | Centralized water heaters | 0% | Tech/Econ | 0.6933% | 0 | 0 | 0
Tech | Restaurants | Domestic Hot Water | "Point-of-Use" water heaters | TRC | Existing | NE2813 | Hot Water Pipe Insulation | Hot Water Pipe Insulation | NonEquip | 13 | Centralized water heaters | 0% | Tech/Econ | 10.82% | 0 | 0 | 0
Tech | Restaurants | Domestic Hot Water | "Point-of-Use" water heaters | TRC | Existing | NE2787 | Hot Water Circulation Pump Control | Hot Water Circulation Pump Control | NonEquip | 15 | Centralized water heaters | 0% | Tech/Econ | 5.195% | 0 | 0 | 0
Tech | Restaurants | Domestic Hot Water | "Point-of-Use" water heaters | TRC | Existing | NE2761 | Faucet Aerator | Faucet Aerator | NonEquip | 10 | Centralized water heaters | 0% | Tech/Econ | 0.3266% | 0 | 0 | 0
Tech | Restaurants | Domestic Hot Water | "Point-of-Use" water heaters | TRC | Existing | NE2735 | Drain Water Heat Recovery | Drain Water Heat Recovery | NonEquip | 15 | Centralized water heaters | 0% | Tech/Econ | 12.27% | 0 | 0 | 0
Tech | Restaurants | Domestic Hot Water | "Point-of-Use" water heaters | TRC | Turnover | ET401 | Instantaneous Hot Water System | Instantaneous Hot Water System | Equip | 20 | "Point-of-Use" water heaters | 94.56% | Tech/Econ | 5.847% | 28441.2007 | 3.164 | 3.3015
Tech | Restaurants | Domestic Hot Water | "Point-of-Use" water heaters | TRC | Turnover | ET323 | Energy Star Commercial Dishwasher | Energy Star Commercial Dishwasher | Equip | 15 | "Point-of-Use" water heaters | 29.7% | Tech/Econ | 29.42% | 49243.2049 | 3.5732 | -0.00038015
Tech | Restaurants | Domestic Hot Water | "Point-of-Use" water heaters | TRC | New | EN427 | Instantaneous Hot Water System | Instantaneous Hot Water System | Equip | 20 | "Point-of-Use" water heaters | 94.56% | Tech/Econ | 5.847% | 265.4745 | 0.029534 | 0.030816
Tech | Restaurants | Domestic Hot Water | "Point-of-Use" water heaters | TRC | New | EN349 | Energy Star Commercial Dishwasher | Energy Star Commercial Dishwasher | Equip | 15 | "Point-of-Use" water heaters | 29.7% | Tech/Econ | 29.42% | 618.2824 | 0.044863 | -4.7731e-06
Tech | Retail | Refrigeration | Walk-in cooler | TRC | New | NN5323 | Retro-Commissioning | Retro-Commissioning | NonEquip | 5 |  | 0% | Tech/Econ | 16% | 0 | 0 | 0
Tech | Retail | Refrigeration | Walk-in cooler | TRC | New | NN4907 | Strip Curtains for Walk-ins | Strip Curtains for Walk-ins | NonEquip | 4 | Walk-in cooler | 3.76% | Tech/Econ | 2.115% | 0 | 0 | 0
Tech | Retail | Refrigeration | Walk-in cooler | TRC | New | NN4881 | Refrigerated Display Case Lighting Controls | Refrigerated Display Case Lighting Controls | NonEquip | 8 | Display cases | 0% | Tech/Econ | 0.9365% | 0 | 0 | 0
Tech | Retail | Refrigeration | Walk-in cooler | TRC | New | NN4855 | PSC to ECM Evaporator Fan Motor (Walk-In, Refrigerator) | PSC to ECM Evaporator Fan Motor (Walk-In, Refrigerator) | NonEquip | 15 | Walk-in cooler | 68.68% | Tech/Econ | 37.5% | 4054.2673 | 0.56428 | 0.051693
Tech | Retail | Refrigeration | Walk-in cooler | TRC | New | NN4829 | PSC to ECM Evaporator Fan Motor (Reach-In) | PSC to ECM Evaporator Fan Motor (Reach-In) | NonEquip | 15 | Display cases | 0% | Tech/Econ | 37.5% | 0 | 0 | 0
Tech | Retail | Refrigeration | Walk-in cooler | TRC | New | NN4803 | Night Covers for Display Cases | Night Covers for Display Cases | NonEquip | 5 | Display cases | 0% | Tech/Econ | 1.877% | 0 | 0 | 0
Tech | Retail | Refrigeration | Walk-in cooler | TRC | New | NN4777 | High R-Value Glass Doors | High R-Value Glass Doors | NonEquip | 12 | Display cases | 0% | Tech/Econ | 0% | 0 | 0 | 0
Tech | Retail | Refrigeration | Walk-in cooler | TRC | New | NN4751 | High Efficiency Refrigeration Compressor | High Efficiency Refrigeration Compressor | NonEquip | 13 | Display cases | 0% | Tech/Econ | 6.922% | 0 | 0 | 0
Tech | Retail | Refrigeration | Walk-in cooler | TRC | New | NN4725 | Freezer-Cooler Replacement Gaskets | Freezer-Cooler Replacement Gaskets | NonEquip | 4 | Display cases | 0% | Tech/Econ | 0% | 0 | 0 | 0
Tech | Retail | Refrigeration | Walk-in cooler | TRC | New | NN4699 | Floating Head Pressure Controls | Floating Head Pressure Controls | NonEquip | 15 |  | 0% | Tech/Econ | 6.05% | 0 | 0 | 0
Tech | Retail | Refrigeration | Walk-in cooler | TRC | New | NN4673 | Demand Defrost | Demand Defrost | NonEquip | 10 | Walk-in cooler | 0% | Tech/Econ | 30% | 0 | 0 | 0
Tech | Retail | Refrigeration | Walk-in cooler | TRC | New | NN4647 | Automatic Door Closer for Walk-in Coolers and Freezers | Automatic Door Closer for Walk-in Coolers and Freezers | NonEquip | 8 | Walk-in cooler | 55.99% | Tech/Econ | 3.131% | 114.5859 | 0.015921 | 0.0035494
Tech | Retail | Refrigeration | Walk-in cooler | TRC | New | NN4621 | Anti-Sweat Controls | Anti-Sweat Controls | NonEquip | 8 | Display cases | 0% | Tech/Econ | 85% | 0 | 0 | 0
Tech | Retail | Refrigeration | Walk-in cooler | TRC | Existing | NE5310 | Retro-Commissioning | Retro-Commissioning | NonEquip | 5 |  | 21.99% | Tech/Econ | 16% | 43255.3437 | 13.3549 | 25.8766
Tech | Retail | Refrigeration | Walk-in cooler | TRC | Existing | NE4894 | Strip Curtains for Walk-ins | Strip Curtains for Walk-ins | NonEquip | 4 | Walk-in cooler | 3.76% | Tech/Econ | 2.115% | 927.0271 | 0.13403 | 0.036913
Tech | Retail | Refrigeration | Walk-in cooler | TRC | Existing | NE4868 | Refrigerated Display Case Lighting Controls | Refrigerated Display Case Lighting Controls | NonEquip | 8 | Display cases | 0% | Tech/Econ | 2.524% | 0 | 0 | 0
Tech | Retail | Refrigeration | Walk-in cooler | TRC | Existing | NE4842 | PSC to ECM Evaporator Fan Motor (Walk-In, Refrigerator) | PSC to ECM Evaporator Fan Motor (Walk-In, Refrigerator) | NonEquip | 15 | Walk-in cooler | 17.17% | Tech/Econ | 37.5% | 104566.311 | 14.5538 | 1.3332
Tech | Retail | Refrigeration | Walk-in cooler | TRC | Existing | NE4816 | PSC to ECM Evaporator Fan Motor (Reach-In) | PSC to ECM Evaporator Fan Motor (Reach-In) | NonEquip | 15 | Display cases | 0% | Tech/Econ | 37.5% | 0 | 0 | 0
Tech | Retail | Refrigeration | Walk-in cooler | TRC | Existing | NE4790 | Night Covers for Display Cases | Night Covers for Display Cases | NonEquip | 5 | Display cases | 0% | Tech/Econ | 1.877% | 0 | 0 | 0
Tech | Retail | Refrigeration | Walk-in cooler | TRC | Existing | NE4764 | High R-Value Glass Doors | High R-Value Glass Doors | NonEquip | 12 | Display cases | 0% | Tech/Econ | 23.81% | 0 | 0 | 0
Tech | Retail | Refrigeration | Walk-in cooler | TRC | Existing | NE4738 | High Efficiency Refrigeration Compressor | High Efficiency Refrigeration Compressor | NonEquip | 13 | Display cases | 0% | Tech/Econ | 6.922% | 0 | 0 | 0
Tech | Retail | Refrigeration | Walk-in cooler | TRC | Existing | NE4712 | Freezer-Cooler Replacement Gaskets | Freezer-Cooler Replacement Gaskets | NonEquip | 4 | Display cases | 0% | Tech/Econ | 3.131% | 0 | 0 | 0
Tech | Retail | Refrigeration | Walk-in cooler | TRC | Existing | NE4686 | Floating Head Pressure Controls | Floating Head Pressure Controls | NonEquip | 15 |  | 0% | Tech/Econ | 6.05% | 0 | 0 | 0
Tech | Retail | Refrigeration | Walk-in cooler | TRC | Existing | NE4660 | Demand Defrost | Demand Defrost | NonEquip | 10 | Walk-in cooler | 63.61% | Tech/Econ | 30% | 289944.6179 | 40.3553 | 3.6969
Tech | Retail | Refrigeration | Walk-in cooler | TRC | Existing | NE4634 | Automatic Door Closer for Walk-in Coolers and Freezers | Automatic Door Closer for Walk-in Coolers and Freezers | NonEquip | 8 | Walk-in cooler | 55.99% | Tech/Econ | 3.131% | 20793.2718 | 2.8891 | 0.64408
Tech | Retail | Refrigeration | Walk-in cooler | TRC | Existing | NE4608 | Anti-Sweat Controls | Anti-Sweat Controls | NonEquip | 8 | Display cases | 0% | Tech/Econ | 85% | 0 | 0 | 0
Tech | Retail | Refrigeration | Vending and ice makers | TRC | New | NN5323 | Retro-Commissioning | Retro-Commissioning | NonEquip | 5 |  | 0% | Tech/Econ | 16% | 0 | 0 | 0
Tech | Retail | Refrigeration | Vending and ice makers | TRC | New | NN4907 | Strip Curtains for Walk-ins | Strip Curtains for Walk-ins | NonEquip | 4 | Walk-in cooler | 0% | Tech/Econ | 2.115% | 0 | 0 | 0
Tech | Retail | Refrigeration | Vending and ice makers | TRC | New | NN4881 | Refrigerated Display Case Lighting Controls | Refrigerated Display Case Lighting Controls | NonEquip | 8 | Display cases | 0% | Tech/Econ | 0.9365% | 0 | 0 | 0
Tech | Retail | Refrigeration | Vending and ice makers | TRC | New | NN4855 | PSC to ECM Evaporator Fan Motor (Walk-In, Refrigerator) | PSC to ECM Evaporator Fan Motor (Walk-In, Refrigerator) | NonEquip | 15 | Walk-in cooler | 0% | Tech/Econ | 37.5% | 0 | 0 | 0
Tech | Retail | Refrigeration | Vending and ice makers | TRC | New | NN4829 | PSC to ECM Evaporator Fan Motor (Reach-In) | PSC to ECM Evaporator Fan Motor (Reach-In) | NonEquip | 15 | Display cases | 0% | Tech/Econ | 37.5% | 0 | 0 | 0
Tech | Retail | Refrigeration | Vending and ice makers | TRC | New | NN4803 | Night Covers for Display Cases | Night Covers for Display Cases | NonEquip | 5 | Display cases | 0% | Tech/Econ | 1.877% | 0 | 0 | 0
Tech | Retail | Refrigeration | Vending and ice makers | TRC | New | NN4777 | High R-Value Glass Doors | High R-Value Glass Doors | NonEquip | 12 | Display cases | 0% | Tech/Econ | 0% | 0 | 0 | 0
Tech | Retail | Refrigeration | Vending and ice makers | TRC | New | NN4751 | High Efficiency Refrigeration Compressor | High Efficiency Refrigeration Compressor | NonEquip | 13 | Display cases | 0% | Tech/Econ | 6.922% | 0 | 0 | 0
Tech | Retail | Refrigeration | Vending and ice makers | TRC | New | NN4725 | Freezer-Cooler Replacement Gaskets | Freezer-Cooler Replacement Gaskets | NonEquip | 4 | Display cases | 0% | Tech/Econ | 0% | 0 | 0 | 0
Tech | Retail | Refrigeration | Vending and ice makers | TRC | New | NN4699 | Floating Head Pressure Controls | Floating Head Pressure Controls | NonEquip | 15 |  | 0% | Tech/Econ | 6.05% | 0 | 0 | 0
Tech | Retail | Refrigeration | Vending and ice makers | TRC | New | NN4673 | Demand Defrost | Demand Defrost | NonEquip | 10 | Walk-in cooler | 0% | Tech/Econ | 30% | 0 | 0 | 0
Tech | Retail | Refrigeration | Vending and ice makers | TRC | New | NN4647 | Automatic Door Closer for Walk-in Coolers and Freezers | Automatic Door Closer for Walk-in Coolers and Freezers | NonEquip | 8 | Walk-in cooler | 0% | Tech/Econ | 3.131% | 0 | 0 | 0
Tech | Retail | Refrigeration | Vending and ice makers | TRC | New | NN4621 | Anti-Sweat Controls | Anti-Sweat Controls | NonEquip | 8 | Display cases | 0% | Tech/Econ | 85% | 0 | 0 | 0
Tech | Retail | Refrigeration | Vending and ice makers | TRC | Existing | NE5310 | Retro-Commissioning | Retro-Commissioning | NonEquip | 5 |  | 21.99% | Tech/Econ | 16% | 215158.9179 | 66.4296 | 128.7141
Tech | Retail | Refrigeration | Vending and ice makers | TRC | Existing | NE4894 | Strip Curtains for Walk-ins | Strip Curtains for Walk-ins | NonEquip | 4 | Walk-in cooler | 0% | Tech/Econ | 2.115% | 0 | 0 | 0
Tech | Retail | Refrigeration | Vending and ice makers | TRC | Existing | NE4868 | Refrigerated Display Case Lighting Controls | Refrigerated Display Case Lighting Controls | NonEquip | 8 | Display cases | 0% | Tech/Econ | 2.524% | 0 | 0 | 0
Tech | Retail | Refrigeration | Vending and ice makers | TRC | Existing | NE4842 | PSC to ECM Evaporator Fan Motor (Walk-In, Refrigerator) | PSC to ECM Evaporator Fan Motor (Walk-In, Refrigerator) | NonEquip | 15 | Walk-in cooler | 0% | Tech/Econ | 37.5% | 0 | 0 | 0
Tech | Retail | Refrigeration | Vending and ice makers | TRC | Existing | NE4816 | PSC to ECM Evaporator Fan Motor (Reach-In) | PSC to ECM Evaporator Fan Motor (Reach-In) | NonEquip | 15 | Display cases | 0% | Tech/Econ | 37.5% | 0 | 0 | 0
Tech | Retail | Refrigeration | Vending and ice makers | TRC | Existing | NE4790 | Night Covers for Display Cases | Night Covers for Display Cases | NonEquip | 5 | Display cases | 0% | Tech/Econ | 1.877% | 0 | 0 | 0
Tech | Retail | Refrigeration | Vending and ice makers | TRC | Existing | NE4764 | High R-Value Glass Doors | High R-Value Glass Doors | NonEquip | 12 | Display cases | 0% | Tech/Econ | 23.81% | 0 | 0 | 0
Tech | Retail | Refrigeration | Vending and ice makers | TRC | Existing | NE4738 | High Efficiency Refrigeration Compressor | High Efficiency Refrigeration Compressor | NonEquip | 13 | Display cases | 0% | Tech/Econ | 6.922% | 0 | 0 | 0
Tech | Retail | Refrigeration | Vending and ice makers | TRC | Existing | NE4712 | Freezer-Cooler Replacement Gaskets | Freezer-Cooler Replacement Gaskets | NonEquip | 4 | Display cases | 0% | Tech/Econ | 3.131% | 0 | 0 | 0
Tech | Retail | Refrigeration | Vending and ice makers | TRC | Existing | NE4686 | Floating Head Pressure Controls | Floating Head Pressure Controls | NonEquip | 15 |  | 0% | Tech/Econ | 6.05% | 0 | 0 | 0
Tech | Retail | Refrigeration | Vending and ice makers | TRC | Existing | NE4660 | Demand Defrost | Demand Defrost | NonEquip | 10 | Walk-in cooler | 0% | Tech/Econ | 30% | 0 | 0 | 0
Tech | Retail | Refrigeration | Vending and ice makers | TRC | Existing | NE4634 | Automatic Door Closer for Walk-in Coolers and Freezers | Automatic Door Closer for Walk-in Coolers and Freezers | NonEquip | 8 | Walk-in cooler | 0% | Tech/Econ | 3.131% | 0 | 0 | 0
Tech | Retail | Refrigeration | Vending and ice makers | TRC | Existing | NE4608 | Anti-Sweat Controls | Anti-Sweat Controls | NonEquip | 8 | Display cases | 0% | Tech/Econ | 85% | 0 | 0 | 0
Tech | Retail | Refrigeration | Vending and ice makers | TRC | Turnover | ET2580 | Energy Star Vending Machine | Energy Star Vending Machine | Equip | 14 | Vending and ice makers | 4.15% | Tech/Econ | 36% | 96336.4426 | 15.0673 | 9.4126
Tech | Retail | Refrigeration | Vending and ice makers | TRC | Turnover | ET2502 | Energy Star Ice Maker | Energy Star Ice Maker | Equip | 8 | Vending and ice makers | 32.68% | Tech/Econ | 11.39% | 236437.3203 | 36.6421 | 23.1358
Tech | Retail | Refrigeration | Vending and ice makers | TRC | New | EN2606 | Energy Star Vending Machine | Energy Star Vending Machine | Equip | 14 | Vending and ice makers | 4.15% | Tech/Econ | 36% | 933.7943 | 0.14605 | 0.091237
Tech | Retail | Refrigeration | Vending and ice makers | TRC | New | EN2528 | Energy Star Ice Maker | Energy Star Ice Maker | Equip | 8 | Vending and ice makers | 32.68% | Tech/Econ | 11.39% | 2291.7996 | 0.35517 | 0.22426
Tech | Retail | Exterior Lighting | Street lighting | TRC | New | NN5297 | Retro-Commissioning | Retro-Commissioning | NonEquip | 5 |  | 0% | Tech/Econ | 16% | 0 | 0 | 0
Tech | Retail | Exterior Lighting | Street lighting | TRC | New | NN2983 | Outdoor Lighting Controls | Outdoor Lighting Controls | NonEquip | 8 | Exterior parking/lot lighting | 0% | Tech/Econ | 28% | 0 | 0 | 0
Tech | Retail | Exterior Lighting | Street lighting | TRC | New | NN2957 | Bi-Level Lighting Control (Exterior) | Bi-Level Lighting Control (Exterior) | NonEquip | 9 | Exterior parking/lot lighting | 0% | Tech/Econ | 31% | 0 | 0 | 0
Tech | Retail | Exterior Lighting | Street lighting | TRC | Existing | NE5284 | Retro-Commissioning | Retro-Commissioning | NonEquip | 5 |  | 21.99% | Tech/Econ | 16% | 0 | 0 | 0
Tech | Retail | Exterior Lighting | Street lighting | TRC | Existing | NE2970 | Outdoor Lighting Controls | Outdoor Lighting Controls | NonEquip | 8 | Exterior parking/lot lighting | 0% | Tech/Econ | 28% | 0 | 0 | 0
Tech | Retail | Exterior Lighting | Street lighting | TRC | Existing | NE2944 | Bi-Level Lighting Control (Exterior) | Bi-Level Lighting Control (Exterior) | NonEquip | 9 | Exterior parking/lot lighting | 0% | Tech/Econ | 31% | 0 | 0 | 0
Tech | Retail | Exterior Lighting | Street lighting | TRC | Turnover | ET792 | LED Traffic and Crosswalk Lighting | LED Traffic and Crosswalk Lighting | Equip | 10 | Street lighting | 0% | Tech/Econ | 37.14% | 0 | 0 | 0
Tech | Retail | Exterior Lighting | Street lighting | TRC | Turnover | ET753 | LED Street Lights | LED Street Lights | Equip | 18 | Street lighting | 0% | Tech/Econ | 66.53% | 0 | 0 | 0
Tech | Retail | Exterior Lighting | Street lighting | TRC | New | EN818 | LED Traffic and Crosswalk Lighting | LED Traffic and Crosswalk Lighting | Equip | 10 | Street lighting | 0% | Tech/Econ | 37.14% | 0 | 0 | 0
Tech | Retail | Exterior Lighting | Street lighting | TRC | New | EN779 | LED Street Lights | LED Street Lights | Equip | 18 | Street lighting | 0% | Tech/Econ | 66.53% | 0 | 0 | 0
Tech | Retail | Cooking | Steamer | TRC | Turnover | ET207 | Energy Star Steamer | Energy Star Steamer | Equip | 12 | Steamer | 0% | Tech/Econ | 56.63% | 0 | 0 | 0
Tech | Retail | Cooking | Steamer | TRC | New | EN233 | Energy Star Steamer | Energy Star Steamer | Equip | 12 | Steamer | 0% | Tech/Econ | 56.63% | 0 | 0 | 0
Tech | Retail | Exterior Lighting | Spot lighting/Security/Flood | TRC | New | NN5297 | Retro-Commissioning | Retro-Commissioning | NonEquip | 5 |  | 0% | Tech/Econ | 16% | 0 | 0 | 0
Tech | Retail | Exterior Lighting | Spot lighting/Security/Flood | TRC | New | NN2983 | Outdoor Lighting Controls | Outdoor Lighting Controls | NonEquip | 8 | Exterior parking/lot lighting | 0% | Tech/Econ | 28% | 0 | 0 | 0
Tech | Retail | Exterior Lighting | Spot lighting/Security/Flood | TRC | New | NN2957 | Bi-Level Lighting Control (Exterior) | Bi-Level Lighting Control (Exterior) | NonEquip | 9 | Exterior parking/lot lighting | 0% | Tech/Econ | 31% | 0 | 0 | 0
Tech | Retail | Exterior Lighting | Spot lighting/Security/Flood | TRC | Existing | NE5284 | Retro-Commissioning | Retro-Commissioning | NonEquip | 5 |  | 21.99% | Tech/Econ | 16% | 0 | 0 | 0
Tech | Retail | Exterior Lighting | Spot lighting/Security/Flood | TRC | Existing | NE2970 | Outdoor Lighting Controls | Outdoor Lighting Controls | NonEquip | 8 | Exterior parking/lot lighting | 0% | Tech/Econ | 28% | 0 | 0 | 0
Tech | Retail | Exterior Lighting | Spot lighting/Security/Flood | TRC | Existing | NE2944 | Bi-Level Lighting Control (Exterior) | Bi-Level Lighting Control (Exterior) | NonEquip | 9 | Exterior parking/lot lighting | 0% | Tech/Econ | 31% | 0 | 0 | 0
Tech | Retail | Exterior Lighting | Spot lighting/Security/Flood | TRC | Turnover | ET675 | LED Exterior Lighting | LED Exterior Lighting | Equip | 13 | Spot lighting/Security/Flood | 4.268% | Tech/Econ | 60.51% | 0 | 0 | 0
Tech | Retail | Exterior Lighting | Spot lighting/Security/Flood | TRC | Turnover | ET558 | LED - 9W Flood | LED - 9W Flood | Equip | 15 | Spot lighting/Security/Flood | 13.31% | Tech/Econ | 86.15% | 0 | 0 | 0
Tech | Retail | Exterior Lighting | Spot lighting/Security/Flood | TRC | Turnover | ET480 | CFL - 15W Flood | CFL - 15W Flood | Equip | 7.8 | Spot lighting/Security/Flood | 0% | Tech/Econ | 76.92% | 0 | 0 | 0
Tech | Retail | Exterior Lighting | Spot lighting/Security/Flood | TRC | New | EN701 | LED Exterior Lighting | LED Exterior Lighting | Equip | 13 | Spot lighting/Security/Flood | 4.624% | Tech/Econ | 60.51% | 0 | 0 | 0
Tech | Retail | Exterior Lighting | Spot lighting/Security/Flood | TRC | New | EN584 | LED - 9W Flood | LED - 9W Flood | Equip | 15 | Spot lighting/Security/Flood | 61.73% | Tech/Econ | 86.15% | 0 | 0 | 0
Tech | Retail | Exterior Lighting | Spot lighting/Security/Flood | TRC | New | EN506 | CFL - 15W Flood | CFL - 15W Flood | Equip | 7.8 | Spot lighting/Security/Flood | 0% | Tech/Econ | 76.92% | 0 | 0 | 0
Tech | Retail | Interior Lighting | Spot lighting | TRC | New | NN5271 | Retro-Commissioning | Retro-Commissioning | NonEquip | 5 |  | 0% | Tech/Econ | 16% | 0 | 0 | 0
Tech | Retail | Interior Lighting | Spot lighting | TRC | New | NN4439 | Interior Lighting Controls | Interior Lighting Controls | NonEquip | 8 | Overhead (fluorescent/LED/CFL U-shape) | 0% | Tech/Econ | 28% | 0 | 0 | 0
Tech | Retail | Interior Lighting | Spot lighting | TRC | New | NN4413 | Bi-Level Lighting Control (Interior) | Bi-Level Lighting Control (Interior) | NonEquip | 8 | Overhead (fluorescent/LED/CFL U-shape) | 0% | Tech/Econ | 31% | 0 | 0 | 0
Tech | Retail | Interior Lighting | Spot lighting | TRC | New | NN3711 | Facility Energy Management System | Facility Energy Management System | NonEquip | 15 |  | 4.276% | Tech/Econ | 24% | 0.9201 | 0.00024011 | 0.0001104
Tech | Retail | Interior Lighting | Spot lighting | TRC | Existing | NE5258 | Retro-Commissioning | Retro-Commissioning | NonEquip | 5 |  | 21.99% | Tech/Econ | 16% | 212.0425 | 0.065467 | 0.12685
Tech | Retail | Interior Lighting | Spot lighting | TRC | Existing | NE4426 | Interior Lighting Controls | Interior Lighting Controls | NonEquip | 8 | Overhead (fluorescent/LED/CFL U-shape) | 0% | Tech/Econ | 28% | 0 | 0 | 0
Tech | Retail | Interior Lighting | Spot lighting | TRC | Existing | NE4400 | Bi-Level Lighting Control (Interior) | Bi-Level Lighting Control (Interior) | NonEquip | 8 | Overhead (fluorescent/LED/CFL U-shape) | 0% | Tech/Econ | 31% | 0 | 0 | 0
Tech | Retail | Interior Lighting | Spot lighting | TRC | Existing | NE3698 | Facility Energy Management System | Facility Energy Management System | NonEquip | 15 |  | 4.3% | Tech/Econ | 24% | 62.8477 | 0.016401 | 0.0075409
Tech | Retail | Interior Lighting | Spot lighting | TRC | Turnover | ET1611 | LED Display Lighting (Interior) | LED Display Lighting (Interior) | Equip | 15 | Spot lighting | 2.129% | Tech/Econ | 87.04% | 171.3799 | 0.041567 | 2.9931e-06
Tech | Retail | Interior Lighting | Spot lighting | TRC | Turnover | ET1572 | LED - 14W | LED - 14W | Equip | 15 | Spot lighting | 61.73% | Tech/Econ | 53.33% | 2988.6308 | 0.71981 | 0.00019487
Tech | Retail | Interior Lighting | Spot lighting | TRC | Turnover | ET1455 | CFL-23W | CFL-23W | Equip | 7.8 | Spot lighting | 0% | Tech/Econ | 23.33% | 0 | 0 | 0
Tech | Retail | Interior Lighting | Spot lighting | TRC | New | EN1637 | LED Display Lighting (Interior) | LED Display Lighting (Interior) | Equip | 15 | Spot lighting | 0% | Tech/Econ | 87.04% | 0 | 0 | 0
Tech | Retail | Interior Lighting | Spot lighting | TRC | New | EN1598 | LED - 14W | LED - 14W | Equip | 15 | Spot lighting | 0% | Tech/Econ | 53.33% | 0 | 0 | 0
Tech | Retail | Interior Lighting | Spot lighting | TRC | New | EN1481 | CFL-23W | CFL-23W | Equip | 7.8 | Spot lighting | 0% | Tech/Econ | 23.33% | 0 | 0 | 0
Tech | Retail | Office Equipment | Servers | TRC | New | NN4595 | Smart Strip Plug Outlet | Smart Strip Plug Outlet | NonEquip | 4 |  | 43.9% | Tech/Econ | 1.187% | 32.5882 | 0.0048457 | 0.0033677
Tech | Retail | Office Equipment | Servers | TRC | New | NN4569 | Network PC Power Management | Network PC Power Management | NonEquip | 5 | Computers | 0% | Tech/Econ | 56.5% | 0 | 0 | 0
Tech | Retail | Office Equipment | Servers | TRC | Existing | NE4582 | Smart Strip Plug Outlet | Smart Strip Plug Outlet | NonEquip | 4 |  | 43.9% | Tech/Econ | 1.187% | 3414.5915 | 0.50773 | 0.35286
Tech | Retail | Office Equipment | Servers | TRC | Existing | NE4556 | Network PC Power Management | Network PC Power Management | NonEquip | 5 | Computers | 0% | Tech/Econ | 56.5% | 0 | 0 | 0
Tech | Retail | Office Equipment | Servers | TRC | Turnover | ET2307 | Server Virtualization | Server Virtualization | Equip | 3 | Servers | 37.33% | Tech/Econ | 85.71% | 346093.4781 | 51.5123 | 35.8281
Tech | Retail | Office Equipment | Servers | TRC | Turnover | ET2229 | Energy Star Servers | Energy Star Servers | Equip | 4 | Servers | 47.28% | Tech/Econ | 23.08% | 80264.1072 | 11.9465 | 8.309
Tech | Retail | Office Equipment | Servers | TRC | Turnover | ET1143 | High Efficiency Data Center Cooling | High Efficiency Data Center Cooling | Equip | 20 | Servers | 0% | Tech/Econ | 28% | 0 | 0 | 0
Tech | Retail | Office Equipment | Servers | TRC | New | EN2333 | Server Virtualization | Server Virtualization | Equip | 3 | Servers | 38.55% | Tech/Econ | 85.71% | 3464.4928 | 0.51565 | 0.35865
Tech | Retail | Office Equipment | Servers | TRC | New | EN2255 | Energy Star Servers | Energy Star Servers | Equip | 4 | Servers | 47.28% | Tech/Econ | 23.08% | 766.0249 | 0.11401 | 0.0793
Tech | Retail | Office Equipment | Servers | TRC | New | EN1169 | High Efficiency Data Center Cooling | High Efficiency Data Center Cooling | Equip | 20 | Servers | 0% | Tech/Econ | 28% | 0 | 0 | 0
Tech | Retail | Space Cooling | Residential-type central air conditioners | TRC | New | NN5375 | Retro-Commissioning | Retro-Commissioning | NonEquip | 5 |  | 0% | Tech/Econ | 16% | 0 | 0 | 0
Tech | Retail | Space Cooling | Residential-type central air conditioners | TRC | New | NN4387 | Window Sun Protection | Window Sun Protection | NonEquip | 10 |  | 15.35% | Tech/Econ | 16% | 3.5696 | 0.0011115 | -6.262e-05
Tech | Retail | Space Cooling | Residential-type central air conditioners | TRC | New | NN4361 | Waterside Economizer | Waterside Economizer | NonEquip | 20 |  | 0% | Tech/Econ | 5.556% | 0 | 0 | 0
Tech | Retail | Space Cooling | Residential-type central air conditioners | TRC | New | NN4153 | Smart Thermostat | Smart Thermostat | NonEquip | 11 |  | 31.48% | Tech/Econ | 10% | 3.8243 | 0.0014172 | 0
Tech | Retail | Space Cooling | Residential-type central air conditioners | TRC | New | NN4049 | Programmable Thermostat | Programmable Thermostat | NonEquip | 11 |  | 0% | Tech/Econ | 3.6% | 0 | 0 | 0
Tech | Retail | Space Cooling | Residential-type central air conditioners | TRC | New | NN3997 | Low U-Value Windows | Low U-Value Windows | NonEquip | 20 |  | 12.54% | Tech/Econ | 10% | 0 | 0 | 0
Tech | Retail | Space Cooling | Residential-type central air conditioners | TRC | New | NN3919 | HVAC tune-up_RTU | HVAC tune-up_RTU | NonEquip | 5 | Packaged air conditioning units (RTUs) | 0% | Tech/Econ | 5% | 0 | 0 | 0
Tech | Retail | Space Cooling | Residential-type central air conditioners | TRC | New | NN3893 | HVAC tune-up | HVAC tune-up | NonEquip | 5 | Residential-type central air conditioners | 0% | Tech/Econ | 5% | 0 | 0 | 0
Tech | Retail | Space Cooling | Residential-type central air conditioners | TRC | New | NN3815 | Green Roof | Green Roof | NonEquip | 15 |  | 0.294% | Tech/Econ | 2.681% | 0 | 0 | 0
Tech | Retail | Space Cooling | Residential-type central air conditioners | TRC | New | NN3685 | Facility Energy Management System | Facility Energy Management System | NonEquip | 15 |  | 4.276% | Tech/Econ | 20% | 1.4218 | 0.00037104 | 0
Tech | Retail | Space Cooling | Residential-type central air conditioners | TRC | New | NN3633 | Facility Commissioning | Facility Commissioning | NonEquip | 10 |  | 53.41% | Tech/Econ | 16% | 13.5822 | 0.002378 | 5.4254e-05
Tech | Retail | Space Cooling | Residential-type central air conditioners | TRC | New | NN3607 | Energy Recovery Ventilation System (ERV) | Energy Recovery Ventilation System (ERV) | NonEquip | 15 | Packaged air conditioning units (RTUs) | 0% | Tech/Econ | 12.48% | 0 | 0 | 0
Tech | Retail | Space Cooling | Residential-type central air conditioners | TRC | New | NN3529 | Duct Sealing Repair | Duct Sealing Repair | NonEquip | 15 |  | 0% | Tech/Econ | 12% | 0 | 0 | 0
Tech | Retail | Space Cooling | Residential-type central air conditioners | TRC | New | NN3425 | Dedicated Outdoor Air System on VRF unit | Dedicated Outdoor Air System on VRF unit | NonEquip | 15 | Residential-type central air conditioners | 58.91% | Tech/Econ | 17.5% | 5.8867 | 0.0017913 | 0
Tech | Retail | Space Cooling | Residential-type central air conditioners | TRC | New | NN3373 | Cool Roof | Cool Roof | NonEquip | 15 |  | 72.51% | Tech/Econ | 3.439% | 0 | 0 | 0
Tech | Retail | Space Cooling | Residential-type central air conditioners | TRC | New | NN3321 | Chilled Water System - Variable Speed Drives | Chilled Water System - Variable Speed Drives | NonEquip | 13 | Central chillers inside | 0% | Tech/Econ | 24.74% | 0 | 0 | 0
Tech | Retail | Space Cooling | Residential-type central air conditioners | TRC | New | NN3295 | Chilled Water Controls Optimization | Chilled Water Controls Optimization | NonEquip | 10 | Central chillers inside | 0% | Tech/Econ | 12.5% | 0 | 0 | 0
Tech | Retail | Space Cooling | Residential-type central air conditioners | TRC | New | NN3217 | Ceiling Insulation(R2 to R38) | Ceiling Insulation(R2 to R38) | NonEquip | 20 |  | 0% | Tech/Econ | 31.56% | 0 | 0 | 0
Tech | Retail | Space Cooling | Residential-type central air conditioners | TRC | New | NN3113 | Ceiling Insulation(R12 to R38) | Ceiling Insulation(R12 to R38) | NonEquip | 20 |  | 0% | Tech/Econ | 3.799% | 0 | 0 | 0
Tech | Retail | Space Cooling | Residential-type central air conditioners | TRC | New | NN3061 | Airside Economizer | Airside Economizer | NonEquip | 10 | Packaged air conditioning units (RTUs) | 0% | Tech/Econ | 5.556% | 0 | 0 | 0
Tech | Retail | Space Cooling | Residential-type central air conditioners | TRC | Existing | NE5362 | Retro-Commissioning | Retro-Commissioning | NonEquip | 5 |  | 21.99% | Tech/Econ | 16% | 503.5225 | 0.15546 | 0
Tech | Retail | Space Cooling | Residential-type central air conditioners | TRC | Existing | NE4374 | Window Sun Protection | Window Sun Protection | NonEquip | 10 |  | 7.316% | Tech/Econ | 16% | 169.5143 | 0.052781 | -0.0029737
Tech | Retail | Space Cooling | Residential-type central air conditioners | TRC | Existing | NE4348 | Waterside Economizer | Waterside Economizer | NonEquip | 20 |  | 0% | Tech/Econ | 5.556% | 0 | 0 | 0
Tech | Retail | Space Cooling | Residential-type central air conditioners | TRC | Existing | NE4296 | Warehouse Loading Dock Seals | Warehouse Loading Dock Seals | NonEquip | 18 |  | 0% | Tech/Econ | 1.702% | 0 | 0 | 0
Tech | Retail | Space Cooling | Residential-type central air conditioners | TRC | Existing | NE4218 | Wall Insulation | Wall Insulation | NonEquip | 20 |  | 15.96% | Tech/Econ | 17.6% | 466.583 | 0.095216 | 0
Tech | Retail | Space Cooling | Residential-type central air conditioners | TRC | Existing | NE4140 | Smart Thermostat | Smart Thermostat | NonEquip | 11 |  | 31.48% | Tech/Econ | 10% | 418.6902 | 0.15516 | 0
Tech | Retail | Space Cooling | Residential-type central air conditioners | TRC | Existing | NE4114 | Roof Insulation | Roof Insulation | NonEquip | 20 |  | 58.5% | Tech/Econ | 4.626% | 348.6588 | 0.071151 | 0
Tech | Retail | Space Cooling | Residential-type central air conditioners | TRC | Existing | NE4036 | Programmable Thermostat | Programmable Thermostat | NonEquip | 11 |  | 0% | Tech/Econ | 3.6% | 0 | 0 | 0
Tech | Retail | Space Cooling | Residential-type central air conditioners | TRC | Existing | NE3984 | Low U-Value Windows | Low U-Value Windows | NonEquip | 20 |  | 5.017% | Tech/Econ | 46% | 516.6989 | 0.19206 | 0
Tech | Retail | Space Cooling | Residential-type central air conditioners | TRC | Existing | NE3906 | HVAC tune-up_RTU | HVAC tune-up_RTU | NonEquip | 5 | Packaged air conditioning units (RTUs) | 0% | Tech/Econ | 5% | 0 | 0 | 0
Tech | Retail | Space Cooling | Residential-type central air conditioners | TRC | Existing | NE3880 | HVAC tune-up | HVAC tune-up | NonEquip | 5 | Residential-type central air conditioners | 0% | Tech/Econ | 5% | 0 | 0 | 0
Tech | Retail | Space Cooling | Residential-type central air conditioners | TRC | Existing | NE3802 | Green Roof | Green Roof | NonEquip | 15 |  | 0.0588% | Tech/Econ | 2.681% | 0.19267 | 8.1849e-05 | 0
Tech | Retail | Space Cooling | Residential-type central air conditioners | TRC | Existing | NE3672 | Facility Energy Management System | Facility Energy Management System | NonEquip | 15 |  | 4.3% | Tech/Econ | 20% | 144.1093 | 0.037607 | 0
Tech | Retail | Space Cooling | Residential-type central air conditioners | TRC | Existing | NE3594 | Energy Recovery Ventilation System (ERV) | Energy Recovery Ventilation System (ERV) | NonEquip | 15 | Packaged air conditioning units (RTUs) | 0% | Tech/Econ | 12.48% | 0 | 0 | 0
Tech | Retail | Space Cooling | Residential-type central air conditioners | TRC | Existing | NE3516 | Duct Sealing Repair | Duct Sealing Repair | NonEquip | 15 |  | 30.55% | Tech/Econ | 12% | 506.2512 | 0.099742 | 0
Tech | Retail | Space Cooling | Residential-type central air conditioners | TRC | Existing | NE3464 | Duct Insulation | Duct Insulation | NonEquip | 15 |  | 30.55% | Tech/Econ | 2.045% | 76.3651 | 0.020746 | 0
Tech | Retail | Space Cooling | Residential-type central air conditioners | TRC | Existing | NE3412 | Dedicated Outdoor Air System on VRF unit | Dedicated Outdoor Air System on VRF unit | NonEquip | 15 | Residential-type central air conditioners | 58.91% | Tech/Econ | 17.5% | 1664.6114 | 0.50653 | 0
Tech | Retail | Space Cooling | Residential-type central air conditioners | TRC | Existing | NE3360 | Cool Roof | Cool Roof | NonEquip | 15 |  | 72.75% | Tech/Econ | 3.439% | 313.5559 | 0.1332 | 0
Tech | Retail | Space Cooling | Residential-type central air conditioners | TRC | Existing | NE3308 | Chilled Water System - Variable Speed Drives | Chilled Water System - Variable Speed Drives | NonEquip | 13 | Central chillers inside | 0% | Tech/Econ | 24.74% | 0 | 0 | 0
Tech | Retail | Space Cooling | Residential-type central air conditioners | TRC | Existing | NE3282 | Chilled Water Controls Optimization | Chilled Water Controls Optimization | NonEquip | 10 | Central chillers inside | 0% | Tech/Econ | 12.5% | 0 | 0 | 0
Tech | Retail | Space Cooling | Residential-type central air conditioners | TRC | Existing | NE3204 | Ceiling Insulation(R2 to R38) | Ceiling Insulation(R2 to R38) | NonEquip | 20 |  | 0% | Tech/Econ | 31.56% | 0 | 0 | 0
Tech | Retail | Space Cooling | Residential-type central air conditioners | TRC | Existing | NE3152 | Ceiling Insulation(R19 to R38) | Ceiling Insulation(R19 to R38) | NonEquip | 20 |  | 0% | Tech/Econ | 1.753% | 0 | 0 | 0
Tech | Retail | Space Cooling | Residential-type central air conditioners | TRC | Existing | NE3100 | Ceiling Insulation(R12 to R38) | Ceiling Insulation(R12 to R38) | NonEquip | 20 |  | 0% | Tech/Econ | 3.799% | 0 | 0 | 0
Tech | Retail | Space Cooling | Residential-type central air conditioners | TRC | Existing | NE3048 | Airside Economizer | Airside Economizer | NonEquip | 10 | Packaged air conditioning units (RTUs) | 0% | Tech/Econ | 5.556% | 0 | 0 | 0
Tech | Retail | Space Cooling | Residential-type central air conditioners | TRC | Turnover | ET831 | Geothermal Heat Pump | Geothermal Heat Pump | Equip | 15 | Residential-type central air conditioners | 30.5% | Tech/Econ | 21.18% | 1156.909 | 0.49752 | 0
Tech | Retail | Space Cooling | Residential-type central air conditioners | TRC | Turnover | ET1377 | Variable Refrigerant Flow (VRF) HVAC Systems | Variable Refrigerant Flow (VRF) HVAC Systems | Equip | 15 | Residential-type central air conditioners | 49.09% | Tech/Econ | 36.88% | 3959.8638 | 1.205 | 0
Tech | Retail | Space Cooling | Residential-type central air conditioners | TRC | Turnover | ET1299 | High Efficiency PTHP | High Efficiency PTHP | Equip | 15 | Residential-type central air conditioners | 0% | Tech/Econ | 23.64% | 0 | 0 | 0
Tech | Retail | Space Cooling | Residential-type central air conditioners | TRC | Turnover | ET1260 | High Efficiency PTAC | High Efficiency PTAC | Equip | 15 | Residential-type central air conditioners | 0% | Tech/Econ | 23.64% | 0 | 0 | 0
Tech | Retail | Space Cooling | Residential-type central air conditioners | TRC | New | EN857 | Geothermal Heat Pump | Geothermal Heat Pump | Equip | 15 | Residential-type central air conditioners | 30.5% | Tech/Econ | 21.18% | 11.4789 | 0.0049364 | 0
Tech | Retail | Space Cooling | Residential-type central air conditioners | TRC | New | EN1403 | Variable Refrigerant Flow (VRF) HVAC Systems | Variable Refrigerant Flow (VRF) HVAC Systems | Equip | 15 | Residential-type central air conditioners | 49.09% | Tech/Econ | 36.88% | 39.2899 | 0.011956 | 0
Tech | Retail | Space Cooling | Residential-type central air conditioners | TRC | New | EN1325 | High Efficiency PTHP | High Efficiency PTHP | Equip | 15 | Residential-type central air conditioners | 0% | Tech/Econ | 23.64% | 0 | 0 | 0
Tech | Retail | Space Cooling | Residential-type central air conditioners | TRC | New | EN1286 | High Efficiency PTAC | High Efficiency PTAC | Equip | 15 | Residential-type central air conditioners | 0% | Tech/Econ | 23.64% | 0 | 0 | 0
Tech | Retail | Space Heating | Residential/split system heat pump | TRC | New | NN5349 | Retro-Commissioning | Retro-Commissioning | NonEquip | 5 |  | 0% | Tech/Econ | 16% | 0 | 0 | 0
Tech | Retail | Space Heating | Residential/split system heat pump | TRC | New | NN4335 | Water Cooled Refrigeration Heat Recovery | Water Cooled Refrigeration Heat Recovery | NonEquip | 20 |  | 0% | Tech/Econ | 10% | 0 | 0 | 0
Tech | Retail | Space Heating | Residential/split system heat pump | TRC | New | NN4283 | Warehouse Loading Dock Seals | Warehouse Loading Dock Seals | NonEquip | 18 |  | 0% | Tech/Econ | 0.5963% | 0 | 0 | 0
Tech | Retail | Space Heating | Residential/split system heat pump | TRC | New | NN4179 | Smart Thermostat | Smart Thermostat | NonEquip | 11 |  | 31.48% | Tech/Econ | 10% | 1650.8389 | 0 | -0.0011609
Tech | Retail | Space Heating | Residential/split system heat pump | TRC | New | NN4101 | Roof Insulation | Roof Insulation | NonEquip | 20 |  | 58.5% | Tech/Econ | 0.8104% | 93.4181 | 0 | 0.043598
Tech | Retail | Space Heating | Residential/split system heat pump | TRC | New | NN4075 | Programmable Thermostat | Programmable Thermostat | NonEquip | 11 |  | 0% | Tech/Econ | 3.6% | 0 | 0 | 0
Tech | Retail | Space Heating | Residential/split system heat pump | TRC | New | NN4023 | Low U-Value Windows | Low U-Value Windows | NonEquip | 20 |  | 12.54% | Tech/Econ | 10% | 637.0905 | 0 | 0.0026478
Tech | Retail | Space Heating | Residential/split system heat pump | TRC | New | NN3945 | Infiltration Reduction - Air Sealing | Infiltration Reduction - Air Sealing | NonEquip | 11 |  | 0% | Tech/Econ | 0.2982% | 0 | 0 | 0
Tech | Retail | Space Heating | Residential/split system heat pump | TRC | New | NN3789 | Green Roof | Green Roof | NonEquip | 15 |  | 0.294% | Tech/Econ | 1.252% | 1.847 | 0 | 0
Tech | Retail | Space Heating | Residential/split system heat pump | TRC | New | NN3737 | Floor Insulation | Floor Insulation | NonEquip | 20 |  | 29.92% | Tech/Econ | 0.4252% | 0 | 0 | 0
Tech | Retail | Space Heating | Residential/split system heat pump | TRC | New | NN3659 | Facility Energy Management System | Facility Energy Management System | NonEquip | 15 |  | 4.276% | Tech/Econ | 20% | 476.658 | 0 | 0.057193
Tech | Retail | Space Heating | Residential/split system heat pump | TRC | New | NN3581 | ECM Motors on Furnaces | ECM Motors on Furnaces | NonEquip | 15 | Forced air furnace | 0% | Tech/Econ | 1.706% | 0 | 0 | 0
Tech | Retail | Space Heating | Residential/split system heat pump | TRC | New | NN3555 | Duct Sealing Repair | Duct Sealing Repair | NonEquip | 15 |  | 0% | Tech/Econ | 12% | 0 | 0 | 0
Tech | Retail | Space Heating | Residential/split system heat pump | TRC | New | NN3503 | Duct Insulation | Duct Insulation | NonEquip | 15 |  | 0% | Tech/Econ | 2.045% | 0 | 0 | 0
Tech | Retail | Space Heating | Residential/split system heat pump | TRC | New | NN3451 | Destratification Fans | Destratification Fans | NonEquip | 10 |  | 0% | Tech/Econ | 13.89% | 0 | 0 | 0
Tech | Retail | Space Heating | Residential/split system heat pump | TRC | New | NN3399 | Dedicated Outdoor Air System on VRF unit | Dedicated Outdoor Air System on VRF unit | NonEquip | 15 | Residential/split system heat pump | 58.91% | Tech/Econ | 10% | 2813.0313 | 0 | 0.86517
Tech | Retail | Space Heating | Residential/split system heat pump | TRC | New | NN3347 | Cool Roof | Cool Roof | NonEquip | 15 |  | 72.51% | Tech/Econ | 0.4502% | 0 | 0 | 0
Tech | Retail | Space Heating | Residential/split system heat pump | TRC | New | NN3191 | Ceiling Insulation(R2 to R38) | Ceiling Insulation(R2 to R38) | NonEquip | 20 |  | 0% | Tech/Econ | 11.06% | 0 | 0 | 0
Tech | Retail | Space Heating | Residential/split system heat pump | TRC | New | NN3139 | Ceiling Insulation(R19 to R38) | Ceiling Insulation(R19 to R38) | NonEquip | 20 |  | 0% | Tech/Econ | 0.6142% | 0 | 0 | 0
Tech | Retail | Space Heating | Residential/split system heat pump | TRC | New | NN3087 | Ceiling Insulation(R12 to R38) | Ceiling Insulation(R12 to R38) | NonEquip | 20 |  | 0% | Tech/Econ | 1.331% | 0 | 0 | 0
Tech | Retail | Space Heating | Residential/split system heat pump | TRC | New | NN3009 | Air Curtains | Air Curtains | NonEquip | 8 |  | 28.37% | Tech/Econ | 0.9466% | 134.6961 | 0 | 0.0053634
Tech | Retail | Space Heating | Residential/split system heat pump | TRC | Existing | NE5336 | Retro-Commissioning | Retro-Commissioning | NonEquip | 5 |  | 21.99% | Tech/Econ | 16% | 170501.0972 | 0 | 101.9985
Tech | Retail | Space Heating | Residential/split system heat pump | TRC | Existing | NE4322 | Water Cooled Refrigeration Heat Recovery | Water Cooled Refrigeration Heat Recovery | NonEquip | 20 |  | 0% | Tech/Econ | 10% | 0 | 0 | 0
Tech | Retail | Space Heating | Residential/split system heat pump | TRC | Existing | NE4270 | Warehouse Loading Dock Seals | Warehouse Loading Dock Seals | NonEquip | 18 |  | 0% | Tech/Econ | 0.658% | 0 | 0 | 0
Tech | Retail | Space Heating | Residential/split system heat pump | TRC | Existing | NE4244 | Wall Insulation | Wall Insulation | NonEquip | 20 |  | 15.96% | Tech/Econ | 0.9934% | 7289.6481 | 0 | 3.4021
Tech | Retail | Space Heating | Residential/split system heat pump | TRC | Existing | NE4166 | Smart Thermostat | Smart Thermostat | NonEquip | 11 |  | 31.48% | Tech/Econ | 10% | 168869.6116 | 0 | -0.11875
Tech | Retail | Space Heating | Residential/split system heat pump | TRC | Existing | NE4088 | Roof Insulation | Roof Insulation | NonEquip | 20 |  | 58.5% | Tech/Econ | 1.789% | 48614.2829 | 0 | 22.6884
Tech | Retail | Space Heating | Residential/split system heat pump | TRC | Existing | NE4062 | Programmable Thermostat | Programmable Thermostat | NonEquip | 11 |  | 0% | Tech/Econ | 3.6% | 0 | 0 | 0
Tech | Retail | Space Heating | Residential/split system heat pump | TRC | Existing | NE4010 | Low U-Value Windows | Low U-Value Windows | NonEquip | 20 |  | 5.017% | Tech/Econ | 46% | 156747.7189 | 0 | 0.65146
Tech | Retail | Space Heating | Residential/split system heat pump | TRC | Existing | NE3932 | Infiltration Reduction - Air Sealing | Infiltration Reduction - Air Sealing | NonEquip | 11 |  | 44.79% | Tech/Econ | 0.329% | 6715.687 | 0 | 4.4111
Tech | Retail | Space Heating | Residential/split system heat pump | TRC | Existing | NE3854 | Hotel Card Energy Control Systems | Hotel Card Energy Control Systems | NonEquip | 15 |  | 0% | Tech/Econ | 0% | 0 | 0 | 0
Tech | Retail | Space Heating | Residential/split system heat pump | TRC | Existing | NE3776 | Green Roof | Green Roof | NonEquip | 15 |  | 0.0588% | Tech/Econ | 1.382% | 37.3632 | 0 | 0
Tech | Retail | Space Heating | Residential/split system heat pump | TRC | Existing | NE3724 | Floor Insulation | Floor Insulation | NonEquip | 20 |  | 11.97% | Tech/Econ | 0.4692% | 2560.6561 | 0 | 1.1951
Tech | Retail | Space Heating | Residential/split system heat pump | TRC | Existing | NE3646 | Facility Energy Management System | Facility Energy Management System | NonEquip | 15 |  | 4.3% | Tech/Econ | 20% | 48311.8871 | 0 | 5.7968
Tech | Retail | Space Heating | Residential/split system heat pump | TRC | Existing | NE3568 | ECM Motors on Furnaces | ECM Motors on Furnaces | NonEquip | 15 | Forced air furnace | 0% | Tech/Econ | 1.706% | 0 | 0 | 0
Tech | Retail | Space Heating | Residential/split system heat pump | TRC | Existing | NE3542 | Duct Sealing Repair | Duct Sealing Repair | NonEquip | 15 |  | 30.55% | Tech/Econ | 12% | 204185.4664 | 0 | 142.4794
Tech | Retail | Space Heating | Residential/split system heat pump | TRC | Existing | NE3490 | Duct Insulation | Duct Insulation | NonEquip | 15 |  | 30.55% | Tech/Econ | 2.045% | 29217.2637 | 0 | 17.0586
Tech | Retail | Space Heating | Residential/split system heat pump | TRC | Existing | NE3438 | Destratification Fans | Destratification Fans | NonEquip | 10 |  | 0% | Tech/Econ | 13.89% | 0 | 0 | 0
Tech | Retail | Space Heating | Residential/split system heat pump | TRC | Existing | NE3386 | Dedicated Outdoor Air System on VRF unit | Dedicated Outdoor Air System on VRF unit | NonEquip | 15 | Residential/split system heat pump | 58.91% | Tech/Econ | 10% | 306124.0926 | 0 | 94.1513
Tech | Retail | Space Heating | Residential/split system heat pump | TRC | Existing | NE3334 | Cool Roof | Cool Roof | NonEquip | 15 |  | 72.75% | Tech/Econ | 0.4968% | 16537.9617 | 0 | 0
Tech | Retail | Space Heating | Residential/split system heat pump | TRC | Existing | NE3230 | Ceiling Insulation(R30 to R38) | Ceiling Insulation(R30 to R38) | NonEquip | 20 |  | 0% | Tech/Econ | 0.1807% | 0 | 0 | 0
Tech | Retail | Space Heating | Residential/split system heat pump | TRC | Existing | NE3178 | Ceiling Insulation(R2 to R38) | Ceiling Insulation(R2 to R38) | NonEquip | 20 |  | 0% | Tech/Econ | 12.2% | 0 | 0 | 0
Tech | Retail | Space Heating | Residential/split system heat pump | TRC | Existing | NE3126 | Ceiling Insulation(R19 to R38) | Ceiling Insulation(R19 to R38) | NonEquip | 20 |  | 0% | Tech/Econ | 0.6778% | 0 | 0 | 0
Tech | Retail | Space Heating | Residential/split system heat pump | TRC | Existing | NE3074 | Ceiling Insulation(R12 to R38) | Ceiling Insulation(R12 to R38) | NonEquip | 20 |  | 0% | Tech/Econ | 1.469% | 0 | 0 | 0
Tech | Retail | Space Heating | Residential/split system heat pump | TRC | Existing | NE2996 | Air Curtains | Air Curtains | NonEquip | 8 |  | 33.45% | Tech/Econ | 0.9466% | 14534.3588 | 0 | 0.57874
Tech | Retail | Space Heating | Residential/split system heat pump | TRC | Turnover | ET870 | Geothermal Heat Pump | Geothermal Heat Pump | Equip | 15 | Residential/split system heat pump | 30.5% | Tech/Econ | 2.941% | 43863.1761 | 0 | 14.4884
Tech | Retail | Space Heating | Residential/split system heat pump | TRC | Turnover | ET1416 | Variable Refrigerant Flow (VRF) HVAC Systems | Variable Refrigerant Flow (VRF) HVAC Systems | Equip | 15 | Residential/split system heat pump | 49.09% | Tech/Econ | 31.25% | 1018033.13 | 0 | 313.1056
Tech | Retail | Space Heating | Residential/split system heat pump | TRC | Turnover | ET1338 | High Efficiency PTHP | High Efficiency PTHP | Equip | 15 | Residential/split system heat pump | 0% | Tech/Econ | 9.375% | 0 | 0 | 0
Tech | Retail | Space Heating | Residential/split system heat pump | TRC | New | EN896 | Geothermal Heat Pump | Geothermal Heat Pump | Equip | 15 | Residential/split system heat pump | 30.5% | Tech/Econ | 2.941% | 0 | 0 | 0
Tech | Retail | Space Heating | Residential/split system heat pump | TRC | New | EN1442 | Variable Refrigerant Flow (VRF) HVAC Systems | Variable Refrigerant Flow (VRF) HVAC Systems | Equip | 15 | Residential/split system heat pump | 49.09% | Tech/Econ | 31.25% | 10100.9526 | 0 | 3.1066
Tech | Retail | Space Heating | Residential/split system heat pump | TRC | New | EN1364 | High Efficiency PTHP | High Efficiency PTHP | Equip | 15 | Residential/split system heat pump | 0% | Tech/Econ | 9.375% | 0 | 0 | 0
Tech | Retail | Refrigeration | Residential style | TRC | New | NN5323 | Retro-Commissioning | Retro-Commissioning | NonEquip | 5 |  | 0% | Tech/Econ | 16% | 0 | 0 | 0
Tech | Retail | Refrigeration | Residential style | TRC | New | NN4907 | Strip Curtains for Walk-ins | Strip Curtains for Walk-ins | NonEquip | 4 | Walk-in cooler | 0% | Tech/Econ | 2.115% | 0 | 0 | 0
Tech | Retail | Refrigeration | Residential style | TRC | New | NN4881 | Refrigerated Display Case Lighting Controls | Refrigerated Display Case Lighting Controls | NonEquip | 8 | Display cases | 0% | Tech/Econ | 0.9365% | 0 | 0 | 0
Tech | Retail | Refrigeration | Residential style | TRC | New | NN4855 | PSC to ECM Evaporator Fan Motor (Walk-In, Refrigerator) | PSC to ECM Evaporator Fan Motor (Walk-In, Refrigerator) | NonEquip | 15 | Walk-in cooler | 0% | Tech/Econ | 37.5% | 0 | 0 | 0
Tech | Retail | Refrigeration | Residential style | TRC | New | NN4829 | PSC to ECM Evaporator Fan Motor (Reach-In) | PSC to ECM Evaporator Fan Motor (Reach-In) | NonEquip | 15 | Display cases | 0% | Tech/Econ | 37.5% | 0 | 0 | 0
Tech | Retail | Refrigeration | Residential style | TRC | New | NN4803 | Night Covers for Display Cases | Night Covers for Display Cases | NonEquip | 5 | Display cases | 0% | Tech/Econ | 1.877% | 0 | 0 | 0
Tech | Retail | Refrigeration | Residential style | TRC | New | NN4777 | High R-Value Glass Doors | High R-Value Glass Doors | NonEquip | 12 | Display cases | 0% | Tech/Econ | 0% | 0 | 0 | 0
Tech | Retail | Refrigeration | Residential style | TRC | New | NN4751 | High Efficiency Refrigeration Compressor | High Efficiency Refrigeration Compressor | NonEquip | 13 | Display cases | 0% | Tech/Econ | 6.922% | 0 | 0 | 0
Tech | Retail | Refrigeration | Residential style | TRC | New | NN4725 | Freezer-Cooler Replacement Gaskets | Freezer-Cooler Replacement Gaskets | NonEquip | 4 | Display cases | 0% | Tech/Econ | 0% | 0 | 0 | 0
Tech | Retail | Refrigeration | Residential style | TRC | New | NN4699 | Floating Head Pressure Controls | Floating Head Pressure Controls | NonEquip | 15 |  | 0% | Tech/Econ | 6.05% | 0 | 0 | 0
Tech | Retail | Refrigeration | Residential style | TRC | New | NN4673 | Demand Defrost | Demand Defrost | NonEquip | 10 | Walk-in cooler | 0% | Tech/Econ | 30% | 0 | 0 | 0
Tech | Retail | Refrigeration | Residential style | TRC | New | NN4647 | Automatic Door Closer for Walk-in Coolers and Freezers | Automatic Door Closer for Walk-in Coolers and Freezers | NonEquip | 8 | Walk-in cooler | 0% | Tech/Econ | 3.131% | 0 | 0 | 0
Tech | Retail | Refrigeration | Residential style | TRC | New | NN4621 | Anti-Sweat Controls | Anti-Sweat Controls | NonEquip | 8 | Display cases | 0% | Tech/Econ | 85% | 0 | 0 | 0
Tech | Retail | Refrigeration | Residential style | TRC | Existing | NE5310 | Retro-Commissioning | Retro-Commissioning | NonEquip | 5 |  | 21.99% | Tech/Econ | 16% | 755836.6287 | 233.3619 | 452.1626
Tech | Retail | Refrigeration | Residential style | TRC | Existing | NE4894 | Strip Curtains for Walk-ins | Strip Curtains for Walk-ins | NonEquip | 4 | Walk-in cooler | 0% | Tech/Econ | 2.115% | 0 | 0 | 0
Tech | Retail | Refrigeration | Residential style | TRC | Existing | NE4868 | Refrigerated Display Case Lighting Controls | Refrigerated Display Case Lighting Controls | NonEquip | 8 | Display cases | 0% | Tech/Econ | 2.524% | 0 | 0 | 0
Tech | Retail | Refrigeration | Residential style | TRC | Existing | NE4842 | PSC to ECM Evaporator Fan Motor (Walk-In, Refrigerator) | PSC to ECM Evaporator Fan Motor (Walk-In, Refrigerator) | NonEquip | 15 | Walk-in cooler | 0% | Tech/Econ | 37.5% | 0 | 0 | 0
Tech | Retail | Refrigeration | Residential style | TRC | Existing | NE4816 | PSC to ECM Evaporator Fan Motor (Reach-In) | PSC to ECM Evaporator Fan Motor (Reach-In) | NonEquip | 15 | Display cases | 0% | Tech/Econ | 37.5% | 0 | 0 | 0
Tech | Retail | Refrigeration | Residential style | TRC | Existing | NE4790 | Night Covers for Display Cases | Night Covers for Display Cases | NonEquip | 5 | Display cases | 0% | Tech/Econ | 1.877% | 0 | 0 | 0
Tech | Retail | Refrigeration | Residential style | TRC | Existing | NE4764 | High R-Value Glass Doors | High R-Value Glass Doors | NonEquip | 12 | Display cases | 0% | Tech/Econ | 23.81% | 0 | 0 | 0
Tech | Retail | Refrigeration | Residential style | TRC | Existing | NE4738 | High Efficiency Refrigeration Compressor | High Efficiency Refrigeration Compressor | NonEquip | 13 | Display cases | 0% | Tech/Econ | 6.922% | 0 | 0 | 0
Tech | Retail | Refrigeration | Residential style | TRC | Existing | NE4712 | Freezer-Cooler Replacement Gaskets | Freezer-Cooler Replacement Gaskets | NonEquip | 4 | Display cases | 0% | Tech/Econ | 3.131% | 0 | 0 | 0
Tech | Retail | Refrigeration | Residential style | TRC | Existing | NE4686 | Floating Head Pressure Controls | Floating Head Pressure Controls | NonEquip | 15 |  | 0% | Tech/Econ | 6.05% | 0 | 0 | 0
Tech | Retail | Refrigeration | Residential style | TRC | Existing | NE4660 | Demand Defrost | Demand Defrost | NonEquip | 10 | Walk-in cooler | 0% | Tech/Econ | 30% | 0 | 0 | 0
Tech | Retail | Refrigeration | Residential style | TRC | Existing | NE4634 | Automatic Door Closer for Walk-in Coolers and Freezers | Automatic Door Closer for Walk-in Coolers and Freezers | NonEquip | 8 | Walk-in cooler | 0% | Tech/Econ | 3.131% | 0 | 0 | 0
Tech | Retail | Refrigeration | Residential style | TRC | Existing | NE4608 | Anti-Sweat Controls | Anti-Sweat Controls | NonEquip | 8 | Display cases | 0% | Tech/Econ | 85% | 0 | 0 | 0
Tech | Retail | Refrigeration | Residential style | TRC | Turnover | ET2541 | Energy Star Refrigerator | Energy Star Refrigerator | Equip | 12 | Residential style | 45.6% | Tech/Econ | 21.99% | 2394133.618 | 315.2115 | 248.0271
Tech | Retail | Refrigeration | Residential style | TRC | New | EN2567 | Energy Star Refrigerator | Energy Star Refrigerator | Equip | 12 | Residential style | 53.2% | Tech/Econ | 21.99% | 27074.2089 | 3.5646 | 2.8048
Tech | Retail | Miscellaneous | Pool pump | TRC | New | NN5453 | Retro-Commissioning | Retro-Commissioning | NonEquip | 5 |  | 0% | Tech/Econ | 16% | 0 | 0 | 0
Tech | Retail | Miscellaneous | Pool pump | TRC | New | NN4543 | VSD Controlled Compressor | VSD Controlled Compressor | NonEquip | 15 | Others | 0% | Tech/Econ | 20.79% | 0 | 0 | 0
Tech | Retail | Miscellaneous | Pool pump | TRC | New | NN4517 | Regenerative Drive Elevator Motor | Regenerative Drive Elevator Motor | NonEquip | 13 | Elevators/Escalators | 0% | Tech/Econ | 6.211% | 0 | 0 | 0
Tech | Retail | Miscellaneous | Pool pump | TRC | New | NN4491 | Engine Block Timer | Engine Block Timer | NonEquip | 5 | Others | 0% | Tech/Econ | 36% | 0 | 0 | 0
Tech | Retail | Miscellaneous | Pool pump | TRC | New | NN4465 | Efficient Motor Belts | Efficient Motor Belts | NonEquip | 10 | Others | 0% | Tech/Econ | 1.105% | 0 | 0 | 0
Tech | Retail | Miscellaneous | Pool pump | TRC | Existing | NE5440 | Retro-Commissioning | Retro-Commissioning | NonEquip | 5 |  | 21.99% | Tech/Econ | 16% | 0 | 0 | 0
Tech | Retail | Miscellaneous | Pool pump | TRC | Existing | NE4530 | VSD Controlled Compressor | VSD Controlled Compressor | NonEquip | 15 | Others | 0% | Tech/Econ | 20.79% | 0 | 0 | 0
Tech | Retail | Miscellaneous | Pool pump | TRC | Existing | NE4504 | Regenerative Drive Elevator Motor | Regenerative Drive Elevator Motor | NonEquip | 13 | Elevators/Escalators | 0% | Tech/Econ | 6.211% | 0 | 0 | 0
Tech | Retail | Miscellaneous | Pool pump | TRC | Existing | NE4478 | Engine Block Timer | Engine Block Timer | NonEquip | 5 | Others | 0% | Tech/Econ | 36% | 0 | 0 | 0
Tech | Retail | Miscellaneous | Pool pump | TRC | Existing | NE4452 | Efficient Motor Belts | Efficient Motor Belts | NonEquip | 10 | Others | 0% | Tech/Econ | 1.105% | 0 | 0 | 0
Tech | Retail | Miscellaneous | Pool pump | TRC | Turnover | ET2115 | Variable Speed Pool Pump | Variable Speed Pool Pump | Equip | 10 | Pool pump | 0% | Tech/Econ | 64.36% | 0 | 0 | 0
Tech | Retail | Miscellaneous | Pool pump | TRC | Turnover | ET2076 | Two Speed Pool Pump | Two Speed Pool Pump | Equip | 10 | Pool pump | 0% | Tech/Econ | 61.79% | 0 | 0 | 0
Tech | Retail | Miscellaneous | Pool pump | TRC | Turnover | ET2040 | Solar Powered Pool Pump | Solar Powered Pool Pump | Equip | 10 | Pool pump | 0% | Tech/Econ | 81% | 0 | 0 | 0
Tech | Retail | Miscellaneous | Pool pump | TRC | Turnover | ET2001 | Solar Pool Heater | Solar Pool Heater | Equip | 15 | Pool pump | 0% | Tech/Econ | 86.11% | 0 | 0 | 0
Tech | Retail | Miscellaneous | Pool pump | TRC | Turnover | ET1962 | Heat Pump Pool Heater | Heat Pump Pool Heater | Equip | 15 | Pool pump | 0% | Tech/Econ | 80% | 0 | 0 | 0
Tech | Retail | Miscellaneous | Pool pump | TRC | New | EN2139 | Variable Speed Pool Pump | Variable Speed Pool Pump | Equip | 10 | Pool pump | 0% | Tech/Econ | 64.36% | 0 | 0 | 0
Tech | Retail | Miscellaneous | Pool pump | TRC | New | EN2102 | Two Speed Pool Pump | Two Speed Pool Pump | Equip | 10 | Pool pump | 0% | Tech/Econ | 61.79% | 0 | 0 | 0
Tech | Retail | Miscellaneous | Pool pump | TRC | New | EN2064 | Solar Powered Pool Pump | Solar Powered Pool Pump | Equip | 10 | Pool pump | 0% | Tech/Econ | 81% | 0 | 0 | 0
Tech | Retail | Miscellaneous | Pool pump | TRC | New | EN2027 | Solar Pool Heater | Solar Pool Heater | Equip | 15 | Pool pump | 0% | Tech/Econ | 86.11% | 0 | 0 | 0
Tech | Retail | Miscellaneous | Pool pump | TRC | New | EN1988 | Heat Pump Pool Heater | Heat Pump Pool Heater | Equip | 15 | Pool pump | 0% | Tech/Econ | 80% | 0 | 0 | 0
Tech | Retail | Space Heating | Packaged central unit | TRC | New | NN5349 | Retro-Commissioning | Retro-Commissioning | NonEquip | 5 |  | 0% | Tech/Econ | 16% | 0 | 0 | 0
Tech | Retail | Space Heating | Packaged central unit | TRC | New | NN4335 | Water Cooled Refrigeration Heat Recovery | Water Cooled Refrigeration Heat Recovery | NonEquip | 20 |  | 0% | Tech/Econ | 10% | 0 | 0 | 0
Tech | Retail | Space Heating | Packaged central unit | TRC | New | NN4283 | Warehouse Loading Dock Seals | Warehouse Loading Dock Seals | NonEquip | 18 |  | 0% | Tech/Econ | 0.5963% | 0 | 0 | 0
Tech | Retail | Space Heating | Packaged central unit | TRC | New | NN4179 | Smart Thermostat | Smart Thermostat | NonEquip | 11 |  | 31.48% | Tech/Econ | 10% | 5456.9779 | 0 | -0.0038374
Tech | Retail | Space Heating | Packaged central unit | TRC | New | NN4101 | Roof Insulation | Roof Insulation | NonEquip | 20 |  | 58.5% | Tech/Econ | 0.8104% | 299.9521 | 0 | 0.13999
Tech | Retail | Space Heating | Packaged central unit | TRC | New | NN4075 | Programmable Thermostat | Programmable Thermostat | NonEquip | 11 |  | 0% | Tech/Econ | 3.6% | 0 | 0 | 0
Tech | Retail | Space Heating | Packaged central unit | TRC | New | NN4023 | Low U-Value Windows | Low U-Value Windows | NonEquip | 20 |  | 12.54% | Tech/Econ | 10% | 2105.9529 | 0 | 0.0087525
Tech | Retail | Space Heating | Packaged central unit | TRC | New | NN3945 | Infiltration Reduction - Air Sealing | Infiltration Reduction - Air Sealing | NonEquip | 11 |  | 0% | Tech/Econ | 0.2982% | 0 | 0 | 0
Tech | Retail | Space Heating | Packaged central unit | TRC | New | NN3867 | Hotel Card Energy Control Systems | Hotel Card Energy Control Systems | NonEquip | 15 |  | 0% | Tech/Econ | 0% | 0 | 0 | 0
Tech | Retail | Space Heating | Packaged central unit | TRC | New | NN3789 | Green Roof | Green Roof | NonEquip | 15 |  | 0.294% | Tech/Econ | 1.252% | 5.9304 | 0 | 0
Tech | Retail | Space Heating | Packaged central unit | TRC | New | NN3737 | Floor Insulation | Floor Insulation | NonEquip | 20 |  | 29.92% | Tech/Econ | 0.4252% | 0 | 0 | 0
Tech | Retail | Space Heating | Packaged central unit | TRC | New | NN3659 | Facility Energy Management System | Facility Energy Management System | NonEquip | 15 |  | 4.276% | Tech/Econ | 20% | 1495.423 | 0 | 0.17943
Tech | Retail | Space Heating | Packaged central unit | TRC | New | NN3581 | ECM Motors on Furnaces | ECM Motors on Furnaces | NonEquip | 15 | Forced air furnace | 0% | Tech/Econ | 1.706% | 0 | 0 | 0
Tech | Retail | Space Heating | Packaged central unit | TRC | New | NN3555 | Duct Sealing Repair | Duct Sealing Repair | NonEquip | 15 |  | 0% | Tech/Econ | 12% | 0 | 0 | 0
Tech | Retail | Space Heating | Packaged central unit | TRC | New | NN3503 | Duct Insulation | Duct Insulation | NonEquip | 15 |  | 0% | Tech/Econ | 2.045% | 0 | 0 | 0
Tech | Retail | Space Heating | Packaged central unit | TRC | New | NN3451 | Destratification Fans | Destratification Fans | NonEquip | 10 |  | 0% | Tech/Econ | 13.89% | 0 | 0 | 0
Tech | Retail | Space Heating | Packaged central unit | TRC | New | NN3399 | Dedicated Outdoor Air System on VRF unit | Dedicated Outdoor Air System on VRF unit | NonEquip | 15 | Residential/split system heat pump | 0% | Tech/Econ | 10% | 0 | 0 | 0
Tech | Retail | Space Heating | Packaged central unit | TRC | New | NN3347 | Cool Roof | Cool Roof | NonEquip | 15 |  | 72.51% | Tech/Econ | 0.4502% | 0 | 0 | 0
Tech | Retail | Space Heating | Packaged central unit | TRC | New | NN3243 | Ceiling Insulation(R30 to R38) | Ceiling Insulation(R30 to R38) | NonEquip | 20 |  | 0% | Tech/Econ | 0.1638% | 0 | 0 | 0
Tech | Retail | Space Heating | Packaged central unit | TRC | New | NN3191 | Ceiling Insulation(R2 to R38) | Ceiling Insulation(R2 to R38) | NonEquip | 20 |  | 0% | Tech/Econ | 11.06% | 0 | 0 | 0
Tech | Retail | Space Heating | Packaged central unit | TRC | New | NN3139 | Ceiling Insulation(R19 to R38) | Ceiling Insulation(R19 to R38) | NonEquip | 20 |  | 0% | Tech/Econ | 0.6142% | 0 | 0 | 0
Tech | Retail | Space Heating | Packaged central unit | TRC | New | NN3087 | Ceiling Insulation(R12 to R38) | Ceiling Insulation(R12 to R38) | NonEquip | 20 |  | 0% | Tech/Econ | 1.331% | 0 | 0 | 0
Tech | Retail | Space Heating | Packaged central unit | TRC | New | NN3009 | Air Curtains | Air Curtains | NonEquip | 8 |  | 28.37% | Tech/Econ | 0.9466% | 432.4897 | 0 | 0.017221
Tech | Retail | Space Heating | Packaged central unit | TRC | Existing | NE5336 | Retro-Commissioning | Retro-Commissioning | NonEquip | 5 |  | 21.99% | Tech/Econ | 16% | 557110.6255 | 0 | 333.2791
Tech | Retail | Space Heating | Packaged central unit | TRC | Existing | NE4322 | Water Cooled Refrigeration Heat Recovery | Water Cooled Refrigeration Heat Recovery | NonEquip | 20 |  | 0% | Tech/Econ | 10% | 0 | 0 | 0
Tech | Retail | Space Heating | Packaged central unit | TRC | Existing | NE4270 | Warehouse Loading Dock Seals | Warehouse Loading Dock Seals | NonEquip | 18 |  | 0% | Tech/Econ | 0.658% | 0 | 0 | 0
Tech | Retail | Space Heating | Packaged central unit | TRC | Existing | NE4244 | Wall Insulation | Wall Insulation | NonEquip | 20 |  | 15.96% | Tech/Econ | 0.9934% | 23818.8521 | 0 | 11.1163
Tech | Retail | Space Heating | Packaged central unit | TRC | Existing | NE4166 | Smart Thermostat | Smart Thermostat | NonEquip | 11 |  | 31.48% | Tech/Econ | 10% | 529795.9655 | 0 | -0.37256
Tech | Retail | Space Heating | Packaged central unit | TRC | Existing | NE4088 | Roof Insulation | Roof Insulation | NonEquip | 20 |  | 58.5% | Tech/Econ | 1.789% | 158846.682 | 0 | 74.134
Tech | Retail | Space Heating | Packaged central unit | TRC | Existing | NE4062 | Programmable Thermostat | Programmable Thermostat | NonEquip | 11 |  | 0% | Tech/Econ | 3.6% | 0 | 0 | 0
Tech | Retail | Space Heating | Packaged central unit | TRC | Existing | NE4010 | Low U-Value Windows | Low U-Value Windows | NonEquip | 20 |  | 5.017% | Tech/Econ | 46% | 416318.3826 | 0 | 1.7303
Tech | Retail | Space Heating | Packaged central unit | TRC | Existing | NE3932 | Infiltration Reduction - Air Sealing | Infiltration Reduction - Air Sealing | NonEquip | 11 |  | 44.79% | Tech/Econ | 0.329% | 21943.4399 | 0 | 14.4132
Tech | Retail | Space Heating | Packaged central unit | TRC | Existing | NE3854 | Hotel Card Energy Control Systems | Hotel Card Energy Control Systems | NonEquip | 15 |  | 0% | Tech/Econ | 0% | 0 | 0 | 0
Tech | Retail | Space Heating | Packaged central unit | TRC | Existing | NE3776 | Green Roof | Green Roof | NonEquip | 15 |  | 0.0588% | Tech/Econ | 1.382% | 122.0837 | 0 | 0
Tech | Retail | Space Heating | Packaged central unit | TRC | Existing | NE3724 | Floor Insulation | Floor Insulation | NonEquip | 20 |  | 11.97% | Tech/Econ | 0.4692% | 8366.9181 | 0 | 3.9049
Tech | Retail | Space Heating | Packaged central unit | TRC | Existing | NE3646 | Facility Energy Management System | Facility Energy Management System | NonEquip | 15 |  | 4.3% | Tech/Econ | 20% | 151569.2648 | 0 | 18.1863
Tech | Retail | Space Heating | Packaged central unit | TRC | Existing | NE3568 | ECM Motors on Furnaces | ECM Motors on Furnaces | NonEquip | 15 | Forced air furnace | 0% | Tech/Econ | 1.706% | 0 | 0 | 0
Tech | Retail | Space Heating | Packaged central unit | TRC | Existing | NE3542 | Duct Sealing Repair | Duct Sealing Repair | NonEquip | 15 |  | 30.55% | Tech/Econ | 12% | 640592.6753 | 0 | 447.0016
Tech | Retail | Space Heating | Packaged central unit | TRC | Existing | NE3490 | Duct Insulation | Duct Insulation | NonEquip | 15 |  | 30.55% | Tech/Econ | 2.045% | 95467.1161 | 0 | 55.7387
Tech | Retail | Space Heating | Packaged central unit | TRC | Existing | NE3438 | Destratification Fans | Destratification Fans | NonEquip | 10 |  | 0% | Tech/Econ | 13.89% | 0 | 0 | 0
Tech | Retail | Space Heating | Packaged central unit | TRC | Existing | NE3386 | Dedicated Outdoor Air System on VRF unit | Dedicated Outdoor Air System on VRF unit | NonEquip | 15 | Residential/split system heat pump | 0% | Tech/Econ | 10% | 0 | 0 | 0
Tech | Retail | Space Heating | Packaged central unit | TRC | Existing | NE3334 | Cool Roof | Cool Roof | NonEquip | 15 |  | 72.75% | Tech/Econ | 0.4968% | 54037.624 | 0 | 0
Tech | Retail | Space Heating | Packaged central unit | TRC | Existing | NE3230 | Ceiling Insulation(R30 to R38) | Ceiling Insulation(R30 to R38) | NonEquip | 20 |  | 0% | Tech/Econ | 0.1807% | 0 | 0 | 0
Tech | Retail | Space Heating | Packaged central unit | TRC | Existing | NE3178 | Ceiling Insulation(R2 to R38) | Ceiling Insulation(R2 to R38) | NonEquip | 20 |  | 0% | Tech/Econ | 12.2% | 0 | 0 | 0
Tech | Retail | Space Heating | Packaged central unit | TRC | Existing | NE3126 | Ceiling Insulation(R19 to R38) | Ceiling Insulation(R19 to R38) | NonEquip | 20 |  | 0% | Tech/Econ | 0.6778% | 0 | 0 | 0
Tech | Retail | Space Heating | Packaged central unit | TRC | Existing | NE3074 | Ceiling Insulation(R12 to R38) | Ceiling Insulation(R12 to R38) | NonEquip | 20 |  | 0% | Tech/Econ | 1.469% | 0 | 0 | 0
Tech | Retail | Space Heating | Packaged central unit | TRC | Existing | NE2996 | Air Curtains | Air Curtains | NonEquip | 8 |  | 33.45% | Tech/Econ | 0.9466% | 47490.8715 | 0 | 1.891
Tech | Retail | Space Heating | Packaged central unit | TRC | Turnover | ET1221 | High Efficiency DX 135k- less than 240k BTU | High Efficiency DX 135k- less than 240k BTU | Equip | 15 | Packaged central unit | 94.56% | Tech/Econ | 3.03% | 467136.954 | 0 | 0
Tech | Retail | Space Heating | Packaged central unit | TRC | New | EN1247 | High Efficiency DX 135k- less than 240k BTU | High Efficiency DX 135k- less than 240k BTU | Equip | 15 | Packaged central unit | 94.56% | Tech/Econ | 3.03% | 4751.2337 | 0 | 0
Tech | Retail | Space Cooling | Packaged air conditioning units (RTUs) | TRC | New | NN5375 | Retro-Commissioning | Retro-Commissioning | NonEquip | 5 |  | 0% | Tech/Econ | 16% | 0 | 0 | 0
Tech | Retail | Space Cooling | Packaged air conditioning units (RTUs) | TRC | New | NN4387 | Window Sun Protection | Window Sun Protection | NonEquip | 10 |  | 15.35% | Tech/Econ | 16% | 37834.0023 | 11.7803 | -0.66371
Tech | Retail | Space Cooling | Packaged air conditioning units (RTUs) | TRC | New | NN4361 | Waterside Economizer | Waterside Economizer | NonEquip | 20 |  | 0% | Tech/Econ | 5.556% | 0 | 0 | 0
Tech | Retail | Space Cooling | Packaged air conditioning units (RTUs) | TRC | New | NN4153 | Smart Thermostat | Smart Thermostat | NonEquip | 11 |  | 31.48% | Tech/Econ | 10% | 38055.2539 | 14.1025 | 0
Tech | Retail | Space Cooling | Packaged air conditioning units (RTUs) | TRC | New | NN4127 | Roof Insulation | Roof Insulation | NonEquip | 20 |  | 58.5% | Tech/Econ | 2.313% | 0 | 0 | 0
Tech | Retail | Space Cooling | Packaged air conditioning units (RTUs) | TRC | New | NN4049 | Programmable Thermostat | Programmable Thermostat | NonEquip | 11 |  | 0% | Tech/Econ | 3.6% | 0 | 0 | 0
Tech | Retail | Space Cooling | Packaged air conditioning units (RTUs) | TRC | New | NN3997 | Low U-Value Windows | Low U-Value Windows | NonEquip | 20 |  | 12.54% | Tech/Econ | 10% | 0 | 0 | 0
Tech | Retail | Space Cooling | Packaged air conditioning units (RTUs) | TRC | New | NN3919 | HVAC tune-up_RTU | HVAC tune-up_RTU | NonEquip | 5 | Packaged air conditioning units (RTUs) | 0% | Tech/Econ | 5% | 0 | 0 | 0
Tech | Retail | Space Cooling | Packaged air conditioning units (RTUs) | TRC | New | NN3893 | HVAC tune-up | HVAC tune-up | NonEquip | 5 | Residential-type central air conditioners | 0% | Tech/Econ | 5% | 0 | 0 | 0
Tech | Retail | Space Cooling | Packaged air conditioning units (RTUs) | TRC | New | NN3815 | Green Roof | Green Roof | NonEquip | 15 |  | 0.294% | Tech/Econ | 2.681% | 0 | 0 | 0
Tech | Retail | Space Cooling | Packaged air conditioning units (RTUs) | TRC | New | NN3685 | Facility Energy Management System | Facility Energy Management System | NonEquip | 15 |  | 4.276% | Tech/Econ | 20% | 14531.5896 | 3.7922 | 0
Tech | Retail | Space Cooling | Packaged air conditioning units (RTUs) | TRC | New | NN3633 | Facility Commissioning | Facility Commissioning | NonEquip | 10 |  | 53.41% | Tech/Econ | 16% | 143956.8783 | 25.2043 | 0.57503
Tech | Retail | Space Cooling | Packaged air conditioning units (RTUs) | TRC | New | NN3607 | Energy Recovery Ventilation System (ERV) | Energy Recovery Ventilation System (ERV) | NonEquip | 15 | Packaged air conditioning units (RTUs) | 48.99% | Tech/Econ | 12.48% | 91888.3087 | 134.7332 | 26.1109
Tech | Retail | Space Cooling | Packaged air conditioning units (RTUs) | TRC | New | NN3529 | Duct Sealing Repair | Duct Sealing Repair | NonEquip | 15 |  | 0% | Tech/Econ | 12% | 0 | 0 | 0
Tech | Retail | Space Cooling | Packaged air conditioning units (RTUs) | TRC | New | NN3477 | Duct Insulation | Duct Insulation | NonEquip | 15 |  | 0% | Tech/Econ | 2.045% | 0 | 0 | 0
Tech | Retail | Space Cooling | Packaged air conditioning units (RTUs) | TRC | New | NN3425 | Dedicated Outdoor Air System on VRF unit | Dedicated Outdoor Air System on VRF unit | NonEquip | 15 | Residential-type central air conditioners | 0% | Tech/Econ | 17.5% | 0 | 0 | 0
Tech | Retail | Space Cooling | Packaged air conditioning units (RTUs) | TRC | New | NN3373 | Cool Roof | Cool Roof | NonEquip | 15 |  | 72.51% | Tech/Econ | 3.439% | 0 | 0 | 0
Tech | Retail | Space Cooling | Packaged air conditioning units (RTUs) | TRC | New | NN3321 | Chilled Water System - Variable Speed Drives | Chilled Water System - Variable Speed Drives | NonEquip | 13 | Central chillers inside | 0% | Tech/Econ | 24.74% | 0 | 0 | 0
Tech | Retail | Space Cooling | Packaged air conditioning units (RTUs) | TRC | New | NN3295 | Chilled Water Controls Optimization | Chilled Water Controls Optimization | NonEquip | 10 | Central chillers inside | 0% | Tech/Econ | 12.5% | 0 | 0 | 0
Tech | Retail | Space Cooling | Packaged air conditioning units (RTUs) | TRC | New | NN3217 | Ceiling Insulation(R2 to R38) | Ceiling Insulation(R2 to R38) | NonEquip | 20 |  | 0% | Tech/Econ | 31.56% | 0 | 0 | 0
Tech | Retail | Space Cooling | Packaged air conditioning units (RTUs) | TRC | New | NN3165 | Ceiling Insulation(R19 to R38) | Ceiling Insulation(R19 to R38) | NonEquip | 20 |  | 0% | Tech/Econ | 1.753% | 0 | 0 | 0
Tech | Retail | Space Cooling | Packaged air conditioning units (RTUs) | TRC | New | NN3113 | Ceiling Insulation(R12 to R38) | Ceiling Insulation(R12 to R38) | NonEquip | 20 |  | 0% | Tech/Econ | 3.799% | 0 | 0 | 0
Tech | Retail | Space Cooling | Packaged air conditioning units (RTUs) | TRC | New | NN3061 | Airside Economizer | Airside Economizer | NonEquip | 10 | Packaged air conditioning units (RTUs) | 4.552% | Tech/Econ | 5.556% | 3472.4239 | -0.6319 | 0.004328
Tech | Retail | Space Cooling | Packaged air conditioning units (RTUs) | TRC | Existing | NE5362 | Retro-Commissioning | Retro-Commissioning | NonEquip | 5 |  | 21.99% | Tech/Econ | 16% | 4677169.51 | 1444.0599 | 0
Tech | Retail | Space Cooling | Packaged air conditioning units (RTUs) | TRC | Existing | NE4374 | Window Sun Protection | Window Sun Protection | NonEquip | 10 |  | 7.316% | Tech/Econ | 16% | 1931657.739 | 601.4581 | -33.8864
Tech | Retail | Space Cooling | Packaged air conditioning units (RTUs) | TRC | Existing | NE4348 | Waterside Economizer | Waterside Economizer | NonEquip | 20 |  | 0% | Tech/Econ | 5.556% | 0 | 0 | 0
Tech | Retail | Space Cooling | Packaged air conditioning units (RTUs) | TRC | Existing | NE4296 | Warehouse Loading Dock Seals | Warehouse Loading Dock Seals | NonEquip | 18 |  | 0% | Tech/Econ | 1.702% | 0 | 0 | 0
Tech | Retail | Space Cooling | Packaged air conditioning units (RTUs) | TRC | Existing | NE4218 | Wall Insulation | Wall Insulation | NonEquip | 20 |  | 15.96% | Tech/Econ | 17.6% | 4768667.22 | 973.1445 | 0
Tech | Retail | Space Cooling | Packaged air conditioning units (RTUs) | TRC | Existing | NE4140 | Smart Thermostat | Smart Thermostat | NonEquip | 11 |  | 31.48% | Tech/Econ | 10% | 4642714.44 | 1720.4955 | 0
Tech | Retail | Space Cooling | Packaged air conditioning units (RTUs) | TRC | Existing | NE4114 | Roof Insulation | Roof Insulation | NonEquip | 20 |  | 58.5% | Tech/Econ | 4.626% | 3856382.046 | 786.974 | 0
Tech | Retail | Space Cooling | Packaged air conditioning units (RTUs) | TRC | Existing | NE4036 | Programmable Thermostat | Programmable Thermostat | NonEquip | 11 |  | 0% | Tech/Econ | 3.6% | 0 | 0 | 0
Tech | Retail | Space Cooling | Packaged air conditioning units (RTUs) | TRC | Existing | NE3984 | Low U-Value Windows | Low U-Value Windows | NonEquip | 20 |  | 5.017% | Tech/Econ | 46% | 4045522.951 | 1503.7328 | 0
Tech | Retail | Space Cooling | Packaged air conditioning units (RTUs) | TRC | Existing | NE3906 | HVAC tune-up_RTU | HVAC tune-up_RTU | NonEquip | 5 | Packaged air conditioning units (RTUs) | 0% | Tech/Econ | 5% | 0 | 0 | 0
Tech | Retail | Space Cooling | Packaged air conditioning units (RTUs) | TRC | Existing | NE3880 | HVAC tune-up | HVAC tune-up | NonEquip | 5 | Residential-type central air conditioners | 0% | Tech/Econ | 5% | 0 | 0 | 0
Tech | Retail | Space Cooling | Packaged air conditioning units (RTUs) | TRC | Existing | NE3802 | Green Roof | Green Roof | NonEquip | 15 |  | 0.0588% | Tech/Econ | 2.681% | 1971.5197 | 0.83754 | 0
Tech | Retail | Space Cooling | Packaged air conditioning units (RTUs) | TRC | Existing | NE3672 | Facility Energy Management System | Facility Energy Management System | NonEquip | 15 |  | 4.3% | Tech/Econ | 20% | 1472855.785 | 384.3567 | 0
Tech | Retail | Space Cooling | Packaged air conditioning units (RTUs) | TRC | Existing | NE3594 | Energy Recovery Ventilation System (ERV) | Energy Recovery Ventilation System (ERV) | NonEquip | 15 | Packaged air conditioning units (RTUs) | 48.99% | Tech/Econ | 12.48% | 9971090.967 | 14620.3261 | 2833.3732
Tech | Retail | Space Cooling | Packaged air conditioning units (RTUs) | TRC | Existing | NE3516 | Duct Sealing Repair | Duct Sealing Repair | NonEquip | 15 |  | 30.55% | Tech/Econ | 12% | 5613649.469 | 1106.0081 | 0
Tech | Retail | Space Cooling | Packaged air conditioning units (RTUs) | TRC | Existing | NE3464 | Duct Insulation | Duct Insulation | NonEquip | 15 |  | 30.55% | Tech/Econ | 2.045% | 781423.2855 | 212.2864 | 0
Tech | Retail | Space Cooling | Packaged air conditioning units (RTUs) | TRC | Existing | NE3412 | Dedicated Outdoor Air System on VRF unit | Dedicated Outdoor Air System on VRF unit | NonEquip | 15 | Residential-type central air conditioners | 0% | Tech/Econ | 17.5% | 0 | 0 | 0
Tech | Retail | Space Cooling | Packaged air conditioning units (RTUs) | TRC | Existing | NE3360 | Cool Roof | Cool Roof | NonEquip | 15 |  | 72.75% | Tech/Econ | 3.439% | 3208530.783 | 1363.0477 | 0
Tech | Retail | Space Cooling | Packaged air conditioning units (RTUs) | TRC | Existing | NE3308 | Chilled Water System - Variable Speed Drives | Chilled Water System - Variable Speed Drives | NonEquip | 13 | Central chillers inside | 0% | Tech/Econ | 24.74% | 0 | 0 | 0
Tech | Retail | Space Cooling | Packaged air conditioning units (RTUs) | TRC | Existing | NE3282 | Chilled Water Controls Optimization | Chilled Water Controls Optimization | NonEquip | 10 | Central chillers inside | 0% | Tech/Econ | 12.5% | 0 | 0 | 0
Tech | Retail | Space Cooling | Packaged air conditioning units (RTUs) | TRC | Existing | NE3204 | Ceiling Insulation(R2 to R38) | Ceiling Insulation(R2 to R38) | NonEquip | 20 |  | 0% | Tech/Econ | 31.56% | 0 | 0 | 0
Tech | Retail | Space Cooling | Packaged air conditioning units (RTUs) | TRC | Existing | NE3152 | Ceiling Insulation(R19 to R38) | Ceiling Insulation(R19 to R38) | NonEquip | 20 |  | 0% | Tech/Econ | 1.753% | 0 | 0 | 0
Tech | Retail | Space Cooling | Packaged air conditioning units (RTUs) | TRC | Existing | NE3100 | Ceiling Insulation(R12 to R38) | Ceiling Insulation(R12 to R38) | NonEquip | 20 |  | 0% | Tech/Econ | 3.799% | 0 | 0 | 0
Tech | Retail | Space Cooling | Packaged air conditioning units (RTUs) | TRC | Existing | NE3048 | Airside Economizer | Airside Economizer | NonEquip | 10 | Packaged air conditioning units (RTUs) | 4.552% | Tech/Econ | 5.556% | 361307.8494 | -65.75 | 0.45033
Tech | Retail | Space Cooling | Packaged air conditioning units (RTUs) | TRC | Turnover | ET1182 | High Efficiency DX 135k- less than 240k BTU | High Efficiency DX 135k- less than 240k BTU | Equip | 15 | Packaged air conditioning units (RTUs) | 94.56% | Tech/Econ | 4.348% | 5700047.597 | 2357.0493 | 0
Tech | Retail | Space Cooling | Packaged air conditioning units (RTUs) | TRC | New | EN1208 | High Efficiency DX 135k- less than 240k BTU | High Efficiency DX 135k- less than 240k BTU | Equip | 15 | Packaged air conditioning units (RTUs) | 94.56% | Tech/Econ | 4.348% | 27661.4206 | 11.4384 | 0
Tech | Retail | Interior Lighting | Overhead (fluorescent/LED/CFL U-shape) | TRC | New | NN5271 | Retro-Commissioning | Retro-Commissioning | NonEquip | 5 |  | 0% | Tech/Econ | 16% | 0 | 0 | 0
Tech | Retail | Interior Lighting | Overhead (fluorescent/LED/CFL U-shape) | TRC | New | NN4439 | Interior Lighting Controls | Interior Lighting Controls | NonEquip | 8 | Overhead (fluorescent/LED/CFL U-shape) | 7.543% | Tech/Econ | 28% | 20962.6053 | 0 | 0
Tech | Retail | Interior Lighting | Overhead (fluorescent/LED/CFL U-shape) | TRC | New | NN4413 | Bi-Level Lighting Control (Interior) | Bi-Level Lighting Control (Interior) | NonEquip | 8 | Overhead (fluorescent/LED/CFL U-shape) | 36% | Tech/Econ | 31% | 124672.1081 | 1.5402 | 0
Tech | Retail | Interior Lighting | Overhead (fluorescent/LED/CFL U-shape) | TRC | New | NN3711 | Facility Energy Management System | Facility Energy Management System | NonEquip | 15 |  | 4.276% | Tech/Econ | 24% | 9969.886 | 2.6017 | 1.1963
Tech | Retail | Interior Lighting | Overhead (fluorescent/LED/CFL U-shape) | TRC | Existing | NE5258 | Retro-Commissioning | Retro-Commissioning | NonEquip | 5 |  | 21.99% | Tech/Econ | 16% | 2879007.614 | 888.8836 | 1722.3028
Tech | Retail | Interior Lighting | Overhead (fluorescent/LED/CFL U-shape) | TRC | Existing | NE4426 | Interior Lighting Controls | Interior Lighting Controls | NonEquip | 8 | Overhead (fluorescent/LED/CFL U-shape) | 7.543% | Tech/Econ | 28% | 1900555.242 | 0 | 0
Tech | Retail | Interior Lighting | Overhead (fluorescent/LED/CFL U-shape) | TRC | Existing | NE4400 | Bi-Level Lighting Control (Interior) | Bi-Level Lighting Control (Interior) | NonEquip | 8 | Overhead (fluorescent/LED/CFL U-shape) | 36% | Tech/Econ | 31% | 11303281.51 | 139.6365 | 0
Tech | Retail | Interior Lighting | Overhead (fluorescent/LED/CFL U-shape) | TRC | Existing | NE3698 | Facility Energy Management System | Facility Energy Management System | NonEquip | 15 |  | 4.3% | Tech/Econ | 24% | 853315.3745 | 222.6813 | 102.3867
Tech | Retail | Interior Lighting | Overhead (fluorescent/LED/CFL U-shape) | TRC | Turnover | ET1806 | Premium T8 - Lamp Replacement | Premium T8 - Lamp Replacement | Equip | 8 | Overhead (fluorescent/LED/CFL U-shape) | 0% | Tech/Econ | 12.5% | 0 | 0 | 0
Tech | Retail | Interior Lighting | Overhead (fluorescent/LED/CFL U-shape) | TRC | Turnover | ET1767 | Premium T8 - Fixture Replacement | Premium T8 - Fixture Replacement | Equip | 8 | Overhead (fluorescent/LED/CFL U-shape) | 0% | Tech/Econ | 12.5% | 0 | 0 | 0
Tech | Retail | Interior Lighting | Overhead (fluorescent/LED/CFL U-shape) | TRC | Turnover | ET1728 | LED Linear - Lamp Replacement | LED Linear - Lamp Replacement | Equip | 15 | Overhead (fluorescent/LED/CFL U-shape) | 24.1% | Tech/Econ | 25.43% | 5397478.154 | 1302.0039 | 0.21807
Tech | Retail | Interior Lighting | Overhead (fluorescent/LED/CFL U-shape) | TRC | Turnover | ET1689 | LED Linear - Fixture Replacement | LED Linear - Fixture Replacement | Equip | 15 | Overhead (fluorescent/LED/CFL U-shape) | 24.1% | Tech/Econ | 50.28% | 13967147.01 | 3406.1788 | 0.18661
Tech | Retail | Interior Lighting | Overhead (fluorescent/LED/CFL U-shape) | TRC | New | EN1832 | Premium T8 - Lamp Replacement | Premium T8 - Lamp Replacement | Equip | 8 | Overhead (fluorescent/LED/CFL U-shape) | 0% | Tech/Econ | 12.5% | 0 | 0 | 0
Tech | Retail | Interior Lighting | Overhead (fluorescent/LED/CFL U-shape) | TRC | New | EN1793 | Premium T8 - Fixture Replacement | Premium T8 - Fixture Replacement | Equip | 8 | Overhead (fluorescent/LED/CFL U-shape) | 0% | Tech/Econ | 12.5% | 0 | 0 | 0
Tech | Retail | Interior Lighting | Overhead (fluorescent/LED/CFL U-shape) | TRC | New | EN1754 | LED Linear - Lamp Replacement | LED Linear - Lamp Replacement | Equip | 15 | Overhead (fluorescent/LED/CFL U-shape) | 0% | Tech/Econ | 25.43% | 0 | 0 | 0
Tech | Retail | Interior Lighting | Overhead (fluorescent/LED/CFL U-shape) | TRC | New | EN1715 | LED Linear - Fixture Replacement | LED Linear - Fixture Replacement | Equip | 15 | Overhead (fluorescent/LED/CFL U-shape) | 0% | Tech/Econ | 50.28% | 0 | 0 | 0
Tech | Retail | Cooking | Oven | TRC | Turnover | ET51 | Energy Star Commercial Oven | Energy Star Commercial Oven | Equip | 12 | Oven | 0% | Tech/Econ | 34.83% | 0 | 0 | 0
Tech | Retail | Cooking | Oven | TRC | New | EN77 | Energy Star Commercial Oven | Energy Star Commercial Oven | Equip | 12 | Oven | 0% | Tech/Econ | 34.83% | 0 | 0 | 0
Tech | Retail | Miscellaneous | Others | TRC | New | NN5453 | Retro-Commissioning | Retro-Commissioning | NonEquip | 5 |  | 0% | Tech/Econ | 16% | 0 | 0 | 0
Tech | Retail | Miscellaneous | Others | TRC | New | NN4543 | VSD Controlled Compressor | VSD Controlled Compressor | NonEquip | 15 | Others | 36.99% | Tech/Econ | 20.79% | 25848.7758 | 3.8976 | 1.8242
Tech | Retail | Miscellaneous | Others | TRC | New | NN4517 | Regenerative Drive Elevator Motor | Regenerative Drive Elevator Motor | NonEquip | 13 | Elevators/Escalators | 0% | Tech/Econ | 6.211% | 0 | 0 | 0
Tech | Retail | Miscellaneous | Others | TRC | New | NN4491 | Engine Block Timer | Engine Block Timer | NonEquip | 5 | Others | 0% | Tech/Econ | 36% | 0 | 0 | 0
Tech | Retail | Miscellaneous | Others | TRC | New | NN4465 | Efficient Motor Belts | Efficient Motor Belts | NonEquip | 10 | Others | 4.977% | Tech/Econ | 1.105% | 166.4616 | 0.022819 | 0.0056347
Tech | Retail | Miscellaneous | Others | TRC | Existing | NE5440 | Retro-Commissioning | Retro-Commissioning | NonEquip | 5 |  | 21.99% | Tech/Econ | 16% | 1171885.02 | 361.8154 | 701.0544
Tech | Retail | Miscellaneous | Others | TRC | Existing | NE4530 | VSD Controlled Compressor | VSD Controlled Compressor | NonEquip | 15 | Others | 7.399% | Tech/Econ | 20.79% | 533346.4092 | 80.4201 | 37.64
Tech | Retail | Miscellaneous | Others | TRC | Existing | NE4504 | Regenerative Drive Elevator Motor | Regenerative Drive Elevator Motor | NonEquip | 13 | Elevators/Escalators | 0% | Tech/Econ | 6.211% | 0 | 0 | 0
Tech | Retail | Miscellaneous | Others | TRC | Existing | NE4478 | Engine Block Timer | Engine Block Timer | NonEquip | 5 | Others | 0% | Tech/Econ | 36% | 0 | 0 | 0
Tech | Retail | Miscellaneous | Others | TRC | Existing | NE4452 | Efficient Motor Belts | Efficient Motor Belts | NonEquip | 10 | Others | 1.244% | Tech/Econ | 1.105% | 4418.3275 | 0.60569 | 0.14956
Tech | Retail | Miscellaneous | Others | TRC | Turnover | ET1923 | ENERGY STAR Water Cooler | ENERGY STAR Water Cooler | Equip | 10 | Others | 0% | Tech/Econ | 68.49% | 0 | 0 | 0
Tech | Retail | Miscellaneous | Others | TRC | Turnover | ET1884 | ENERGY STAR Commercial Clothes Washer | ENERGY STAR Commercial Clothes Washer | Equip | 7 | Others | 0% | Tech/Econ | 27.27% | 0 | 0 | 0
Tech | Retail | Miscellaneous | Others | TRC | Turnover | ET1845 | Efficient Battery Charger | Efficient Battery Charger | Equip | 7 | Others | 17.92% | Tech/Econ | 13.68% | 836710.5336 | 458.4715 | 0
Tech | Retail | Miscellaneous | Others | TRC | New | EN1949 | ENERGY STAR Water Cooler | ENERGY STAR Water Cooler | Equip | 10 | Others | 0% | Tech/Econ | 68.49% | 0 | 0 | 0
Tech | Retail | Miscellaneous | Others | TRC | New | EN1910 | ENERGY STAR Commercial Clothes Washer | ENERGY STAR Commercial Clothes Washer | Equip | 7 | Others | 0% | Tech/Econ | 27.27% | 0 | 0 | 0
Tech | Retail | Miscellaneous | Others | TRC | New | EN1871 | Efficient Battery Charger | Efficient Battery Charger | Equip | 7 | Others | 17.92% | Tech/Econ | 13.68% | 7603.5499 | 4.1663 | 0
Tech | Retail | Office Equipment | Other office | TRC | New | NN4595 | Smart Strip Plug Outlet | Smart Strip Plug Outlet | NonEquip | 4 |  | 43.9% | Tech/Econ | 1.187% | 1192.9139 | 0.17738 | 0.12328
Tech | Retail | Office Equipment | Other office | TRC | New | NN4569 | Network PC Power Management | Network PC Power Management | NonEquip | 5 | Computers | 0% | Tech/Econ | 56.5% | 0 | 0 | 0
Tech | Retail | Office Equipment | Other office | TRC | Existing | NE4582 | Smart Strip Plug Outlet | Smart Strip Plug Outlet | NonEquip | 4 |  | 43.9% | Tech/Econ | 1.187% | 123068.9516 | 18.2996 | 12.718
Tech | Retail | Office Equipment | Other office | TRC | Existing | NE4556 | Network PC Power Management | Network PC Power Management | NonEquip | 5 | Computers | 0% | Tech/Econ | 56.5% | 0 | 0 | 0
Tech | Retail | Office Equipment | Other office | TRC | Turnover | ET2268 | Energy Star Uninterruptable Power Supply | Energy Star Uninterruptable Power Supply | Equip | 10 | Other office | 0% | Tech/Econ | 1.878% | 0 | 0 | 0
Tech | Retail | Office Equipment | Other office | TRC | New | EN2294 | Energy Star Uninterruptable Power Supply | Energy Star Uninterruptable Power Supply | Equip | 10 | Other office | 0% | Tech/Econ | 1.878% | 0 | 0 | 0
Tech | Retail | Ventilation and Circulation | Motor/Fan | TRC | New | NN5401 | Retro-Commissioning | Retro-Commissioning | NonEquip | 5 |  | 0% | Tech/Econ | 16% | 0 | 0 | 0
Tech | Retail | Ventilation and Circulation | Motor/Fan | TRC | New | NN4985 | VAV System | VAV System | NonEquip | 10 |  | 0% | Tech/Econ | 30% | 0 | 0 | 0
Tech | Retail | Ventilation and Circulation | Motor/Fan | TRC | New | NN4959 | Demand Controlled Ventilation | Demand Controlled Ventilation | NonEquip | 10 |  | 23.39% | Tech/Econ | 50% | 356.5269 | 0.03712 | 0.20898
Tech | Retail | Ventilation and Circulation | Motor/Fan | TRC | New | NN4933 | CO Sensors for Parking Garage Exhaust | CO Sensors for Parking Garage Exhaust | NonEquip | 15 | Motor/Fan | 59.72% | Tech/Econ | 33% | 530.5182 | 0.021355 | 0.021355
Tech | Retail | Ventilation and Circulation | Motor/Fan | TRC | Existing | NE5388 | Retro-Commissioning | Retro-Commissioning | NonEquip | 5 |  | 21.99% | Tech/Econ | 16% | 7724.7507 | 2.385 | 4.6212
Tech | Retail | Ventilation and Circulation | Motor/Fan | TRC | Existing | NE4972 | VAV System | VAV System | NonEquip | 10 |  | 0% | Tech/Econ | 30% | 0 | 0 | 0
Tech | Retail | Ventilation and Circulation | Motor/Fan | TRC | Existing | NE4946 | Demand Controlled Ventilation | Demand Controlled Ventilation | NonEquip | 10 |  | 23.39% | Tech/Econ | 50% | 36781.6904 | 3.8295 | 21.5602
Tech | Retail | Ventilation and Circulation | Motor/Fan | TRC | Existing | NE4920 | CO Sensors for Parking Garage Exhaust | CO Sensors for Parking Garage Exhaust | NonEquip | 15 | Motor/Fan | 59.72% | Tech/Econ | 33% | 54731.7905 | 2.2031 | 2.2031
Tech | Retail | Ventilation and Circulation | Motor/Fan | TRC | Turnover | ET2697 | High Speed Fans | High Speed Fans | Equip | 7 | Motor/Fan | 11.03% | Tech/Econ | 10.99% | 2702.415 | 0.37613 | 0.034456
Tech | Retail | Ventilation and Circulation | Motor/Fan | TRC | Turnover | ET2658 | 10HP Open Drip-Proof(ODP) Motor | 10HP Open Drip-Proof(ODP) Motor | Equip | 15 | Motor/Fan | 29.73% | Tech/Econ | 1.079% | 706.4037 | 0.096838 | 0.023912
Tech | Retail | Ventilation and Circulation | Motor/Fan | TRC | New | EN2723 | High Speed Fans | High Speed Fans | Equip | 7 | Motor/Fan | 11.03% | Tech/Econ | 10.99% | 26.1947 | 0.0036458 | 0.00033399
Tech | Retail | Ventilation and Circulation | Motor/Fan | TRC | New | EN2684 | 10HP Open Drip-Proof(ODP) Motor | 10HP Open Drip-Proof(ODP) Motor | Equip | 15 | Motor/Fan | 37.16% | Tech/Econ | 1.079% | 6.7354 | 0.00092332 | 0.00022799
Tech | Retail | Miscellaneous | Medical equipment | TRC | New | NN5453 | Retro-Commissioning | Retro-Commissioning | NonEquip | 5 |  | 0% | Tech/Econ | 16% | 0 | 0 | 0
Tech | Retail | Miscellaneous | Medical equipment | TRC | New | NN4543 | VSD Controlled Compressor | VSD Controlled Compressor | NonEquip | 15 | Others | 0% | Tech/Econ | 20.79% | 0 | 0 | 0
Tech | Retail | Miscellaneous | Medical equipment | TRC | New | NN4517 | Regenerative Drive Elevator Motor | Regenerative Drive Elevator Motor | NonEquip | 13 | Elevators/Escalators | 0% | Tech/Econ | 6.211% | 0 | 0 | 0
Tech | Retail | Miscellaneous | Medical equipment | TRC | New | NN4491 | Engine Block Timer | Engine Block Timer | NonEquip | 5 | Others | 0% | Tech/Econ | 36% | 0 | 0 | 0
Tech | Retail | Miscellaneous | Medical equipment | TRC | New | NN4465 | Efficient Motor Belts | Efficient Motor Belts | NonEquip | 10 | Others | 0% | Tech/Econ | 1.105% | 0 | 0 | 0
Tech | Retail | Miscellaneous | Medical equipment | TRC | Existing | NE5440 | Retro-Commissioning | Retro-Commissioning | NonEquip | 5 |  | 21.99% | Tech/Econ | 16% | 0 | 0 | 0
Tech | Retail | Miscellaneous | Medical equipment | TRC | Existing | NE4530 | VSD Controlled Compressor | VSD Controlled Compressor | NonEquip | 15 | Others | 0% | Tech/Econ | 20.79% | 0 | 0 | 0
Tech | Retail | Miscellaneous | Medical equipment | TRC | Existing | NE4504 | Regenerative Drive Elevator Motor | Regenerative Drive Elevator Motor | NonEquip | 13 | Elevators/Escalators | 0% | Tech/Econ | 6.211% | 0 | 0 | 0
Tech | Retail | Miscellaneous | Medical equipment | TRC | Existing | NE4478 | Engine Block Timer | Engine Block Timer | NonEquip | 5 | Others | 0% | Tech/Econ | 36% | 0 | 0 | 0
Tech | Retail | Miscellaneous | Medical equipment | TRC | Existing | NE4452 | Efficient Motor Belts | Efficient Motor Belts | NonEquip | 10 | Others | 0% | Tech/Econ | 1.105% | 0 | 0 | 0
Tech | Retail | Refrigeration | Large cold storage | TRC | New | NN5323 | Retro-Commissioning | Retro-Commissioning | NonEquip | 5 |  | 0% | Tech/Econ | 16% | 0 | 0 | 0
Tech | Retail | Refrigeration | Large cold storage | TRC | New | NN4907 | Strip Curtains for Walk-ins | Strip Curtains for Walk-ins | NonEquip | 4 | Walk-in cooler | 0% | Tech/Econ | 2.115% | 0 | 0 | 0
Tech | Retail | Refrigeration | Large cold storage | TRC | New | NN4881 | Refrigerated Display Case Lighting Controls | Refrigerated Display Case Lighting Controls | NonEquip | 8 | Display cases | 0% | Tech/Econ | 0.9365% | 0 | 0 | 0
Tech | Retail | Refrigeration | Large cold storage | TRC | New | NN4855 | PSC to ECM Evaporator Fan Motor (Walk-In, Refrigerator) | PSC to ECM Evaporator Fan Motor (Walk-In, Refrigerator) | NonEquip | 15 | Walk-in cooler | 0% | Tech/Econ | 37.5% | 0 | 0 | 0
Tech | Retail | Refrigeration | Large cold storage | TRC | New | NN4829 | PSC to ECM Evaporator Fan Motor (Reach-In) | PSC to ECM Evaporator Fan Motor (Reach-In) | NonEquip | 15 | Display cases | 0% | Tech/Econ | 37.5% | 0 | 0 | 0
Tech | Retail | Refrigeration | Large cold storage | TRC | New | NN4803 | Night Covers for Display Cases | Night Covers for Display Cases | NonEquip | 5 | Display cases | 0% | Tech/Econ | 1.877% | 0 | 0 | 0
Tech | Retail | Refrigeration | Large cold storage | TRC | New | NN4777 | High R-Value Glass Doors | High R-Value Glass Doors | NonEquip | 12 | Display cases | 0% | Tech/Econ | 0% | 0 | 0 | 0
Tech | Retail | Refrigeration | Large cold storage | TRC | New | NN4751 | High Efficiency Refrigeration Compressor | High Efficiency Refrigeration Compressor | NonEquip | 13 | Display cases | 0% | Tech/Econ | 6.922% | 0 | 0 | 0
Tech | Retail | Refrigeration | Large cold storage | TRC | New | NN4725 | Freezer-Cooler Replacement Gaskets | Freezer-Cooler Replacement Gaskets | NonEquip | 4 | Display cases | 0% | Tech/Econ | 0% | 0 | 0 | 0
Tech | Retail | Refrigeration | Large cold storage | TRC | New | NN4699 | Floating Head Pressure Controls | Floating Head Pressure Controls | NonEquip | 15 |  | 0% | Tech/Econ | 6.05% | 0 | 0 | 0
Tech | Retail | Refrigeration | Large cold storage | TRC | New | NN4673 | Demand Defrost | Demand Defrost | NonEquip | 10 | Walk-in cooler | 0% | Tech/Econ | 30% | 0 | 0 | 0
Tech | Retail | Refrigeration | Large cold storage | TRC | New | NN4647 | Automatic Door Closer for Walk-in Coolers and Freezers | Automatic Door Closer for Walk-in Coolers and Freezers | NonEquip | 8 | Walk-in cooler | 0% | Tech/Econ | 3.131% | 0 | 0 | 0
Tech | Retail | Refrigeration | Large cold storage | TRC | New | NN4621 | Anti-Sweat Controls | Anti-Sweat Controls | NonEquip | 8 | Display cases | 0% | Tech/Econ | 85% | 0 | 0 | 0
Tech | Retail | Refrigeration | Large cold storage | TRC | Existing | NE5310 | Retro-Commissioning | Retro-Commissioning | NonEquip | 5 |  | 21.99% | Tech/Econ | 16% | 1685.8582 | 0.5205 | 1.0085
Tech | Retail | Refrigeration | Large cold storage | TRC | Existing | NE4894 | Strip Curtains for Walk-ins | Strip Curtains for Walk-ins | NonEquip | 4 | Walk-in cooler | 0% | Tech/Econ | 2.115% | 0 | 0 | 0
Tech | Retail | Refrigeration | Large cold storage | TRC | Existing | NE4868 | Refrigerated Display Case Lighting Controls | Refrigerated Display Case Lighting Controls | NonEquip | 8 | Display cases | 0% | Tech/Econ | 2.524% | 0 | 0 | 0
Tech | Retail | Refrigeration | Large cold storage | TRC | Existing | NE4842 | PSC to ECM Evaporator Fan Motor (Walk-In, Refrigerator) | PSC to ECM Evaporator Fan Motor (Walk-In, Refrigerator) | NonEquip | 15 | Walk-in cooler | 0% | Tech/Econ | 37.5% | 0 | 0 | 0
Tech | Retail | Refrigeration | Large cold storage | TRC | Existing | NE4816 | PSC to ECM Evaporator Fan Motor (Reach-In) | PSC to ECM Evaporator Fan Motor (Reach-In) | NonEquip | 15 | Display cases | 0% | Tech/Econ | 37.5% | 0 | 0 | 0
Tech | Retail | Refrigeration | Large cold storage | TRC | Existing | NE4790 | Night Covers for Display Cases | Night Covers for Display Cases | NonEquip | 5 | Display cases | 0% | Tech/Econ | 1.877% | 0 | 0 | 0
Tech | Retail | Refrigeration | Large cold storage | TRC | Existing | NE4764 | High R-Value Glass Doors | High R-Value Glass Doors | NonEquip | 12 | Display cases | 0% | Tech/Econ | 23.81% | 0 | 0 | 0
Tech | Retail | Refrigeration | Large cold storage | TRC | Existing | NE4738 | High Efficiency Refrigeration Compressor | High Efficiency Refrigeration Compressor | NonEquip | 13 | Display cases | 0% | Tech/Econ | 6.922% | 0 | 0 | 0
Tech | Retail | Refrigeration | Large cold storage | TRC | Existing | NE4712 | Freezer-Cooler Replacement Gaskets | Freezer-Cooler Replacement Gaskets | NonEquip | 4 | Display cases | 0% | Tech/Econ | 3.131% | 0 | 0 | 0
Tech | Retail | Refrigeration | Large cold storage | TRC | Existing | NE4686 | Floating Head Pressure Controls | Floating Head Pressure Controls | NonEquip | 15 |  | 0% | Tech/Econ | 6.05% | 0 | 0 | 0
Tech | Retail | Refrigeration | Large cold storage | TRC | Existing | NE4660 | Demand Defrost | Demand Defrost | NonEquip | 10 | Walk-in cooler | 0% | Tech/Econ | 30% | 0 | 0 | 0
Tech | Retail | Refrigeration | Large cold storage | TRC | Existing | NE4634 | Automatic Door Closer for Walk-in Coolers and Freezers | Automatic Door Closer for Walk-in Coolers and Freezers | NonEquip | 8 | Walk-in cooler | 0% | Tech/Econ | 3.131% | 0 | 0 | 0
Tech | Retail | Refrigeration | Large cold storage | TRC | Existing | NE4608 | Anti-Sweat Controls | Anti-Sweat Controls | NonEquip | 8 | Display cases | 0% | Tech/Econ | 85% | 0 | 0 | 0
Tech | Retail | Miscellaneous | Laboratory equipment | TRC | New | NN5453 | Retro-Commissioning | Retro-Commissioning | NonEquip | 5 |  | 0% | Tech/Econ | 16% | 0 | 0 | 0
Tech | Retail | Miscellaneous | Laboratory equipment | TRC | New | NN4543 | VSD Controlled Compressor | VSD Controlled Compressor | NonEquip | 15 | Others | 0% | Tech/Econ | 20.79% | 0 | 0 | 0
Tech | Retail | Miscellaneous | Laboratory equipment | TRC | New | NN4517 | Regenerative Drive Elevator Motor | Regenerative Drive Elevator Motor | NonEquip | 13 | Elevators/Escalators | 0% | Tech/Econ | 6.211% | 0 | 0 | 0
Tech | Retail | Miscellaneous | Laboratory equipment | TRC | New | NN4491 | Engine Block Timer | Engine Block Timer | NonEquip | 5 | Others | 0% | Tech/Econ | 36% | 0 | 0 | 0
Tech | Retail | Miscellaneous | Laboratory equipment | TRC | New | NN4465 | Efficient Motor Belts | Efficient Motor Belts | NonEquip | 10 | Others | 0% | Tech/Econ | 1.105% | 0 | 0 | 0
Tech | Retail | Miscellaneous | Laboratory equipment | TRC | Existing | NE5440 | Retro-Commissioning | Retro-Commissioning | NonEquip | 5 |  | 21.99% | Tech/Econ | 16% | 0 | 0 | 0
Tech | Retail | Miscellaneous | Laboratory equipment | TRC | Existing | NE4530 | VSD Controlled Compressor | VSD Controlled Compressor | NonEquip | 15 | Others | 0% | Tech/Econ | 20.79% | 0 | 0 | 0
Tech | Retail | Miscellaneous | Laboratory equipment | TRC | Existing | NE4504 | Regenerative Drive Elevator Motor | Regenerative Drive Elevator Motor | NonEquip | 13 | Elevators/Escalators | 0% | Tech/Econ | 6.211% | 0 | 0 | 0
Tech | Retail | Miscellaneous | Laboratory equipment | TRC | Existing | NE4478 | Engine Block Timer | Engine Block Timer | NonEquip | 5 | Others | 0% | Tech/Econ | 36% | 0 | 0 | 0
Tech | Retail | Miscellaneous | Laboratory equipment | TRC | Existing | NE4452 | Efficient Motor Belts | Efficient Motor Belts | NonEquip | 10 | Others | 0% | Tech/Econ | 1.105% | 0 | 0 | 0
Tech | Retail | Ventilation and Circulation | Individual room ventilation | TRC | New | NN5401 | Retro-Commissioning | Retro-Commissioning | NonEquip | 5 |  | 0% | Tech/Econ | 16% | 0 | 0 | 0
Tech | Retail | Ventilation and Circulation | Individual room ventilation | TRC | New | NN4985 | VAV System | VAV System | NonEquip | 10 |  | 0% | Tech/Econ | 30% | 0 | 0 | 0
Tech | Retail | Ventilation and Circulation | Individual room ventilation | TRC | New | NN4959 | Demand Controlled Ventilation | Demand Controlled Ventilation | NonEquip | 10 |  | 23.39% | Tech/Econ | 50% | 178.2634 | 0.01856 | 0.10449
Tech | Retail | Ventilation and Circulation | Individual room ventilation | TRC | New | NN4933 | CO Sensors for Parking Garage Exhaust | CO Sensors for Parking Garage Exhaust | NonEquip | 15 | Motor/Fan | 0% | Tech/Econ | 33% | 0 | 0 | 0
Tech | Retail | Ventilation and Circulation | Individual room ventilation | TRC | Existing | NE5388 | Retro-Commissioning | Retro-Commissioning | NonEquip | 5 |  | 21.99% | Tech/Econ | 16% | 4885.1516 | 1.5083 | 2.9224
Tech | Retail | Ventilation and Circulation | Individual room ventilation | TRC | Existing | NE4972 | VAV System | VAV System | NonEquip | 10 |  | 0% | Tech/Econ | 30% | 0 | 0 | 0
Tech | Retail | Ventilation and Circulation | Individual room ventilation | TRC | Existing | NE4946 | Demand Controlled Ventilation | Demand Controlled Ventilation | NonEquip | 10 |  | 23.39% | Tech/Econ | 50% | 18390.8452 | 1.9148 | 10.7801
Tech | Retail | Ventilation and Circulation | Individual room ventilation | TRC | Existing | NE4920 | CO Sensors for Parking Garage Exhaust | CO Sensors for Parking Garage Exhaust | NonEquip | 15 | Motor/Fan | 0% | Tech/Econ | 33% | 0 | 0 | 0
Tech | Retail | Space Heating | Individual room heating | TRC | New | NN5349 | Retro-Commissioning | Retro-Commissioning | NonEquip | 5 |  | 0% | Tech/Econ | 16% | 0 | 0 | 0
Tech | Retail | Space Heating | Individual room heating | TRC | New | NN4335 | Water Cooled Refrigeration Heat Recovery | Water Cooled Refrigeration Heat Recovery | NonEquip | 20 |  | 0% | Tech/Econ | 10% | 0 | 0 | 0
Tech | Retail | Space Heating | Individual room heating | TRC | New | NN4283 | Warehouse Loading Dock Seals | Warehouse Loading Dock Seals | NonEquip | 18 |  | 0% | Tech/Econ | 0.5963% | 0 | 0 | 0
Tech | Retail | Space Heating | Individual room heating | TRC | New | NN4257 | Wall Insulation | Wall Insulation | NonEquip | 20 |  | 39.9% | Tech/Econ | 0% | 0 | 0 | 0
Tech | Retail | Space Heating | Individual room heating | TRC | New | NN4179 | Smart Thermostat | Smart Thermostat | NonEquip | 11 |  | 31.48% | Tech/Econ | 10% | 3.79 | 0 | -2.6652e-06
Tech | Retail | Space Heating | Individual room heating | TRC | New | NN4101 | Roof Insulation | Roof Insulation | NonEquip | 20 |  | 58.5% | Tech/Econ | 0.8104% | 0.21447 | 0 | 0.00010009
Tech | Retail | Space Heating | Individual room heating | TRC | New | NN4075 | Programmable Thermostat | Programmable Thermostat | NonEquip | 11 |  | 0% | Tech/Econ | 3.6% | 0 | 0 | 0
Tech | Retail | Space Heating | Individual room heating | TRC | New | NN4023 | Low U-Value Windows | Low U-Value Windows | NonEquip | 20 |  | 12.54% | Tech/Econ | 10% | 1.4626 | 0 | 6.0788e-06
Tech | Retail | Space Heating | Individual room heating | TRC | New | NN3945 | Infiltration Reduction - Air Sealing | Infiltration Reduction - Air Sealing | NonEquip | 11 |  | 0% | Tech/Econ | 0.2982% | 0 | 0 | 0
Tech | Retail | Space Heating | Individual room heating | TRC | New | NN3867 | Hotel Card Energy Control Systems | Hotel Card Energy Control Systems | NonEquip | 15 |  | 0% | Tech/Econ | 0% | 0 | 0 | 0
Tech | Retail | Space Heating | Individual room heating | TRC | New | NN3789 | Green Roof | Green Roof | NonEquip | 15 |  | 0.294% | Tech/Econ | 1.252% | 0.0042403 | 0 | 0
Tech | Retail | Space Heating | Individual room heating | TRC | New | NN3737 | Floor Insulation | Floor Insulation | NonEquip | 20 |  | 29.92% | Tech/Econ | 0.4252% | 0 | 0 | 0
Tech | Retail | Space Heating | Individual room heating | TRC | New | NN3659 | Facility Energy Management System | Facility Energy Management System | NonEquip | 15 |  | 4.276% | Tech/Econ | 20% | 1.0386 | 0 | 0.00012462
Tech | Retail | Space Heating | Individual room heating | TRC | New | NN3581 | ECM Motors on Furnaces | ECM Motors on Furnaces | NonEquip | 15 | Forced air furnace | 0% | Tech/Econ | 1.706% | 0 | 0 | 0
Tech | Retail | Space Heating | Individual room heating | TRC | New | NN3555 | Duct Sealing Repair | Duct Sealing Repair | NonEquip | 15 |  | 0% | Tech/Econ | 12% | 0 | 0 | 0
Tech | Retail | Space Heating | Individual room heating | TRC | New | NN3503 | Duct Insulation | Duct Insulation | NonEquip | 15 |  | 0% | Tech/Econ | 2.045% | 0 | 0 | 0
Tech | Retail | Space Heating | Individual room heating | TRC | New | NN3451 | Destratification Fans | Destratification Fans | NonEquip | 10 |  | 0% | Tech/Econ | 13.89% | 0 | 0 | 0
Tech | Retail | Space Heating | Individual room heating | TRC | New | NN3399 | Dedicated Outdoor Air System on VRF unit | Dedicated Outdoor Air System on VRF unit | NonEquip | 15 | Residential/split system heat pump | 0% | Tech/Econ | 10% | 0 | 0 | 0
Tech | Retail | Space Heating | Individual room heating | TRC | New | NN3347 | Cool Roof | Cool Roof | NonEquip | 15 |  | 72.51% | Tech/Econ | 0.4502% | 0 | 0 | 0
Tech | Retail | Space Heating | Individual room heating | TRC | New | NN3243 | Ceiling Insulation(R30 to R38) | Ceiling Insulation(R30 to R38) | NonEquip | 20 |  | 0% | Tech/Econ | 0.1638% | 0 | 0 | 0
Tech | Retail | Space Heating | Individual room heating | TRC | New | NN3191 | Ceiling Insulation(R2 to R38) | Ceiling Insulation(R2 to R38) | NonEquip | 20 |  | 0% | Tech/Econ | 11.06% | 0 | 0 | 0
Tech | Retail | Space Heating | Individual room heating | TRC | New | NN3139 | Ceiling Insulation(R19 to R38) | Ceiling Insulation(R19 to R38) | NonEquip | 20 |  | 0% | Tech/Econ | 0.6142% | 0 | 0 | 0
Tech | Retail | Space Heating | Individual room heating | TRC | New | NN3087 | Ceiling Insulation(R12 to R38) | Ceiling Insulation(R12 to R38) | NonEquip | 20 |  | 0% | Tech/Econ | 1.331% | 0 | 0 | 0
Tech | Retail | Space Heating | Individual room heating | TRC | New | NN3009 | Air Curtains | Air Curtains | NonEquip | 8 |  | 28.37% | Tech/Econ | 0.9466% | 0.30923 | 0 | 1.2313e-05
Tech | Retail | Space Heating | Individual room heating | TRC | Existing | NE5336 | Retro-Commissioning | Retro-Commissioning | NonEquip | 5 |  | 21.99% | Tech/Econ | 16% | 426.9369 | 0 | 0.25541
Tech | Retail | Space Heating | Individual room heating | TRC | Existing | NE4322 | Water Cooled Refrigeration Heat Recovery | Water Cooled Refrigeration Heat Recovery | NonEquip | 20 |  | 0% | Tech/Econ | 10% | 0 | 0 | 0
Tech | Retail | Space Heating | Individual room heating | TRC | Existing | NE4270 | Warehouse Loading Dock Seals | Warehouse Loading Dock Seals | NonEquip | 18 |  | 0% | Tech/Econ | 0.658% | 0 | 0 | 0
Tech | Retail | Space Heating | Individual room heating | TRC | Existing | NE4244 | Wall Insulation | Wall Insulation | NonEquip | 20 |  | 15.96% | Tech/Econ | 0.9934% | 17.0307 | 0 | 0.0079482
Tech | Retail | Space Heating | Individual room heating | TRC | Existing | NE4166 | Smart Thermostat | Smart Thermostat | NonEquip | 11 |  | 31.48% | Tech/Econ | 10% | 355.0075 | 0 | -0.00024965
Tech | Retail | Space Heating | Individual room heating | TRC | Existing | NE4088 | Roof Insulation | Roof Insulation | NonEquip | 20 |  | 58.5% | Tech/Econ | 1.789% | 113.5766 | 0 | 0.053006
Tech | Retail | Space Heating | Individual room heating | TRC | Existing | NE4062 | Programmable Thermostat | Programmable Thermostat | NonEquip | 11 |  | 0% | Tech/Econ | 3.6% | 0 | 0 | 0
Tech | Retail | Space Heating | Individual room heating | TRC | Existing | NE4010 | Low U-Value Windows | Low U-Value Windows | NonEquip | 20 |  | 5.017% | Tech/Econ | 46% | 289.1409 | 0 | 0.0012017
Tech | Retail | Space Heating | Individual room heating | TRC | Existing | NE3932 | Infiltration Reduction - Air Sealing | Infiltration Reduction - Air Sealing | NonEquip | 11 |  | 44.79% | Tech/Econ | 0.329% | 15.6897 | 0 | 0.010306
Tech | Retail | Space Heating | Individual room heating | TRC | Existing | NE3854 | Hotel Card Energy Control Systems | Hotel Card Energy Control Systems | NonEquip | 15 |  | 0% | Tech/Econ | 0% | 0 | 0 | 0
Tech | Retail | Space Heating | Individual room heating | TRC | Existing | NE3776 | Green Roof | Green Roof | NonEquip | 15 |  | 0.0588% | Tech/Econ | 1.382% | 0.087291 | 0 | 0
Tech | Retail | Space Heating | Individual room heating | TRC | Existing | NE3724 | Floor Insulation | Floor Insulation | NonEquip | 20 |  | 11.97% | Tech/Econ | 0.4692% | 5.9824 | 0 | 0.002792
Tech | Retail | Space Heating | Individual room heating | TRC | Existing | NE3646 | Facility Energy Management System | Facility Energy Management System | NonEquip | 15 |  | 4.3% | Tech/Econ | 20% | 105.2677 | 0 | 0.012631
Tech | Retail | Space Heating | Individual room heating | TRC | Existing | NE3568 | ECM Motors on Furnaces | ECM Motors on Furnaces | NonEquip | 15 | Forced air furnace | 0% | Tech/Econ | 1.706% | 0 | 0 | 0
Tech | Retail | Space Heating | Individual room heating | TRC | Existing | NE3542 | Duct Sealing Repair | Duct Sealing Repair | NonEquip | 15 |  | 30.55% | Tech/Econ | 12% | 429.2506 | 0 | 0.29953
Tech | Retail | Space Heating | Individual room heating | TRC | Existing | NE3490 | Duct Insulation | Duct Insulation | NonEquip | 15 |  | 30.55% | Tech/Econ | 2.045% | 68.2597 | 0 | 0.039854
Tech | Retail | Space Heating | Individual room heating | TRC | Existing | NE3438 | Destratification Fans | Destratification Fans | NonEquip | 10 |  | 0% | Tech/Econ | 13.89% | 0 | 0 | 0
Tech | Retail | Space Heating | Individual room heating | TRC | Existing | NE3386 | Dedicated Outdoor Air System on VRF unit | Dedicated Outdoor Air System on VRF unit | NonEquip | 15 | Residential/split system heat pump | 0% | Tech/Econ | 10% | 0 | 0 | 0
Tech | Retail | Space Heating | Individual room heating | TRC | Existing | NE3334 | Cool Roof | Cool Roof | NonEquip | 15 |  | 72.75% | Tech/Econ | 0.4968% | 38.6373 | 0 | 0
Tech | Retail | Space Heating | Individual room heating | TRC | Existing | NE3230 | Ceiling Insulation(R30 to R38) | Ceiling Insulation(R30 to R38) | NonEquip | 20 |  | 0% | Tech/Econ | 0.1807% | 0 | 0 | 0
Tech | Retail | Space Heating | Individual room heating | TRC | Existing | NE3178 | Ceiling Insulation(R2 to R38) | Ceiling Insulation(R2 to R38) | NonEquip | 20 |  | 0% | Tech/Econ | 12.2% | 0 | 0 | 0
Tech | Retail | Space Heating | Individual room heating | TRC | Existing | NE3126 | Ceiling Insulation(R19 to R38) | Ceiling Insulation(R19 to R38) | NonEquip | 20 |  | 0% | Tech/Econ | 0.6778% | 0 | 0 | 0
Tech | Retail | Space Heating | Individual room heating | TRC | Existing | NE3074 | Ceiling Insulation(R12 to R38) | Ceiling Insulation(R12 to R38) | NonEquip | 20 |  | 0% | Tech/Econ | 1.469% | 0 | 0 | 0
Tech | Retail | Space Heating | Individual room heating | TRC | Existing | NE2996 | Air Curtains | Air Curtains | NonEquip | 8 |  | 33.45% | Tech/Econ | 0.9466% | 33.9563 | 0 | 0.0013521
Tech | Retail | Space Cooling | Individual room air conditioners | TRC | New | NN5375 | Retro-Commissioning | Retro-Commissioning | NonEquip | 5 |  | 0% | Tech/Econ | 16% | 0 | 0 | 0
Tech | Retail | Space Cooling | Individual room air conditioners | TRC | New | NN4387 | Window Sun Protection | Window Sun Protection | NonEquip | 10 |  | 15.35% | Tech/Econ | 16% | 3769.1184 | 1.1736 | -0.06612
Tech | Retail | Space Cooling | Individual room air conditioners | TRC | New | NN4361 | Waterside Economizer | Waterside Economizer | NonEquip | 20 |  | 0% | Tech/Econ | 5.556% | 0 | 0 | 0
Tech | Retail | Space Cooling | Individual room air conditioners | TRC | New | NN4309 | Warehouse Loading Dock Seals | Warehouse Loading Dock Seals | NonEquip | 18 |  | 0% | Tech/Econ | 1.702% | 0 | 0 | 0
Tech | Retail | Space Cooling | Individual room air conditioners | TRC | New | NN4153 | Smart Thermostat | Smart Thermostat | NonEquip | 11 |  | 31.48% | Tech/Econ | 10% | 4038.0496 | 1.4964 | 0
Tech | Retail | Space Cooling | Individual room air conditioners | TRC | New | NN4127 | Roof Insulation | Roof Insulation | NonEquip | 20 |  | 58.5% | Tech/Econ | 2.313% | 0 | 0 | 0
Tech | Retail | Space Cooling | Individual room air conditioners | TRC | New | NN4049 | Programmable Thermostat | Programmable Thermostat | NonEquip | 11 |  | 0% | Tech/Econ | 3.6% | 0 | 0 | 0
Tech | Retail | Space Cooling | Individual room air conditioners | TRC | New | NN3997 | Low U-Value Windows | Low U-Value Windows | NonEquip | 20 |  | 12.54% | Tech/Econ | 10% | 0 | 0 | 0
Tech | Retail | Space Cooling | Individual room air conditioners | TRC | New | NN3919 | HVAC tune-up_RTU | HVAC tune-up_RTU | NonEquip | 5 | Packaged air conditioning units (RTUs) | 0% | Tech/Econ | 5% | 0 | 0 | 0
Tech | Retail | Space Cooling | Individual room air conditioners | TRC | New | NN3893 | HVAC tune-up | HVAC tune-up | NonEquip | 5 | Residential-type central air conditioners | 0% | Tech/Econ | 5% | 0 | 0 | 0
Tech | Retail | Space Cooling | Individual room air conditioners | TRC | New | NN3815 | Green Roof | Green Roof | NonEquip | 15 |  | 0.294% | Tech/Econ | 2.681% | 0 | 0 | 0
Tech | Retail | Space Cooling | Individual room air conditioners | TRC | New | NN3685 | Facility Energy Management System | Facility Energy Management System | NonEquip | 15 |  | 4.276% | Tech/Econ | 20% | 1447.6735 | 0.37779 | 0
Tech | Retail | Space Cooling | Individual room air conditioners | TRC | New | NN3633 | Facility Commissioning | Facility Commissioning | NonEquip | 10 |  | 53.41% | Tech/Econ | 16% | 14341.346 | 2.5109 | 0.057286
Tech | Retail | Space Cooling | Individual room air conditioners | TRC | New | NN3607 | Energy Recovery Ventilation System (ERV) | Energy Recovery Ventilation System (ERV) | NonEquip | 15 | Packaged air conditioning units (RTUs) | 0% | Tech/Econ | 12.48% | 0 | 0 | 0
Tech | Retail | Space Cooling | Individual room air conditioners | TRC | New | NN3529 | Duct Sealing Repair | Duct Sealing Repair | NonEquip | 15 |  | 0% | Tech/Econ | 12% | 0 | 0 | 0
Tech | Retail | Space Cooling | Individual room air conditioners | TRC | New | NN3477 | Duct Insulation | Duct Insulation | NonEquip | 15 |  | 0% | Tech/Econ | 2.045% | 0 | 0 | 0
Tech | Retail | Space Cooling | Individual room air conditioners | TRC | New | NN3425 | Dedicated Outdoor Air System on VRF unit | Dedicated Outdoor Air System on VRF unit | NonEquip | 15 | Residential-type central air conditioners | 0% | Tech/Econ | 17.5% | 0 | 0 | 0
Tech | Retail | Space Cooling | Individual room air conditioners | TRC | New | NN3373 | Cool Roof | Cool Roof | NonEquip | 15 |  | 72.51% | Tech/Econ | 3.439% | 0 | 0 | 0
Tech | Retail | Space Cooling | Individual room air conditioners | TRC | New | NN3321 | Chilled Water System - Variable Speed Drives | Chilled Water System - Variable Speed Drives | NonEquip | 13 | Central chillers inside | 0% | Tech/Econ | 24.74% | 0 | 0 | 0
Tech | Retail | Space Cooling | Individual room air conditioners | TRC | New | NN3295 | Chilled Water Controls Optimization | Chilled Water Controls Optimization | NonEquip | 10 | Central chillers inside | 0% | Tech/Econ | 12.5% | 0 | 0 | 0
Tech | Retail | Space Cooling | Individual room air conditioners | TRC | New | NN3217 | Ceiling Insulation(R2 to R38) | Ceiling Insulation(R2 to R38) | NonEquip | 20 |  | 0% | Tech/Econ | 31.56% | 0 | 0 | 0
Tech | Retail | Space Cooling | Individual room air conditioners | TRC | New | NN3165 | Ceiling Insulation(R19 to R38) | Ceiling Insulation(R19 to R38) | NonEquip | 20 |  | 0% | Tech/Econ | 1.753% | 0 | 0 | 0
Tech | Retail | Space Cooling | Individual room air conditioners | TRC | New | NN3113 | Ceiling Insulation(R12 to R38) | Ceiling Insulation(R12 to R38) | NonEquip | 20 |  | 0% | Tech/Econ | 3.799% | 0 | 0 | 0
Tech | Retail | Space Cooling | Individual room air conditioners | TRC | New | NN3061 | Airside Economizer | Airside Economizer | NonEquip | 10 | Packaged air conditioning units (RTUs) | 0% | Tech/Econ | 5.556% | 0 | 0 | 0
Tech | Retail | Space Cooling | Individual room air conditioners | TRC | Existing | NE5362 | Retro-Commissioning | Retro-Commissioning | NonEquip | 5 |  | 21.99% | Tech/Econ | 16% | 571610.4008 | 176.4827 | 0
Tech | Retail | Space Cooling | Individual room air conditioners | TRC | Existing | NE4374 | Window Sun Protection | Window Sun Protection | NonEquip | 10 |  | 7.316% | Tech/Econ | 16% | 192436.5982 | 59.9188 | -3.3758
Tech | Retail | Space Cooling | Individual room air conditioners | TRC | Existing | NE4348 | Waterside Economizer | Waterside Economizer | NonEquip | 20 |  | 0% | Tech/Econ | 5.556% | 0 | 0 | 0
Tech | Retail | Space Cooling | Individual room air conditioners | TRC | Existing | NE4296 | Warehouse Loading Dock Seals | Warehouse Loading Dock Seals | NonEquip | 18 |  | 0% | Tech/Econ | 1.702% | 0 | 0 | 0
Tech | Retail | Space Cooling | Individual room air conditioners | TRC | Existing | NE4218 | Wall Insulation | Wall Insulation | NonEquip | 20 |  | 15.96% | Tech/Econ | 17.6% | 475066.612 | 96.9471 | 0
Tech | Retail | Space Cooling | Individual room air conditioners | TRC | Existing | NE4140 | Smart Thermostat | Smart Thermostat | NonEquip | 11 |  | 31.48% | Tech/Econ | 10% | 475306.7809 | 176.139 | 0
Tech | Retail | Space Cooling | Individual room air conditioners | TRC | Existing | NE4114 | Roof Insulation | Roof Insulation | NonEquip | 20 |  | 58.5% | Tech/Econ | 4.626% | 395805.5535 | 80.7723 | 0
Tech | Retail | Space Cooling | Individual room air conditioners | TRC | Existing | NE4036 | Programmable Thermostat | Programmable Thermostat | NonEquip | 11 |  | 0% | Tech/Econ | 3.6% | 0 | 0 | 0
Tech | Retail | Space Cooling | Individual room air conditioners | TRC | Existing | NE3984 | Low U-Value Windows | Low U-Value Windows | NonEquip | 20 |  | 5.017% | Tech/Econ | 46% | 403025.1627 | 149.8056 | 0
Tech | Retail | Space Cooling | Individual room air conditioners | TRC | Existing | NE3906 | HVAC tune-up_RTU | HVAC tune-up_RTU | NonEquip | 5 | Packaged air conditioning units (RTUs) | 0% | Tech/Econ | 5% | 0 | 0 | 0
Tech | Retail | Space Cooling | Individual room air conditioners | TRC | Existing | NE3880 | HVAC tune-up | HVAC tune-up | NonEquip | 5 | Residential-type central air conditioners | 0% | Tech/Econ | 5% | 0 | 0 | 0
Tech | Retail | Space Cooling | Individual room air conditioners | TRC | Existing | NE3802 | Green Roof | Green Roof | NonEquip | 15 |  | 0.0588% | Tech/Econ | 2.681% | 218.7213 | 0.092917 | 0
Tech | Retail | Space Cooling | Individual room air conditioners | TRC | Existing | NE3672 | Facility Energy Management System | Facility Energy Management System | NonEquip | 15 |  | 4.3% | Tech/Econ | 20% | 146729.5946 | 38.2906 | 0
Tech | Retail | Space Cooling | Individual room air conditioners | TRC | Existing | NE3594 | Energy Recovery Ventilation System (ERV) | Energy Recovery Ventilation System (ERV) | NonEquip | 15 | Packaged air conditioning units (RTUs) | 0% | Tech/Econ | 12.48% | 0 | 0 | 0
Tech | Retail | Space Cooling | Individual room air conditioners | TRC | Existing | NE3516 | Duct Sealing Repair | Duct Sealing Repair | NonEquip | 15 |  | 30.55% | Tech/Econ | 12% | 574708.1137 | 113.2297 | 0
Tech | Retail | Space Cooling | Individual room air conditioners | TRC | Existing | NE3464 | Duct Insulation | Duct Insulation | NonEquip | 15 |  | 30.55% | Tech/Econ | 2.045% | 86691.4641 | 23.5512 | 0
Tech | Retail | Space Cooling | Individual room air conditioners | TRC | Existing | NE3412 | Dedicated Outdoor Air System on VRF unit | Dedicated Outdoor Air System on VRF unit | NonEquip | 15 | Residential-type central air conditioners | 0% | Tech/Econ | 17.5% | 0 | 0 | 0
Tech | Retail | Space Cooling | Individual room air conditioners | TRC | Existing | NE3360 | Cool Roof | Cool Roof | NonEquip | 15 |  | 72.75% | Tech/Econ | 3.439% | 355955.903 | 151.2171 | 0
Tech | Retail | Space Cooling | Individual room air conditioners | TRC | Existing | NE3308 | Chilled Water System - Variable Speed Drives | Chilled Water System - Variable Speed Drives | NonEquip | 13 | Central chillers inside | 0% | Tech/Econ | 24.74% | 0 | 0 | 0
Tech | Retail | Space Cooling | Individual room air conditioners | TRC | Existing | NE3282 | Chilled Water Controls Optimization | Chilled Water Controls Optimization | NonEquip | 10 | Central chillers inside | 0% | Tech/Econ | 12.5% | 0 | 0 | 0
Tech | Retail | Space Cooling | Individual room air conditioners | TRC | Existing | NE3204 | Ceiling Insulation(R2 to R38) | Ceiling Insulation(R2 to R38) | NonEquip | 20 |  | 0% | Tech/Econ | 31.56% | 0 | 0 | 0
Tech | Retail | Space Cooling | Individual room air conditioners | TRC | Existing | NE3152 | Ceiling Insulation(R19 to R38) | Ceiling Insulation(R19 to R38) | NonEquip | 20 |  | 0% | Tech/Econ | 1.753% | 0 | 0 | 0
Tech | Retail | Space Cooling | Individual room air conditioners | TRC | Existing | NE3100 | Ceiling Insulation(R12 to R38) | Ceiling Insulation(R12 to R38) | NonEquip | 20 |  | 0% | Tech/Econ | 3.799% | 0 | 0 | 0
Tech | Retail | Space Cooling | Individual room air conditioners | TRC | Existing | NE3048 | Airside Economizer | Airside Economizer | NonEquip | 10 | Packaged air conditioning units (RTUs) | 0% | Tech/Econ | 5.556% | 0 | 0 | 0
Tech | Retail | Interior Lighting | High bay | TRC | New | NN5271 | Retro-Commissioning | Retro-Commissioning | NonEquip | 5 |  | 0% | Tech/Econ | 16% | 0 | 0 | 0
Tech | Retail | Interior Lighting | High bay | TRC | New | NN4439 | Interior Lighting Controls | Interior Lighting Controls | NonEquip | 8 | Overhead (fluorescent/LED/CFL U-shape) | 0% | Tech/Econ | 28% | 0 | 0 | 0
Tech | Retail | Interior Lighting | High bay | TRC | New | NN4413 | Bi-Level Lighting Control (Interior) | Bi-Level Lighting Control (Interior) | NonEquip | 8 | Overhead (fluorescent/LED/CFL U-shape) | 0% | Tech/Econ | 31% | 0 | 0 | 0
Tech | Retail | Interior Lighting | High bay | TRC | New | NN3711 | Facility Energy Management System | Facility Energy Management System | NonEquip | 15 |  | 4.276% | Tech/Econ | 24% | 14537.5646 | 3.7937 | 1.7443
Tech | Retail | Interior Lighting | High bay | TRC | Existing | NE5258 | Retro-Commissioning | Retro-Commissioning | NonEquip | 5 |  | 21.99% | Tech/Econ | 16% | 2562743.496 | 791.2382 | 1533.1048
Tech | Retail | Interior Lighting | High bay | TRC | Existing | NE4426 | Interior Lighting Controls | Interior Lighting Controls | NonEquip | 8 | Overhead (fluorescent/LED/CFL U-shape) | 0% | Tech/Econ | 28% | 0 | 0 | 0
Tech | Retail | Interior Lighting | High bay | TRC | Existing | NE4400 | Bi-Level Lighting Control (Interior) | Bi-Level Lighting Control (Interior) | NonEquip | 8 | Overhead (fluorescent/LED/CFL U-shape) | 0% | Tech/Econ | 31% | 0 | 0 | 0
Tech | Retail | Interior Lighting | High bay | TRC | Existing | NE3698 | Facility Energy Management System | Facility Energy Management System | NonEquip | 15 |  | 4.3% | Tech/Econ | 24% | 759577.1596 | 198.2194 | 91.1393
Tech | Retail | Interior Lighting | High bay | TRC | Turnover | ET1650 | LED Linear - Fixture Replacement | LED Linear - Fixture Replacement | Equip | 15 | High bay | 24.1% | Tech/Econ | 50.28% | 10149490.16 | 2475.1639 | 0.1356
Tech | Retail | Interior Lighting | High bay | TRC | Turnover | ET1533 | High Bay LED | High Bay LED | Equip | 15 | High bay | 65.91% | Tech/Econ | 64.78% | 62395962.87 | 11538.8847 | 11320.9693
Tech | Retail | Interior Lighting | High bay | TRC | Turnover | ET1494 | High Bay Fluorescent (T5) | High Bay Fluorescent (T5) | Equip | 15 | High bay | 0% | Tech/Econ | 64.14% | 0 | 0 | 0
Tech | Retail | Interior Lighting | High bay | TRC | New | EN1676 | LED Linear - Fixture Replacement | LED Linear - Fixture Replacement | Equip | 15 | High bay | 0% | Tech/Econ | 50.28% | 0 | 0 | 0
Tech | Retail | Interior Lighting | High bay | TRC | New | EN1559 | High Bay LED | High Bay LED | Equip | 15 | High bay | 0% | Tech/Econ | 64.78% | 0 | 0 | 0
Tech | Retail | Interior Lighting | High bay | TRC | New | EN1520 | High Bay Fluorescent (T5) | High Bay Fluorescent (T5) | Equip | 15 | High bay | 0% | Tech/Econ | 64.14% | 0 | 0 | 0
Tech | Retail | Cooking | Fryer | TRC | Turnover | ET90 | Energy Star Fryer | Energy Star Fryer | Equip | 12 | Fryer | 0% | Tech/Econ | 17.46% | 0 | 0 | 0
Tech | Retail | Cooking | Fryer | TRC | New | EN116 | Energy Star Fryer | Energy Star Fryer | Equip | 12 | Fryer | 0% | Tech/Econ | 17.46% | 0 | 0 | 0
Tech | Retail | Space Heating | Forced air furnace | TRC | New | NN5349 | Retro-Commissioning | Retro-Commissioning | NonEquip | 5 |  | 0% | Tech/Econ | 16% | 0 | 0 | 0
Tech | Retail | Space Heating | Forced air furnace | TRC | New | NN4335 | Water Cooled Refrigeration Heat Recovery | Water Cooled Refrigeration Heat Recovery | NonEquip | 20 |  | 0% | Tech/Econ | 10% | 0 | 0 | 0
Tech | Retail | Space Heating | Forced air furnace | TRC | New | NN4283 | Warehouse Loading Dock Seals | Warehouse Loading Dock Seals | NonEquip | 18 |  | 0% | Tech/Econ | 0.5963% | 0 | 0 | 0
Tech | Retail | Space Heating | Forced air furnace | TRC | New | NN4257 | Wall Insulation | Wall Insulation | NonEquip | 20 |  | 39.9% | Tech/Econ | 0% | 0 | 0 | 0
Tech | Retail | Space Heating | Forced air furnace | TRC | New | NN4179 | Smart Thermostat | Smart Thermostat | NonEquip | 11 |  | 31.48% | Tech/Econ | 10% | 53.0596 | 0 | -3.7312e-05
Tech | Retail | Space Heating | Forced air furnace | TRC | New | NN4101 | Roof Insulation | Roof Insulation | NonEquip | 20 |  | 58.5% | Tech/Econ | 0.8104% | 2.9781 | 0 | 0.0013899
Tech | Retail | Space Heating | Forced air furnace | TRC | New | NN4075 | Programmable Thermostat | Programmable Thermostat | NonEquip | 11 |  | 0% | Tech/Econ | 3.6% | 0 | 0 | 0
Tech | Retail | Space Heating | Forced air furnace | TRC | New | NN4023 | Low U-Value Windows | Low U-Value Windows | NonEquip | 20 |  | 12.54% | Tech/Econ | 10% | 20.4767 | 0 | 8.5103e-05
Tech | Retail | Space Heating | Forced air furnace | TRC | New | NN3945 | Infiltration Reduction - Air Sealing | Infiltration Reduction - Air Sealing | NonEquip | 11 |  | 0% | Tech/Econ | 0.2982% | 0 | 0 | 0
Tech | Retail | Space Heating | Forced air furnace | TRC | New | NN3867 | Hotel Card Energy Control Systems | Hotel Card Energy Control Systems | NonEquip | 15 |  | 0% | Tech/Econ | 0% | 0 | 0 | 0
Tech | Retail | Space Heating | Forced air furnace | TRC | New | NN3789 | Green Roof | Green Roof | NonEquip | 15 |  | 0.294% | Tech/Econ | 1.252% | 0.05888 | 0 | 0
Tech | Retail | Space Heating | Forced air furnace | TRC | New | NN3737 | Floor Insulation | Floor Insulation | NonEquip | 20 |  | 29.92% | Tech/Econ | 0.4252% | 0 | 0 | 0
Tech | Retail | Space Heating | Forced air furnace | TRC | New | NN3659 | Facility Energy Management System | Facility Energy Management System | NonEquip | 15 |  | 4.276% | Tech/Econ | 20% | 14.5404 | 0 | 0.0017447
Tech | Retail | Space Heating | Forced air furnace | TRC | New | NN3581 | ECM Motors on Furnaces | ECM Motors on Furnaces | NonEquip | 15 | Forced air furnace | 47.78% | Tech/Econ | 1.706% | 13.144 | 0 | 0.0015005
Tech | Retail | Space Heating | Forced air furnace | TRC | New | NN3555 | Duct Sealing Repair | Duct Sealing Repair | NonEquip | 15 |  | 0% | Tech/Econ | 12% | 0 | 0 | 0
Tech | Retail | Space Heating | Forced air furnace | TRC | New | NN3503 | Duct Insulation | Duct Insulation | NonEquip | 15 |  | 0% | Tech/Econ | 2.045% | 0 | 0 | 0
Tech | Retail | Space Heating | Forced air furnace | TRC | New | NN3451 | Destratification Fans | Destratification Fans | NonEquip | 10 |  | 0% | Tech/Econ | 13.89% | 0 | 0 | 0
Tech | Retail | Space Heating | Forced air furnace | TRC | New | NN3399 | Dedicated Outdoor Air System on VRF unit | Dedicated Outdoor Air System on VRF unit | NonEquip | 15 | Residential/split system heat pump | 0% | Tech/Econ | 10% | 0 | 0 | 0
Tech | Retail | Space Heating | Forced air furnace | TRC | New | NN3347 | Cool Roof | Cool Roof | NonEquip | 15 |  | 72.51% | Tech/Econ | 0.4502% | 0 | 0 | 0
Tech | Retail | Space Heating | Forced air furnace | TRC | New | NN3243 | Ceiling Insulation(R30 to R38) | Ceiling Insulation(R30 to R38) | NonEquip | 20 |  | 0% | Tech/Econ | 0.1638% | 0 | 0 | 0
Tech | Retail | Space Heating | Forced air furnace | TRC | New | NN3191 | Ceiling Insulation(R2 to R38) | Ceiling Insulation(R2 to R38) | NonEquip | 20 |  | 0% | Tech/Econ | 11.06% | 0 | 0 | 0
Tech | Retail | Space Heating | Forced air furnace | TRC | New | NN3139 | Ceiling Insulation(R19 to R38) | Ceiling Insulation(R19 to R38) | NonEquip | 20 |  | 0% | Tech/Econ | 0.6142% | 0 | 0 | 0
Tech | Retail | Space Heating | Forced air furnace | TRC | New | NN3087 | Ceiling Insulation(R12 to R38) | Ceiling Insulation(R12 to R38) | NonEquip | 20 |  | 0% | Tech/Econ | 1.331% | 0 | 0 | 0
Tech | Retail | Space Heating | Forced air furnace | TRC | New | NN3009 | Air Curtains | Air Curtains | NonEquip | 8 |  | 28.37% | Tech/Econ | 0.9466% | 4.294 | 0 | 0.00017098
Tech | Retail | Space Heating | Forced air furnace | TRC | Existing | NE5336 | Retro-Commissioning | Retro-Commissioning | NonEquip | 5 |  | 21.99% | Tech/Econ | 16% | 5977.1165 | 0 | 3.5757
Tech | Retail | Space Heating | Forced air furnace | TRC | Existing | NE4322 | Water Cooled Refrigeration Heat Recovery | Water Cooled Refrigeration Heat Recovery | NonEquip | 20 |  | 0% | Tech/Econ | 10% | 0 | 0 | 0
Tech | Retail | Space Heating | Forced air furnace | TRC | Existing | NE4270 | Warehouse Loading Dock Seals | Warehouse Loading Dock Seals | NonEquip | 18 |  | 0% | Tech/Econ | 0.658% | 0 | 0 | 0
Tech | Retail | Space Heating | Forced air furnace | TRC | Existing | NE4244 | Wall Insulation | Wall Insulation | NonEquip | 20 |  | 15.96% | Tech/Econ | 0.9934% | 236.4853 | 0 | 0.11037
Tech | Retail | Space Heating | Forced air furnace | TRC | Existing | NE4166 | Smart Thermostat | Smart Thermostat | NonEquip | 11 |  | 31.48% | Tech/Econ | 10% | 4970.1055 | 0 | -0.0034951
Tech | Retail | Space Heating | Forced air furnace | TRC | Existing | NE4088 | Roof Insulation | Roof Insulation | NonEquip | 20 |  | 58.5% | Tech/Econ | 1.789% | 1590.072 | 0 | 0.74209
Tech | Retail | Space Heating | Forced air furnace | TRC | Existing | NE4062 | Programmable Thermostat | Programmable Thermostat | NonEquip | 11 |  | 0% | Tech/Econ | 3.6% | 0 | 0 | 0
Tech | Retail | Space Heating | Forced air furnace | TRC | Existing | NE4010 | Low U-Value Windows | Low U-Value Windows | NonEquip | 20 |  | 5.017% | Tech/Econ | 46% | 4047.9723 | 0 | 0.016824
Tech | Retail | Space Heating | Forced air furnace | TRC | Existing | NE3932 | Infiltration Reduction - Air Sealing | Infiltration Reduction - Air Sealing | NonEquip | 11 |  | 44.79% | Tech/Econ | 0.329% | 217.8653 | 0 | 0.1431
Tech | Retail | Space Heating | Forced air furnace | TRC | Existing | NE3854 | Hotel Card Energy Control Systems | Hotel Card Energy Control Systems | NonEquip | 15 |  | 0% | Tech/Econ | 0% | 0 | 0 | 0
Tech | Retail | Space Heating | Forced air furnace | TRC | Existing | NE3776 | Green Roof | Green Roof | NonEquip | 15 |  | 0.0588% | Tech/Econ | 1.382% | 1.2121 | 0 | 0
Tech | Retail | Space Heating | Forced air furnace | TRC | Existing | NE3724 | Floor Insulation | Floor Insulation | NonEquip | 20 |  | 11.97% | Tech/Econ | 0.4692% | 83.0709 | 0 | 0.038769
Tech | Retail | Space Heating | Forced air furnace | TRC | Existing | NE3646 | Facility Energy Management System | Facility Energy Management System | NonEquip | 15 |  | 4.3% | Tech/Econ | 20% | 1473.7475 | 0 | 0.17683
Tech | Retail | Space Heating | Forced air furnace | TRC | Existing | NE3568 | ECM Motors on Furnaces | ECM Motors on Furnaces | NonEquip | 15 | Forced air furnace | 47.78% | Tech/Econ | 1.706% | 1226.0827 | 0 | 0.13996
Tech | Retail | Space Heating | Forced air furnace | TRC | Existing | NE3542 | Duct Sealing Repair | Duct Sealing Repair | NonEquip | 15 |  | 30.55% | Tech/Econ | 12% | 6009.5081 | 0 | 4.1934
Tech | Retail | Space Heating | Forced air furnace | TRC | Existing | NE3490 | Duct Insulation | Duct Insulation | NonEquip | 15 |  | 30.55% | Tech/Econ | 2.045% | 955.6359 | 0 | 0.55795
Tech | Retail | Space Heating | Forced air furnace | TRC | Existing | NE3438 | Destratification Fans | Destratification Fans | NonEquip | 10 |  | 0% | Tech/Econ | 13.89% | 0 | 0 | 0
Tech | Retail | Space Heating | Forced air furnace | TRC | Existing | NE3386 | Dedicated Outdoor Air System on VRF unit | Dedicated Outdoor Air System on VRF unit | NonEquip | 15 | Residential/split system heat pump | 0% | Tech/Econ | 10% | 0 | 0 | 0
Tech | Retail | Space Heating | Forced air furnace | TRC | Existing | NE3334 | Cool Roof | Cool Roof | NonEquip | 15 |  | 72.75% | Tech/Econ | 0.4968% | 536.5122 | 0 | 0
Tech | Retail | Space Heating | Forced air furnace | TRC | Existing | NE3230 | Ceiling Insulation(R30 to R38) | Ceiling Insulation(R30 to R38) | NonEquip | 20 |  | 0% | Tech/Econ | 0.1807% | 0 | 0 | 0
Tech | Retail | Space Heating | Forced air furnace | TRC | Existing | NE3178 | Ceiling Insulation(R2 to R38) | Ceiling Insulation(R2 to R38) | NonEquip | 20 |  | 0% | Tech/Econ | 12.2% | 0 | 0 | 0
Tech | Retail | Space Heating | Forced air furnace | TRC | Existing | NE3126 | Ceiling Insulation(R19 to R38) | Ceiling Insulation(R19 to R38) | NonEquip | 20 |  | 0% | Tech/Econ | 0.6778% | 0 | 0 | 0
Tech | Retail | Space Heating | Forced air furnace | TRC | Existing | NE3074 | Ceiling Insulation(R12 to R38) | Ceiling Insulation(R12 to R38) | NonEquip | 20 |  | 0% | Tech/Econ | 1.469% | 0 | 0 | 0
Tech | Retail | Space Heating | Forced air furnace | TRC | Existing | NE2996 | Air Curtains | Air Curtains | NonEquip | 8 |  | 33.45% | Tech/Econ | 0.9466% | 471.5128 | 0 | 0.018775
Tech | Retail | Exterior Lighting | Exterior parking/lot lighting | TRC | New | NN5297 | Retro-Commissioning | Retro-Commissioning | NonEquip | 5 |  | 0% | Tech/Econ | 16% | 0 | 0 | 0
Tech | Retail | Exterior Lighting | Exterior parking/lot lighting | TRC | New | NN2983 | Outdoor Lighting Controls | Outdoor Lighting Controls | NonEquip | 8 | Exterior parking/lot lighting | 30.95% | Tech/Econ | 28% | 0 | 0 | 0
Tech | Retail | Exterior Lighting | Exterior parking/lot lighting | TRC | New | NN2957 | Bi-Level Lighting Control (Exterior) | Bi-Level Lighting Control (Exterior) | NonEquip | 9 | Exterior parking/lot lighting | 13.75% | Tech/Econ | 31% | 1009.0102 | 0 | 0
Tech | Retail | Exterior Lighting | Exterior parking/lot lighting | TRC | Existing | NE5284 | Retro-Commissioning | Retro-Commissioning | NonEquip | 5 |  | 21.99% | Tech/Econ | 16% | 950472.3423 | 0 | 568.5991
Tech | Retail | Exterior Lighting | Exterior parking/lot lighting | TRC | Existing | NE2970 | Outdoor Lighting Controls | Outdoor Lighting Controls | NonEquip | 8 | Exterior parking/lot lighting | 30.95% | Tech/Econ | 28% | 2562912.464 | 0 | 0
Tech | Retail | Exterior Lighting | Exterior parking/lot lighting | TRC | Existing | NE2944 | Bi-Level Lighting Control (Exterior) | Bi-Level Lighting Control (Exterior) | NonEquip | 9 | Exterior parking/lot lighting | 13.75% | Tech/Econ | 31% | 1317280.221 | 0 | 0
Tech | Retail | Exterior Lighting | Exterior parking/lot lighting | TRC | Turnover | ET714 | LED Parking Lighting | LED Parking Lighting | Equip | 18 | Exterior parking/lot lighting | 6.728% | Tech/Econ | 84% | 1850609.396 | 0 | 0
Tech | Retail | Exterior Lighting | Exterior parking/lot lighting | TRC | Turnover | ET519 | High Efficiency HID Lighting | High Efficiency HID Lighting | Equip | 13 | Exterior parking/lot lighting | 0% | Tech/Econ | 34.18% | 0 | 0 | 0
Tech | Retail | Exterior Lighting | Exterior parking/lot lighting | TRC | New | EN740 | LED Parking Lighting | LED Parking Lighting | Equip | 18 | Exterior parking/lot lighting | 94.94% | Tech/Econ | 84% | 253123.8414 | 0 | 0
Tech | Retail | Exterior Lighting | Exterior parking/lot lighting | TRC | New | EN545 | High Efficiency HID Lighting | High Efficiency HID Lighting | Equip | 13 | Exterior parking/lot lighting | 0% | Tech/Econ | 34.18% | 0 | 0 | 0
Tech | Retail | Exterior Lighting | Exterior marquis | TRC | New | NN5297 | Retro-Commissioning | Retro-Commissioning | NonEquip | 5 |  | 0% | Tech/Econ | 16% | 0 | 0 | 0
Tech | Retail | Exterior Lighting | Exterior marquis | TRC | New | NN2983 | Outdoor Lighting Controls | Outdoor Lighting Controls | NonEquip | 8 | Exterior parking/lot lighting | 0% | Tech/Econ | 28% | 0 | 0 | 0
Tech | Retail | Exterior Lighting | Exterior marquis | TRC | New | NN2957 | Bi-Level Lighting Control (Exterior) | Bi-Level Lighting Control (Exterior) | NonEquip | 9 | Exterior parking/lot lighting | 0% | Tech/Econ | 31% | 0 | 0 | 0
Tech | Retail | Exterior Lighting | Exterior marquis | TRC | Existing | NE5284 | Retro-Commissioning | Retro-Commissioning | NonEquip | 5 |  | 21.99% | Tech/Econ | 16% | 0 | 0 | 0
Tech | Retail | Exterior Lighting | Exterior marquis | TRC | Existing | NE2970 | Outdoor Lighting Controls | Outdoor Lighting Controls | NonEquip | 8 | Exterior parking/lot lighting | 0% | Tech/Econ | 28% | 0 | 0 | 0
Tech | Retail | Exterior Lighting | Exterior marquis | TRC | Existing | NE2944 | Bi-Level Lighting Control (Exterior) | Bi-Level Lighting Control (Exterior) | NonEquip | 9 | Exterior parking/lot lighting | 0% | Tech/Econ | 31% | 0 | 0 | 0
Tech | Retail | Exterior Lighting | Exterior marquis | TRC | Turnover | ET636 | LED Exterior Lighting | LED Exterior Lighting | Equip | 13 | Exterior marquis | 4.268% | Tech/Econ | 60.51% | 0 | 0 | 0
Tech | Retail | Exterior Lighting | Exterior marquis | TRC | Turnover | ET597 | LED Display Lighting (Exterior) | LED Display Lighting (Exterior) | Equip | 15 | Exterior marquis | 4.268% | Tech/Econ | 87.04% | 0 | 0 | 0
Tech | Retail | Exterior Lighting | Exterior marquis | TRC | New | EN662 | LED Exterior Lighting | LED Exterior Lighting | Equip | 13 | Exterior marquis | 4.624% | Tech/Econ | 60.51% | 0 | 0 | 0
Tech | Retail | Exterior Lighting | Exterior marquis | TRC | New | EN623 | LED Display Lighting (Exterior) | LED Display Lighting (Exterior) | Equip | 15 | Exterior marquis | 4.624% | Tech/Econ | 87.04% | 0 | 0 | 0
Tech | Retail | Miscellaneous | Elevators/Escalators | TRC | New | NN5453 | Retro-Commissioning | Retro-Commissioning | NonEquip | 5 |  | 0% | Tech/Econ | 16% | 0 | 0 | 0
Tech | Retail | Miscellaneous | Elevators/Escalators | TRC | New | NN4543 | VSD Controlled Compressor | VSD Controlled Compressor | NonEquip | 15 | Others | 0% | Tech/Econ | 20.79% | 0 | 0 | 0
Tech | Retail | Miscellaneous | Elevators/Escalators | TRC | New | NN4517 | Regenerative Drive Elevator Motor | Regenerative Drive Elevator Motor | NonEquip | 13 | Elevators/Escalators | 11.17% | Tech/Econ | 6.211% | 4.8869 | 0.00068017 | 6.2309e-05
Tech | Retail | Miscellaneous | Elevators/Escalators | TRC | New | NN4491 | Engine Block Timer | Engine Block Timer | NonEquip | 5 | Others | 0% | Tech/Econ | 36% | 0 | 0 | 0
Tech | Retail | Miscellaneous | Elevators/Escalators | TRC | New | NN4465 | Efficient Motor Belts | Efficient Motor Belts | NonEquip | 10 | Others | 0% | Tech/Econ | 1.105% | 0 | 0 | 0
Tech | Retail | Miscellaneous | Elevators/Escalators | TRC | Existing | NE5440 | Retro-Commissioning | Retro-Commissioning | NonEquip | 5 |  | 21.99% | Tech/Econ | 16% | 2558.0871 | 0.7898 | 1.5303
Tech | Retail | Miscellaneous | Elevators/Escalators | TRC | Existing | NE4530 | VSD Controlled Compressor | VSD Controlled Compressor | NonEquip | 15 | Others | 0% | Tech/Econ | 20.79% | 0 | 0 | 0
Tech | Retail | Miscellaneous | Elevators/Escalators | TRC | Existing | NE4504 | Regenerative Drive Elevator Motor | Regenerative Drive Elevator Motor | NonEquip | 13 | Elevators/Escalators | 2.24% | Tech/Econ | 6.211% | 97.5748 | 0.013581 | 0.0012441
Tech | Retail | Miscellaneous | Elevators/Escalators | TRC | Existing | NE4478 | Engine Block Timer | Engine Block Timer | NonEquip | 5 | Others | 0% | Tech/Econ | 36% | 0 | 0 | 0
Tech | Retail | Miscellaneous | Elevators/Escalators | TRC | Existing | NE4452 | Efficient Motor Belts | Efficient Motor Belts | NonEquip | 10 | Others | 0% | Tech/Econ | 1.105% | 0 | 0 | 0
Tech | Retail | Office Equipment | Document production | TRC | New | NN4595 | Smart Strip Plug Outlet | Smart Strip Plug Outlet | NonEquip | 4 |  | 43.9% | Tech/Econ | 1.187% | 896.4788 | 0.1333 | 0.092642
Tech | Retail | Office Equipment | Document production | TRC | New | NN4569 | Network PC Power Management | Network PC Power Management | NonEquip | 5 | Computers | 0% | Tech/Econ | 56.5% | 0 | 0 | 0
Tech | Retail | Office Equipment | Document production | TRC | Existing | NE4582 | Smart Strip Plug Outlet | Smart Strip Plug Outlet | NonEquip | 4 |  | 43.9% | Tech/Econ | 1.187% | 92486.7279 | 13.7522 | 9.5576
Tech | Retail | Office Equipment | Document production | TRC | Existing | NE4556 | Network PC Power Management | Network PC Power Management | NonEquip | 5 | Computers | 0% | Tech/Econ | 56.5% | 0 | 0 | 0
Tech | Retail | Office Equipment | Document production | TRC | Turnover | ET2151 | ENERGY STAR Imaging Equipment | ENERGY STAR Imaging Equipment | Equip | 6 | Document production | 17.92% | Tech/Econ | 44.44% | 1535827.822 | 212.983 | 143.0179
Tech | Retail | Office Equipment | Document production | TRC | New | EN2177 | ENERGY STAR Imaging Equipment | ENERGY STAR Imaging Equipment | Equip | 6 | Document production | 17.92% | Tech/Econ | 44.44% | 14886.861 | 2.0645 | 1.3863
Tech | Retail | Space Cooling | District chilled water piped | TRC | New | NN5375 | Retro-Commissioning | Retro-Commissioning | NonEquip | 5 |  | 0% | Tech/Econ | 16% | 0 | 0 | 0
Tech | Retail | Space Cooling | District chilled water piped | TRC | New | NN4387 | Window Sun Protection | Window Sun Protection | NonEquip | 10 |  | 15.35% | Tech/Econ | 16% | 0 | 0 | 0
Tech | Retail | Space Cooling | District chilled water piped | TRC | New | NN4361 | Waterside Economizer | Waterside Economizer | NonEquip | 20 |  | 0% | Tech/Econ | 5.556% | 0 | 0 | 0
Tech | Retail | Space Cooling | District chilled water piped | TRC | New | NN4153 | Smart Thermostat | Smart Thermostat | NonEquip | 11 |  | 31.48% | Tech/Econ | 10% | 0 | 0 | 0
Tech | Retail | Space Cooling | District chilled water piped | TRC | New | NN4127 | Roof Insulation | Roof Insulation | NonEquip | 20 |  | 58.5% | Tech/Econ | 2.313% | 0 | 0 | 0
Tech | Retail | Space Cooling | District chilled water piped | TRC | New | NN4049 | Programmable Thermostat | Programmable Thermostat | NonEquip | 11 |  | 0% | Tech/Econ | 3.6% | 0 | 0 | 0
Tech | Retail | Space Cooling | District chilled water piped | TRC | New | NN3997 | Low U-Value Windows | Low U-Value Windows | NonEquip | 20 |  | 12.54% | Tech/Econ | 10% | 0 | 0 | 0
Tech | Retail | Space Cooling | District chilled water piped | TRC | New | NN3919 | HVAC tune-up_RTU | HVAC tune-up_RTU | NonEquip | 5 | Packaged air conditioning units (RTUs) | 0% | Tech/Econ | 5% | 0 | 0 | 0
Tech | Retail | Space Cooling | District chilled water piped | TRC | New | NN3893 | HVAC tune-up | HVAC tune-up | NonEquip | 5 | Residential-type central air conditioners | 0% | Tech/Econ | 5% | 0 | 0 | 0
Tech | Retail | Space Cooling | District chilled water piped | TRC | New | NN3815 | Green Roof | Green Roof | NonEquip | 15 |  | 0.294% | Tech/Econ | 2.681% | 0 | 0 | 0
Tech | Retail | Space Cooling | District chilled water piped | TRC | New | NN3685 | Facility Energy Management System | Facility Energy Management System | NonEquip | 15 |  | 4.276% | Tech/Econ | 20% | 0 | 0 | 0
Tech | Retail | Space Cooling | District chilled water piped | TRC | New | NN3633 | Facility Commissioning | Facility Commissioning | NonEquip | 10 |  | 53.41% | Tech/Econ | 16% | 0 | 0 | 0
Tech | Retail | Space Cooling | District chilled water piped | TRC | New | NN3607 | Energy Recovery Ventilation System (ERV) | Energy Recovery Ventilation System (ERV) | NonEquip | 15 | Packaged air conditioning units (RTUs) | 0% | Tech/Econ | 12.48% | 0 | 0 | 0
Tech | Retail | Space Cooling | District chilled water piped | TRC | New | NN3529 | Duct Sealing Repair | Duct Sealing Repair | NonEquip | 15 |  | 0% | Tech/Econ | 12% | 0 | 0 | 0
Tech | Retail | Space Cooling | District chilled water piped | TRC | New | NN3425 | Dedicated Outdoor Air System on VRF unit | Dedicated Outdoor Air System on VRF unit | NonEquip | 15 | Residential-type central air conditioners | 0% | Tech/Econ | 17.5% | 0 | 0 | 0
Tech | Retail | Space Cooling | District chilled water piped | TRC | New | NN3373 | Cool Roof | Cool Roof | NonEquip | 15 |  | 72.51% | Tech/Econ | 3.439% | 0 | 0 | 0
Tech | Retail | Space Cooling | District chilled water piped | TRC | New | NN3321 | Chilled Water System - Variable Speed Drives | Chilled Water System - Variable Speed Drives | NonEquip | 13 | Central chillers inside | 0% | Tech/Econ | 24.74% | 0 | 0 | 0
Tech | Retail | Space Cooling | District chilled water piped | TRC | New | NN3295 | Chilled Water Controls Optimization | Chilled Water Controls Optimization | NonEquip | 10 | Central chillers inside | 0% | Tech/Econ | 12.5% | 0 | 0 | 0
Tech | Retail | Space Cooling | District chilled water piped | TRC | New | NN3217 | Ceiling Insulation(R2 to R38) | Ceiling Insulation(R2 to R38) | NonEquip | 20 |  | 0% | Tech/Econ | 31.56% | 0 | 0 | 0
Tech | Retail | Space Cooling | District chilled water piped | TRC | New | NN3113 | Ceiling Insulation(R12 to R38) | Ceiling Insulation(R12 to R38) | NonEquip | 20 |  | 0% | Tech/Econ | 3.799% | 0 | 0 | 0
Tech | Retail | Space Cooling | District chilled water piped | TRC | New | NN3061 | Airside Economizer | Airside Economizer | NonEquip | 10 | Packaged air conditioning units (RTUs) | 0% | Tech/Econ | 5.556% | 0 | 0 | 0
Tech | Retail | Space Cooling | District chilled water piped | TRC | Existing | NE5362 | Retro-Commissioning | Retro-Commissioning | NonEquip | 5 |  | 21.99% | Tech/Econ | 16% | 0 | 0 | 0
Tech | Retail | Space Cooling | District chilled water piped | TRC | Existing | NE4374 | Window Sun Protection | Window Sun Protection | NonEquip | 10 |  | 7.316% | Tech/Econ | 16% | 0 | 0 | 0
Tech | Retail | Space Cooling | District chilled water piped | TRC | Existing | NE4348 | Waterside Economizer | Waterside Economizer | NonEquip | 20 |  | 0% | Tech/Econ | 5.556% | 0 | 0 | 0
Tech | Retail | Space Cooling | District chilled water piped | TRC | Existing | NE4296 | Warehouse Loading Dock Seals | Warehouse Loading Dock Seals | NonEquip | 18 |  | 0% | Tech/Econ | 1.702% | 0 | 0 | 0
Tech | Retail | Space Cooling | District chilled water piped | TRC | Existing | NE4218 | Wall Insulation | Wall Insulation | NonEquip | 20 |  | 15.96% | Tech/Econ | 17.6% | 0 | 0 | 0
Tech | Retail | Space Cooling | District chilled water piped | TRC | Existing | NE4140 | Smart Thermostat | Smart Thermostat | NonEquip | 11 |  | 31.48% | Tech/Econ | 10% | 0 | 0 | 0
Tech | Retail | Space Cooling | District chilled water piped | TRC | Existing | NE4114 | Roof Insulation | Roof Insulation | NonEquip | 20 |  | 58.5% | Tech/Econ | 4.626% | 0 | 0 | 0
Tech | Retail | Space Cooling | District chilled water piped | TRC | Existing | NE4036 | Programmable Thermostat | Programmable Thermostat | NonEquip | 11 |  | 0% | Tech/Econ | 3.6% | 0 | 0 | 0
Tech | Retail | Space Cooling | District chilled water piped | TRC | Existing | NE3984 | Low U-Value Windows | Low U-Value Windows | NonEquip | 20 |  | 5.017% | Tech/Econ | 46% | 0 | 0 | 0
Tech | Retail | Space Cooling | District chilled water piped | TRC | Existing | NE3906 | HVAC tune-up_RTU | HVAC tune-up_RTU | NonEquip | 5 | Packaged air conditioning units (RTUs) | 0% | Tech/Econ | 5% | 0 | 0 | 0
Tech | Retail | Space Cooling | District chilled water piped | TRC | Existing | NE3880 | HVAC tune-up | HVAC tune-up | NonEquip | 5 | Residential-type central air conditioners | 0% | Tech/Econ | 5% | 0 | 0 | 0
Tech | Retail | Space Cooling | District chilled water piped | TRC | Existing | NE3802 | Green Roof | Green Roof | NonEquip | 15 |  | 0.0588% | Tech/Econ | 2.681% | 0 | 0 | 0
Tech | Retail | Space Cooling | District chilled water piped | TRC | Existing | NE3672 | Facility Energy Management System | Facility Energy Management System | NonEquip | 15 |  | 4.3% | Tech/Econ | 20% | 0 | 0 | 0
Tech | Retail | Space Cooling | District chilled water piped | TRC | Existing | NE3594 | Energy Recovery Ventilation System (ERV) | Energy Recovery Ventilation System (ERV) | NonEquip | 15 | Packaged air conditioning units (RTUs) | 0% | Tech/Econ | 12.48% | 0 | 0 | 0
Tech | Retail | Space Cooling | District chilled water piped | TRC | Existing | NE3516 | Duct Sealing Repair | Duct Sealing Repair | NonEquip | 15 |  | 30.55% | Tech/Econ | 12% | 0 | 0 | 0
Tech | Retail | Space Cooling | District chilled water piped | TRC | Existing | NE3464 | Duct Insulation | Duct Insulation | NonEquip | 15 |  | 30.55% | Tech/Econ | 2.045% | 0 | 0 | 0
Tech | Retail | Space Cooling | District chilled water piped | TRC | Existing | NE3412 | Dedicated Outdoor Air System on VRF unit | Dedicated Outdoor Air System on VRF unit | NonEquip | 15 | Residential-type central air conditioners | 0% | Tech/Econ | 17.5% | 0 | 0 | 0
Tech | Retail | Space Cooling | District chilled water piped | TRC | Existing | NE3360 | Cool Roof | Cool Roof | NonEquip | 15 |  | 72.75% | Tech/Econ | 3.439% | 0 | 0 | 0
Tech | Retail | Space Cooling | District chilled water piped | TRC | Existing | NE3308 | Chilled Water System - Variable Speed Drives | Chilled Water System - Variable Speed Drives | NonEquip | 13 | Central chillers inside | 0% | Tech/Econ | 24.74% | 0 | 0 | 0
Tech | Retail | Space Cooling | District chilled water piped | TRC | Existing | NE3282 | Chilled Water Controls Optimization | Chilled Water Controls Optimization | NonEquip | 10 | Central chillers inside | 0% | Tech/Econ | 12.5% | 0 | 0 | 0
Tech | Retail | Space Cooling | District chilled water piped | TRC | Existing | NE3204 | Ceiling Insulation(R2 to R38) | Ceiling Insulation(R2 to R38) | NonEquip | 20 |  | 0% | Tech/Econ | 31.56% | 0 | 0 | 0
Tech | Retail | Space Cooling | District chilled water piped | TRC | Existing | NE3152 | Ceiling Insulation(R19 to R38) | Ceiling Insulation(R19 to R38) | NonEquip | 20 |  | 0% | Tech/Econ | 1.753% | 0 | 0 | 0
Tech | Retail | Space Cooling | District chilled water piped | TRC | Existing | NE3100 | Ceiling Insulation(R12 to R38) | Ceiling Insulation(R12 to R38) | NonEquip | 20 |  | 0% | Tech/Econ | 3.799% | 0 | 0 | 0
Tech | Retail | Space Cooling | District chilled water piped | TRC | Existing | NE3048 | Airside Economizer | Airside Economizer | NonEquip | 10 | Packaged air conditioning units (RTUs) | 0% | Tech/Econ | 5.556% | 0 | 0 | 0
Tech | Retail | Space Cooling | District chilled water piped | TRC | Turnover | ET948 | High Efficiency Chiller (Air Cooled, 50 tons) | High Efficiency Chiller (Air Cooled, 50 tons) | Equip | 20 | District chilled water piped | 28.37% | Tech/Econ | 8.759% | 0 | 0 | 0
Tech | Retail | Space Cooling | District chilled water piped | TRC | Turnover | ET1104 | High Efficiency Chiller (Water cooled-positive displacement, 100 tons) | High Efficiency Chiller (Water cooled-positive displacement, 100 tons) | Equip | 20 | District chilled water piped | 28.37% | Tech/Econ | 2.683% | 0 | 0 | 0
Tech | Retail | Space Cooling | District chilled water piped | TRC | Turnover | ET1026 | High Efficiency Chiller (Water cooled-centrifugal, 200 tons) | High Efficiency Chiller (Water cooled-centrifugal, 200 tons) | Equip | 20 | District chilled water piped | 28.37% | Tech/Econ | 4.362% | 0 | 0 | 0
Tech | Retail | Space Cooling | District chilled water piped | TRC | New | EN974 | High Efficiency Chiller (Air Cooled, 50 tons) | High Efficiency Chiller (Air Cooled, 50 tons) | Equip | 20 | District chilled water piped | 28.37% | Tech/Econ | 8.759% | 0 | 0 | 0
Tech | Retail | Space Cooling | District chilled water piped | TRC | New | EN1130 | High Efficiency Chiller (Water cooled-positive displacement, 100 tons) | High Efficiency Chiller (Water cooled-positive displacement, 100 tons) | Equip | 20 | District chilled water piped | 28.37% | Tech/Econ | 2.683% | 0 | 0 | 0
Tech | Retail | Space Cooling | District chilled water piped | TRC | New | EN1052 | High Efficiency Chiller (Water cooled-centrifugal, 200 tons) | High Efficiency Chiller (Water cooled-centrifugal, 200 tons) | Equip | 20 | District chilled water piped | 28.37% | Tech/Econ | 4.362% | 0 | 0 | 0
Tech | Retail | Refrigeration | Display cases | TRC | New | NN5323 | Retro-Commissioning | Retro-Commissioning | NonEquip | 5 |  | 0% | Tech/Econ | 16% | 0 | 0 | 0
Tech | Retail | Refrigeration | Display cases | TRC | New | NN4907 | Strip Curtains for Walk-ins | Strip Curtains for Walk-ins | NonEquip | 4 | Walk-in cooler | 0% | Tech/Econ | 2.115% | 0 | 0 | 0
Tech | Retail | Refrigeration | Display cases | TRC | New | NN4881 | Refrigerated Display Case Lighting Controls | Refrigerated Display Case Lighting Controls | NonEquip | 8 | Display cases | 0% | Tech/Econ | 0.9365% | 0 | 0 | 0
Tech | Retail | Refrigeration | Display cases | TRC | New | NN4855 | PSC to ECM Evaporator Fan Motor (Walk-In, Refrigerator) | PSC to ECM Evaporator Fan Motor (Walk-In, Refrigerator) | NonEquip | 15 | Walk-in cooler | 0% | Tech/Econ | 37.5% | 0 | 0 | 0
Tech | Retail | Refrigeration | Display cases | TRC | New | NN4829 | PSC to ECM Evaporator Fan Motor (Reach-In) | PSC to ECM Evaporator Fan Motor (Reach-In) | NonEquip | 15 | Display cases | 68.68% | Tech/Econ | 37.5% | 0 | 0 | 0
Tech | Retail | Refrigeration | Display cases | TRC | New | NN4803 | Night Covers for Display Cases | Night Covers for Display Cases | NonEquip | 5 | Display cases | 33.84% | Tech/Econ | 1.877% | 0 | 0 | 0
Tech | Retail | Refrigeration | Display cases | TRC | New | NN4777 | High R-Value Glass Doors | High R-Value Glass Doors | NonEquip | 12 | Display cases | 36.17% | Tech/Econ | 0% | 0 | 0 | 0
Tech | Retail | Refrigeration | Display cases | TRC | New | NN4751 | High Efficiency Refrigeration Compressor | High Efficiency Refrigeration Compressor | NonEquip | 13 | Display cases | 4.199% | Tech/Econ | 6.922% | 0 | 0 | 0
Tech | Retail | Refrigeration | Display cases | TRC | New | NN4725 | Freezer-Cooler Replacement Gaskets | Freezer-Cooler Replacement Gaskets | NonEquip | 4 | Display cases | 0% | Tech/Econ | 0% | 0 | 0 | 0
Tech | Retail | Refrigeration | Display cases | TRC | New | NN4699 | Floating Head Pressure Controls | Floating Head Pressure Controls | NonEquip | 15 |  | 0% | Tech/Econ | 6.05% | 0 | 0 | 0
Tech | Retail | Refrigeration | Display cases | TRC | New | NN4673 | Demand Defrost | Demand Defrost | NonEquip | 10 | Walk-in cooler | 0% | Tech/Econ | 30% | 0 | 0 | 0
Tech | Retail | Refrigeration | Display cases | TRC | New | NN4647 | Automatic Door Closer for Walk-in Coolers and Freezers | Automatic Door Closer for Walk-in Coolers and Freezers | NonEquip | 8 | Walk-in cooler | 0% | Tech/Econ | 3.131% | 0 | 0 | 0
Tech | Retail | Refrigeration | Display cases | TRC | New | NN4621 | Anti-Sweat Controls | Anti-Sweat Controls | NonEquip | 8 | Display cases | 0% | Tech/Econ | 85% | 0 | 0 | 0
Tech | Retail | Refrigeration | Display cases | TRC | Existing | NE5310 | Retro-Commissioning | Retro-Commissioning | NonEquip | 5 |  | 21.99% | Tech/Econ | 16% | 41830.7542 | 12.9151 | 25.0243
Tech | Retail | Refrigeration | Display cases | TRC | Existing | NE4894 | Strip Curtains for Walk-ins | Strip Curtains for Walk-ins | NonEquip | 4 | Walk-in cooler | 0% | Tech/Econ | 2.115% | 0 | 0 | 0
Tech | Retail | Refrigeration | Display cases | TRC | Existing | NE4868 | Refrigerated Display Case Lighting Controls | Refrigerated Display Case Lighting Controls | NonEquip | 8 | Display cases | 0% | Tech/Econ | 2.524% | 0 | 0 | 0
Tech | Retail | Refrigeration | Display cases | TRC | Existing | NE4842 | PSC to ECM Evaporator Fan Motor (Walk-In, Refrigerator) | PSC to ECM Evaporator Fan Motor (Walk-In, Refrigerator) | NonEquip | 15 | Walk-in cooler | 0% | Tech/Econ | 37.5% | 0 | 0 | 0
Tech | Retail | Refrigeration | Display cases | TRC | Existing | NE4816 | PSC to ECM Evaporator Fan Motor (Reach-In) | PSC to ECM Evaporator Fan Motor (Reach-In) | NonEquip | 15 | Display cases | 17.17% | Tech/Econ | 37.5% | 89536.1355 | 12.4619 | 1.1416
Tech | Retail | Refrigeration | Display cases | TRC | Existing | NE4790 | Night Covers for Display Cases | Night Covers for Display Cases | NonEquip | 5 | Display cases | 33.84% | Tech/Econ | 1.877% | 7070.2386 | 1.062 | 0.47463
Tech | Retail | Refrigeration | Display cases | TRC | Existing | NE4764 | High R-Value Glass Doors | High R-Value Glass Doors | NonEquip | 12 | Display cases | 36.17% | Tech/Econ | 23.81% | 112041.4264 | 16.3626 | 5.6279
Tech | Retail | Refrigeration | Display cases | TRC | Existing | NE4738 | High Efficiency Refrigeration Compressor | High Efficiency Refrigeration Compressor | NonEquip | 13 | Display cases | 14.15% | Tech/Econ | 6.922% | 11238.4414 | 1.6946 | 0.79313
Tech | Retail | Refrigeration | Display cases | TRC | Existing | NE4712 | Freezer-Cooler Replacement Gaskets | Freezer-Cooler Replacement Gaskets | NonEquip | 4 | Display cases | 63.61% | Tech/Econ | 3.131% | 22620.7982 | 3.2943 | 1.0726
Tech | Retail | Refrigeration | Display cases | TRC | Existing | NE4686 | Floating Head Pressure Controls | Floating Head Pressure Controls | NonEquip | 15 |  | 0% | Tech/Econ | 6.05% | 0 | 0 | 0
Tech | Retail | Refrigeration | Display cases | TRC | Existing | NE4660 | Demand Defrost | Demand Defrost | NonEquip | 10 | Walk-in cooler | 0% | Tech/Econ | 30% | 0 | 0 | 0
Tech | Retail | Refrigeration | Display cases | TRC | Existing | NE4634 | Automatic Door Closer for Walk-in Coolers and Freezers | Automatic Door Closer for Walk-in Coolers and Freezers | NonEquip | 8 | Walk-in cooler | 0% | Tech/Econ | 3.131% | 0 | 0 | 0
Tech | Retail | Refrigeration | Display cases | TRC | Existing | NE4608 | Anti-Sweat Controls | Anti-Sweat Controls | NonEquip | 8 | Display cases | 13.66% | Tech/Econ | 85% | 381732.0338 | 30.5075 | 30.6717
Tech | Retail | Refrigeration | Display cases | TRC | Turnover | ET2463 | Energy Star Commercial Solid Door Refrigerator | Energy Star Commercial Solid Door Refrigerator | Equip | 12 | Display cases | 66.59% | Tech/Econ | 50.28% | 972663.8734 | 145.2794 | 64.9197
Tech | Retail | Refrigeration | Display cases | TRC | Turnover | ET2424 | Energy Star Commercial Solid Door Freezer | Energy Star Commercial Solid Door Freezer | Equip | 12 | Display cases | 66.59% | Tech/Econ | 42.11% | 541922.6333 | 80.9429 | 36.1702
Tech | Retail | Refrigeration | Display cases | TRC | New | EN2489 | Energy Star Commercial Solid Door Refrigerator | Energy Star Commercial Solid Door Refrigerator | Equip | 12 | Display cases | 66.59% | Tech/Econ | 50.28% | 10666.9317 | 1.5932 | 0.71196
Tech | Retail | Refrigeration | Display cases | TRC | New | EN2450 | Energy Star Commercial Solid Door Freezer | Energy Star Commercial Solid Door Freezer | Equip | 12 | Display cases | 66.59% | Tech/Econ | 42.11% | 2981.3619 | 0.4453 | 0.19899
Tech | Retail | Cooking | Cooking Other | TRC | Turnover | ET246 | Induction Cooktops | Induction Cooktops | Equip | 10 | Cooking Other | 0% | Tech/Econ | 18.82% | 0 | 0 | 0
Tech | Retail | Cooking | Cooking Other | TRC | Turnover | ET168 | Energy Star Hot Food Holding Cabinet | Energy Star Hot Food Holding Cabinet | Equip | 12 | Cooking Other | 0% | Tech/Econ | 52.67% | 0 | 0 | 0
Tech | Retail | Cooking | Cooking Other | TRC | Turnover | ET129 | Energy Star Griddle | Energy Star Griddle | Equip | 12 | Cooking Other | 0% | Tech/Econ | 12.08% | 0 | 0 | 0
Tech | Retail | Cooking | Cooking Other | TRC | Turnover | ET12 | Efficient Exhaust Hood | Efficient Exhaust Hood | Equip | 15 | Cooking Other | 0% | Tech/Econ | 42.5% | 0 | 0 | 0
Tech | Retail | Cooking | Cooking Other | TRC | New | EN38 | Efficient Exhaust Hood | Efficient Exhaust Hood | Equip | 15 | Cooking Other | 0% | Tech/Econ | 42.5% | 0 | 0 | 0
Tech | Retail | Cooking | Cooking Other | TRC | New | EN272 | Induction Cooktops | Induction Cooktops | Equip | 10 | Cooking Other | 0% | Tech/Econ | 18.82% | 0 | 0 | 0
Tech | Retail | Cooking | Cooking Other | TRC | New | EN194 | Energy Star Hot Food Holding Cabinet | Energy Star Hot Food Holding Cabinet | Equip | 12 | Cooking Other | 0% | Tech/Econ | 52.67% | 0 | 0 | 0
Tech | Retail | Cooking | Cooking Other | TRC | New | EN155 | Energy Star Griddle | Energy Star Griddle | Equip | 12 | Cooking Other | 0% | Tech/Econ | 12.08% | 0 | 0 | 0
Tech | Retail | Office Equipment | Computers | TRC | New | NN4595 | Smart Strip Plug Outlet | Smart Strip Plug Outlet | NonEquip | 4 |  | 43.9% | Tech/Econ | 1.187% | 306.4533 | 0.045568 | 0.031669
Tech | Retail | Office Equipment | Computers | TRC | New | NN4569 | Network PC Power Management | Network PC Power Management | NonEquip | 5 | Computers | 22.4% | Tech/Econ | 56.5% | 10044.0209 | 1.494 | 1.0405
Tech | Retail | Office Equipment | Computers | TRC | Existing | NE4582 | Smart Strip Plug Outlet | Smart Strip Plug Outlet | NonEquip | 4 |  | 43.9% | Tech/Econ | 1.187% | 31615.7693 | 4.7011 | 3.2672
Tech | Retail | Office Equipment | Computers | TRC | Existing | NE4556 | Network PC Power Management | Network PC Power Management | NonEquip | 5 | Computers | 22.4% | Tech/Econ | 56.5% | 1036208.155 | 154.1357 | 107.3475
Tech | Retail | Office Equipment | Computers | TRC | Turnover | ET2190 | Energy Star PCs | Energy Star PCs | Equip | 4 | Computers | 35% | Tech/Econ | 43.34% | 1085041.018 | 154.5297 | 59.9387
Tech | Retail | Office Equipment | Computers | TRC | New | EN2216 | Energy Star PCs | Energy Star PCs | Equip | 4 | Computers | 35% | Tech/Econ | 43.34% | 10517.3604 | 1.4979 | 0.58099
Tech | Retail | Domestic Hot Water | Centralized water heaters | TRC | New | NN5427 | Retro-Commissioning | Retro-Commissioning | NonEquip | 5 |  | 0% | Tech/Econ | 16% | 0 | 0 | 0
Tech | Retail | Domestic Hot Water | Centralized water heaters | TRC | New | NN2931 | Thermostatic Shower Restriction Valve | Thermostatic Shower Restriction Valve | NonEquip | 10 | Centralized water heaters | 0% | Tech/Econ | 4.015% | 0 | 0 | 0
Tech | Retail | Domestic Hot Water | Centralized water heaters | TRC | New | NN2905 | Tank Wrap on Water Heater | Tank Wrap on Water Heater | NonEquip | 7 | Centralized water heaters | 55.99% | Tech/Econ | 1.773% | 38.0896 | 0.0038154 | 0.0038928
Tech | Retail | Domestic Hot Water | Centralized water heaters | TRC | New | NN2879 | Low-Flow Pre-Rinse Sprayers | Low-Flow Pre-Rinse Sprayers | NonEquip | 5 | Centralized water heaters | 0% | Tech/Econ | 5.311% | 0 | 0 | 0
Tech | Retail | Domestic Hot Water | Centralized water heaters | TRC | New | NN2853 | Low Flow Shower Head | Low Flow Shower Head | NonEquip | 10 | Centralized water heaters | 0% | Tech/Econ | 0.8135% | 0 | 0 | 0
Tech | Retail | Domestic Hot Water | Centralized water heaters | TRC | New | NN2827 | Hot Water Pipe Insulation | Hot Water Pipe Insulation | NonEquip | 13 | Centralized water heaters | 22.45% | Tech/Econ | 9.519% | 578.4406 | 0.045519 | 0.078691
Tech | Retail | Domestic Hot Water | Centralized water heaters | TRC | New | NN2801 | Hot Water Circulation Pump Control | Hot Water Circulation Pump Control | NonEquip | 15 | Centralized water heaters | 0% | Tech/Econ | 4.571% | 0 | 0 | 0
Tech | Retail | Domestic Hot Water | Centralized water heaters | TRC | New | NN2775 | Faucet Aerator | Faucet Aerator | NonEquip | 10 | Centralized water heaters | 23.64% | Tech/Econ | 0.3832% | 0 | 0 | 0
Tech | Retail | Domestic Hot Water | Centralized water heaters | TRC | New | NN2749 | Drain Water Heat Recovery | Drain Water Heat Recovery | NonEquip | 15 | Centralized water heaters | 22.45% | Tech/Econ | 12.27% | 766.9223 | 0.046352 | 0.32193
Tech | Retail | Domestic Hot Water | Centralized water heaters | TRC | Existing | NE5414 | Retro-Commissioning | Retro-Commissioning | NonEquip | 5 |  | 21.99% | Tech/Econ | 16% | 101014.3136 | 31.1878 | 60.4296
Tech | Retail | Domestic Hot Water | Centralized water heaters | TRC | Existing | NE2918 | Thermostatic Shower Restriction Valve | Thermostatic Shower Restriction Valve | NonEquip | 10 | Centralized water heaters | 0% | Tech/Econ | 3.841% | 0 | 0 | 0
Tech | Retail | Domestic Hot Water | Centralized water heaters | TRC | Existing | NE2892 | Tank Wrap on Water Heater | Tank Wrap on Water Heater | NonEquip | 7 | Centralized water heaters | 55.99% | Tech/Econ | 1.773% | 26464.2193 | 2.6509 | 2.7047
Tech | Retail | Domestic Hot Water | Centralized water heaters | TRC | Existing | NE2866 | Low-Flow Pre-Rinse Sprayers | Low-Flow Pre-Rinse Sprayers | NonEquip | 5 | Centralized water heaters | 0% | Tech/Econ | 5.065% | 0 | 0 | 0
Tech | Retail | Domestic Hot Water | Centralized water heaters | TRC | Existing | NE2840 | Low Flow Shower Head | Low Flow Shower Head | NonEquip | 10 | Centralized water heaters | 0% | Tech/Econ | 0.7782% | 0 | 0 | 0
Tech | Retail | Domestic Hot Water | Centralized water heaters | TRC | Existing | NE2814 | Hot Water Pipe Insulation | Hot Water Pipe Insulation | NonEquip | 13 | Centralized water heaters | 4.299% | Tech/Econ | 9.106% | 10808.1801 | 0.85052 | 1.4704
Tech | Retail | Domestic Hot Water | Centralized water heaters | TRC | Existing | NE2788 | Hot Water Circulation Pump Control | Hot Water Circulation Pump Control | NonEquip | 15 | Centralized water heaters | 70.18% | Tech/Econ | 4.373% | 84397.1546 | 0 | 0
Tech | Retail | Domestic Hot Water | Centralized water heaters | TRC | Existing | NE2762 | Faucet Aerator | Faucet Aerator | NonEquip | 10 | Centralized water heaters | 23.64% | Tech/Econ | 0.3666% | 2287.2075 | 0.12139 | 1.0358
Tech | Retail | Domestic Hot Water | Centralized water heaters | TRC | Existing | NE2736 | Drain Water Heat Recovery | Drain Water Heat Recovery | NonEquip | 15 | Centralized water heaters | 2.67% | Tech/Econ | 12.27% | 9077.1445 | 0.54861 | 3.8102
Tech | Retail | Domestic Hot Water | Centralized water heaters | TRC | Turnover | ET441 | Solar Water Heater | Solar Water Heater | Equip | 15 | Centralized water heaters | 29.31% | Tech/Econ | 76.67% | 940905.4305 | 70.3251 | 9.8732
Tech | Retail | Domestic Hot Water | Centralized water heaters | TRC | Turnover | ET363 | Heat Pump Water Heater | Heat Pump Water Heater | Equip | 10 | Centralized water heaters | 17.67% | Tech/Econ | 65.32% | 374524.4027 | 26.2764 | 137.852
Tech | Retail | Domestic Hot Water | Centralized water heaters | TRC | Turnover | ET285 | Energy Star Commercial Dishwasher | Energy Star Commercial Dishwasher | Equip | 15 | Centralized water heaters | 0% | Tech/Econ | 29.58% | 0 | 0 | 0
Tech | Retail | Domestic Hot Water | Centralized water heaters | TRC | New | EN467 | Solar Water Heater | Solar Water Heater | Equip | 15 | Centralized water heaters | 29.31% | Tech/Econ | 76.67% | 9120.2465 | 0.68166 | 0.095702
Tech | Retail | Domestic Hot Water | Centralized water heaters | TRC | New | EN389 | Heat Pump Water Heater | Heat Pump Water Heater | Equip | 10 | Centralized water heaters | 17.67% | Tech/Econ | 65.32% | 3630.285 | 0.2547 | 1.3362
Tech | Retail | Domestic Hot Water | Centralized water heaters | TRC | New | EN311 | Energy Star Commercial Dishwasher | Energy Star Commercial Dishwasher | Equip | 15 | Centralized water heaters | 0% | Tech/Econ | 29.58% | 0 | 0 | 0
Tech | Retail | Space Cooling | Central chillers inside | TRC | New | NN5375 | Retro-Commissioning | Retro-Commissioning | NonEquip | 5 |  | 0% | Tech/Econ | 16% | 0 | 0 | 0
Tech | Retail | Space Cooling | Central chillers inside | TRC | New | NN4387 | Window Sun Protection | Window Sun Protection | NonEquip | 10 |  | 15.35% | Tech/Econ | 16% | 0 | 0 | 0
Tech | Retail | Space Cooling | Central chillers inside | TRC | New | NN4361 | Waterside Economizer | Waterside Economizer | NonEquip | 20 |  | 0% | Tech/Econ | 5.556% | 0 | 0 | 0
Tech | Retail | Space Cooling | Central chillers inside | TRC | New | NN4153 | Smart Thermostat | Smart Thermostat | NonEquip | 11 |  | 31.48% | Tech/Econ | 10% | 0 | 0 | 0
Tech | Retail | Space Cooling | Central chillers inside | TRC | New | NN4127 | Roof Insulation | Roof Insulation | NonEquip | 20 |  | 58.5% | Tech/Econ | 2.313% | 0 | 0 | 0
Tech | Retail | Space Cooling | Central chillers inside | TRC | New | NN4049 | Programmable Thermostat | Programmable Thermostat | NonEquip | 11 |  | 0% | Tech/Econ | 3.6% | 0 | 0 | 0
Tech | Retail | Space Cooling | Central chillers inside | TRC | New | NN3997 | Low U-Value Windows | Low U-Value Windows | NonEquip | 20 |  | 12.54% | Tech/Econ | 10% | 0 | 0 | 0
Tech | Retail | Space Cooling | Central chillers inside | TRC | New | NN3919 | HVAC tune-up_RTU | HVAC tune-up_RTU | NonEquip | 5 | Packaged air conditioning units (RTUs) | 0% | Tech/Econ | 5% | 0 | 0 | 0
Tech | Retail | Space Cooling | Central chillers inside | TRC | New | NN3893 | HVAC tune-up | HVAC tune-up | NonEquip | 5 | Residential-type central air conditioners | 0% | Tech/Econ | 5% | 0 | 0 | 0
Tech | Retail | Space Cooling | Central chillers inside | TRC | New | NN3815 | Green Roof | Green Roof | NonEquip | 15 |  | 0.294% | Tech/Econ | 2.681% | 0 | 0 | 0
Tech | Retail | Space Cooling | Central chillers inside | TRC | New | NN3685 | Facility Energy Management System | Facility Energy Management System | NonEquip | 15 |  | 4.276% | Tech/Econ | 20% | 0 | 0 | 0
Tech | Retail | Space Cooling | Central chillers inside | TRC | New | NN3633 | Facility Commissioning | Facility Commissioning | NonEquip | 10 |  | 53.41% | Tech/Econ | 16% | 0 | 0 | 0
Tech | Retail | Space Cooling | Central chillers inside | TRC | New | NN3607 | Energy Recovery Ventilation System (ERV) | Energy Recovery Ventilation System (ERV) | NonEquip | 15 | Packaged air conditioning units (RTUs) | 0% | Tech/Econ | 12.48% | 0 | 0 | 0
Tech | Retail | Space Cooling | Central chillers inside | TRC | New | NN3529 | Duct Sealing Repair | Duct Sealing Repair | NonEquip | 15 |  | 0% | Tech/Econ | 12% | 0 | 0 | 0
Tech | Retail | Space Cooling | Central chillers inside | TRC | New | NN3425 | Dedicated Outdoor Air System on VRF unit | Dedicated Outdoor Air System on VRF unit | NonEquip | 15 | Residential-type central air conditioners | 0% | Tech/Econ | 17.5% | 0 | 0 | 0
Tech | Retail | Space Cooling | Central chillers inside | TRC | New | NN3373 | Cool Roof | Cool Roof | NonEquip | 15 |  | 72.51% | Tech/Econ | 3.439% | 0 | 0 | 0
Tech | Retail | Space Cooling | Central chillers inside | TRC | New | NN3321 | Chilled Water System - Variable Speed Drives | Chilled Water System - Variable Speed Drives | NonEquip | 13 | Central chillers inside | 73.99% | Tech/Econ | 24.74% | 0 | 0 | 0
Tech | Retail | Space Cooling | Central chillers inside | TRC | New | NN3295 | Chilled Water Controls Optimization | Chilled Water Controls Optimization | NonEquip | 10 | Central chillers inside | 34.04% | Tech/Econ | 12.5% | 0 | 0 | 0
Tech | Retail | Space Cooling | Central chillers inside | TRC | New | NN3217 | Ceiling Insulation(R2 to R38) | Ceiling Insulation(R2 to R38) | NonEquip | 20 |  | 0% | Tech/Econ | 31.56% | 0 | 0 | 0
Tech | Retail | Space Cooling | Central chillers inside | TRC | New | NN3113 | Ceiling Insulation(R12 to R38) | Ceiling Insulation(R12 to R38) | NonEquip | 20 |  | 0% | Tech/Econ | 3.799% | 0 | 0 | 0
Tech | Retail | Space Cooling | Central chillers inside | TRC | New | NN3061 | Airside Economizer | Airside Economizer | NonEquip | 10 | Packaged air conditioning units (RTUs) | 0% | Tech/Econ | 5.556% | 0 | 0 | 0
Tech | Retail | Space Cooling | Central chillers inside | TRC | Existing | NE5362 | Retro-Commissioning | Retro-Commissioning | NonEquip | 5 |  | 21.99% | Tech/Econ | 16% | 0 | 0 | 0
Tech | Retail | Space Cooling | Central chillers inside | TRC | Existing | NE4374 | Window Sun Protection | Window Sun Protection | NonEquip | 10 |  | 7.316% | Tech/Econ | 16% | 0 | 0 | 0
Tech | Retail | Space Cooling | Central chillers inside | TRC | Existing | NE4348 | Waterside Economizer | Waterside Economizer | NonEquip | 20 |  | 0% | Tech/Econ | 5.556% | 0 | 0 | 0
Tech | Retail | Space Cooling | Central chillers inside | TRC | Existing | NE4296 | Warehouse Loading Dock Seals | Warehouse Loading Dock Seals | NonEquip | 18 |  | 0% | Tech/Econ | 1.702% | 0 | 0 | 0
Tech | Retail | Space Cooling | Central chillers inside | TRC | Existing | NE4218 | Wall Insulation | Wall Insulation | NonEquip | 20 |  | 15.96% | Tech/Econ | 17.6% | 0 | 0 | 0
Tech | Retail | Space Cooling | Central chillers inside | TRC | Existing | NE4140 | Smart Thermostat | Smart Thermostat | NonEquip | 11 |  | 31.48% | Tech/Econ | 10% | 0 | 0 | 0
Tech | Retail | Space Cooling | Central chillers inside | TRC | Existing | NE4114 | Roof Insulation | Roof Insulation | NonEquip | 20 |  | 58.5% | Tech/Econ | 4.626% | 0 | 0 | 0
Tech | Retail | Space Cooling | Central chillers inside | TRC | Existing | NE4036 | Programmable Thermostat | Programmable Thermostat | NonEquip | 11 |  | 0% | Tech/Econ | 3.6% | 0 | 0 | 0
Tech | Retail | Space Cooling | Central chillers inside | TRC | Existing | NE3984 | Low U-Value Windows | Low U-Value Windows | NonEquip | 20 |  | 5.017% | Tech/Econ | 46% | 0 | 0 | 0
Tech | Retail | Space Cooling | Central chillers inside | TRC | Existing | NE3906 | HVAC tune-up_RTU | HVAC tune-up_RTU | NonEquip | 5 | Packaged air conditioning units (RTUs) | 0% | Tech/Econ | 5% | 0 | 0 | 0
Tech | Retail | Space Cooling | Central chillers inside | TRC | Existing | NE3880 | HVAC tune-up | HVAC tune-up | NonEquip | 5 | Residential-type central air conditioners | 0% | Tech/Econ | 5% | 0 | 0 | 0
Tech | Retail | Space Cooling | Central chillers inside | TRC | Existing | NE3802 | Green Roof | Green Roof | NonEquip | 15 |  | 0.0588% | Tech/Econ | 2.681% | 0 | 0 | 0
Tech | Retail | Space Cooling | Central chillers inside | TRC | Existing | NE3672 | Facility Energy Management System | Facility Energy Management System | NonEquip | 15 |  | 4.3% | Tech/Econ | 20% | 0 | 0 | 0
Tech | Retail | Space Cooling | Central chillers inside | TRC | Existing | NE3594 | Energy Recovery Ventilation System (ERV) | Energy Recovery Ventilation System (ERV) | NonEquip | 15 | Packaged air conditioning units (RTUs) | 0% | Tech/Econ | 12.48% | 0 | 0 | 0
Tech | Retail | Space Cooling | Central chillers inside | TRC | Existing | NE3516 | Duct Sealing Repair | Duct Sealing Repair | NonEquip | 15 |  | 30.55% | Tech/Econ | 12% | 0 | 0 | 0
Tech | Retail | Space Cooling | Central chillers inside | TRC | Existing | NE3464 | Duct Insulation | Duct Insulation | NonEquip | 15 |  | 30.55% | Tech/Econ | 2.045% | 0 | 0 | 0
Tech | Retail | Space Cooling | Central chillers inside | TRC | Existing | NE3412 | Dedicated Outdoor Air System on VRF unit | Dedicated Outdoor Air System on VRF unit | NonEquip | 15 | Residential-type central air conditioners | 0% | Tech/Econ | 17.5% | 0 | 0 | 0
Tech | Retail | Space Cooling | Central chillers inside | TRC | Existing | NE3360 | Cool Roof | Cool Roof | NonEquip | 15 |  | 72.75% | Tech/Econ | 3.439% | 0 | 0 | 0
Tech | Retail | Space Cooling | Central chillers inside | TRC | Existing | NE3308 | Chilled Water System - Variable Speed Drives | Chilled Water System - Variable Speed Drives | NonEquip | 13 | Central chillers inside | 73.99% | Tech/Econ | 24.74% | 0 | 0 | 0
Tech | Retail | Space Cooling | Central chillers inside | TRC | Existing | NE3282 | Chilled Water Controls Optimization | Chilled Water Controls Optimization | NonEquip | 10 | Central chillers inside | 34.04% | Tech/Econ | 12.5% | 0 | 0 | 0
Tech | Retail | Space Cooling | Central chillers inside | TRC | Existing | NE3204 | Ceiling Insulation(R2 to R38) | Ceiling Insulation(R2 to R38) | NonEquip | 20 |  | 0% | Tech/Econ | 31.56% | 0 | 0 | 0
Tech | Retail | Space Cooling | Central chillers inside | TRC | Existing | NE3152 | Ceiling Insulation(R19 to R38) | Ceiling Insulation(R19 to R38) | NonEquip | 20 |  | 0% | Tech/Econ | 1.753% | 0 | 0 | 0
Tech | Retail | Space Cooling | Central chillers inside | TRC | Existing | NE3100 | Ceiling Insulation(R12 to R38) | Ceiling Insulation(R12 to R38) | NonEquip | 20 |  | 0% | Tech/Econ | 3.799% | 0 | 0 | 0
Tech | Retail | Space Cooling | Central chillers inside | TRC | Existing | NE3048 | Airside Economizer | Airside Economizer | NonEquip | 10 | Packaged air conditioning units (RTUs) | 0% | Tech/Econ | 5.556% | 0 | 0 | 0
Tech | Retail | Space Cooling | Central chillers inside | TRC | Turnover | ET987 | High Efficiency Chiller (Water cooled-centrifugal, 200 tons) | High Efficiency Chiller (Water cooled-centrifugal, 200 tons) | Equip | 20 | Central chillers inside | 28.37% | Tech/Econ | 4.362% | 0 | 0 | 0
Tech | Retail | Space Cooling | Central chillers inside | TRC | Turnover | ET909 | High Efficiency Chiller (Air Cooled, 50 tons) | High Efficiency Chiller (Air Cooled, 50 tons) | Equip | 20 | Central chillers inside | 28.37% | Tech/Econ | 8.759% | 0 | 0 | 0
Tech | Retail | Space Cooling | Central chillers inside | TRC | Turnover | ET1065 | High Efficiency Chiller (Water cooled-positive displacement, 100 tons) | High Efficiency Chiller (Water cooled-positive displacement, 100 tons) | Equip | 20 | Central chillers inside | 28.37% | Tech/Econ | 2.683% | 0 | 0 | 0
Tech | Retail | Space Cooling | Central chillers inside | TRC | New | EN935 | High Efficiency Chiller (Air Cooled, 50 tons) | High Efficiency Chiller (Air Cooled, 50 tons) | Equip | 20 | Central chillers inside | 28.37% | Tech/Econ | 8.759% | 0 | 0 | 0
Tech | Retail | Space Cooling | Central chillers inside | TRC | New | EN1091 | High Efficiency Chiller (Water cooled-positive displacement, 100 tons) | High Efficiency Chiller (Water cooled-positive displacement, 100 tons) | Equip | 20 | Central chillers inside | 28.37% | Tech/Econ | 2.683% | 0 | 0 | 0
Tech | Retail | Space Cooling | Central chillers inside | TRC | New | EN1013 | High Efficiency Chiller (Water cooled-centrifugal, 200 tons) | High Efficiency Chiller (Water cooled-centrifugal, 200 tons) | Equip | 20 | Central chillers inside | 28.37% | Tech/Econ | 4.362% | 0 | 0 | 0
Tech | Retail | Ventilation and Circulation | Central air-handling unit | TRC | New | NN5401 | Retro-Commissioning | Retro-Commissioning | NonEquip | 5 |  | 0% | Tech/Econ | 16% | 0 | 0 | 0
Tech | Retail | Ventilation and Circulation | Central air-handling unit | TRC | New | NN4985 | VAV System | VAV System | NonEquip | 10 |  | 0% | Tech/Econ | 30% | 0 | 0 | 0
Tech | Retail | Ventilation and Circulation | Central air-handling unit | TRC | New | NN4959 | Demand Controlled Ventilation | Demand Controlled Ventilation | NonEquip | 10 |  | 23.39% | Tech/Econ | 50% | 40960.8085 | 4.2646 | 24.0098
Tech | Retail | Ventilation and Circulation | Central air-handling unit | TRC | New | NN4933 | CO Sensors for Parking Garage Exhaust | CO Sensors for Parking Garage Exhaust | NonEquip | 15 | Motor/Fan | 0% | Tech/Econ | 33% | 0 | 0 | 0
Tech | Retail | Ventilation and Circulation | Central air-handling unit | TRC | Existing | NE5388 | Retro-Commissioning | Retro-Commissioning | NonEquip | 5 |  | 21.99% | Tech/Econ | 16% | 1122494.63 | 346.5663 | 671.5077
Tech | Retail | Ventilation and Circulation | Central air-handling unit | TRC | Existing | NE4972 | VAV System | VAV System | NonEquip | 10 |  | 0% | Tech/Econ | 30% | 0 | 0 | 0
Tech | Retail | Ventilation and Circulation | Central air-handling unit | TRC | Existing | NE4946 | Demand Controlled Ventilation | Demand Controlled Ventilation | NonEquip | 10 |  | 23.39% | Tech/Econ | 50% | 4225790.076 | 439.9667 | 2477.0125
Tech | Retail | Ventilation and Circulation | Central air-handling unit | TRC | Existing | NE4920 | CO Sensors for Parking Garage Exhaust | CO Sensors for Parking Garage Exhaust | NonEquip | 15 | Motor/Fan | 0% | Tech/Econ | 33% | 0 | 0 | 0
Tech | Retail | Interior Lighting | case lighting | TRC | New | NN5271 | Retro-Commissioning | Retro-Commissioning | NonEquip | 5 |  | 0% | Tech/Econ | 16% | 0 | 0 | 0
Tech | Retail | Interior Lighting | case lighting | TRC | New | NN4439 | Interior Lighting Controls | Interior Lighting Controls | NonEquip | 8 | Overhead (fluorescent/LED/CFL U-shape) | 0% | Tech/Econ | 28% | 0 | 0 | 0
Tech | Retail | Interior Lighting | case lighting | TRC | New | NN4413 | Bi-Level Lighting Control (Interior) | Bi-Level Lighting Control (Interior) | NonEquip | 8 | Overhead (fluorescent/LED/CFL U-shape) | 0% | Tech/Econ | 31% | 0 | 0 | 0
Tech | Retail | Interior Lighting | case lighting | TRC | New | NN3711 | Facility Energy Management System | Facility Energy Management System | NonEquip | 15 |  | 4.276% | Tech/Econ | 24% | 0.9201 | 0.00024011 | 0.0001104
Tech | Retail | Interior Lighting | case lighting | TRC | Existing | NE5258 | Retro-Commissioning | Retro-Commissioning | NonEquip | 5 |  | 21.99% | Tech/Econ | 16% | 322.0733 | 0.099439 | 0.19267
Tech | Retail | Interior Lighting | case lighting | TRC | Existing | NE4426 | Interior Lighting Controls | Interior Lighting Controls | NonEquip | 8 | Overhead (fluorescent/LED/CFL U-shape) | 0% | Tech/Econ | 28% | 0 | 0 | 0
Tech | Retail | Interior Lighting | case lighting | TRC | Existing | NE4400 | Bi-Level Lighting Control (Interior) | Bi-Level Lighting Control (Interior) | NonEquip | 8 | Overhead (fluorescent/LED/CFL U-shape) | 0% | Tech/Econ | 31% | 0 | 0 | 0
Tech | Retail | Interior Lighting | case lighting | TRC | Existing | NE3698 | Facility Energy Management System | Facility Energy Management System | NonEquip | 15 |  | 4.3% | Tech/Econ | 24% | 95.46 | 0.024911 | 0.011454
Tech | Retail | Space Heating | Boilers | TRC | New | NN5349 | Retro-Commissioning | Retro-Commissioning | NonEquip | 5 |  | 0% | Tech/Econ | 16% | 0 | 0 | 0
Tech | Retail | Space Heating | Boilers | TRC | New | NN4335 | Water Cooled Refrigeration Heat Recovery | Water Cooled Refrigeration Heat Recovery | NonEquip | 20 |  | 0% | Tech/Econ | 10% | 0 | 0 | 0
Tech | Retail | Space Heating | Boilers | TRC | New | NN4283 | Warehouse Loading Dock Seals | Warehouse Loading Dock Seals | NonEquip | 18 |  | 0% | Tech/Econ | 0.5963% | 0 | 0 | 0
Tech | Retail | Space Heating | Boilers | TRC | New | NN4257 | Wall Insulation | Wall Insulation | NonEquip | 20 |  | 39.9% | Tech/Econ | 0% | 0 | 0 | 0
Tech | Retail | Space Heating | Boilers | TRC | New | NN4179 | Smart Thermostat | Smart Thermostat | NonEquip | 11 |  | 31.48% | Tech/Econ | 10% | 0 | 0 | 0
Tech | Retail | Space Heating | Boilers | TRC | New | NN4101 | Roof Insulation | Roof Insulation | NonEquip | 20 |  | 58.5% | Tech/Econ | 0.8104% | 0 | 0 | 0
Tech | Retail | Space Heating | Boilers | TRC | New | NN4075 | Programmable Thermostat | Programmable Thermostat | NonEquip | 11 |  | 0% | Tech/Econ | 3.6% | 0 | 0 | 0
Tech | Retail | Space Heating | Boilers | TRC | New | NN4023 | Low U-Value Windows | Low U-Value Windows | NonEquip | 20 |  | 12.54% | Tech/Econ | 10% | 0 | 0 | 0
Tech | Retail | Space Heating | Boilers | TRC | New | NN3945 | Infiltration Reduction - Air Sealing | Infiltration Reduction - Air Sealing | NonEquip | 11 |  | 0% | Tech/Econ | 0.2982% | 0 | 0 | 0
Tech | Retail | Space Heating | Boilers | TRC | New | NN3867 | Hotel Card Energy Control Systems | Hotel Card Energy Control Systems | NonEquip | 15 |  | 0% | Tech/Econ | 0% | 0 | 0 | 0
Tech | Retail | Space Heating | Boilers | TRC | New | NN3789 | Green Roof | Green Roof | NonEquip | 15 |  | 0.294% | Tech/Econ | 1.252% | 0 | 0 | 0
Tech | Retail | Space Heating | Boilers | TRC | New | NN3737 | Floor Insulation | Floor Insulation | NonEquip | 20 |  | 29.92% | Tech/Econ | 0.4252% | 0 | 0 | 0
Tech | Retail | Space Heating | Boilers | TRC | New | NN3659 | Facility Energy Management System | Facility Energy Management System | NonEquip | 15 |  | 4.276% | Tech/Econ | 20% | 0 | 0 | 0
Tech | Retail | Space Heating | Boilers | TRC | New | NN3581 | ECM Motors on Furnaces | ECM Motors on Furnaces | NonEquip | 15 | Forced air furnace | 0% | Tech/Econ | 1.706% | 0 | 0 | 0
Tech | Retail | Space Heating | Boilers | TRC | New | NN3555 | Duct Sealing Repair | Duct Sealing Repair | NonEquip | 15 |  | 0% | Tech/Econ | 12% | 0 | 0 | 0
Tech | Retail | Space Heating | Boilers | TRC | New | NN3503 | Duct Insulation | Duct Insulation | NonEquip | 15 |  | 0% | Tech/Econ | 2.045% | 0 | 0 | 0
Tech | Retail | Space Heating | Boilers | TRC | New | NN3451 | Destratification Fans | Destratification Fans | NonEquip | 10 |  | 0% | Tech/Econ | 13.89% | 0 | 0 | 0
Tech | Retail | Space Heating | Boilers | TRC | New | NN3399 | Dedicated Outdoor Air System on VRF unit | Dedicated Outdoor Air System on VRF unit | NonEquip | 15 | Residential/split system heat pump | 0% | Tech/Econ | 10% | 0 | 0 | 0
Tech | Retail | Space Heating | Boilers | TRC | New | NN3347 | Cool Roof | Cool Roof | NonEquip | 15 |  | 72.51% | Tech/Econ | 0.4502% | 0 | 0 | 0
Tech | Retail | Space Heating | Boilers | TRC | New | NN3243 | Ceiling Insulation(R30 to R38) | Ceiling Insulation(R30 to R38) | NonEquip | 20 |  | 0% | Tech/Econ | 0.1638% | 0 | 0 | 0
Tech | Retail | Space Heating | Boilers | TRC | New | NN3191 | Ceiling Insulation(R2 to R38) | Ceiling Insulation(R2 to R38) | NonEquip | 20 |  | 0% | Tech/Econ | 11.06% | 0 | 0 | 0
Tech | Retail | Space Heating | Boilers | TRC | New | NN3139 | Ceiling Insulation(R19 to R38) | Ceiling Insulation(R19 to R38) | NonEquip | 20 |  | 0% | Tech/Econ | 0.6142% | 0 | 0 | 0
Tech | Retail | Space Heating | Boilers | TRC | New | NN3087 | Ceiling Insulation(R12 to R38) | Ceiling Insulation(R12 to R38) | NonEquip | 20 |  | 0% | Tech/Econ | 1.331% | 0 | 0 | 0
Tech | Retail | Space Heating | Boilers | TRC | New | NN3009 | Air Curtains | Air Curtains | NonEquip | 8 |  | 28.37% | Tech/Econ | 0.9466% | 0 | 0 | 0
Tech | Retail | Space Heating | Boilers | TRC | Existing | NE5336 | Retro-Commissioning | Retro-Commissioning | NonEquip | 5 |  | 21.99% | Tech/Econ | 16% | 0 | 0 | 0
Tech | Retail | Space Heating | Boilers | TRC | Existing | NE4322 | Water Cooled Refrigeration Heat Recovery | Water Cooled Refrigeration Heat Recovery | NonEquip | 20 |  | 0% | Tech/Econ | 10% | 0 | 0 | 0
Tech | Retail | Space Heating | Boilers | TRC | Existing | NE4270 | Warehouse Loading Dock Seals | Warehouse Loading Dock Seals | NonEquip | 18 |  | 0% | Tech/Econ | 0.658% | 0 | 0 | 0
Tech | Retail | Space Heating | Boilers | TRC | Existing | NE4244 | Wall Insulation | Wall Insulation | NonEquip | 20 |  | 15.96% | Tech/Econ | 0.9934% | 0 | 0 | 0
Tech | Retail | Space Heating | Boilers | TRC | Existing | NE4166 | Smart Thermostat | Smart Thermostat | NonEquip | 11 |  | 31.48% | Tech/Econ | 10% | 0 | 0 | 0
Tech | Retail | Space Heating | Boilers | TRC | Existing | NE4088 | Roof Insulation | Roof Insulation | NonEquip | 20 |  | 58.5% | Tech/Econ | 1.789% | 0 | 0 | 0
Tech | Retail | Space Heating | Boilers | TRC | Existing | NE4062 | Programmable Thermostat | Programmable Thermostat | NonEquip | 11 |  | 0% | Tech/Econ | 3.6% | 0 | 0 | 0
Tech | Retail | Space Heating | Boilers | TRC | Existing | NE4010 | Low U-Value Windows | Low U-Value Windows | NonEquip | 20 |  | 5.017% | Tech/Econ | 46% | 0 | 0 | 0
Tech | Retail | Space Heating | Boilers | TRC | Existing | NE3932 | Infiltration Reduction - Air Sealing | Infiltration Reduction - Air Sealing | NonEquip | 11 |  | 44.79% | Tech/Econ | 0.329% | 0 | 0 | 0
Tech | Retail | Space Heating | Boilers | TRC | Existing | NE3854 | Hotel Card Energy Control Systems | Hotel Card Energy Control Systems | NonEquip | 15 |  | 0% | Tech/Econ | 0% | 0 | 0 | 0
Tech | Retail | Space Heating | Boilers | TRC | Existing | NE3776 | Green Roof | Green Roof | NonEquip | 15 |  | 0.0588% | Tech/Econ | 1.382% | 0 | 0 | 0
Tech | Retail | Space Heating | Boilers | TRC | Existing | NE3724 | Floor Insulation | Floor Insulation | NonEquip | 20 |  | 11.97% | Tech/Econ | 0.4692% | 0 | 0 | 0
Tech | Retail | Space Heating | Boilers | TRC | Existing | NE3646 | Facility Energy Management System | Facility Energy Management System | NonEquip | 15 |  | 4.3% | Tech/Econ | 20% | 0 | 0 | 0
Tech | Retail | Space Heating | Boilers | TRC | Existing | NE3568 | ECM Motors on Furnaces | ECM Motors on Furnaces | NonEquip | 15 | Forced air furnace | 0% | Tech/Econ | 1.706% | 0 | 0 | 0
Tech | Retail | Space Heating | Boilers | TRC | Existing | NE3542 | Duct Sealing Repair | Duct Sealing Repair | NonEquip | 15 |  | 30.55% | Tech/Econ | 12% | 0 | 0 | 0
Tech | Retail | Space Heating | Boilers | TRC | Existing | NE3490 | Duct Insulation | Duct Insulation | NonEquip | 15 |  | 30.55% | Tech/Econ | 2.045% | 0 | 0 | 0
Tech | Retail | Space Heating | Boilers | TRC | Existing | NE3438 | Destratification Fans | Destratification Fans | NonEquip | 10 |  | 0% | Tech/Econ | 13.89% | 0 | 0 | 0
Tech | Retail | Space Heating | Boilers | TRC | Existing | NE3386 | Dedicated Outdoor Air System on VRF unit | Dedicated Outdoor Air System on VRF unit | NonEquip | 15 | Residential/split system heat pump | 0% | Tech/Econ | 10% | 0 | 0 | 0
Tech | Retail | Space Heating | Boilers | TRC | Existing | NE3334 | Cool Roof | Cool Roof | NonEquip | 15 |  | 72.75% | Tech/Econ | 0.4968% | 0 | 0 | 0
Tech | Retail | Space Heating | Boilers | TRC | Existing | NE3230 | Ceiling Insulation(R30 to R38) | Ceiling Insulation(R30 to R38) | NonEquip | 20 |  | 0% | Tech/Econ | 0.1807% | 0 | 0 | 0
Tech | Retail | Space Heating | Boilers | TRC | Existing | NE3178 | Ceiling Insulation(R2 to R38) | Ceiling Insulation(R2 to R38) | NonEquip | 20 |  | 0% | Tech/Econ | 12.2% | 0 | 0 | 0
Tech | Retail | Space Heating | Boilers | TRC | Existing | NE3126 | Ceiling Insulation(R19 to R38) | Ceiling Insulation(R19 to R38) | NonEquip | 20 |  | 0% | Tech/Econ | 0.6778% | 0 | 0 | 0
Tech | Retail | Space Heating | Boilers | TRC | Existing | NE3074 | Ceiling Insulation(R12 to R38) | Ceiling Insulation(R12 to R38) | NonEquip | 20 |  | 0% | Tech/Econ | 1.469% | 0 | 0 | 0
Tech | Retail | Space Heating | Boilers | TRC | Existing | NE2996 | Air Curtains | Air Curtains | NonEquip | 8 |  | 33.45% | Tech/Econ | 0.9466% | 0 | 0 | 0
Tech | Retail | Domestic Hot Water | "Point-of-Use" water heaters | TRC | New | NN5427 | Retro-Commissioning | Retro-Commissioning | NonEquip | 5 |  | 0% | Tech/Econ | 16% | 0 | 0 | 0
Tech | Retail | Domestic Hot Water | "Point-of-Use" water heaters | TRC | New | NN2931 | Thermostatic Shower Restriction Valve | Thermostatic Shower Restriction Valve | NonEquip | 10 | Centralized water heaters | 0% | Tech/Econ | 4.015% | 0 | 0 | 0
Tech | Retail | Domestic Hot Water | "Point-of-Use" water heaters | TRC | New | NN2905 | Tank Wrap on Water Heater | Tank Wrap on Water Heater | NonEquip | 7 | Centralized water heaters | 0% | Tech/Econ | 1.773% | 0 | 0 | 0
Tech | Retail | Domestic Hot Water | "Point-of-Use" water heaters | TRC | New | NN2879 | Low-Flow Pre-Rinse Sprayers | Low-Flow Pre-Rinse Sprayers | NonEquip | 5 | Centralized water heaters | 0% | Tech/Econ | 5.311% | 0 | 0 | 0
Tech | Retail | Domestic Hot Water | "Point-of-Use" water heaters | TRC | New | NN2853 | Low Flow Shower Head | Low Flow Shower Head | NonEquip | 10 | Centralized water heaters | 0% | Tech/Econ | 0.8135% | 0 | 0 | 0
Tech | Retail | Domestic Hot Water | "Point-of-Use" water heaters | TRC | New | NN2827 | Hot Water Pipe Insulation | Hot Water Pipe Insulation | NonEquip | 13 | Centralized water heaters | 0% | Tech/Econ | 9.519% | 0 | 0 | 0
Tech | Retail | Domestic Hot Water | "Point-of-Use" water heaters | TRC | New | NN2801 | Hot Water Circulation Pump Control | Hot Water Circulation Pump Control | NonEquip | 15 | Centralized water heaters | 0% | Tech/Econ | 4.571% | 0 | 0 | 0
Tech | Retail | Domestic Hot Water | "Point-of-Use" water heaters | TRC | New | NN2775 | Faucet Aerator | Faucet Aerator | NonEquip | 10 | Centralized water heaters | 0% | Tech/Econ | 0.3832% | 0 | 0 | 0
Tech | Retail | Domestic Hot Water | "Point-of-Use" water heaters | TRC | New | NN2749 | Drain Water Heat Recovery | Drain Water Heat Recovery | NonEquip | 15 | Centralized water heaters | 0% | Tech/Econ | 12.27% | 0 | 0 | 0
Tech | Retail | Domestic Hot Water | "Point-of-Use" water heaters | TRC | Existing | NE5414 | Retro-Commissioning | Retro-Commissioning | NonEquip | 5 |  | 21.99% | Tech/Econ | 16% | 51610.8169 | 15.9347 | 30.875
Tech | Retail | Domestic Hot Water | "Point-of-Use" water heaters | TRC | Existing | NE2918 | Thermostatic Shower Restriction Valve | Thermostatic Shower Restriction Valve | NonEquip | 10 | Centralized water heaters | 0% | Tech/Econ | 3.841% | 0 | 0 | 0
Tech | Retail | Domestic Hot Water | "Point-of-Use" water heaters | TRC | Existing | NE2892 | Tank Wrap on Water Heater | Tank Wrap on Water Heater | NonEquip | 7 | Centralized water heaters | 0% | Tech/Econ | 1.773% | 0 | 0 | 0
Tech | Retail | Domestic Hot Water | "Point-of-Use" water heaters | TRC | Existing | NE2866 | Low-Flow Pre-Rinse Sprayers | Low-Flow Pre-Rinse Sprayers | NonEquip | 5 | Centralized water heaters | 0% | Tech/Econ | 5.065% | 0 | 0 | 0
Tech | Retail | Domestic Hot Water | "Point-of-Use" water heaters | TRC | Existing | NE2840 | Low Flow Shower Head | Low Flow Shower Head | NonEquip | 10 | Centralized water heaters | 0% | Tech/Econ | 0.7782% | 0 | 0 | 0
Tech | Retail | Domestic Hot Water | "Point-of-Use" water heaters | TRC | Existing | NE2814 | Hot Water Pipe Insulation | Hot Water Pipe Insulation | NonEquip | 13 | Centralized water heaters | 0% | Tech/Econ | 9.106% | 0 | 0 | 0
Tech | Retail | Domestic Hot Water | "Point-of-Use" water heaters | TRC | Existing | NE2788 | Hot Water Circulation Pump Control | Hot Water Circulation Pump Control | NonEquip | 15 | Centralized water heaters | 0% | Tech/Econ | 4.373% | 0 | 0 | 0
Tech | Retail | Domestic Hot Water | "Point-of-Use" water heaters | TRC | Existing | NE2762 | Faucet Aerator | Faucet Aerator | NonEquip | 10 | Centralized water heaters | 0% | Tech/Econ | 0.3666% | 0 | 0 | 0
Tech | Retail | Domestic Hot Water | "Point-of-Use" water heaters | TRC | Existing | NE2736 | Drain Water Heat Recovery | Drain Water Heat Recovery | NonEquip | 15 | Centralized water heaters | 0% | Tech/Econ | 12.27% | 0 | 0 | 0
Tech | Retail | Domestic Hot Water | "Point-of-Use" water heaters | TRC | Turnover | ET402 | Instantaneous Hot Water System | Instantaneous Hot Water System | Equip | 20 | "Point-of-Use" water heaters | 94.56% | Tech/Econ | 5.847% | 85854.0878 | 9.5511 | 9.966
Tech | Retail | Domestic Hot Water | "Point-of-Use" water heaters | TRC | Turnover | ET324 | Energy Star Commercial Dishwasher | Energy Star Commercial Dishwasher | Equip | 15 | "Point-of-Use" water heaters | 0% | Tech/Econ | 29.42% | 0 | 0 | 0
Tech | Retail | Domestic Hot Water | "Point-of-Use" water heaters | TRC | New | EN428 | Instantaneous Hot Water System | Instantaneous Hot Water System | Equip | 20 | "Point-of-Use" water heaters | 94.56% | Tech/Econ | 5.847% | 832.1882 | 0.092579 | 0.096601
Tech | Retail | Domestic Hot Water | "Point-of-Use" water heaters | TRC | New | EN350 | Energy Star Commercial Dishwasher | Energy Star Commercial Dishwasher | Equip | 15 | "Point-of-Use" water heaters | 0% | Tech/Econ | 29.42% | 0 | 0 | 0
Tech | Schools K-12 | Refrigeration | Walk-in cooler | TRC | New | NN5324 | Retro-Commissioning | Retro-Commissioning | NonEquip | 5 |  | 0% | Tech/Econ | 16% | 0 | 0 | 0
Tech | Schools K-12 | Refrigeration | Walk-in cooler | TRC | New | NN4908 | Strip Curtains for Walk-ins | Strip Curtains for Walk-ins | NonEquip | 4 | Walk-in cooler | 3.76% | Tech/Econ | 2.115% | 0 | 0 | 0
Tech | Schools K-12 | Refrigeration | Walk-in cooler | TRC | New | NN4882 | Refrigerated Display Case Lighting Controls | Refrigerated Display Case Lighting Controls | NonEquip | 8 | Display cases | 0% | Tech/Econ | 0.9365% | 0 | 0 | 0
Tech | Schools K-12 | Refrigeration | Walk-in cooler | TRC | New | NN4856 | PSC to ECM Evaporator Fan Motor (Walk-In, Refrigerator) | PSC to ECM Evaporator Fan Motor (Walk-In, Refrigerator) | NonEquip | 15 | Walk-in cooler | 68.68% | Tech/Econ | 37.5% | 1163.2862 | 0.15083 | 0.12634
Tech | Schools K-12 | Refrigeration | Walk-in cooler | TRC | New | NN4830 | PSC to ECM Evaporator Fan Motor (Reach-In) | PSC to ECM Evaporator Fan Motor (Reach-In) | NonEquip | 15 | Display cases | 0% | Tech/Econ | 37.5% | 0 | 0 | 0
Tech | Schools K-12 | Refrigeration | Walk-in cooler | TRC | New | NN4804 | Night Covers for Display Cases | Night Covers for Display Cases | NonEquip | 5 | Display cases | 0% | Tech/Econ | 1.877% | 0 | 0 | 0
Tech | Schools K-12 | Refrigeration | Walk-in cooler | TRC | New | NN4778 | High R-Value Glass Doors | High R-Value Glass Doors | NonEquip | 12 | Display cases | 0% | Tech/Econ | 0% | 0 | 0 | 0
Tech | Schools K-12 | Refrigeration | Walk-in cooler | TRC | New | NN4752 | High Efficiency Refrigeration Compressor | High Efficiency Refrigeration Compressor | NonEquip | 13 | Display cases | 0% | Tech/Econ | 6.922% | 0 | 0 | 0
Tech | Schools K-12 | Refrigeration | Walk-in cooler | TRC | New | NN4726 | Freezer-Cooler Replacement Gaskets | Freezer-Cooler Replacement Gaskets | NonEquip | 4 | Display cases | 0% | Tech/Econ | 0% | 0 | 0 | 0
Tech | Schools K-12 | Refrigeration | Walk-in cooler | TRC | New | NN4700 | Floating Head Pressure Controls | Floating Head Pressure Controls | NonEquip | 15 |  | 27.37% | Tech/Econ | 6.05% | 55.5349 | 0.0072004 | 0.0060312
Tech | Schools K-12 | Refrigeration | Walk-in cooler | TRC | New | NN4674 | Demand Defrost | Demand Defrost | NonEquip | 10 | Walk-in cooler | 0% | Tech/Econ | 30% | 0 | 0 | 0
Tech | Schools K-12 | Refrigeration | Walk-in cooler | TRC | New | NN4648 | Automatic Door Closer for Walk-in Coolers and Freezers | Automatic Door Closer for Walk-in Coolers and Freezers | NonEquip | 8 | Walk-in cooler | 55.99% | Tech/Econ | 3.131% | 32.3335 | 0.0041922 | 0.0035115
Tech | Schools K-12 | Refrigeration | Walk-in cooler | TRC | New | NN4622 | Anti-Sweat Controls | Anti-Sweat Controls | NonEquip | 8 | Display cases | 0% | Tech/Econ | 85% | 0 | 0 | 0
Tech | Schools K-12 | Refrigeration | Walk-in cooler | TRC | Existing | NE5311 | Retro-Commissioning | Retro-Commissioning | NonEquip | 5 |  | 21.99% | Tech/Econ | 16% | 16136.7887 | 2.6978 | 8.3642
Tech | Schools K-12 | Refrigeration | Walk-in cooler | TRC | Existing | NE4895 | Strip Curtains for Walk-ins | Strip Curtains for Walk-ins | NonEquip | 4 | Walk-in cooler | 3.76% | Tech/Econ | 2.115% | 340.1082 | 0.044097 | 0.036937
Tech | Schools K-12 | Refrigeration | Walk-in cooler | TRC | Existing | NE4869 | Refrigerated Display Case Lighting Controls | Refrigerated Display Case Lighting Controls | NonEquip | 8 | Display cases | 0% | Tech/Econ | 2.524% | 0 | 0 | 0
Tech | Schools K-12 | Refrigeration | Walk-in cooler | TRC | Existing | NE4843 | PSC to ECM Evaporator Fan Motor (Walk-In, Refrigerator) | PSC to ECM Evaporator Fan Motor (Walk-In, Refrigerator) | NonEquip | 15 | Walk-in cooler | 17.17% | Tech/Econ | 37.5% | 39009.3874 | 5.0578 | 4.2365
Tech | Schools K-12 | Refrigeration | Walk-in cooler | TRC | Existing | NE4817 | PSC to ECM Evaporator Fan Motor (Reach-In) | PSC to ECM Evaporator Fan Motor (Reach-In) | NonEquip | 15 | Display cases | 0% | Tech/Econ | 37.5% | 0 | 0 | 0
Tech | Schools K-12 | Refrigeration | Walk-in cooler | TRC | Existing | NE4791 | Night Covers for Display Cases | Night Covers for Display Cases | NonEquip | 5 | Display cases | 0% | Tech/Econ | 1.877% | 0 | 0 | 0
Tech | Schools K-12 | Refrigeration | Walk-in cooler | TRC | Existing | NE4765 | High R-Value Glass Doors | High R-Value Glass Doors | NonEquip | 12 | Display cases | 0% | Tech/Econ | 23.81% | 0 | 0 | 0
Tech | Schools K-12 | Refrigeration | Walk-in cooler | TRC | Existing | NE4739 | High Efficiency Refrigeration Compressor | High Efficiency Refrigeration Compressor | NonEquip | 13 | Display cases | 0% | Tech/Econ | 6.922% | 0 | 0 | 0
Tech | Schools K-12 | Refrigeration | Walk-in cooler | TRC | Existing | NE4713 | Freezer-Cooler Replacement Gaskets | Freezer-Cooler Replacement Gaskets | NonEquip | 4 | Display cases | 0% | Tech/Econ | 3.131% | 0 | 0 | 0
Tech | Schools K-12 | Refrigeration | Walk-in cooler | TRC | Existing | NE4687 | Floating Head Pressure Controls | Floating Head Pressure Controls | NonEquip | 15 |  | 27.37% | Tech/Econ | 6.05% | 7328.7024 | 0.9502 | 0.79591
Tech | Schools K-12 | Refrigeration | Walk-in cooler | TRC | Existing | NE4661 | Demand Defrost | Demand Defrost | NonEquip | 10 | Walk-in cooler | 63.61% | Tech/Econ | 30% | 108166.4047 | 14.0243 | 11.7471
Tech | Schools K-12 | Refrigeration | Walk-in cooler | TRC | Existing | NE4635 | Automatic Door Closer for Walk-in Coolers and Freezers | Automatic Door Closer for Walk-in Coolers and Freezers | NonEquip | 8 | Walk-in cooler | 55.99% | Tech/Econ | 3.131% | 7628.6457 | 0.98909 | 0.82849
Tech | Schools K-12 | Refrigeration | Walk-in cooler | TRC | Existing | NE4609 | Anti-Sweat Controls | Anti-Sweat Controls | NonEquip | 8 | Display cases | 0% | Tech/Econ | 85% | 0 | 0 | 0
Tech | Schools K-12 | Refrigeration | Vending and ice makers | TRC | New | NN5324 | Retro-Commissioning | Retro-Commissioning | NonEquip | 5 |  | 0% | Tech/Econ | 16% | 0 | 0 | 0
Tech | Schools K-12 | Refrigeration | Vending and ice makers | TRC | New | NN4908 | Strip Curtains for Walk-ins | Strip Curtains for Walk-ins | NonEquip | 4 | Walk-in cooler | 0% | Tech/Econ | 2.115% | 0 | 0 | 0
Tech | Schools K-12 | Refrigeration | Vending and ice makers | TRC | New | NN4882 | Refrigerated Display Case Lighting Controls | Refrigerated Display Case Lighting Controls | NonEquip | 8 | Display cases | 0% | Tech/Econ | 0.9365% | 0 | 0 | 0
Tech | Schools K-12 | Refrigeration | Vending and ice makers | TRC | New | NN4856 | PSC to ECM Evaporator Fan Motor (Walk-In, Refrigerator) | PSC to ECM Evaporator Fan Motor (Walk-In, Refrigerator) | NonEquip | 15 | Walk-in cooler | 0% | Tech/Econ | 37.5% | 0 | 0 | 0
Tech | Schools K-12 | Refrigeration | Vending and ice makers | TRC | New | NN4830 | PSC to ECM Evaporator Fan Motor (Reach-In) | PSC to ECM Evaporator Fan Motor (Reach-In) | NonEquip | 15 | Display cases | 0% | Tech/Econ | 37.5% | 0 | 0 | 0
Tech | Schools K-12 | Refrigeration | Vending and ice makers | TRC | New | NN4804 | Night Covers for Display Cases | Night Covers for Display Cases | NonEquip | 5 | Display cases | 0% | Tech/Econ | 1.877% | 0 | 0 | 0
Tech | Schools K-12 | Refrigeration | Vending and ice makers | TRC | New | NN4778 | High R-Value Glass Doors | High R-Value Glass Doors | NonEquip | 12 | Display cases | 0% | Tech/Econ | 0% | 0 | 0 | 0
Tech | Schools K-12 | Refrigeration | Vending and ice makers | TRC | New | NN4752 | High Efficiency Refrigeration Compressor | High Efficiency Refrigeration Compressor | NonEquip | 13 | Display cases | 0% | Tech/Econ | 6.922% | 0 | 0 | 0
Tech | Schools K-12 | Refrigeration | Vending and ice makers | TRC | New | NN4726 | Freezer-Cooler Replacement Gaskets | Freezer-Cooler Replacement Gaskets | NonEquip | 4 | Display cases | 0% | Tech/Econ | 0% | 0 | 0 | 0
Tech | Schools K-12 | Refrigeration | Vending and ice makers | TRC | New | NN4700 | Floating Head Pressure Controls | Floating Head Pressure Controls | NonEquip | 15 |  | 27.37% | Tech/Econ | 6.05% | 416.5433 | 0.054007 | 0.045238
Tech | Schools K-12 | Refrigeration | Vending and ice makers | TRC | New | NN4674 | Demand Defrost | Demand Defrost | NonEquip | 10 | Walk-in cooler | 0% | Tech/Econ | 30% | 0 | 0 | 0
Tech | Schools K-12 | Refrigeration | Vending and ice makers | TRC | New | NN4648 | Automatic Door Closer for Walk-in Coolers and Freezers | Automatic Door Closer for Walk-in Coolers and Freezers | NonEquip | 8 | Walk-in cooler | 0% | Tech/Econ | 3.131% | 0 | 0 | 0
Tech | Schools K-12 | Refrigeration | Vending and ice makers | TRC | New | NN4622 | Anti-Sweat Controls | Anti-Sweat Controls | NonEquip | 8 | Display cases | 0% | Tech/Econ | 85% | 0 | 0 | 0
Tech | Schools K-12 | Refrigeration | Vending and ice makers | TRC | Existing | NE5311 | Retro-Commissioning | Retro-Commissioning | NonEquip | 5 |  | 21.99% | Tech/Econ | 16% | 118696.4598 | 19.8439 | 61.5239
Tech | Schools K-12 | Refrigeration | Vending and ice makers | TRC | Existing | NE4895 | Strip Curtains for Walk-ins | Strip Curtains for Walk-ins | NonEquip | 4 | Walk-in cooler | 0% | Tech/Econ | 2.115% | 0 | 0 | 0
Tech | Schools K-12 | Refrigeration | Vending and ice makers | TRC | Existing | NE4869 | Refrigerated Display Case Lighting Controls | Refrigerated Display Case Lighting Controls | NonEquip | 8 | Display cases | 0% | Tech/Econ | 2.524% | 0 | 0 | 0
Tech | Schools K-12 | Refrigeration | Vending and ice makers | TRC | Existing | NE4843 | PSC to ECM Evaporator Fan Motor (Walk-In, Refrigerator) | PSC to ECM Evaporator Fan Motor (Walk-In, Refrigerator) | NonEquip | 15 | Walk-in cooler | 0% | Tech/Econ | 37.5% | 0 | 0 | 0
Tech | Schools K-12 | Refrigeration | Vending and ice makers | TRC | Existing | NE4817 | PSC to ECM Evaporator Fan Motor (Reach-In) | PSC to ECM Evaporator Fan Motor (Reach-In) | NonEquip | 15 | Display cases | 0% | Tech/Econ | 37.5% | 0 | 0 | 0
Tech | Schools K-12 | Refrigeration | Vending and ice makers | TRC | Existing | NE4791 | Night Covers for Display Cases | Night Covers for Display Cases | NonEquip | 5 | Display cases | 0% | Tech/Econ | 1.877% | 0 | 0 | 0
Tech | Schools K-12 | Refrigeration | Vending and ice makers | TRC | Existing | NE4765 | High R-Value Glass Doors | High R-Value Glass Doors | NonEquip | 12 | Display cases | 0% | Tech/Econ | 23.81% | 0 | 0 | 0
Tech | Schools K-12 | Refrigeration | Vending and ice makers | TRC | Existing | NE4739 | High Efficiency Refrigeration Compressor | High Efficiency Refrigeration Compressor | NonEquip | 13 | Display cases | 0% | Tech/Econ | 6.922% | 0 | 0 | 0
Tech | Schools K-12 | Refrigeration | Vending and ice makers | TRC | Existing | NE4713 | Freezer-Cooler Replacement Gaskets | Freezer-Cooler Replacement Gaskets | NonEquip | 4 | Display cases | 0% | Tech/Econ | 3.131% | 0 | 0 | 0
Tech | Schools K-12 | Refrigeration | Vending and ice makers | TRC | Existing | NE4687 | Floating Head Pressure Controls | Floating Head Pressure Controls | NonEquip | 15 |  | 27.37% | Tech/Econ | 6.05% | 53907.3198 | 6.9894 | 5.8545
Tech | Schools K-12 | Refrigeration | Vending and ice makers | TRC | Existing | NE4661 | Demand Defrost | Demand Defrost | NonEquip | 10 | Walk-in cooler | 0% | Tech/Econ | 30% | 0 | 0 | 0
Tech | Schools K-12 | Refrigeration | Vending and ice makers | TRC | Existing | NE4635 | Automatic Door Closer for Walk-in Coolers and Freezers | Automatic Door Closer for Walk-in Coolers and Freezers | NonEquip | 8 | Walk-in cooler | 0% | Tech/Econ | 3.131% | 0 | 0 | 0
Tech | Schools K-12 | Refrigeration | Vending and ice makers | TRC | Existing | NE4609 | Anti-Sweat Controls | Anti-Sweat Controls | NonEquip | 8 | Display cases | 0% | Tech/Econ | 85% | 0 | 0 | 0
Tech | Schools K-12 | Refrigeration | Vending and ice makers | TRC | Turnover | ET2581 | Energy Star Vending Machine | Energy Star Vending Machine | Equip | 14 | Vending and ice makers | 4.15% | Tech/Econ | 36% | 53145.8087 | 8.3402 | 5.1836
Tech | Schools K-12 | Refrigeration | Vending and ice makers | TRC | Turnover | ET2503 | Energy Star Ice Maker | Energy Star Ice Maker | Equip | 8 | Vending and ice makers | 32.68% | Tech/Econ | 11.39% | 130435.0904 | 16.9116 | 14.1656
Tech | Schools K-12 | Refrigeration | Vending and ice makers | TRC | New | EN2607 | Energy Star Vending Machine | Energy Star Vending Machine | Equip | 14 | Vending and ice makers | 4.15% | Tech/Econ | 36% | 396.2109 | 0.062178 | 0.038645
Tech | Schools K-12 | Refrigeration | Vending and ice makers | TRC | New | EN2529 | Energy Star Ice Maker | Energy Star Ice Maker | Equip | 8 | Vending and ice makers | 32.68% | Tech/Econ | 11.39% | 972.4155 | 0.12608 | 0.10561
Tech | Schools K-12 | Exterior Lighting | Street lighting | TRC | New | NN5298 | Retro-Commissioning | Retro-Commissioning | NonEquip | 5 |  | 0% | Tech/Econ | 16% | 0 | 0 | 0
Tech | Schools K-12 | Exterior Lighting | Street lighting | TRC | New | NN2984 | Outdoor Lighting Controls | Outdoor Lighting Controls | NonEquip | 8 | Exterior parking/lot lighting | 0% | Tech/Econ | 28% | 0 | 0 | 0
Tech | Schools K-12 | Exterior Lighting | Street lighting | TRC | New | NN2958 | Bi-Level Lighting Control (Exterior) | Bi-Level Lighting Control (Exterior) | NonEquip | 9 | Exterior parking/lot lighting | 0% | Tech/Econ | 31% | 0 | 0 | 0
Tech | Schools K-12 | Exterior Lighting | Street lighting | TRC | Existing | NE5285 | Retro-Commissioning | Retro-Commissioning | NonEquip | 5 |  | 21.99% | Tech/Econ | 16% | 1755.5689 | 0 | 0.90996
Tech | Schools K-12 | Exterior Lighting | Street lighting | TRC | Existing | NE2971 | Outdoor Lighting Controls | Outdoor Lighting Controls | NonEquip | 8 | Exterior parking/lot lighting | 0% | Tech/Econ | 28% | 0 | 0 | 0
Tech | Schools K-12 | Exterior Lighting | Street lighting | TRC | Existing | NE2945 | Bi-Level Lighting Control (Exterior) | Bi-Level Lighting Control (Exterior) | NonEquip | 9 | Exterior parking/lot lighting | 0% | Tech/Econ | 31% | 0 | 0 | 0
Tech | Schools K-12 | Exterior Lighting | Street lighting | TRC | Turnover | ET793 | LED Traffic and Crosswalk Lighting | LED Traffic and Crosswalk Lighting | Equip | 10 | Street lighting | 0% | Tech/Econ | 37.14% | 0 | 0 | 0
Tech | Schools K-12 | Exterior Lighting | Street lighting | TRC | Turnover | ET754 | LED Street Lights | LED Street Lights | Equip | 18 | Street lighting | 0% | Tech/Econ | 66.53% | 0 | 0 | 0
Tech | Schools K-12 | Exterior Lighting | Street lighting | TRC | New | EN819 | LED Traffic and Crosswalk Lighting | LED Traffic and Crosswalk Lighting | Equip | 10 | Street lighting | 0% | Tech/Econ | 37.14% | 0 | 0 | 0
Tech | Schools K-12 | Exterior Lighting | Street lighting | TRC | New | EN780 | LED Street Lights | LED Street Lights | Equip | 18 | Street lighting | 0% | Tech/Econ | 66.53% | 0 | 0 | 0
Tech | Schools K-12 | Cooking | Steamer | TRC | Turnover | ET208 | Energy Star Steamer | Energy Star Steamer | Equip | 12 | Steamer | 11.72% | Tech/Econ | 56.63% | 5079.7636 | 0.74641 | 0.4334
Tech | Schools K-12 | Cooking | Steamer | TRC | New | EN234 | Energy Star Steamer | Energy Star Steamer | Equip | 12 | Steamer | 11.72% | Tech/Econ | 56.63% | 37.8705 | 0.0055646 | 0.0032311
Tech | Schools K-12 | Exterior Lighting | Spot lighting/Security/Flood | TRC | New | NN5298 | Retro-Commissioning | Retro-Commissioning | NonEquip | 5 |  | 0% | Tech/Econ | 16% | 0 | 0 | 0
Tech | Schools K-12 | Exterior Lighting | Spot lighting/Security/Flood | TRC | New | NN2984 | Outdoor Lighting Controls | Outdoor Lighting Controls | NonEquip | 8 | Exterior parking/lot lighting | 0% | Tech/Econ | 28% | 0 | 0 | 0
Tech | Schools K-12 | Exterior Lighting | Spot lighting/Security/Flood | TRC | New | NN2958 | Bi-Level Lighting Control (Exterior) | Bi-Level Lighting Control (Exterior) | NonEquip | 9 | Exterior parking/lot lighting | 0% | Tech/Econ | 31% | 0 | 0 | 0
Tech | Schools K-12 | Exterior Lighting | Spot lighting/Security/Flood | TRC | Existing | NE5285 | Retro-Commissioning | Retro-Commissioning | NonEquip | 5 |  | 21.99% | Tech/Econ | 16% | 1510.8014 | 0 | 0.78309
Tech | Schools K-12 | Exterior Lighting | Spot lighting/Security/Flood | TRC | Existing | NE2971 | Outdoor Lighting Controls | Outdoor Lighting Controls | NonEquip | 8 | Exterior parking/lot lighting | 0% | Tech/Econ | 28% | 0 | 0 | 0
Tech | Schools K-12 | Exterior Lighting | Spot lighting/Security/Flood | TRC | Existing | NE2945 | Bi-Level Lighting Control (Exterior) | Bi-Level Lighting Control (Exterior) | NonEquip | 9 | Exterior parking/lot lighting | 0% | Tech/Econ | 31% | 0 | 0 | 0
Tech | Schools K-12 | Exterior Lighting | Spot lighting/Security/Flood | TRC | Turnover | ET676 | LED Exterior Lighting | LED Exterior Lighting | Equip | 13 | Spot lighting/Security/Flood | 4.624% | Tech/Econ | 60.51% | 1236.0296 | 0 | 0
Tech | Schools K-12 | Exterior Lighting | Spot lighting/Security/Flood | TRC | Turnover | ET559 | LED - 9W Flood | LED - 9W Flood | Equip | 15 | Spot lighting/Security/Flood | 13.31% | Tech/Econ | 86.15% | 5720.9814 | 0 | 0
Tech | Schools K-12 | Exterior Lighting | Spot lighting/Security/Flood | TRC | Turnover | ET481 | CFL - 15W Flood | CFL - 15W Flood | Equip | 7.8 | Spot lighting/Security/Flood | 0% | Tech/Econ | 76.92% | 0 | 0 | 0
Tech | Schools K-12 | Exterior Lighting | Spot lighting/Security/Flood | TRC | New | EN702 | LED Exterior Lighting | LED Exterior Lighting | Equip | 13 | Spot lighting/Security/Flood | 4.624% | Tech/Econ | 60.51% | 2.6592 | 0 | 0
Tech | Schools K-12 | Exterior Lighting | Spot lighting/Security/Flood | TRC | New | EN585 | LED - 9W Flood | LED - 9W Flood | Equip | 15 | Spot lighting/Security/Flood | 86.42% | Tech/Econ | 86.15% | 276.9578 | 0 | 0
Tech | Schools K-12 | Exterior Lighting | Spot lighting/Security/Flood | TRC | New | EN507 | CFL - 15W Flood | CFL - 15W Flood | Equip | 7.8 | Spot lighting/Security/Flood | 0% | Tech/Econ | 76.92% | 0 | 0 | 0
Tech | Schools K-12 | Interior Lighting | Spot lighting | TRC | New | NN5272 | Retro-Commissioning | Retro-Commissioning | NonEquip | 5 |  | 0% | Tech/Econ | 16% | 0 | 0 | 0
Tech | Schools K-12 | Interior Lighting | Spot lighting | TRC | New | NN4440 | Interior Lighting Controls | Interior Lighting Controls | NonEquip | 8 | Overhead (fluorescent/LED/CFL U-shape) | 0% | Tech/Econ | 28% | 0 | 0 | 0
Tech | Schools K-12 | Interior Lighting | Spot lighting | TRC | New | NN4414 | Bi-Level Lighting Control (Interior) | Bi-Level Lighting Control (Interior) | NonEquip | 8 | Overhead (fluorescent/LED/CFL U-shape) | 0% | Tech/Econ | 31% | 0 | 0 | 0
Tech | Schools K-12 | Interior Lighting | Spot lighting | TRC | New | NN3712 | Facility Energy Management System | Facility Energy Management System | NonEquip | 15 |  | 4.276% | Tech/Econ | 24% | 7.0524 | 0.0014781 | 0.00012711
Tech | Schools K-12 | Interior Lighting | Spot lighting | TRC | Existing | NE5259 | Retro-Commissioning | Retro-Commissioning | NonEquip | 5 |  | 21.99% | Tech/Econ | 16% | 1713.0639 | 0.28639 | 0.88793
Tech | Schools K-12 | Interior Lighting | Spot lighting | TRC | Existing | NE4427 | Interior Lighting Controls | Interior Lighting Controls | NonEquip | 8 | Overhead (fluorescent/LED/CFL U-shape) | 0% | Tech/Econ | 28% | 0 | 0 | 0
Tech | Schools K-12 | Interior Lighting | Spot lighting | TRC | Existing | NE4401 | Bi-Level Lighting Control (Interior) | Bi-Level Lighting Control (Interior) | NonEquip | 8 | Overhead (fluorescent/LED/CFL U-shape) | 0% | Tech/Econ | 31% | 0 | 0 | 0
Tech | Schools K-12 | Interior Lighting | Spot lighting | TRC | Existing | NE3699 | Facility Energy Management System | Facility Energy Management System | NonEquip | 15 |  | 0.7167% | Tech/Econ | 24% | 83.8941 | 0.017584 | 0.001512
Tech | Schools K-12 | Interior Lighting | Spot lighting | TRC | Turnover | ET1612 | LED Display Lighting (Interior) | LED Display Lighting (Interior) | Equip | 15 | Spot lighting | 2.129% | Tech/Econ | 87.04% | 1707.8997 | 0.4194 | 0.094744
Tech | Schools K-12 | Interior Lighting | Spot lighting | TRC | Turnover | ET1573 | LED - 14W | LED - 14W | Equip | 15 | Spot lighting | 86.42% | Tech/Econ | 53.33% | 41696.8121 | 10.0046 | 2.3131
Tech | Schools K-12 | Interior Lighting | Spot lighting | TRC | Turnover | ET1456 | CFL-23W | CFL-23W | Equip | 7.8 | Spot lighting | 0% | Tech/Econ | 23.33% | 0 | 0 | 0
Tech | Schools K-12 | Interior Lighting | Spot lighting | TRC | New | EN1638 | LED Display Lighting (Interior) | LED Display Lighting (Interior) | Equip | 15 | Spot lighting | 0% | Tech/Econ | 87.04% | 0 | 0 | 0
Tech | Schools K-12 | Interior Lighting | Spot lighting | TRC | New | EN1599 | LED - 14W | LED - 14W | Equip | 15 | Spot lighting | 0% | Tech/Econ | 53.33% | 0 | 0 | 0
Tech | Schools K-12 | Interior Lighting | Spot lighting | TRC | New | EN1482 | CFL-23W | CFL-23W | Equip | 7.8 | Spot lighting | 0% | Tech/Econ | 23.33% | 0 | 0 | 0
Tech | Schools K-12 | Office Equipment | Servers | TRC | New | NN4596 | Smart Strip Plug Outlet | Smart Strip Plug Outlet | NonEquip | 4 |  | 43.9% | Tech/Econ | 1.187% | 6.0185 | 0.00089491 | 0.00062195
Tech | Schools K-12 | Office Equipment | Servers | TRC | New | NN4570 | Network PC Power Management | Network PC Power Management | NonEquip | 5 | Computers | 0% | Tech/Econ | 56.5% | 0 | 0 | 0
Tech | Schools K-12 | Office Equipment | Servers | TRC | Existing | NE4583 | Smart Strip Plug Outlet | Smart Strip Plug Outlet | NonEquip | 4 |  | 43.9% | Tech/Econ | 1.187% | 792.9877 | 0.11791 | 0.081948
Tech | Schools K-12 | Office Equipment | Servers | TRC | Existing | NE4557 | Network PC Power Management | Network PC Power Management | NonEquip | 5 | Computers | 0% | Tech/Econ | 56.5% | 0 | 0 | 0
Tech | Schools K-12 | Office Equipment | Servers | TRC | Turnover | ET2308 | Server Virtualization | Server Virtualization | Equip | 3 | Servers | 92% | Tech/Econ | 85.71% | 591127.9524 | 87.9831 | 61.1944
Tech | Schools K-12 | Office Equipment | Servers | TRC | Turnover | ET1144 | High Efficiency Data Center Cooling | High Efficiency Data Center Cooling | Equip | 20 | Servers | 14.18% | Tech/Econ | 28% | 6294.692 | 1.4431 | 0.8335
Tech | Schools K-12 | Office Equipment | Servers | TRC | New | EN2334 | Server Virtualization | Server Virtualization | Equip | 3 | Servers | 92% | Tech/Econ | 85.71% | 4406.9583 | 0.65593 | 0.45621
Tech | Schools K-12 | Office Equipment | Servers | TRC | New | EN1170 | High Efficiency Data Center Cooling | High Efficiency Data Center Cooling | Equip | 20 | Servers | 14.18% | Tech/Econ | 28% | 26.4673 | 0.0060678 | 0.0035046
Tech | Schools K-12 | Space Cooling | Residential-type central air conditioners | TRC | New | NN5376 | Retro-Commissioning | Retro-Commissioning | NonEquip | 5 |  | 0% | Tech/Econ | 16% | 0 | 0 | 0
Tech | Schools K-12 | Space Cooling | Residential-type central air conditioners | TRC | New | NN4388 | Window Sun Protection | Window Sun Protection | NonEquip | 10 |  | 15.35% | Tech/Econ | 16% | 2.8363 | 0.00088313 | -4.9756e-05
Tech | Schools K-12 | Space Cooling | Residential-type central air conditioners | TRC | New | NN4362 | Waterside Economizer | Waterside Economizer | NonEquip | 20 |  | 0% | Tech/Econ | 5.556% | 0 | 0 | 0
Tech | Schools K-12 | Space Cooling | Residential-type central air conditioners | TRC | New | NN4154 | Smart Thermostat | Smart Thermostat | NonEquip | 11 |  | 45.33% | Tech/Econ | 10% | 0.98109 | 1.1649e-05 | 0
Tech | Schools K-12 | Space Cooling | Residential-type central air conditioners | TRC | New | NN4050 | Programmable Thermostat | Programmable Thermostat | NonEquip | 11 |  | 0% | Tech/Econ | 3.6% | 0 | 0 | 0
Tech | Schools K-12 | Space Cooling | Residential-type central air conditioners | TRC | New | NN3998 | Low U-Value Windows | Low U-Value Windows | NonEquip | 20 |  | 26.88% | Tech/Econ | 10% | 0 | 0 | 0
Tech | Schools K-12 | Space Cooling | Residential-type central air conditioners | TRC | New | NN3920 | HVAC tune-up_RTU | HVAC tune-up_RTU | NonEquip | 5 | Packaged air conditioning units (RTUs) | 0% | Tech/Econ | 5% | 0 | 0 | 0
Tech | Schools K-12 | Space Cooling | Residential-type central air conditioners | TRC | New | NN3894 | HVAC tune-up | HVAC tune-up | NonEquip | 5 | Residential-type central air conditioners | 0% | Tech/Econ | 5% | 0 | 0 | 0
Tech | Schools K-12 | Space Cooling | Residential-type central air conditioners | TRC | New | NN3816 | Green Roof | Green Roof | NonEquip | 15 |  | 0.63% | Tech/Econ | 3.142% | 0 | 0 | 0
Tech | Schools K-12 | Space Cooling | Residential-type central air conditioners | TRC | New | NN3686 | Facility Energy Management System | Facility Energy Management System | NonEquip | 15 |  | 4.276% | Tech/Econ | 20% | 1.167 | 0.0002446 | 0
Tech | Schools K-12 | Space Cooling | Residential-type central air conditioners | TRC | New | NN3634 | Facility Commissioning | Facility Commissioning | NonEquip | 10 |  | 71.67% | Tech/Econ | 16% | 14.9603 | 0.0026193 | 5.9759e-05
Tech | Schools K-12 | Space Cooling | Residential-type central air conditioners | TRC | New | NN3608 | Energy Recovery Ventilation System (ERV) | Energy Recovery Ventilation System (ERV) | NonEquip | 15 | Packaged air conditioning units (RTUs) | 0% | Tech/Econ | 10.24% | 0 | 0 | 0
Tech | Schools K-12 | Space Cooling | Residential-type central air conditioners | TRC | New | NN3530 | Duct Sealing Repair | Duct Sealing Repair | NonEquip | 15 |  | 0% | Tech/Econ | 12% | 0 | 0 | 0
Tech | Schools K-12 | Space Cooling | Residential-type central air conditioners | TRC | New | NN3426 | Dedicated Outdoor Air System on VRF unit | Dedicated Outdoor Air System on VRF unit | NonEquip | 15 | Residential-type central air conditioners | 58.91% | Tech/Econ | 17.5% | 4.8318 | 0.0014703 | 0
Tech | Schools K-12 | Space Cooling | Residential-type central air conditioners | TRC | New | NN3374 | Cool Roof | Cool Roof | NonEquip | 15 |  | 72.18% | Tech/Econ | 4.029% | 0 | 0 | 0
Tech | Schools K-12 | Space Cooling | Residential-type central air conditioners | TRC | New | NN3322 | Chilled Water System - Variable Speed Drives | Chilled Water System - Variable Speed Drives | NonEquip | 13 | Central chillers inside | 0% | Tech/Econ | 24.74% | 0 | 0 | 0
Tech | Schools K-12 | Space Cooling | Residential-type central air conditioners | TRC | New | NN3296 | Chilled Water Controls Optimization | Chilled Water Controls Optimization | NonEquip | 10 | Central chillers inside | 0% | Tech/Econ | 12.5% | 0 | 0 | 0
Tech | Schools K-12 | Space Cooling | Residential-type central air conditioners | TRC | New | NN3218 | Ceiling Insulation(R2 to R38) | Ceiling Insulation(R2 to R38) | NonEquip | 20 |  | 0% | Tech/Econ | 36.97% | 0 | 0 | 0
Tech | Schools K-12 | Space Cooling | Residential-type central air conditioners | TRC | New | NN3114 | Ceiling Insulation(R12 to R38) | Ceiling Insulation(R12 to R38) | NonEquip | 20 |  | 0% | Tech/Econ | 4.451% | 0 | 0 | 0
Tech | Schools K-12 | Space Cooling | Residential-type central air conditioners | TRC | New | NN3062 | Airside Economizer | Airside Economizer | NonEquip | 10 | Packaged air conditioning units (RTUs) | 0% | Tech/Econ | 5.556% | 0 | 0 | 0
Tech | Schools K-12 | Space Cooling | Residential-type central air conditioners | TRC | Existing | NE5363 | Retro-Commissioning | Retro-Commissioning | NonEquip | 5 |  | 21.99% | Tech/Econ | 16% | 534.5039 | 0.089359 | 0
Tech | Schools K-12 | Space Cooling | Residential-type central air conditioners | TRC | Existing | NE4375 | Window Sun Protection | Window Sun Protection | NonEquip | 10 |  | 15.68% | Tech/Econ | 16% | 390.8865 | 0.12171 | -0.0068572
Tech | Schools K-12 | Space Cooling | Residential-type central air conditioners | TRC | Existing | NE4349 | Waterside Economizer | Waterside Economizer | NonEquip | 20 |  | 0% | Tech/Econ | 5.556% | 0 | 0 | 0
Tech | Schools K-12 | Space Cooling | Residential-type central air conditioners | TRC | Existing | NE4219 | Wall Insulation | Wall Insulation | NonEquip | 20 |  | 0% | Tech/Econ | 10.75% | 0 | 0 | 0
Tech | Schools K-12 | Space Cooling | Residential-type central air conditioners | TRC | Existing | NE4141 | Smart Thermostat | Smart Thermostat | NonEquip | 11 |  | 45.33% | Tech/Econ | 10% | 664.3868 | 0.0078888 | 0
Tech | Schools K-12 | Space Cooling | Residential-type central air conditioners | TRC | Existing | NE4115 | Roof Insulation | Roof Insulation | NonEquip | 20 |  | 37.5% | Tech/Econ | 5.421% | 284.4443 | 0.0056918 | 0
Tech | Schools K-12 | Space Cooling | Residential-type central air conditioners | TRC | Existing | NE4037 | Programmable Thermostat | Programmable Thermostat | NonEquip | 11 |  | 0% | Tech/Econ | 3.6% | 0 | 0 | 0
Tech | Schools K-12 | Space Cooling | Residential-type central air conditioners | TRC | Existing | NE3985 | Low U-Value Windows | Low U-Value Windows | NonEquip | 20 |  | 10.75% | Tech/Econ | 46% | 1181.5906 | 0.4392 | 0
Tech | Schools K-12 | Space Cooling | Residential-type central air conditioners | TRC | Existing | NE3907 | HVAC tune-up_RTU | HVAC tune-up_RTU | NonEquip | 5 | Packaged air conditioning units (RTUs) | 0% | Tech/Econ | 5% | 0 | 0 | 0
Tech | Schools K-12 | Space Cooling | Residential-type central air conditioners | TRC | Existing | NE3881 | HVAC tune-up | HVAC tune-up | NonEquip | 5 | Residential-type central air conditioners | 0% | Tech/Econ | 5% | 0 | 0 | 0
Tech | Schools K-12 | Space Cooling | Residential-type central air conditioners | TRC | Existing | NE3803 | Green Roof | Green Roof | NonEquip | 15 |  | 0.126% | Tech/Econ | 3.142% | 0.52675 | 0.00022377 | 0
Tech | Schools K-12 | Space Cooling | Residential-type central air conditioners | TRC | Existing | NE3751 | Floor Insulation | Floor Insulation | NonEquip | 20 |  | 6.749% | Tech/Econ | 1.422% | 12.7725 | 0.00025558 | 0
Tech | Schools K-12 | Space Cooling | Residential-type central air conditioners | TRC | Existing | NE3673 | Facility Energy Management System | Facility Energy Management System | NonEquip | 15 |  | 0.7167% | Tech/Econ | 20% | 24.9397 | 0.0052272 | 0
Tech | Schools K-12 | Space Cooling | Residential-type central air conditioners | TRC | Existing | NE3595 | Energy Recovery Ventilation System (ERV) | Energy Recovery Ventilation System (ERV) | NonEquip | 15 | Packaged air conditioning units (RTUs) | 0% | Tech/Econ | 10.24% | 0 | 0 | 0
Tech | Schools K-12 | Space Cooling | Residential-type central air conditioners | TRC | Existing | NE3517 | Duct Sealing Repair | Duct Sealing Repair | NonEquip | 15 |  | 0% | Tech/Econ | 12% | 0 | 0 | 0
Tech | Schools K-12 | Space Cooling | Residential-type central air conditioners | TRC | Existing | NE3465 | Duct Insulation | Duct Insulation | NonEquip | 15 |  | 0% | Tech/Econ | 2.045% | 0 | 0 | 0
Tech | Schools K-12 | Space Cooling | Residential-type central air conditioners | TRC | Existing | NE3413 | Dedicated Outdoor Air System on VRF unit | Dedicated Outdoor Air System on VRF unit | NonEquip | 15 | Residential-type central air conditioners | 58.91% | Tech/Econ | 17.5% | 1791.2818 | 0.54507 | 0
Tech | Schools K-12 | Space Cooling | Residential-type central air conditioners | TRC | Existing | NE3361 | Cool Roof | Cool Roof | NonEquip | 15 |  | 72.68% | Tech/Econ | 4.029% | 401.44 | 0.17054 | 0
Tech | Schools K-12 | Space Cooling | Residential-type central air conditioners | TRC | Existing | NE3309 | Chilled Water System - Variable Speed Drives | Chilled Water System - Variable Speed Drives | NonEquip | 13 | Central chillers inside | 0% | Tech/Econ | 24.74% | 0 | 0 | 0
Tech | Schools K-12 | Space Cooling | Residential-type central air conditioners | TRC | Existing | NE3283 | Chilled Water Controls Optimization | Chilled Water Controls Optimization | NonEquip | 10 | Central chillers inside | 0% | Tech/Econ | 12.5% | 0 | 0 | 0
Tech | Schools K-12 | Space Cooling | Residential-type central air conditioners | TRC | Existing | NE3205 | Ceiling Insulation(R2 to R38) | Ceiling Insulation(R2 to R38) | NonEquip | 20 |  | 0% | Tech/Econ | 36.97% | 0 | 0 | 0
Tech | Schools K-12 | Space Cooling | Residential-type central air conditioners | TRC | Existing | NE3153 | Ceiling Insulation(R19 to R38) | Ceiling Insulation(R19 to R38) | NonEquip | 20 |  | 0% | Tech/Econ | 2.054% | 0 | 0 | 0
Tech | Schools K-12 | Space Cooling | Residential-type central air conditioners | TRC | Existing | NE3101 | Ceiling Insulation(R12 to R38) | Ceiling Insulation(R12 to R38) | NonEquip | 20 |  | 0% | Tech/Econ | 4.451% | 0 | 0 | 0
Tech | Schools K-12 | Space Cooling | Residential-type central air conditioners | TRC | Existing | NE3049 | Airside Economizer | Airside Economizer | NonEquip | 10 | Packaged air conditioning units (RTUs) | 0% | Tech/Econ | 5.556% | 0 | 0 | 0
Tech | Schools K-12 | Space Cooling | Residential-type central air conditioners | TRC | Turnover | ET832 | Geothermal Heat Pump | Geothermal Heat Pump | Equip | 15 | Residential-type central air conditioners | 30.5% | Tech/Econ | 21.18% | 1201.2948 | 0.51661 | 0
Tech | Schools K-12 | Space Cooling | Residential-type central air conditioners | TRC | Turnover | ET1378 | Variable Refrigerant Flow (VRF) HVAC Systems | Variable Refrigerant Flow (VRF) HVAC Systems | Equip | 15 | Residential-type central air conditioners | 49.09% | Tech/Econ | 36.88% | 4111.7871 | 1.2512 | 0
Tech | Schools K-12 | Space Cooling | Residential-type central air conditioners | TRC | Turnover | ET1300 | High Efficiency PTHP | High Efficiency PTHP | Equip | 15 | Residential-type central air conditioners | 0% | Tech/Econ | 23.64% | 0 | 0 | 0
Tech | Schools K-12 | Space Cooling | Residential-type central air conditioners | TRC | Turnover | ET1261 | High Efficiency PTAC | High Efficiency PTAC | Equip | 15 | Residential-type central air conditioners | 0% | Tech/Econ | 23.64% | 0 | 0 | 0
Tech | Schools K-12 | Space Cooling | Residential-type central air conditioners | TRC | New | EN858 | Geothermal Heat Pump | Geothermal Heat Pump | Equip | 15 | Residential-type central air conditioners | 30.5% | Tech/Econ | 21.18% | 9.4218 | 0.0040518 | 0
Tech | Schools K-12 | Space Cooling | Residential-type central air conditioners | TRC | New | EN1404 | Variable Refrigerant Flow (VRF) HVAC Systems | Variable Refrigerant Flow (VRF) HVAC Systems | Equip | 15 | Residential-type central air conditioners | 49.09% | Tech/Econ | 36.88% | 32.2488 | 0.009813 | 0
Tech | Schools K-12 | Space Cooling | Residential-type central air conditioners | TRC | New | EN1326 | High Efficiency PTHP | High Efficiency PTHP | Equip | 15 | Residential-type central air conditioners | 0% | Tech/Econ | 23.64% | 0 | 0 | 0
Tech | Schools K-12 | Space Cooling | Residential-type central air conditioners | TRC | New | EN1287 | High Efficiency PTAC | High Efficiency PTAC | Equip | 15 | Residential-type central air conditioners | 0% | Tech/Econ | 23.64% | 0 | 0 | 0
Tech | Schools K-12 | Space Heating | Residential/split system heat pump | TRC | New | NN5350 | Retro-Commissioning | Retro-Commissioning | NonEquip | 5 |  | 0% | Tech/Econ | 16% | 0 | 0 | 0
Tech | Schools K-12 | Space Heating | Residential/split system heat pump | TRC | New | NN4336 | Water Cooled Refrigeration Heat Recovery | Water Cooled Refrigeration Heat Recovery | NonEquip | 20 |  | 0% | Tech/Econ | 10% | 0 | 0 | 0
Tech | Schools K-12 | Space Heating | Residential/split system heat pump | TRC | New | NN4284 | Warehouse Loading Dock Seals | Warehouse Loading Dock Seals | NonEquip | 18 |  | 0% | Tech/Econ | 0.1596% | 0 | 0 | 0
Tech | Schools K-12 | Space Heating | Residential/split system heat pump | TRC | New | NN4180 | Smart Thermostat | Smart Thermostat | NonEquip | 11 |  | 45.33% | Tech/Econ | 10% | 1810.2505 | 0 | -0.29745
Tech | Schools K-12 | Space Heating | Residential/split system heat pump | TRC | New | NN4102 | Roof Insulation | Roof Insulation | NonEquip | 20 |  | 37.5% | Tech/Econ | 0.9496% | 82.8716 | 0 | 0.037382
Tech | Schools K-12 | Space Heating | Residential/split system heat pump | TRC | New | NN4076 | Programmable Thermostat | Programmable Thermostat | NonEquip | 11 |  | 0% | Tech/Econ | 3.6% | 0 | 0 | 0
Tech | Schools K-12 | Space Heating | Residential/split system heat pump | TRC | New | NN4024 | Low U-Value Windows | Low U-Value Windows | NonEquip | 20 |  | 26.88% | Tech/Econ | 10% | 1162.1598 | 0 | 0.00483
Tech | Schools K-12 | Space Heating | Residential/split system heat pump | TRC | New | NN3790 | Green Roof | Green Roof | NonEquip | 15 |  | 0.63% | Tech/Econ | 1.467% | 3.525 | 0 | 0
Tech | Schools K-12 | Space Heating | Residential/split system heat pump | TRC | New | NN3738 | Floor Insulation | Floor Insulation | NonEquip | 20 |  | 16.87% | Tech/Econ | 0.4982% | 0 | 0 | 0
Tech | Schools K-12 | Space Heating | Residential/split system heat pump | TRC | New | NN3660 | Facility Energy Management System | Facility Energy Management System | NonEquip | 15 |  | 4.276% | Tech/Econ | 20% | 372.991 | 0 | 0.0067225
Tech | Schools K-12 | Space Heating | Residential/split system heat pump | TRC | New | NN3582 | ECM Motors on Furnaces | ECM Motors on Furnaces | NonEquip | 15 | Forced air furnace | 0% | Tech/Econ | 1.706% | 0 | 0 | 0
Tech | Schools K-12 | Space Heating | Residential/split system heat pump | TRC | New | NN3556 | Duct Sealing Repair | Duct Sealing Repair | NonEquip | 15 |  | 0% | Tech/Econ | 12% | 0 | 0 | 0
Tech | Schools K-12 | Space Heating | Residential/split system heat pump | TRC | New | NN3504 | Duct Insulation | Duct Insulation | NonEquip | 15 |  | 0% | Tech/Econ | 2.045% | 0 | 0 | 0
Tech | Schools K-12 | Space Heating | Residential/split system heat pump | TRC | New | NN3452 | Destratification Fans | Destratification Fans | NonEquip | 10 |  | 0% | Tech/Econ | 16.23% | 0 | 0 | 0
Tech | Schools K-12 | Space Heating | Residential/split system heat pump | TRC | New | NN3400 | Dedicated Outdoor Air System on VRF unit | Dedicated Outdoor Air System on VRF unit | NonEquip | 15 | Residential/split system heat pump | 58.91% | Tech/Econ | 10% | 2142.0731 | 0 | 0.65881
Tech | Schools K-12 | Space Heating | Residential/split system heat pump | TRC | New | NN3348 | Cool Roof | Cool Roof | NonEquip | 15 |  | 72.18% | Tech/Econ | 0.5275% | 0 | 0 | 0
Tech | Schools K-12 | Space Heating | Residential/split system heat pump | TRC | New | NN3244 | Ceiling Insulation(R30 to R38) | Ceiling Insulation(R30 to R38) | NonEquip | 20 |  | 0% | Tech/Econ | 0.1919% | 0 | 0 | 0
Tech | Schools K-12 | Space Heating | Residential/split system heat pump | TRC | New | NN3192 | Ceiling Insulation(R2 to R38) | Ceiling Insulation(R2 to R38) | NonEquip | 20 |  | 0% | Tech/Econ | 12.95% | 0 | 0 | 0
Tech | Schools K-12 | Space Heating | Residential/split system heat pump | TRC | New | NN3140 | Ceiling Insulation(R19 to R38) | Ceiling Insulation(R19 to R38) | NonEquip | 20 |  | 0% | Tech/Econ | 0.7197% | 0 | 0 | 0
Tech | Schools K-12 | Space Heating | Residential/split system heat pump | TRC | New | NN3088 | Ceiling Insulation(R12 to R38) | Ceiling Insulation(R12 to R38) | NonEquip | 20 |  | 0% | Tech/Econ | 1.559% | 0 | 0 | 0
Tech | Schools K-12 | Space Heating | Residential/split system heat pump | TRC | New | NN3010 | Air Curtains | Air Curtains | NonEquip | 8 |  | 28.37% | Tech/Econ | 0.2533% | 0 | 0 | 0
Tech | Schools K-12 | Space Heating | Residential/split system heat pump | TRC | Existing | NE5337 | Retro-Commissioning | Retro-Commissioning | NonEquip | 5 |  | 21.99% | Tech/Econ | 16% | 173952.4171 | 0 | 90.1647
Tech | Schools K-12 | Space Heating | Residential/split system heat pump | TRC | Existing | NE4323 | Water Cooled Refrigeration Heat Recovery | Water Cooled Refrigeration Heat Recovery | NonEquip | 20 |  | 0% | Tech/Econ | 10% | 0 | 0 | 0
Tech | Schools K-12 | Space Heating | Residential/split system heat pump | TRC | Existing | NE4271 | Warehouse Loading Dock Seals | Warehouse Loading Dock Seals | NonEquip | 18 |  | 0% | Tech/Econ | 0.1761% | 0 | 0 | 0
Tech | Schools K-12 | Space Heating | Residential/split system heat pump | TRC | Existing | NE4245 | Wall Insulation | Wall Insulation | NonEquip | 20 |  | 0% | Tech/Econ | 0.6067% | 0 | 0 | 0
Tech | Schools K-12 | Space Heating | Residential/split system heat pump | TRC | Existing | NE4167 | Smart Thermostat | Smart Thermostat | NonEquip | 11 |  | 45.33% | Tech/Econ | 10% | 251700.8569 | 0 | -41.3579
Tech | Schools K-12 | Space Heating | Residential/split system heat pump | TRC | Existing | NE4089 | Roof Insulation | Roof Insulation | NonEquip | 20 |  | 37.5% | Tech/Econ | 2.096% | 37487.6151 | 0 | 16.9099
Tech | Schools K-12 | Space Heating | Residential/split system heat pump | TRC | Existing | NE4063 | Programmable Thermostat | Programmable Thermostat | NonEquip | 11 |  | 0% | Tech/Econ | 3.6% | 0 | 0 | 0
Tech | Schools K-12 | Space Heating | Residential/split system heat pump | TRC | Existing | NE4011 | Low U-Value Windows | Low U-Value Windows | NonEquip | 20 |  | 10.75% | Tech/Econ | 46% | 341734.6755 | 0 | 1.4203
Tech | Schools K-12 | Space Heating | Residential/split system heat pump | TRC | Existing | NE3933 | Infiltration Reduction - Air Sealing | Infiltration Reduction - Air Sealing | NonEquip | 11 |  | 0% | Tech/Econ | 0.08804% | 0 | 0 | 0
Tech | Schools K-12 | Space Heating | Residential/split system heat pump | TRC | Existing | NE3855 | Hotel Card Energy Control Systems | Hotel Card Energy Control Systems | NonEquip | 15 |  | 0% | Tech/Econ | 0% | 0 | 0 | 0
Tech | Schools K-12 | Space Heating | Residential/split system heat pump | TRC | Existing | NE3777 | Green Roof | Green Roof | NonEquip | 15 |  | 0.126% | Tech/Econ | 1.619% | 96.5642 | 0 | 0
Tech | Schools K-12 | Space Heating | Residential/split system heat pump | TRC | Existing | NE3725 | Floor Insulation | Floor Insulation | NonEquip | 20 |  | 6.749% | Tech/Econ | 0.5498% | 1748.769 | 0 | 0.78883
Tech | Schools K-12 | Space Heating | Residential/split system heat pump | TRC | Existing | NE3647 | Facility Energy Management System | Facility Energy Management System | NonEquip | 15 |  | 0.7167% | Tech/Econ | 20% | 7970.9755 | 0 | 0.14366
Tech | Schools K-12 | Space Heating | Residential/split system heat pump | TRC | Existing | NE3569 | ECM Motors on Furnaces | ECM Motors on Furnaces | NonEquip | 15 | Forced air furnace | 0% | Tech/Econ | 1.706% | 0 | 0 | 0
Tech | Schools K-12 | Space Heating | Residential/split system heat pump | TRC | Existing | NE3543 | Duct Sealing Repair | Duct Sealing Repair | NonEquip | 15 |  | 0% | Tech/Econ | 12% | 0 | 0 | 0
Tech | Schools K-12 | Space Heating | Residential/split system heat pump | TRC | Existing | NE3491 | Duct Insulation | Duct Insulation | NonEquip | 15 |  | 0% | Tech/Econ | 2.045% | 0 | 0 | 0
Tech | Schools K-12 | Space Heating | Residential/split system heat pump | TRC | Existing | NE3439 | Destratification Fans | Destratification Fans | NonEquip | 10 |  | 0% | Tech/Econ | 16.23% | 0 | 0 | 0
Tech | Schools K-12 | Space Heating | Residential/split system heat pump | TRC | Existing | NE3387 | Dedicated Outdoor Air System on VRF unit | Dedicated Outdoor Air System on VRF unit | NonEquip | 15 | Residential/split system heat pump | 58.91% | Tech/Econ | 10% | 312320.7243 | 0 | 96.0572
Tech | Schools K-12 | Space Heating | Residential/split system heat pump | TRC | Existing | NE3335 | Cool Roof | Cool Roof | NonEquip | 15 |  | 72.68% | Tech/Econ | 0.5821% | 20022.6252 | 0 | 0
Tech | Schools K-12 | Space Heating | Residential/split system heat pump | TRC | Existing | NE3231 | Ceiling Insulation(R30 to R38) | Ceiling Insulation(R30 to R38) | NonEquip | 20 |  | 0% | Tech/Econ | 0.2118% | 0 | 0 | 0
Tech | Schools K-12 | Space Heating | Residential/split system heat pump | TRC | Existing | NE3179 | Ceiling Insulation(R2 to R38) | Ceiling Insulation(R2 to R38) | NonEquip | 20 |  | 0% | Tech/Econ | 14.29% | 0 | 0 | 0
Tech | Schools K-12 | Space Heating | Residential/split system heat pump | TRC | Existing | NE3127 | Ceiling Insulation(R19 to R38) | Ceiling Insulation(R19 to R38) | NonEquip | 20 |  | 0% | Tech/Econ | 0.7941% | 0 | 0 | 0
Tech | Schools K-12 | Space Heating | Residential/split system heat pump | TRC | Existing | NE3075 | Ceiling Insulation(R12 to R38) | Ceiling Insulation(R12 to R38) | NonEquip | 20 |  | 0% | Tech/Econ | 1.721% | 0 | 0 | 0
Tech | Schools K-12 | Space Heating | Residential/split system heat pump | TRC | Existing | NE2997 | Air Curtains | Air Curtains | NonEquip | 8 |  | 33.45% | Tech/Econ | 0.2533% | 3991.2626 | 0 | 0.43346
Tech | Schools K-12 | Space Heating | Residential/split system heat pump | TRC | Turnover | ET871 | Geothermal Heat Pump | Geothermal Heat Pump | Equip | 15 | Residential/split system heat pump | 30.5% | Tech/Econ | 2.941% | 44751.0648 | 0 | 14.7817
Tech | Schools K-12 | Space Heating | Residential/split system heat pump | TRC | Turnover | ET1417 | Variable Refrigerant Flow (VRF) HVAC Systems | Variable Refrigerant Flow (VRF) HVAC Systems | Equip | 15 | Residential/split system heat pump | 49.09% | Tech/Econ | 31.25% | 1007791.368 | 0 | 309.9556
Tech | Schools K-12 | Space Heating | Residential/split system heat pump | TRC | Turnover | ET1339 | High Efficiency PTHP | High Efficiency PTHP | Equip | 15 | Residential/split system heat pump | 0% | Tech/Econ | 9.375% | 0 | 0 | 0
Tech | Schools K-12 | Space Heating | Residential/split system heat pump | TRC | New | EN897 | Geothermal Heat Pump | Geothermal Heat Pump | Equip | 15 | Residential/split system heat pump | 30.5% | Tech/Econ | 2.941% | 0 | 0 | 0
Tech | Schools K-12 | Space Heating | Residential/split system heat pump | TRC | New | EN1443 | Variable Refrigerant Flow (VRF) HVAC Systems | Variable Refrigerant Flow (VRF) HVAC Systems | Equip | 15 | Residential/split system heat pump | 49.09% | Tech/Econ | 31.25% | 7904.1246 | 0 | 2.431
Tech | Schools K-12 | Space Heating | Residential/split system heat pump | TRC | New | EN1365 | High Efficiency PTHP | High Efficiency PTHP | Equip | 15 | Residential/split system heat pump | 0% | Tech/Econ | 9.375% | 0 | 0 | 0
Tech | Schools K-12 | Refrigeration | Residential style | TRC | New | NN5324 | Retro-Commissioning | Retro-Commissioning | NonEquip | 5 |  | 0% | Tech/Econ | 16% | 0 | 0 | 0
Tech | Schools K-12 | Refrigeration | Residential style | TRC | New | NN4908 | Strip Curtains for Walk-ins | Strip Curtains for Walk-ins | NonEquip | 4 | Walk-in cooler | 0% | Tech/Econ | 2.115% | 0 | 0 | 0
Tech | Schools K-12 | Refrigeration | Residential style | TRC | New | NN4882 | Refrigerated Display Case Lighting Controls | Refrigerated Display Case Lighting Controls | NonEquip | 8 | Display cases | 0% | Tech/Econ | 0.9365% | 0 | 0 | 0
Tech | Schools K-12 | Refrigeration | Residential style | TRC | New | NN4856 | PSC to ECM Evaporator Fan Motor (Walk-In, Refrigerator) | PSC to ECM Evaporator Fan Motor (Walk-In, Refrigerator) | NonEquip | 15 | Walk-in cooler | 0% | Tech/Econ | 37.5% | 0 | 0 | 0
Tech | Schools K-12 | Refrigeration | Residential style | TRC | New | NN4830 | PSC to ECM Evaporator Fan Motor (Reach-In) | PSC to ECM Evaporator Fan Motor (Reach-In) | NonEquip | 15 | Display cases | 0% | Tech/Econ | 37.5% | 0 | 0 | 0
Tech | Schools K-12 | Refrigeration | Residential style | TRC | New | NN4804 | Night Covers for Display Cases | Night Covers for Display Cases | NonEquip | 5 | Display cases | 0% | Tech/Econ | 1.877% | 0 | 0 | 0
Tech | Schools K-12 | Refrigeration | Residential style | TRC | New | NN4778 | High R-Value Glass Doors | High R-Value Glass Doors | NonEquip | 12 | Display cases | 0% | Tech/Econ | 0% | 0 | 0 | 0
Tech | Schools K-12 | Refrigeration | Residential style | TRC | New | NN4752 | High Efficiency Refrigeration Compressor | High Efficiency Refrigeration Compressor | NonEquip | 13 | Display cases | 0% | Tech/Econ | 6.922% | 0 | 0 | 0
Tech | Schools K-12 | Refrigeration | Residential style | TRC | New | NN4726 | Freezer-Cooler Replacement Gaskets | Freezer-Cooler Replacement Gaskets | NonEquip | 4 | Display cases | 0% | Tech/Econ | 0% | 0 | 0 | 0
Tech | Schools K-12 | Refrigeration | Residential style | TRC | New | NN4700 | Floating Head Pressure Controls | Floating Head Pressure Controls | NonEquip | 15 |  | 27.37% | Tech/Econ | 6.05% | 330.614 | 0.042866 | 0.035905
Tech | Schools K-12 | Refrigeration | Residential style | TRC | New | NN4674 | Demand Defrost | Demand Defrost | NonEquip | 10 | Walk-in cooler | 0% | Tech/Econ | 30% | 0 | 0 | 0
Tech | Schools K-12 | Refrigeration | Residential style | TRC | New | NN4648 | Automatic Door Closer for Walk-in Coolers and Freezers | Automatic Door Closer for Walk-in Coolers and Freezers | NonEquip | 8 | Walk-in cooler | 0% | Tech/Econ | 3.131% | 0 | 0 | 0
Tech | Schools K-12 | Refrigeration | Residential style | TRC | New | NN4622 | Anti-Sweat Controls | Anti-Sweat Controls | NonEquip | 8 | Display cases | 0% | Tech/Econ | 85% | 0 | 0 | 0
Tech | Schools K-12 | Refrigeration | Residential style | TRC | Existing | NE5311 | Retro-Commissioning | Retro-Commissioning | NonEquip | 5 |  | 21.99% | Tech/Econ | 16% | 95993.3704 | 16.0483 | 49.7562
Tech | Schools K-12 | Refrigeration | Residential style | TRC | Existing | NE4895 | Strip Curtains for Walk-ins | Strip Curtains for Walk-ins | NonEquip | 4 | Walk-in cooler | 0% | Tech/Econ | 2.115% | 0 | 0 | 0
Tech | Schools K-12 | Refrigeration | Residential style | TRC | Existing | NE4869 | Refrigerated Display Case Lighting Controls | Refrigerated Display Case Lighting Controls | NonEquip | 8 | Display cases | 0% | Tech/Econ | 2.524% | 0 | 0 | 0
Tech | Schools K-12 | Refrigeration | Residential style | TRC | Existing | NE4843 | PSC to ECM Evaporator Fan Motor (Walk-In, Refrigerator) | PSC to ECM Evaporator Fan Motor (Walk-In, Refrigerator) | NonEquip | 15 | Walk-in cooler | 0% | Tech/Econ | 37.5% | 0 | 0 | 0
Tech | Schools K-12 | Refrigeration | Residential style | TRC | Existing | NE4817 | PSC to ECM Evaporator Fan Motor (Reach-In) | PSC to ECM Evaporator Fan Motor (Reach-In) | NonEquip | 15 | Display cases | 0% | Tech/Econ | 37.5% | 0 | 0 | 0
Tech | Schools K-12 | Refrigeration | Residential style | TRC | Existing | NE4791 | Night Covers for Display Cases | Night Covers for Display Cases | NonEquip | 5 | Display cases | 0% | Tech/Econ | 1.877% | 0 | 0 | 0
Tech | Schools K-12 | Refrigeration | Residential style | TRC | Existing | NE4765 | High R-Value Glass Doors | High R-Value Glass Doors | NonEquip | 12 | Display cases | 0% | Tech/Econ | 23.81% | 0 | 0 | 0
Tech | Schools K-12 | Refrigeration | Residential style | TRC | Existing | NE4739 | High Efficiency Refrigeration Compressor | High Efficiency Refrigeration Compressor | NonEquip | 13 | Display cases | 0% | Tech/Econ | 6.922% | 0 | 0 | 0
Tech | Schools K-12 | Refrigeration | Residential style | TRC | Existing | NE4713 | Freezer-Cooler Replacement Gaskets | Freezer-Cooler Replacement Gaskets | NonEquip | 4 | Display cases | 0% | Tech/Econ | 3.131% | 0 | 0 | 0
Tech | Schools K-12 | Refrigeration | Residential style | TRC | Existing | NE4687 | Floating Head Pressure Controls | Floating Head Pressure Controls | NonEquip | 15 |  | 27.37% | Tech/Econ | 6.05% | 43596.4588 | 5.6525 | 4.7347
Tech | Schools K-12 | Refrigeration | Residential style | TRC | Existing | NE4661 | Demand Defrost | Demand Defrost | NonEquip | 10 | Walk-in cooler | 0% | Tech/Econ | 30% | 0 | 0 | 0
Tech | Schools K-12 | Refrigeration | Residential style | TRC | Existing | NE4635 | Automatic Door Closer for Walk-in Coolers and Freezers | Automatic Door Closer for Walk-in Coolers and Freezers | NonEquip | 8 | Walk-in cooler | 0% | Tech/Econ | 3.131% | 0 | 0 | 0
Tech | Schools K-12 | Refrigeration | Residential style | TRC | Existing | NE4609 | Anti-Sweat Controls | Anti-Sweat Controls | NonEquip | 8 | Display cases | 0% | Tech/Econ | 85% | 0 | 0 | 0
Tech | Schools K-12 | Refrigeration | Residential style | TRC | Turnover | ET2542 | Energy Star Refrigerator | Energy Star Refrigerator | Equip | 12 | Residential style | 45.6% | Tech/Econ | 21.99% | 304061.6804 | 40.0327 | 31.5001
Tech | Schools K-12 | Refrigeration | Residential style | TRC | New | EN2568 | Energy Star Refrigerator | Energy Star Refrigerator | Equip | 12 | Residential style | 53.2% | Tech/Econ | 21.99% | 2644.6361 | 0.34819 | 0.27398
Tech | Schools K-12 | Miscellaneous | Pool pump | TRC | New | NN5454 | Retro-Commissioning | Retro-Commissioning | NonEquip | 5 |  | 0% | Tech/Econ | 16% | 0 | 0 | 0
Tech | Schools K-12 | Miscellaneous | Pool pump | TRC | New | NN4544 | VSD Controlled Compressor | VSD Controlled Compressor | NonEquip | 15 | Others | 0% | Tech/Econ | 20.79% | 0 | 0 | 0
Tech | Schools K-12 | Miscellaneous | Pool pump | TRC | New | NN4518 | Regenerative Drive Elevator Motor | Regenerative Drive Elevator Motor | NonEquip | 13 | Elevators/Escalators | 0% | Tech/Econ | 6.211% | 0 | 0 | 0
Tech | Schools K-12 | Miscellaneous | Pool pump | TRC | New | NN4492 | Engine Block Timer | Engine Block Timer | NonEquip | 5 | Others | 0% | Tech/Econ | 36% | 0 | 0 | 0
Tech | Schools K-12 | Miscellaneous | Pool pump | TRC | New | NN4466 | Efficient Motor Belts | Efficient Motor Belts | NonEquip | 10 | Others | 0% | Tech/Econ | 1.105% | 0 | 0 | 0
Tech | Schools K-12 | Miscellaneous | Pool pump | TRC | Existing | NE5441 | Retro-Commissioning | Retro-Commissioning | NonEquip | 5 |  | 21.99% | Tech/Econ | 16% | 0 | 0 | 0
Tech | Schools K-12 | Miscellaneous | Pool pump | TRC | Existing | NE4531 | VSD Controlled Compressor | VSD Controlled Compressor | NonEquip | 15 | Others | 0% | Tech/Econ | 20.79% | 0 | 0 | 0
Tech | Schools K-12 | Miscellaneous | Pool pump | TRC | Existing | NE4505 | Regenerative Drive Elevator Motor | Regenerative Drive Elevator Motor | NonEquip | 13 | Elevators/Escalators | 0% | Tech/Econ | 6.211% | 0 | 0 | 0
Tech | Schools K-12 | Miscellaneous | Pool pump | TRC | Existing | NE4479 | Engine Block Timer | Engine Block Timer | NonEquip | 5 | Others | 0% | Tech/Econ | 36% | 0 | 0 | 0
Tech | Schools K-12 | Miscellaneous | Pool pump | TRC | Existing | NE4453 | Efficient Motor Belts | Efficient Motor Belts | NonEquip | 10 | Others | 0% | Tech/Econ | 1.105% | 0 | 0 | 0
Tech | Schools K-12 | Miscellaneous | Pool pump | TRC | Turnover | ET2116 | Variable Speed Pool Pump | Variable Speed Pool Pump | Equip | 10 | Pool pump | 0% | Tech/Econ | 64.36% | 0 | 0 | 0
Tech | Schools K-12 | Miscellaneous | Pool pump | TRC | Turnover | ET2077 | Two Speed Pool Pump | Two Speed Pool Pump | Equip | 10 | Pool pump | 0% | Tech/Econ | 61.79% | 0 | 0 | 0
Tech | Schools K-12 | Miscellaneous | Pool pump | TRC | Turnover | ET2041 | Solar Powered Pool Pump | Solar Powered Pool Pump | Equip | 10 | Pool pump | 0% | Tech/Econ | 81% | 0 | 0 | 0
Tech | Schools K-12 | Miscellaneous | Pool pump | TRC | Turnover | ET2002 | Solar Pool Heater | Solar Pool Heater | Equip | 15 | Pool pump | 16.92% | Tech/Econ | 86.11% | 0 | 0 | 0
Tech | Schools K-12 | Miscellaneous | Pool pump | TRC | Turnover | ET1963 | Heat Pump Pool Heater | Heat Pump Pool Heater | Equip | 15 | Pool pump | 63.46% | Tech/Econ | 80% | 0 | 0 | 0
Tech | Schools K-12 | Miscellaneous | Pool pump | TRC | New | EN2140 | Variable Speed Pool Pump | Variable Speed Pool Pump | Equip | 10 | Pool pump | 0% | Tech/Econ | 64.36% | 0 | 0 | 0
Tech | Schools K-12 | Miscellaneous | Pool pump | TRC | New | EN2103 | Two Speed Pool Pump | Two Speed Pool Pump | Equip | 10 | Pool pump | 0% | Tech/Econ | 61.79% | 0 | 0 | 0
Tech | Schools K-12 | Miscellaneous | Pool pump | TRC | New | EN2065 | Solar Powered Pool Pump | Solar Powered Pool Pump | Equip | 10 | Pool pump | 0% | Tech/Econ | 81% | 0 | 0 | 0
Tech | Schools K-12 | Miscellaneous | Pool pump | TRC | New | EN2028 | Solar Pool Heater | Solar Pool Heater | Equip | 15 | Pool pump | 16.92% | Tech/Econ | 86.11% | 0 | 0 | 0
Tech | Schools K-12 | Miscellaneous | Pool pump | TRC | New | EN1989 | Heat Pump Pool Heater | Heat Pump Pool Heater | Equip | 15 | Pool pump | 63.46% | Tech/Econ | 80% | 0 | 0 | 0
Tech | Schools K-12 | Space Heating | Packaged central unit | TRC | New | NN5350 | Retro-Commissioning | Retro-Commissioning | NonEquip | 5 |  | 0% | Tech/Econ | 16% | 0 | 0 | 0
Tech | Schools K-12 | Space Heating | Packaged central unit | TRC | New | NN4336 | Water Cooled Refrigeration Heat Recovery | Water Cooled Refrigeration Heat Recovery | NonEquip | 20 |  | 0% | Tech/Econ | 10% | 0 | 0 | 0
Tech | Schools K-12 | Space Heating | Packaged central unit | TRC | New | NN4284 | Warehouse Loading Dock Seals | Warehouse Loading Dock Seals | NonEquip | 18 |  | 0% | Tech/Econ | 0.1596% | 0 | 0 | 0
Tech | Schools K-12 | Space Heating | Packaged central unit | TRC | New | NN4180 | Smart Thermostat | Smart Thermostat | NonEquip | 11 |  | 45.33% | Tech/Econ | 10% | 3159.7729 | 0 | -0.51919
Tech | Schools K-12 | Space Heating | Packaged central unit | TRC | New | NN4102 | Roof Insulation | Roof Insulation | NonEquip | 20 |  | 37.5% | Tech/Econ | 0.9496% | 140.5064 | 0 | 0.063379
Tech | Schools K-12 | Space Heating | Packaged central unit | TRC | New | NN4076 | Programmable Thermostat | Programmable Thermostat | NonEquip | 11 |  | 0% | Tech/Econ | 3.6% | 0 | 0 | 0
Tech | Schools K-12 | Space Heating | Packaged central unit | TRC | New | NN4024 | Low U-Value Windows | Low U-Value Windows | NonEquip | 20 |  | 26.88% | Tech/Econ | 10% | 1925.2746 | 0 | 0.0080016
Tech | Schools K-12 | Space Heating | Packaged central unit | TRC | New | NN3946 | Infiltration Reduction - Air Sealing | Infiltration Reduction - Air Sealing | NonEquip | 11 |  | 0% | Tech/Econ | 0.07979% | 0 | 0 | 0
Tech | Schools K-12 | Space Heating | Packaged central unit | TRC | New | NN3868 | Hotel Card Energy Control Systems | Hotel Card Energy Control Systems | NonEquip | 15 |  | 0% | Tech/Econ | 0% | 0 | 0 | 0
Tech | Schools K-12 | Space Heating | Packaged central unit | TRC | New | NN3790 | Green Roof | Green Roof | NonEquip | 15 |  | 0.63% | Tech/Econ | 1.467% | 5.9765 | 0 | 0
Tech | Schools K-12 | Space Heating | Packaged central unit | TRC | New | NN3738 | Floor Insulation | Floor Insulation | NonEquip | 20 |  | 16.87% | Tech/Econ | 0.4982% | 0 | 0 | 0
Tech | Schools K-12 | Space Heating | Packaged central unit | TRC | New | NN3660 | Facility Energy Management System | Facility Energy Management System | NonEquip | 15 |  | 4.276% | Tech/Econ | 20% | 617.9099 | 0 | 0.011137
Tech | Schools K-12 | Space Heating | Packaged central unit | TRC | New | NN3582 | ECM Motors on Furnaces | ECM Motors on Furnaces | NonEquip | 15 | Forced air furnace | 0% | Tech/Econ | 1.706% | 0 | 0 | 0
Tech | Schools K-12 | Space Heating | Packaged central unit | TRC | New | NN3556 | Duct Sealing Repair | Duct Sealing Repair | NonEquip | 15 |  | 0% | Tech/Econ | 12% | 0 | 0 | 0
Tech | Schools K-12 | Space Heating | Packaged central unit | TRC | New | NN3504 | Duct Insulation | Duct Insulation | NonEquip | 15 |  | 0% | Tech/Econ | 2.045% | 0 | 0 | 0
Tech | Schools K-12 | Space Heating | Packaged central unit | TRC | New | NN3452 | Destratification Fans | Destratification Fans | NonEquip | 10 |  | 0% | Tech/Econ | 16.23% | 0 | 0 | 0
Tech | Schools K-12 | Space Heating | Packaged central unit | TRC | New | NN3400 | Dedicated Outdoor Air System on VRF unit | Dedicated Outdoor Air System on VRF unit | NonEquip | 15 | Residential/split system heat pump | 0% | Tech/Econ | 10% | 0 | 0 | 0
Tech | Schools K-12 | Space Heating | Packaged central unit | TRC | New | NN3348 | Cool Roof | Cool Roof | NonEquip | 15 |  | 72.18% | Tech/Econ | 0.5275% | 0 | 0 | 0
Tech | Schools K-12 | Space Heating | Packaged central unit | TRC | New | NN3244 | Ceiling Insulation(R30 to R38) | Ceiling Insulation(R30 to R38) | NonEquip | 20 |  | 0% | Tech/Econ | 0.1919% | 0 | 0 | 0
Tech | Schools K-12 | Space Heating | Packaged central unit | TRC | New | NN3192 | Ceiling Insulation(R2 to R38) | Ceiling Insulation(R2 to R38) | NonEquip | 20 |  | 0% | Tech/Econ | 12.95% | 0 | 0 | 0
Tech | Schools K-12 | Space Heating | Packaged central unit | TRC | New | NN3140 | Ceiling Insulation(R19 to R38) | Ceiling Insulation(R19 to R38) | NonEquip | 20 |  | 0% | Tech/Econ | 0.7197% | 0 | 0 | 0
Tech | Schools K-12 | Space Heating | Packaged central unit | TRC | New | NN3088 | Ceiling Insulation(R12 to R38) | Ceiling Insulation(R12 to R38) | NonEquip | 20 |  | 0% | Tech/Econ | 1.559% | 0 | 0 | 0
Tech | Schools K-12 | Space Heating | Packaged central unit | TRC | New | NN3010 | Air Curtains | Air Curtains | NonEquip | 8 |  | 28.37% | Tech/Econ | 0.2533% | 0 | 0 | 0
Tech | Schools K-12 | Space Heating | Packaged central unit | TRC | Existing | NE5337 | Retro-Commissioning | Retro-Commissioning | NonEquip | 5 |  | 21.99% | Tech/Econ | 16% | 300133.4591 | 0 | 155.568
Tech | Schools K-12 | Space Heating | Packaged central unit | TRC | Existing | NE4323 | Water Cooled Refrigeration Heat Recovery | Water Cooled Refrigeration Heat Recovery | NonEquip | 20 |  | 0% | Tech/Econ | 10% | 0 | 0 | 0
Tech | Schools K-12 | Space Heating | Packaged central unit | TRC | Existing | NE4271 | Warehouse Loading Dock Seals | Warehouse Loading Dock Seals | NonEquip | 18 |  | 0% | Tech/Econ | 0.1761% | 0 | 0 | 0
Tech | Schools K-12 | Space Heating | Packaged central unit | TRC | Existing | NE4245 | Wall Insulation | Wall Insulation | NonEquip | 20 |  | 0% | Tech/Econ | 0.6067% | 0 | 0 | 0
Tech | Schools K-12 | Space Heating | Packaged central unit | TRC | Existing | NE4167 | Smart Thermostat | Smart Thermostat | NonEquip | 11 |  | 45.33% | Tech/Econ | 10% | 416976.4412 | 0 | -68.515
Tech | Schools K-12 | Space Heating | Packaged central unit | TRC | Existing | NE4089 | Roof Insulation | Roof Insulation | NonEquip | 20 |  | 37.5% | Tech/Econ | 2.096% | 64680.2601 | 0 | 29.1759
Tech | Schools K-12 | Space Heating | Packaged central unit | TRC | Existing | NE4063 | Programmable Thermostat | Programmable Thermostat | NonEquip | 11 |  | 0% | Tech/Econ | 3.6% | 0 | 0 | 0
Tech | Schools K-12 | Space Heating | Packaged central unit | TRC | Existing | NE4011 | Low U-Value Windows | Low U-Value Windows | NonEquip | 20 |  | 10.75% | Tech/Econ | 46% | 479273.1385 | 0 | 1.9919
Tech | Schools K-12 | Space Heating | Packaged central unit | TRC | Existing | NE3933 | Infiltration Reduction - Air Sealing | Infiltration Reduction - Air Sealing | NonEquip | 11 |  | 0% | Tech/Econ | 0.08804% | 0 | 0 | 0
Tech | Schools K-12 | Space Heating | Packaged central unit | TRC | Existing | NE3855 | Hotel Card Energy Control Systems | Hotel Card Energy Control Systems | NonEquip | 15 |  | 0% | Tech/Econ | 0% | 0 | 0 | 0
Tech | Schools K-12 | Space Heating | Packaged central unit | TRC | Existing | NE3777 | Green Roof | Green Roof | NonEquip | 15 |  | 0.126% | Tech/Econ | 1.619% | 166.6096 | 0 | 0
Tech | Schools K-12 | Space Heating | Packaged central unit | TRC | Existing | NE3725 | Floor Insulation | Floor Insulation | NonEquip | 20 |  | 6.749% | Tech/Econ | 0.5498% | 3017.2854 | 0 | 1.361
Tech | Schools K-12 | Space Heating | Packaged central unit | TRC | Existing | NE3647 | Facility Energy Management System | Facility Energy Management System | NonEquip | 15 |  | 0.7167% | Tech/Econ | 20% | 13204.9967 | 0 | 0.238
Tech | Schools K-12 | Space Heating | Packaged central unit | TRC | Existing | NE3569 | ECM Motors on Furnaces | ECM Motors on Furnaces | NonEquip | 15 | Forced air furnace | 0% | Tech/Econ | 1.706% | 0 | 0 | 0
Tech | Schools K-12 | Space Heating | Packaged central unit | TRC | Existing | NE3543 | Duct Sealing Repair | Duct Sealing Repair | NonEquip | 15 |  | 0% | Tech/Econ | 12% | 0 | 0 | 0
Tech | Schools K-12 | Space Heating | Packaged central unit | TRC | Existing | NE3491 | Duct Insulation | Duct Insulation | NonEquip | 15 |  | 0% | Tech/Econ | 2.045% | 0 | 0 | 0
Tech | Schools K-12 | Space Heating | Packaged central unit | TRC | Existing | NE3439 | Destratification Fans | Destratification Fans | NonEquip | 10 |  | 0% | Tech/Econ | 16.23% | 0 | 0 | 0
Tech | Schools K-12 | Space Heating | Packaged central unit | TRC | Existing | NE3387 | Dedicated Outdoor Air System on VRF unit | Dedicated Outdoor Air System on VRF unit | NonEquip | 15 | Residential/split system heat pump | 0% | Tech/Econ | 10% | 0 | 0 | 0
Tech | Schools K-12 | Space Heating | Packaged central unit | TRC | Existing | NE3335 | Cool Roof | Cool Roof | NonEquip | 15 |  | 72.68% | Tech/Econ | 0.5821% | 34546.5723 | 0 | 0
Tech | Schools K-12 | Space Heating | Packaged central unit | TRC | Existing | NE3231 | Ceiling Insulation(R30 to R38) | Ceiling Insulation(R30 to R38) | NonEquip | 20 |  | 0% | Tech/Econ | 0.2118% | 0 | 0 | 0
Tech | Schools K-12 | Space Heating | Packaged central unit | TRC | Existing | NE3179 | Ceiling Insulation(R2 to R38) | Ceiling Insulation(R2 to R38) | NonEquip | 20 |  | 0% | Tech/Econ | 14.29% | 0 | 0 | 0
Tech | Schools K-12 | Space Heating | Packaged central unit | TRC | Existing | NE3127 | Ceiling Insulation(R19 to R38) | Ceiling Insulation(R19 to R38) | NonEquip | 20 |  | 0% | Tech/Econ | 0.7941% | 0 | 0 | 0
Tech | Schools K-12 | Space Heating | Packaged central unit | TRC | Existing | NE3075 | Ceiling Insulation(R12 to R38) | Ceiling Insulation(R12 to R38) | NonEquip | 20 |  | 0% | Tech/Econ | 1.721% | 0 | 0 | 0
Tech | Schools K-12 | Space Heating | Packaged central unit | TRC | Existing | NE2997 | Air Curtains | Air Curtains | NonEquip | 8 |  | 33.45% | Tech/Econ | 0.2533% | 6886.4317 | 0 | 0.74788
Tech | Schools K-12 | Space Heating | Packaged central unit | TRC | Turnover | ET1222 | High Efficiency DX 135k- less than 240k BTU | High Efficiency DX 135k- less than 240k BTU | Equip | 15 | Packaged central unit | 94.56% | Tech/Econ | 3.03% | 251661.7486 | 0 | 0
Tech | Schools K-12 | Space Heating | Packaged central unit | TRC | New | EN1248 | High Efficiency DX 135k- less than 240k BTU | High Efficiency DX 135k- less than 240k BTU | Equip | 15 | Packaged central unit | 94.56% | Tech/Econ | 3.03% | 1907.0477 | 0 | 0
Tech | Schools K-12 | Space Cooling | Packaged air conditioning units (RTUs) | TRC | New | NN5376 | Retro-Commissioning | Retro-Commissioning | NonEquip | 5 |  | 0% | Tech/Econ | 16% | 0 | 0 | 0
Tech | Schools K-12 | Space Cooling | Packaged air conditioning units (RTUs) | TRC | New | NN4388 | Window Sun Protection | Window Sun Protection | NonEquip | 10 |  | 15.35% | Tech/Econ | 16% | 975.5373 | 0.30375 | -0.017114
Tech | Schools K-12 | Space Cooling | Packaged air conditioning units (RTUs) | TRC | New | NN4362 | Waterside Economizer | Waterside Economizer | NonEquip | 20 |  | 0% | Tech/Econ | 5.556% | 0 | 0 | 0
Tech | Schools K-12 | Space Cooling | Packaged air conditioning units (RTUs) | TRC | New | NN4154 | Smart Thermostat | Smart Thermostat | NonEquip | 11 |  | 45.33% | Tech/Econ | 10% | 325.4166 | 0.0038639 | 0
Tech | Schools K-12 | Space Cooling | Packaged air conditioning units (RTUs) | TRC | New | NN4128 | Roof Insulation | Roof Insulation | NonEquip | 20 |  | 37.5% | Tech/Econ | 2.71% | 0 | 0 | 0
Tech | Schools K-12 | Space Cooling | Packaged air conditioning units (RTUs) | TRC | New | NN4050 | Programmable Thermostat | Programmable Thermostat | NonEquip | 11 |  | 0% | Tech/Econ | 3.6% | 0 | 0 | 0
Tech | Schools K-12 | Space Cooling | Packaged air conditioning units (RTUs) | TRC | New | NN3998 | Low U-Value Windows | Low U-Value Windows | NonEquip | 20 |  | 26.88% | Tech/Econ | 10% | 0 | 0 | 0
Tech | Schools K-12 | Space Cooling | Packaged air conditioning units (RTUs) | TRC | New | NN3920 | HVAC tune-up_RTU | HVAC tune-up_RTU | NonEquip | 5 | Packaged air conditioning units (RTUs) | 0% | Tech/Econ | 5% | 0 | 0 | 0
Tech | Schools K-12 | Space Cooling | Packaged air conditioning units (RTUs) | TRC | New | NN3894 | HVAC tune-up | HVAC tune-up | NonEquip | 5 | Residential-type central air conditioners | 0% | Tech/Econ | 5% | 0 | 0 | 0
Tech | Schools K-12 | Space Cooling | Packaged air conditioning units (RTUs) | TRC | New | NN3816 | Green Roof | Green Roof | NonEquip | 15 |  | 0.63% | Tech/Econ | 3.142% | 0 | 0 | 0
Tech | Schools K-12 | Space Cooling | Packaged air conditioning units (RTUs) | TRC | New | NN3686 | Facility Energy Management System | Facility Energy Management System | NonEquip | 15 |  | 4.276% | Tech/Econ | 20% | 387.0588 | 0.081125 | 0
Tech | Schools K-12 | Space Cooling | Packaged air conditioning units (RTUs) | TRC | New | NN3634 | Facility Commissioning | Facility Commissioning | NonEquip | 10 |  | 71.67% | Tech/Econ | 16% | 5145.5659 | 0.9009 | 0.020554
Tech | Schools K-12 | Space Cooling | Packaged air conditioning units (RTUs) | TRC | New | NN3608 | Energy Recovery Ventilation System (ERV) | Energy Recovery Ventilation System (ERV) | NonEquip | 15 | Packaged air conditioning units (RTUs) | 34.81% | Tech/Econ | 10.24% | 1381.1856 | 2.0252 | 0.39248
Tech | Schools K-12 | Space Cooling | Packaged air conditioning units (RTUs) | TRC | New | NN3530 | Duct Sealing Repair | Duct Sealing Repair | NonEquip | 15 |  | 0% | Tech/Econ | 12% | 0 | 0 | 0
Tech | Schools K-12 | Space Cooling | Packaged air conditioning units (RTUs) | TRC | New | NN3478 | Duct Insulation | Duct Insulation | NonEquip | 15 |  | 0% | Tech/Econ | 2.045% | 0 | 0 | 0
Tech | Schools K-12 | Space Cooling | Packaged air conditioning units (RTUs) | TRC | New | NN3426 | Dedicated Outdoor Air System on VRF unit | Dedicated Outdoor Air System on VRF unit | NonEquip | 15 | Residential-type central air conditioners | 0% | Tech/Econ | 17.5% | 0 | 0 | 0
Tech | Schools K-12 | Space Cooling | Packaged air conditioning units (RTUs) | TRC | New | NN3374 | Cool Roof | Cool Roof | NonEquip | 15 |  | 72.18% | Tech/Econ | 4.029% | 0 | 0 | 0
Tech | Schools K-12 | Space Cooling | Packaged air conditioning units (RTUs) | TRC | New | NN3322 | Chilled Water System - Variable Speed Drives | Chilled Water System - Variable Speed Drives | NonEquip | 13 | Central chillers inside | 0% | Tech/Econ | 24.74% | 0 | 0 | 0
Tech | Schools K-12 | Space Cooling | Packaged air conditioning units (RTUs) | TRC | New | NN3296 | Chilled Water Controls Optimization | Chilled Water Controls Optimization | NonEquip | 10 | Central chillers inside | 0% | Tech/Econ | 12.5% | 0 | 0 | 0
Tech | Schools K-12 | Space Cooling | Packaged air conditioning units (RTUs) | TRC | New | NN3218 | Ceiling Insulation(R2 to R38) | Ceiling Insulation(R2 to R38) | NonEquip | 20 |  | 0% | Tech/Econ | 36.97% | 0 | 0 | 0
Tech | Schools K-12 | Space Cooling | Packaged air conditioning units (RTUs) | TRC | New | NN3166 | Ceiling Insulation(R19 to R38) | Ceiling Insulation(R19 to R38) | NonEquip | 20 |  | 0% | Tech/Econ | 2.054% | 0 | 0 | 0
Tech | Schools K-12 | Space Cooling | Packaged air conditioning units (RTUs) | TRC | New | NN3114 | Ceiling Insulation(R12 to R38) | Ceiling Insulation(R12 to R38) | NonEquip | 20 |  | 0% | Tech/Econ | 4.451% | 0 | 0 | 0
Tech | Schools K-12 | Space Cooling | Packaged air conditioning units (RTUs) | TRC | New | NN3062 | Airside Economizer | Airside Economizer | NonEquip | 10 | Packaged air conditioning units (RTUs) | 4.552% | Tech/Econ | 5.556% | 93.6931 | -0.015695 | 1.574e-07
Tech | Schools K-12 | Space Cooling | Packaged air conditioning units (RTUs) | TRC | Existing | NE5363 | Retro-Commissioning | Retro-Commissioning | NonEquip | 5 |  | 21.99% | Tech/Econ | 16% | 170508.6469 | 28.5059 | 0
Tech | Schools K-12 | Space Cooling | Packaged air conditioning units (RTUs) | TRC | Existing | NE4375 | Window Sun Protection | Window Sun Protection | NonEquip | 10 |  | 15.68% | Tech/Econ | 16% | 144545.6854 | 45.007 | -2.5357
Tech | Schools K-12 | Space Cooling | Packaged air conditioning units (RTUs) | TRC | Existing | NE4349 | Waterside Economizer | Waterside Economizer | NonEquip | 20 |  | 0% | Tech/Econ | 5.556% | 0 | 0 | 0
Tech | Schools K-12 | Space Cooling | Packaged air conditioning units (RTUs) | TRC | Existing | NE4219 | Wall Insulation | Wall Insulation | NonEquip | 20 |  | 0% | Tech/Econ | 10.75% | 0 | 0 | 0
Tech | Schools K-12 | Space Cooling | Packaged air conditioning units (RTUs) | TRC | Existing | NE4141 | Smart Thermostat | Smart Thermostat | NonEquip | 11 |  | 45.33% | Tech/Econ | 10% | 245566.2845 | 2.9158 | 0
Tech | Schools K-12 | Space Cooling | Packaged air conditioning units (RTUs) | TRC | Existing | NE4115 | Roof Insulation | Roof Insulation | NonEquip | 20 |  | 37.5% | Tech/Econ | 5.421% | 104868.5403 | 2.0985 | 0
Tech | Schools K-12 | Space Cooling | Packaged air conditioning units (RTUs) | TRC | Existing | NE4037 | Programmable Thermostat | Programmable Thermostat | NonEquip | 11 |  | 0% | Tech/Econ | 3.6% | 0 | 0 | 0
Tech | Schools K-12 | Space Cooling | Packaged air conditioning units (RTUs) | TRC | Existing | NE3985 | Low U-Value Windows | Low U-Value Windows | NonEquip | 20 |  | 10.75% | Tech/Econ | 46% | 300216.6874 | 111.5914 | 0
Tech | Schools K-12 | Space Cooling | Packaged air conditioning units (RTUs) | TRC | Existing | NE3907 | HVAC tune-up_RTU | HVAC tune-up_RTU | NonEquip | 5 | Packaged air conditioning units (RTUs) | 0% | Tech/Econ | 5% | 0 | 0 | 0
Tech | Schools K-12 | Space Cooling | Packaged air conditioning units (RTUs) | TRC | Existing | NE3881 | HVAC tune-up | HVAC tune-up | NonEquip | 5 | Residential-type central air conditioners | 0% | Tech/Econ | 5% | 0 | 0 | 0
Tech | Schools K-12 | Space Cooling | Packaged air conditioning units (RTUs) | TRC | Existing | NE3803 | Green Roof | Green Roof | NonEquip | 15 |  | 0.126% | Tech/Econ | 3.142% | 179.6655 | 0.076325 | 0
Tech | Schools K-12 | Space Cooling | Packaged air conditioning units (RTUs) | TRC | Existing | NE3751 | Floor Insulation | Floor Insulation | NonEquip | 20 |  | 6.749% | Tech/Econ | 1.422% | 4356.4684 | 0.087175 | 0
Tech | Schools K-12 | Space Cooling | Packaged air conditioning units (RTUs) | TRC | Existing | NE3673 | Facility Energy Management System | Facility Energy Management System | NonEquip | 15 |  | 0.7167% | Tech/Econ | 20% | 8271.6098 | 1.7337 | 0
Tech | Schools K-12 | Space Cooling | Packaged air conditioning units (RTUs) | TRC | Existing | NE3595 | Energy Recovery Ventilation System (ERV) | Energy Recovery Ventilation System (ERV) | NonEquip | 15 | Packaged air conditioning units (RTUs) | 34.81% | Tech/Econ | 10.24% | 200232.9616 | 293.5959 | 56.898
Tech | Schools K-12 | Space Cooling | Packaged air conditioning units (RTUs) | TRC | Existing | NE3517 | Duct Sealing Repair | Duct Sealing Repair | NonEquip | 15 |  | 0% | Tech/Econ | 12% | 0 | 0 | 0
Tech | Schools K-12 | Space Cooling | Packaged air conditioning units (RTUs) | TRC | Existing | NE3465 | Duct Insulation | Duct Insulation | NonEquip | 15 |  | 0% | Tech/Econ | 2.045% | 0 | 0 | 0
Tech | Schools K-12 | Space Cooling | Packaged air conditioning units (RTUs) | TRC | Existing | NE3413 | Dedicated Outdoor Air System on VRF unit | Dedicated Outdoor Air System on VRF unit | NonEquip | 15 | Residential-type central air conditioners | 0% | Tech/Econ | 17.5% | 0 | 0 | 0
Tech | Schools K-12 | Space Cooling | Packaged air conditioning units (RTUs) | TRC | Existing | NE3361 | Cool Roof | Cool Roof | NonEquip | 15 |  | 72.68% | Tech/Econ | 4.029% | 136924.2818 | 58.1682 | 0
Tech | Schools K-12 | Space Cooling | Packaged air conditioning units (RTUs) | TRC | Existing | NE3309 | Chilled Water System - Variable Speed Drives | Chilled Water System - Variable Speed Drives | NonEquip | 13 | Central chillers inside | 0% | Tech/Econ | 24.74% | 0 | 0 | 0
Tech | Schools K-12 | Space Cooling | Packaged air conditioning units (RTUs) | TRC | Existing | NE3283 | Chilled Water Controls Optimization | Chilled Water Controls Optimization | NonEquip | 10 | Central chillers inside | 0% | Tech/Econ | 12.5% | 0 | 0 | 0
Tech | Schools K-12 | Space Cooling | Packaged air conditioning units (RTUs) | TRC | Existing | NE3205 | Ceiling Insulation(R2 to R38) | Ceiling Insulation(R2 to R38) | NonEquip | 20 |  | 0% | Tech/Econ | 36.97% | 0 | 0 | 0
Tech | Schools K-12 | Space Cooling | Packaged air conditioning units (RTUs) | TRC | Existing | NE3153 | Ceiling Insulation(R19 to R38) | Ceiling Insulation(R19 to R38) | NonEquip | 20 |  | 0% | Tech/Econ | 2.054% | 0 | 0 | 0
Tech | Schools K-12 | Space Cooling | Packaged air conditioning units (RTUs) | TRC | Existing | NE3101 | Ceiling Insulation(R12 to R38) | Ceiling Insulation(R12 to R38) | NonEquip | 20 |  | 0% | Tech/Econ | 4.451% | 0 | 0 | 0
Tech | Schools K-12 | Space Cooling | Packaged air conditioning units (RTUs) | TRC | Existing | NE3049 | Airside Economizer | Airside Economizer | NonEquip | 10 | Packaged air conditioning units (RTUs) | 4.552% | Tech/Econ | 5.556% | 13081.1 | -2.1913 | 2.1975e-05
Tech | Schools K-12 | Space Cooling | Packaged air conditioning units (RTUs) | TRC | Turnover | ET1183 | High Efficiency DX 135k- less than 240k BTU | High Efficiency DX 135k- less than 240k BTU | Equip | 15 | Packaged air conditioning units (RTUs) | 94.56% | Tech/Econ | 4.348% | 207798.1999 | 85.9275 | 0
Tech | Schools K-12 | Space Cooling | Packaged air conditioning units (RTUs) | TRC | New | EN1209 | High Efficiency DX 135k- less than 240k BTU | High Efficiency DX 135k- less than 240k BTU | Equip | 15 | Packaged air conditioning units (RTUs) | 94.56% | Tech/Econ | 4.348% | 974.2468 | 0.40286 | 0
Tech | Schools K-12 | Interior Lighting | Overhead (fluorescent/LED/CFL U-shape) | TRC | New | NN5272 | Retro-Commissioning | Retro-Commissioning | NonEquip | 5 |  | 0% | Tech/Econ | 16% | 0 | 0 | 0
Tech | Schools K-12 | Interior Lighting | Overhead (fluorescent/LED/CFL U-shape) | TRC | New | NN4440 | Interior Lighting Controls | Interior Lighting Controls | NonEquip | 8 | Overhead (fluorescent/LED/CFL U-shape) | 37.72% | Tech/Econ | 28% | 23502.5597 | 0 | 0
Tech | Schools K-12 | Interior Lighting | Overhead (fluorescent/LED/CFL U-shape) | TRC | New | NN4414 | Bi-Level Lighting Control (Interior) | Bi-Level Lighting Control (Interior) | NonEquip | 8 | Overhead (fluorescent/LED/CFL U-shape) | 22.45% | Tech/Econ | 31% | 16650.3607 | 0.045778 | 0
Tech | Schools K-12 | Interior Lighting | Overhead (fluorescent/LED/CFL U-shape) | TRC | New | NN3712 | Facility Energy Management System | Facility Energy Management System | NonEquip | 15 |  | 4.276% | Tech/Econ | 24% | 2042.627 | 0.42812 | 0.036815
Tech | Schools K-12 | Interior Lighting | Overhead (fluorescent/LED/CFL U-shape) | TRC | Existing | NE5259 | Retro-Commissioning | Retro-Commissioning | NonEquip | 5 |  | 21.99% | Tech/Econ | 16% | 773575.1989 | 129.3277 | 400.9668
Tech | Schools K-12 | Interior Lighting | Overhead (fluorescent/LED/CFL U-shape) | TRC | Existing | NE4427 | Interior Lighting Controls | Interior Lighting Controls | NonEquip | 8 | Overhead (fluorescent/LED/CFL U-shape) | 37.72% | Tech/Econ | 28% | 2770470.678 | 0 | 0
Tech | Schools K-12 | Interior Lighting | Overhead (fluorescent/LED/CFL U-shape) | TRC | Existing | NE4401 | Bi-Level Lighting Control (Interior) | Bi-Level Lighting Control (Interior) | NonEquip | 8 | Overhead (fluorescent/LED/CFL U-shape) | 22.45% | Tech/Econ | 31% | 1962736.679 | 5.3963 | 0
Tech | Schools K-12 | Interior Lighting | Overhead (fluorescent/LED/CFL U-shape) | TRC | Existing | NE3699 | Facility Energy Management System | Facility Energy Management System | NonEquip | 15 |  | 0.7167% | Tech/Econ | 24% | 37884.3949 | 7.9403 | 0.6828
Tech | Schools K-12 | Interior Lighting | Overhead (fluorescent/LED/CFL U-shape) | TRC | Turnover | ET1807 | Premium T8 - Lamp Replacement | Premium T8 - Lamp Replacement | Equip | 8 | Overhead (fluorescent/LED/CFL U-shape) | 0% | Tech/Econ | 12.5% | 0 | 0 | 0
Tech | Schools K-12 | Interior Lighting | Overhead (fluorescent/LED/CFL U-shape) | TRC | Turnover | ET1768 | Premium T8 - Fixture Replacement | Premium T8 - Fixture Replacement | Equip | 8 | Overhead (fluorescent/LED/CFL U-shape) | 0% | Tech/Econ | 12.5% | 0 | 0 | 0
Tech | Schools K-12 | Interior Lighting | Overhead (fluorescent/LED/CFL U-shape) | TRC | Turnover | ET1729 | LED Linear - Lamp Replacement | LED Linear - Lamp Replacement | Equip | 15 | Overhead (fluorescent/LED/CFL U-shape) | 24.1% | Tech/Econ | 25.43% | 1437781.625 | 347.3071 | 79.7413
Tech | Schools K-12 | Interior Lighting | Overhead (fluorescent/LED/CFL U-shape) | TRC | Turnover | ET1690 | LED Linear - Fixture Replacement | LED Linear - Fixture Replacement | Equip | 15 | Overhead (fluorescent/LED/CFL U-shape) | 24.1% | Tech/Econ | 50.28% | 3888254.126 | 942.5283 | 215.6152
Tech | Schools K-12 | Interior Lighting | Overhead (fluorescent/LED/CFL U-shape) | TRC | New | EN1833 | Premium T8 - Lamp Replacement | Premium T8 - Lamp Replacement | Equip | 8 | Overhead (fluorescent/LED/CFL U-shape) | 0% | Tech/Econ | 12.5% | 0 | 0 | 0
Tech | Schools K-12 | Interior Lighting | Overhead (fluorescent/LED/CFL U-shape) | TRC | New | EN1794 | Premium T8 - Fixture Replacement | Premium T8 - Fixture Replacement | Equip | 8 | Overhead (fluorescent/LED/CFL U-shape) | 0% | Tech/Econ | 12.5% | 0 | 0 | 0
Tech | Schools K-12 | Interior Lighting | Overhead (fluorescent/LED/CFL U-shape) | TRC | New | EN1755 | LED Linear - Lamp Replacement | LED Linear - Lamp Replacement | Equip | 15 | Overhead (fluorescent/LED/CFL U-shape) | 0% | Tech/Econ | 25.43% | 0 | 0 | 0
Tech | Schools K-12 | Interior Lighting | Overhead (fluorescent/LED/CFL U-shape) | TRC | New | EN1716 | LED Linear - Fixture Replacement | LED Linear - Fixture Replacement | Equip | 15 | Overhead (fluorescent/LED/CFL U-shape) | 0% | Tech/Econ | 50.28% | 0 | 0 | 0
Tech | Schools K-12 | Cooking | Oven | TRC | Turnover | ET52 | Energy Star Commercial Oven | Energy Star Commercial Oven | Equip | 12 | Oven | 22.46% | Tech/Econ | 34.83% | 95750.6616 | 15.5488 | 8.1365
Tech | Schools K-12 | Cooking | Oven | TRC | New | EN78 | Energy Star Commercial Oven | Energy Star Commercial Oven | Equip | 12 | Oven | 22.46% | Tech/Econ | 34.83% | 713.8373 | 0.11592 | 0.060659
Tech | Schools K-12 | Miscellaneous | Others | TRC | New | NN5454 | Retro-Commissioning | Retro-Commissioning | NonEquip | 5 |  | 0% | Tech/Econ | 16% | 0 | 0 | 0
Tech | Schools K-12 | Miscellaneous | Others | TRC | New | NN4544 | VSD Controlled Compressor | VSD Controlled Compressor | NonEquip | 15 | Others | 36.99% | Tech/Econ | 20.79% | 11221.014 | 1.4549 | 1.2186
Tech | Schools K-12 | Miscellaneous | Others | TRC | New | NN4518 | Regenerative Drive Elevator Motor | Regenerative Drive Elevator Motor | NonEquip | 13 | Elevators/Escalators | 0% | Tech/Econ | 6.211% | 0 | 0 | 0
Tech | Schools K-12 | Miscellaneous | Others | TRC | New | NN4492 | Engine Block Timer | Engine Block Timer | NonEquip | 5 | Others | 0% | Tech/Econ | 36% | 0 | 0 | 0
Tech | Schools K-12 | Miscellaneous | Others | TRC | New | NN4466 | Efficient Motor Belts | Efficient Motor Belts | NonEquip | 10 | Others | 4.977% | Tech/Econ | 1.105% | 74.0766 | 0.0096044 | 0.0080449
Tech | Schools K-12 | Miscellaneous | Others | TRC | Existing | NE5441 | Retro-Commissioning | Retro-Commissioning | NonEquip | 5 |  | 21.99% | Tech/Econ | 16% | 678039.5502 | 113.3559 | 351.4479
Tech | Schools K-12 | Miscellaneous | Others | TRC | Existing | NE4531 | VSD Controlled Compressor | VSD Controlled Compressor | NonEquip | 15 | Others | 7.399% | Tech/Econ | 20.79% | 301026.4482 | 39.0296 | 32.6922
Tech | Schools K-12 | Miscellaneous | Others | TRC | Existing | NE4505 | Regenerative Drive Elevator Motor | Regenerative Drive Elevator Motor | NonEquip | 13 | Elevators/Escalators | 0% | Tech/Econ | 6.211% | 0 | 0 | 0
Tech | Schools K-12 | Miscellaneous | Others | TRC | Existing | NE4479 | Engine Block Timer | Engine Block Timer | NonEquip | 5 | Others | 0% | Tech/Econ | 36% | 0 | 0 | 0
Tech | Schools K-12 | Miscellaneous | Others | TRC | Existing | NE4453 | Efficient Motor Belts | Efficient Motor Belts | NonEquip | 10 | Others | 1.244% | Tech/Econ | 1.105% | 2556.3948 | 0.33145 | 0.27763
Tech | Schools K-12 | Miscellaneous | Others | TRC | Turnover | ET1924 | ENERGY STAR Water Cooler | ENERGY STAR Water Cooler | Equip | 10 | Others | 0% | Tech/Econ | 68.49% | 0 | 0 | 0
Tech | Schools K-12 | Miscellaneous | Others | TRC | Turnover | ET1885 | ENERGY STAR Commercial Clothes Washer | ENERGY STAR Commercial Clothes Washer | Equip | 7 | Others | 22.05% | Tech/Econ | 27.27% | 1252355.288 | 127.3613 | 146.595
Tech | Schools K-12 | Miscellaneous | Others | TRC | Turnover | ET1846 | Efficient Battery Charger | Efficient Battery Charger | Equip | 7 | Others | 0% | Tech/Econ | 13.68% | 0 | 0 | 0
Tech | Schools K-12 | Miscellaneous | Others | TRC | New | EN1950 | ENERGY STAR Water Cooler | ENERGY STAR Water Cooler | Equip | 10 | Others | 0% | Tech/Econ | 68.49% | 0 | 0 | 0
Tech | Schools K-12 | Miscellaneous | Others | TRC | New | EN1911 | ENERGY STAR Commercial Clothes Washer | ENERGY STAR Commercial Clothes Washer | Equip | 7 | Others | 22.05% | Tech/Econ | 27.27% | 9336.5194 | 0.9495 | 1.0929
Tech | Schools K-12 | Miscellaneous | Others | TRC | New | EN1872 | Efficient Battery Charger | Efficient Battery Charger | Equip | 7 | Others | 0% | Tech/Econ | 13.68% | 0 | 0 | 0
Tech | Schools K-12 | Office Equipment | Other office | TRC | New | NN4596 | Smart Strip Plug Outlet | Smart Strip Plug Outlet | NonEquip | 4 |  | 43.9% | Tech/Econ | 1.187% | 718.784 | 0.10688 | 0.074279
Tech | Schools K-12 | Office Equipment | Other office | TRC | New | NN4570 | Network PC Power Management | Network PC Power Management | NonEquip | 5 | Computers | 0% | Tech/Econ | 56.5% | 0 | 0 | 0
Tech | Schools K-12 | Office Equipment | Other office | TRC | Existing | NE4583 | Smart Strip Plug Outlet | Smart Strip Plug Outlet | NonEquip | 4 |  | 43.9% | Tech/Econ | 1.187% | 96414.1938 | 14.3362 | 9.9635
Tech | Schools K-12 | Office Equipment | Other office | TRC | Existing | NE4557 | Network PC Power Management | Network PC Power Management | NonEquip | 5 | Computers | 0% | Tech/Econ | 56.5% | 0 | 0 | 0
Tech | Schools K-12 | Office Equipment | Other office | TRC | Turnover | ET2269 | Energy Star Uninterruptable Power Supply | Energy Star Uninterruptable Power Supply | Equip | 10 | Other office | 22.4% | Tech/Econ | 1.878% | 78159.9502 | 8.9224 | 8.9224
Tech | Schools K-12 | Office Equipment | Other office | TRC | New | EN2295 | Energy Star Uninterruptable Power Supply | Energy Star Uninterruptable Power Supply | Equip | 10 | Other office | 22.4% | Tech/Econ | 1.878% | 582.6956 | 0.066518 | 0.066518
Tech | Schools K-12 | Ventilation and Circulation | Motor/Fan | TRC | New | NN5402 | Retro-Commissioning | Retro-Commissioning | NonEquip | 5 |  | 0% | Tech/Econ | 16% | 0 | 0 | 0
Tech | Schools K-12 | Ventilation and Circulation | Motor/Fan | TRC | New | NN4986 | VAV System | VAV System | NonEquip | 10 |  | 14.18% | Tech/Econ | 30% | 39.9586 | 0.011373 | 0.011541
Tech | Schools K-12 | Ventilation and Circulation | Motor/Fan | TRC | New | NN4960 | Demand Controlled Ventilation | Demand Controlled Ventilation | NonEquip | 10 |  | 23.39% | Tech/Econ | 50% | 124.3746 | 0.012949 | 0.072904
Tech | Schools K-12 | Ventilation and Circulation | Motor/Fan | TRC | New | NN4934 | CO Sensors for Parking Garage Exhaust | CO Sensors for Parking Garage Exhaust | NonEquip | 15 | Motor/Fan | 0% | Tech/Econ | 33% | 0 | 0 | 0
Tech | Schools K-12 | Ventilation and Circulation | Motor/Fan | TRC | Existing | NE5389 | Retro-Commissioning | Retro-Commissioning | NonEquip | 5 |  | 21.99% | Tech/Econ | 16% | 4178.5484 | 0.69858 | 2.1659
Tech | Schools K-12 | Ventilation and Circulation | Motor/Fan | TRC | Existing | NE4973 | VAV System | VAV System | NonEquip | 10 |  | 14.18% | Tech/Econ | 30% | 5359.8562 | 1.5255 | 1.5481
Tech | Schools K-12 | Ventilation and Circulation | Motor/Fan | TRC | Existing | NE4947 | Demand Controlled Ventilation | Demand Controlled Ventilation | NonEquip | 10 |  | 23.39% | Tech/Econ | 50% | 16683.0034 | 1.7369 | 9.779
Tech | Schools K-12 | Ventilation and Circulation | Motor/Fan | TRC | Existing | NE4921 | CO Sensors for Parking Garage Exhaust | CO Sensors for Parking Garage Exhaust | NonEquip | 15 | Motor/Fan | 0% | Tech/Econ | 33% | 0 | 0 | 0
Tech | Schools K-12 | Ventilation and Circulation | Motor/Fan | TRC | Turnover | ET2698 | High Speed Fans | High Speed Fans | Equip | 7 | Motor/Fan | 10.93% | Tech/Econ | 10.99% | 1447.6108 | 0.18769 | 0.15721
Tech | Schools K-12 | Ventilation and Circulation | Motor/Fan | TRC | Turnover | ET2659 | 10HP Open Drip-Proof(ODP) Motor | 10HP Open Drip-Proof(ODP) Motor | Equip | 15 | Motor/Fan | 29.73% | Tech/Econ | 1.079% | 382.1149 | 0.049543 | 0.041499
Tech | Schools K-12 | Ventilation and Circulation | Motor/Fan | TRC | New | EN2724 | High Speed Fans | High Speed Fans | Equip | 7 | Motor/Fan | 10.93% | Tech/Econ | 10.99% | 10.7922 | 0.0013993 | 0.0011721
Tech | Schools K-12 | Ventilation and Circulation | Motor/Fan | TRC | New | EN2685 | 10HP Open Drip-Proof(ODP) Motor | 10HP Open Drip-Proof(ODP) Motor | Equip | 15 | Motor/Fan | 37.16% | Tech/Econ | 1.079% | 3.5609 | 0.00046169 | 0.00038672
Tech | Schools K-12 | Miscellaneous | Medical equipment | TRC | New | NN5454 | Retro-Commissioning | Retro-Commissioning | NonEquip | 5 |  | 0% | Tech/Econ | 16% | 0 | 0 | 0
Tech | Schools K-12 | Miscellaneous | Medical equipment | TRC | New | NN4544 | VSD Controlled Compressor | VSD Controlled Compressor | NonEquip | 15 | Others | 0% | Tech/Econ | 20.79% | 0 | 0 | 0
Tech | Schools K-12 | Miscellaneous | Medical equipment | TRC | New | NN4518 | Regenerative Drive Elevator Motor | Regenerative Drive Elevator Motor | NonEquip | 13 | Elevators/Escalators | 0% | Tech/Econ | 6.211% | 0 | 0 | 0
Tech | Schools K-12 | Miscellaneous | Medical equipment | TRC | New | NN4492 | Engine Block Timer | Engine Block Timer | NonEquip | 5 | Others | 0% | Tech/Econ | 36% | 0 | 0 | 0
Tech | Schools K-12 | Miscellaneous | Medical equipment | TRC | New | NN4466 | Efficient Motor Belts | Efficient Motor Belts | NonEquip | 10 | Others | 0% | Tech/Econ | 1.105% | 0 | 0 | 0
Tech | Schools K-12 | Miscellaneous | Medical equipment | TRC | Existing | NE5441 | Retro-Commissioning | Retro-Commissioning | NonEquip | 5 |  | 21.99% | Tech/Econ | 16% | 0 | 0 | 0
Tech | Schools K-12 | Miscellaneous | Medical equipment | TRC | Existing | NE4531 | VSD Controlled Compressor | VSD Controlled Compressor | NonEquip | 15 | Others | 0% | Tech/Econ | 20.79% | 0 | 0 | 0
Tech | Schools K-12 | Miscellaneous | Medical equipment | TRC | Existing | NE4505 | Regenerative Drive Elevator Motor | Regenerative Drive Elevator Motor | NonEquip | 13 | Elevators/Escalators | 0% | Tech/Econ | 6.211% | 0 | 0 | 0
Tech | Schools K-12 | Miscellaneous | Medical equipment | TRC | Existing | NE4479 | Engine Block Timer | Engine Block Timer | NonEquip | 5 | Others | 0% | Tech/Econ | 36% | 0 | 0 | 0
Tech | Schools K-12 | Miscellaneous | Medical equipment | TRC | Existing | NE4453 | Efficient Motor Belts | Efficient Motor Belts | NonEquip | 10 | Others | 0% | Tech/Econ | 1.105% | 0 | 0 | 0
Tech | Schools K-12 | Refrigeration | Large cold storage | TRC | New | NN5324 | Retro-Commissioning | Retro-Commissioning | NonEquip | 5 |  | 0% | Tech/Econ | 16% | 0 | 0 | 0
Tech | Schools K-12 | Refrigeration | Large cold storage | TRC | New | NN4908 | Strip Curtains for Walk-ins | Strip Curtains for Walk-ins | NonEquip | 4 | Walk-in cooler | 0% | Tech/Econ | 2.115% | 0 | 0 | 0
Tech | Schools K-12 | Refrigeration | Large cold storage | TRC | New | NN4882 | Refrigerated Display Case Lighting Controls | Refrigerated Display Case Lighting Controls | NonEquip | 8 | Display cases | 0% | Tech/Econ | 0.9365% | 0 | 0 | 0
Tech | Schools K-12 | Refrigeration | Large cold storage | TRC | New | NN4856 | PSC to ECM Evaporator Fan Motor (Walk-In, Refrigerator) | PSC to ECM Evaporator Fan Motor (Walk-In, Refrigerator) | NonEquip | 15 | Walk-in cooler | 0% | Tech/Econ | 37.5% | 0 | 0 | 0
Tech | Schools K-12 | Refrigeration | Large cold storage | TRC | New | NN4830 | PSC to ECM Evaporator Fan Motor (Reach-In) | PSC to ECM Evaporator Fan Motor (Reach-In) | NonEquip | 15 | Display cases | 0% | Tech/Econ | 37.5% | 0 | 0 | 0
Tech | Schools K-12 | Refrigeration | Large cold storage | TRC | New | NN4804 | Night Covers for Display Cases | Night Covers for Display Cases | NonEquip | 5 | Display cases | 0% | Tech/Econ | 1.877% | 0 | 0 | 0
Tech | Schools K-12 | Refrigeration | Large cold storage | TRC | New | NN4778 | High R-Value Glass Doors | High R-Value Glass Doors | NonEquip | 12 | Display cases | 0% | Tech/Econ | 0% | 0 | 0 | 0
Tech | Schools K-12 | Refrigeration | Large cold storage | TRC | New | NN4752 | High Efficiency Refrigeration Compressor | High Efficiency Refrigeration Compressor | NonEquip | 13 | Display cases | 0% | Tech/Econ | 6.922% | 0 | 0 | 0
Tech | Schools K-12 | Refrigeration | Large cold storage | TRC | New | NN4726 | Freezer-Cooler Replacement Gaskets | Freezer-Cooler Replacement Gaskets | NonEquip | 4 | Display cases | 0% | Tech/Econ | 0% | 0 | 0 | 0
Tech | Schools K-12 | Refrigeration | Large cold storage | TRC | New | NN4700 | Floating Head Pressure Controls | Floating Head Pressure Controls | NonEquip | 15 |  | 27.37% | Tech/Econ | 6.05% | 0.31599 | 4.097e-05 | 3.4317e-05
Tech | Schools K-12 | Refrigeration | Large cold storage | TRC | New | NN4674 | Demand Defrost | Demand Defrost | NonEquip | 10 | Walk-in cooler | 0% | Tech/Econ | 30% | 0 | 0 | 0
Tech | Schools K-12 | Refrigeration | Large cold storage | TRC | New | NN4648 | Automatic Door Closer for Walk-in Coolers and Freezers | Automatic Door Closer for Walk-in Coolers and Freezers | NonEquip | 8 | Walk-in cooler | 0% | Tech/Econ | 3.131% | 0 | 0 | 0
Tech | Schools K-12 | Refrigeration | Large cold storage | TRC | New | NN4622 | Anti-Sweat Controls | Anti-Sweat Controls | NonEquip | 8 | Display cases | 0% | Tech/Econ | 85% | 0 | 0 | 0
Tech | Schools K-12 | Refrigeration | Large cold storage | TRC | Existing | NE5311 | Retro-Commissioning | Retro-Commissioning | NonEquip | 5 |  | 21.99% | Tech/Econ | 16% | 90.0428 | 0.015054 | 0.046672
Tech | Schools K-12 | Refrigeration | Large cold storage | TRC | Existing | NE4895 | Strip Curtains for Walk-ins | Strip Curtains for Walk-ins | NonEquip | 4 | Walk-in cooler | 0% | Tech/Econ | 2.115% | 0 | 0 | 0
Tech | Schools K-12 | Refrigeration | Large cold storage | TRC | Existing | NE4869 | Refrigerated Display Case Lighting Controls | Refrigerated Display Case Lighting Controls | NonEquip | 8 | Display cases | 0% | Tech/Econ | 2.524% | 0 | 0 | 0
Tech | Schools K-12 | Refrigeration | Large cold storage | TRC | Existing | NE4843 | PSC to ECM Evaporator Fan Motor (Walk-In, Refrigerator) | PSC to ECM Evaporator Fan Motor (Walk-In, Refrigerator) | NonEquip | 15 | Walk-in cooler | 0% | Tech/Econ | 37.5% | 0 | 0 | 0
Tech | Schools K-12 | Refrigeration | Large cold storage | TRC | Existing | NE4817 | PSC to ECM Evaporator Fan Motor (Reach-In) | PSC to ECM Evaporator Fan Motor (Reach-In) | NonEquip | 15 | Display cases | 0% | Tech/Econ | 37.5% | 0 | 0 | 0
Tech | Schools K-12 | Refrigeration | Large cold storage | TRC | Existing | NE4791 | Night Covers for Display Cases | Night Covers for Display Cases | NonEquip | 5 | Display cases | 0% | Tech/Econ | 1.877% | 0 | 0 | 0
Tech | Schools K-12 | Refrigeration | Large cold storage | TRC | Existing | NE4765 | High R-Value Glass Doors | High R-Value Glass Doors | NonEquip | 12 | Display cases | 0% | Tech/Econ | 23.81% | 0 | 0 | 0
Tech | Schools K-12 | Refrigeration | Large cold storage | TRC | Existing | NE4739 | High Efficiency Refrigeration Compressor | High Efficiency Refrigeration Compressor | NonEquip | 13 | Display cases | 0% | Tech/Econ | 6.922% | 0 | 0 | 0
Tech | Schools K-12 | Refrigeration | Large cold storage | TRC | Existing | NE4713 | Freezer-Cooler Replacement Gaskets | Freezer-Cooler Replacement Gaskets | NonEquip | 4 | Display cases | 0% | Tech/Econ | 3.131% | 0 | 0 | 0
Tech | Schools K-12 | Refrigeration | Large cold storage | TRC | Existing | NE4687 | Floating Head Pressure Controls | Floating Head Pressure Controls | NonEquip | 15 |  | 27.37% | Tech/Econ | 6.05% | 40.8939 | 0.0053021 | 0.0044412
Tech | Schools K-12 | Refrigeration | Large cold storage | TRC | Existing | NE4661 | Demand Defrost | Demand Defrost | NonEquip | 10 | Walk-in cooler | 0% | Tech/Econ | 30% | 0 | 0 | 0
Tech | Schools K-12 | Refrigeration | Large cold storage | TRC | Existing | NE4635 | Automatic Door Closer for Walk-in Coolers and Freezers | Automatic Door Closer for Walk-in Coolers and Freezers | NonEquip | 8 | Walk-in cooler | 0% | Tech/Econ | 3.131% | 0 | 0 | 0
Tech | Schools K-12 | Refrigeration | Large cold storage | TRC | Existing | NE4609 | Anti-Sweat Controls | Anti-Sweat Controls | NonEquip | 8 | Display cases | 0% | Tech/Econ | 85% | 0 | 0 | 0
Tech | Schools K-12 | Miscellaneous | Laboratory equipment | TRC | New | NN5454 | Retro-Commissioning | Retro-Commissioning | NonEquip | 5 |  | 0% | Tech/Econ | 16% | 0 | 0 | 0
Tech | Schools K-12 | Miscellaneous | Laboratory equipment | TRC | New | NN4544 | VSD Controlled Compressor | VSD Controlled Compressor | NonEquip | 15 | Others | 0% | Tech/Econ | 20.79% | 0 | 0 | 0
Tech | Schools K-12 | Miscellaneous | Laboratory equipment | TRC | New | NN4518 | Regenerative Drive Elevator Motor | Regenerative Drive Elevator Motor | NonEquip | 13 | Elevators/Escalators | 0% | Tech/Econ | 6.211% | 0 | 0 | 0
Tech | Schools K-12 | Miscellaneous | Laboratory equipment | TRC | New | NN4492 | Engine Block Timer | Engine Block Timer | NonEquip | 5 | Others | 0% | Tech/Econ | 36% | 0 | 0 | 0
Tech | Schools K-12 | Miscellaneous | Laboratory equipment | TRC | New | NN4466 | Efficient Motor Belts | Efficient Motor Belts | NonEquip | 10 | Others | 0% | Tech/Econ | 1.105% | 0 | 0 | 0
Tech | Schools K-12 | Miscellaneous | Laboratory equipment | TRC | Existing | NE5441 | Retro-Commissioning | Retro-Commissioning | NonEquip | 5 |  | 21.99% | Tech/Econ | 16% | 4063.5574 | 0.67935 | 2.1063
Tech | Schools K-12 | Miscellaneous | Laboratory equipment | TRC | Existing | NE4531 | VSD Controlled Compressor | VSD Controlled Compressor | NonEquip | 15 | Others | 0% | Tech/Econ | 20.79% | 0 | 0 | 0
Tech | Schools K-12 | Miscellaneous | Laboratory equipment | TRC | Existing | NE4505 | Regenerative Drive Elevator Motor | Regenerative Drive Elevator Motor | NonEquip | 13 | Elevators/Escalators | 0% | Tech/Econ | 6.211% | 0 | 0 | 0
Tech | Schools K-12 | Miscellaneous | Laboratory equipment | TRC | Existing | NE4479 | Engine Block Timer | Engine Block Timer | NonEquip | 5 | Others | 0% | Tech/Econ | 36% | 0 | 0 | 0
Tech | Schools K-12 | Miscellaneous | Laboratory equipment | TRC | Existing | NE4453 | Efficient Motor Belts | Efficient Motor Belts | NonEquip | 10 | Others | 0% | Tech/Econ | 1.105% | 0 | 0 | 0
Tech | Schools K-12 | Ventilation and Circulation | Individual room ventilation | TRC | New | NN5402 | Retro-Commissioning | Retro-Commissioning | NonEquip | 5 |  | 0% | Tech/Econ | 16% | 0 | 0 | 0
Tech | Schools K-12 | Ventilation and Circulation | Individual room ventilation | TRC | New | NN4986 | VAV System | VAV System | NonEquip | 10 |  | 14.18% | Tech/Econ | 30% | 35.0862 | 0.009986 | 0.010134
Tech | Schools K-12 | Ventilation and Circulation | Individual room ventilation | TRC | New | NN4960 | Demand Controlled Ventilation | Demand Controlled Ventilation | NonEquip | 10 |  | 23.39% | Tech/Econ | 50% | 109.2088 | 0.01137 | 0.064014
Tech | Schools K-12 | Ventilation and Circulation | Individual room ventilation | TRC | New | NN4934 | CO Sensors for Parking Garage Exhaust | CO Sensors for Parking Garage Exhaust | NonEquip | 15 | Motor/Fan | 0% | Tech/Econ | 33% | 0 | 0 | 0
Tech | Schools K-12 | Ventilation and Circulation | Individual room ventilation | TRC | Existing | NE5389 | Retro-Commissioning | Retro-Commissioning | NonEquip | 5 |  | 21.99% | Tech/Econ | 16% | 3725.5571 | 0.62285 | 1.9311
Tech | Schools K-12 | Ventilation and Circulation | Individual room ventilation | TRC | Existing | NE4973 | VAV System | VAV System | NonEquip | 10 |  | 14.18% | Tech/Econ | 30% | 4706.2953 | 1.3395 | 1.3593
Tech | Schools K-12 | Ventilation and Circulation | Individual room ventilation | TRC | Existing | NE4947 | Demand Controlled Ventilation | Demand Controlled Ventilation | NonEquip | 10 |  | 23.39% | Tech/Econ | 50% | 14648.7401 | 1.5251 | 8.5866
Tech | Schools K-12 | Ventilation and Circulation | Individual room ventilation | TRC | Existing | NE4921 | CO Sensors for Parking Garage Exhaust | CO Sensors for Parking Garage Exhaust | NonEquip | 15 | Motor/Fan | 0% | Tech/Econ | 33% | 0 | 0 | 0
Tech | Schools K-12 | Space Heating | Individual room heating | TRC | New | NN5350 | Retro-Commissioning | Retro-Commissioning | NonEquip | 5 |  | 0% | Tech/Econ | 16% | 0 | 0 | 0
Tech | Schools K-12 | Space Heating | Individual room heating | TRC | New | NN4336 | Water Cooled Refrigeration Heat Recovery | Water Cooled Refrigeration Heat Recovery | NonEquip | 20 |  | 0% | Tech/Econ | 10% | 0 | 0 | 0
Tech | Schools K-12 | Space Heating | Individual room heating | TRC | New | NN4284 | Warehouse Loading Dock Seals | Warehouse Loading Dock Seals | NonEquip | 18 |  | 0% | Tech/Econ | 0.1596% | 0 | 0 | 0
Tech | Schools K-12 | Space Heating | Individual room heating | TRC | New | NN4258 | Wall Insulation | Wall Insulation | NonEquip | 20 |  | 0% | Tech/Econ | 0% | 0 | 0 | 0
Tech | Schools K-12 | Space Heating | Individual room heating | TRC | New | NN4180 | Smart Thermostat | Smart Thermostat | NonEquip | 11 |  | 45.33% | Tech/Econ | 10% | 0 | 0 | 0
Tech | Schools K-12 | Space Heating | Individual room heating | TRC | New | NN4102 | Roof Insulation | Roof Insulation | NonEquip | 20 |  | 37.5% | Tech/Econ | 0.9496% | 0 | 0 | 0
Tech | Schools K-12 | Space Heating | Individual room heating | TRC | New | NN4076 | Programmable Thermostat | Programmable Thermostat | NonEquip | 11 |  | 0% | Tech/Econ | 3.6% | 0 | 0 | 0
Tech | Schools K-12 | Space Heating | Individual room heating | TRC | New | NN4024 | Low U-Value Windows | Low U-Value Windows | NonEquip | 20 |  | 26.88% | Tech/Econ | 10% | 0 | 0 | 0
Tech | Schools K-12 | Space Heating | Individual room heating | TRC | New | NN3946 | Infiltration Reduction - Air Sealing | Infiltration Reduction - Air Sealing | NonEquip | 11 |  | 0% | Tech/Econ | 0.07979% | 0 | 0 | 0
Tech | Schools K-12 | Space Heating | Individual room heating | TRC | New | NN3868 | Hotel Card Energy Control Systems | Hotel Card Energy Control Systems | NonEquip | 15 |  | 0% | Tech/Econ | 0% | 0 | 0 | 0
Tech | Schools K-12 | Space Heating | Individual room heating | TRC | New | NN3790 | Green Roof | Green Roof | NonEquip | 15 |  | 0.63% | Tech/Econ | 1.467% | 0 | 0 | 0
Tech | Schools K-12 | Space Heating | Individual room heating | TRC | New | NN3738 | Floor Insulation | Floor Insulation | NonEquip | 20 |  | 16.87% | Tech/Econ | 0.4982% | 0 | 0 | 0
Tech | Schools K-12 | Space Heating | Individual room heating | TRC | New | NN3660 | Facility Energy Management System | Facility Energy Management System | NonEquip | 15 |  | 4.276% | Tech/Econ | 20% | 0 | 0 | 0
Tech | Schools K-12 | Space Heating | Individual room heating | TRC | New | NN3582 | ECM Motors on Furnaces | ECM Motors on Furnaces | NonEquip | 15 | Forced air furnace | 0% | Tech/Econ | 1.706% | 0 | 0 | 0
Tech | Schools K-12 | Space Heating | Individual room heating | TRC | New | NN3556 | Duct Sealing Repair | Duct Sealing Repair | NonEquip | 15 |  | 0% | Tech/Econ | 12% | 0 | 0 | 0
Tech | Schools K-12 | Space Heating | Individual room heating | TRC | New | NN3504 | Duct Insulation | Duct Insulation | NonEquip | 15 |  | 0% | Tech/Econ | 2.045% | 0 | 0 | 0
Tech | Schools K-12 | Space Heating | Individual room heating | TRC | New | NN3452 | Destratification Fans | Destratification Fans | NonEquip | 10 |  | 0% | Tech/Econ | 16.23% | 0 | 0 | 0
Tech | Schools K-12 | Space Heating | Individual room heating | TRC | New | NN3400 | Dedicated Outdoor Air System on VRF unit | Dedicated Outdoor Air System on VRF unit | NonEquip | 15 | Residential/split system heat pump | 0% | Tech/Econ | 10% | 0 | 0 | 0
Tech | Schools K-12 | Space Heating | Individual room heating | TRC | New | NN3348 | Cool Roof | Cool Roof | NonEquip | 15 |  | 72.18% | Tech/Econ | 0.5275% | 0 | 0 | 0
Tech | Schools K-12 | Space Heating | Individual room heating | TRC | New | NN3244 | Ceiling Insulation(R30 to R38) | Ceiling Insulation(R30 to R38) | NonEquip | 20 |  | 0% | Tech/Econ | 0.1919% | 0 | 0 | 0
Tech | Schools K-12 | Space Heating | Individual room heating | TRC | New | NN3192 | Ceiling Insulation(R2 to R38) | Ceiling Insulation(R2 to R38) | NonEquip | 20 |  | 0% | Tech/Econ | 12.95% | 0 | 0 | 0
Tech | Schools K-12 | Space Heating | Individual room heating | TRC | New | NN3140 | Ceiling Insulation(R19 to R38) | Ceiling Insulation(R19 to R38) | NonEquip | 20 |  | 0% | Tech/Econ | 0.7197% | 0 | 0 | 0
Tech | Schools K-12 | Space Heating | Individual room heating | TRC | New | NN3088 | Ceiling Insulation(R12 to R38) | Ceiling Insulation(R12 to R38) | NonEquip | 20 |  | 0% | Tech/Econ | 1.559% | 0 | 0 | 0
Tech | Schools K-12 | Space Heating | Individual room heating | TRC | New | NN3010 | Air Curtains | Air Curtains | NonEquip | 8 |  | 28.37% | Tech/Econ | 0.2533% | 0 | 0 | 0
Tech | Schools K-12 | Space Heating | Individual room heating | TRC | Existing | NE5337 | Retro-Commissioning | Retro-Commissioning | NonEquip | 5 |  | 21.99% | Tech/Econ | 16% | 0 | 0 | 0
Tech | Schools K-12 | Space Heating | Individual room heating | TRC | Existing | NE4323 | Water Cooled Refrigeration Heat Recovery | Water Cooled Refrigeration Heat Recovery | NonEquip | 20 |  | 0% | Tech/Econ | 10% | 0 | 0 | 0
Tech | Schools K-12 | Space Heating | Individual room heating | TRC | Existing | NE4271 | Warehouse Loading Dock Seals | Warehouse Loading Dock Seals | NonEquip | 18 |  | 0% | Tech/Econ | 0.1761% | 0 | 0 | 0
Tech | Schools K-12 | Space Heating | Individual room heating | TRC | Existing | NE4245 | Wall Insulation | Wall Insulation | NonEquip | 20 |  | 0% | Tech/Econ | 0.6067% | 0 | 0 | 0
Tech | Schools K-12 | Space Heating | Individual room heating | TRC | Existing | NE4167 | Smart Thermostat | Smart Thermostat | NonEquip | 11 |  | 45.33% | Tech/Econ | 10% | 0 | 0 | 0
Tech | Schools K-12 | Space Heating | Individual room heating | TRC | Existing | NE4089 | Roof Insulation | Roof Insulation | NonEquip | 20 |  | 37.5% | Tech/Econ | 2.096% | 0 | 0 | 0
Tech | Schools K-12 | Space Heating | Individual room heating | TRC | Existing | NE4063 | Programmable Thermostat | Programmable Thermostat | NonEquip | 11 |  | 0% | Tech/Econ | 3.6% | 0 | 0 | 0
Tech | Schools K-12 | Space Heating | Individual room heating | TRC | Existing | NE4011 | Low U-Value Windows | Low U-Value Windows | NonEquip | 20 |  | 10.75% | Tech/Econ | 46% | 0 | 0 | 0
Tech | Schools K-12 | Space Heating | Individual room heating | TRC | Existing | NE3933 | Infiltration Reduction - Air Sealing | Infiltration Reduction - Air Sealing | NonEquip | 11 |  | 0% | Tech/Econ | 0.08804% | 0 | 0 | 0
Tech | Schools K-12 | Space Heating | Individual room heating | TRC | Existing | NE3855 | Hotel Card Energy Control Systems | Hotel Card Energy Control Systems | NonEquip | 15 |  | 0% | Tech/Econ | 0% | 0 | 0 | 0
Tech | Schools K-12 | Space Heating | Individual room heating | TRC | Existing | NE3777 | Green Roof | Green Roof | NonEquip | 15 |  | 0.126% | Tech/Econ | 1.619% | 0 | 0 | 0
Tech | Schools K-12 | Space Heating | Individual room heating | TRC | Existing | NE3725 | Floor Insulation | Floor Insulation | NonEquip | 20 |  | 6.749% | Tech/Econ | 0.5498% | 0 | 0 | 0
Tech | Schools K-12 | Space Heating | Individual room heating | TRC | Existing | NE3647 | Facility Energy Management System | Facility Energy Management System | NonEquip | 15 |  | 0.7167% | Tech/Econ | 20% | 0 | 0 | 0
Tech | Schools K-12 | Space Heating | Individual room heating | TRC | Existing | NE3569 | ECM Motors on Furnaces | ECM Motors on Furnaces | NonEquip | 15 | Forced air furnace | 0% | Tech/Econ | 1.706% | 0 | 0 | 0
Tech | Schools K-12 | Space Heating | Individual room heating | TRC | Existing | NE3543 | Duct Sealing Repair | Duct Sealing Repair | NonEquip | 15 |  | 0% | Tech/Econ | 12% | 0 | 0 | 0
Tech | Schools K-12 | Space Heating | Individual room heating | TRC | Existing | NE3491 | Duct Insulation | Duct Insulation | NonEquip | 15 |  | 0% | Tech/Econ | 2.045% | 0 | 0 | 0
Tech | Schools K-12 | Space Heating | Individual room heating | TRC | Existing | NE3439 | Destratification Fans | Destratification Fans | NonEquip | 10 |  | 0% | Tech/Econ | 16.23% | 0 | 0 | 0
Tech | Schools K-12 | Space Heating | Individual room heating | TRC | Existing | NE3387 | Dedicated Outdoor Air System on VRF unit | Dedicated Outdoor Air System on VRF unit | NonEquip | 15 | Residential/split system heat pump | 0% | Tech/Econ | 10% | 0 | 0 | 0
Tech | Schools K-12 | Space Heating | Individual room heating | TRC | Existing | NE3335 | Cool Roof | Cool Roof | NonEquip | 15 |  | 72.68% | Tech/Econ | 0.5821% | 0 | 0 | 0
Tech | Schools K-12 | Space Heating | Individual room heating | TRC | Existing | NE3231 | Ceiling Insulation(R30 to R38) | Ceiling Insulation(R30 to R38) | NonEquip | 20 |  | 0% | Tech/Econ | 0.2118% | 0 | 0 | 0
Tech | Schools K-12 | Space Heating | Individual room heating | TRC | Existing | NE3179 | Ceiling Insulation(R2 to R38) | Ceiling Insulation(R2 to R38) | NonEquip | 20 |  | 0% | Tech/Econ | 14.29% | 0 | 0 | 0
Tech | Schools K-12 | Space Heating | Individual room heating | TRC | Existing | NE3127 | Ceiling Insulation(R19 to R38) | Ceiling Insulation(R19 to R38) | NonEquip | 20 |  | 0% | Tech/Econ | 0.7941% | 0 | 0 | 0
Tech | Schools K-12 | Space Heating | Individual room heating | TRC | Existing | NE3075 | Ceiling Insulation(R12 to R38) | Ceiling Insulation(R12 to R38) | NonEquip | 20 |  | 0% | Tech/Econ | 1.721% | 0 | 0 | 0
Tech | Schools K-12 | Space Heating | Individual room heating | TRC | Existing | NE2997 | Air Curtains | Air Curtains | NonEquip | 8 |  | 33.45% | Tech/Econ | 0.2533% | 0 | 0 | 0
Tech | Schools K-12 | Space Cooling | Individual room air conditioners | TRC | New | NN5376 | Retro-Commissioning | Retro-Commissioning | NonEquip | 5 |  | 0% | Tech/Econ | 16% | 0 | 0 | 0
Tech | Schools K-12 | Space Cooling | Individual room air conditioners | TRC | New | NN4388 | Window Sun Protection | Window Sun Protection | NonEquip | 10 |  | 15.35% | Tech/Econ | 16% | 267.6742 | 0.083345 | -0.0046957
Tech | Schools K-12 | Space Cooling | Individual room air conditioners | TRC | New | NN4362 | Waterside Economizer | Waterside Economizer | NonEquip | 20 |  | 0% | Tech/Econ | 5.556% | 0 | 0 | 0
Tech | Schools K-12 | Space Cooling | Individual room air conditioners | TRC | New | NN4154 | Smart Thermostat | Smart Thermostat | NonEquip | 11 |  | 45.33% | Tech/Econ | 10% | 92.59 | 0.0010994 | 0
Tech | Schools K-12 | Space Cooling | Individual room air conditioners | TRC | New | NN4128 | Roof Insulation | Roof Insulation | NonEquip | 20 |  | 37.5% | Tech/Econ | 2.71% | 0 | 0 | 0
Tech | Schools K-12 | Space Cooling | Individual room air conditioners | TRC | New | NN4050 | Programmable Thermostat | Programmable Thermostat | NonEquip | 11 |  | 0% | Tech/Econ | 3.6% | 0 | 0 | 0
Tech | Schools K-12 | Space Cooling | Individual room air conditioners | TRC | New | NN3998 | Low U-Value Windows | Low U-Value Windows | NonEquip | 20 |  | 26.88% | Tech/Econ | 10% | 0 | 0 | 0
Tech | Schools K-12 | Space Cooling | Individual room air conditioners | TRC | New | NN3920 | HVAC tune-up_RTU | HVAC tune-up_RTU | NonEquip | 5 | Packaged air conditioning units (RTUs) | 0% | Tech/Econ | 5% | 0 | 0 | 0
Tech | Schools K-12 | Space Cooling | Individual room air conditioners | TRC | New | NN3894 | HVAC tune-up | HVAC tune-up | NonEquip | 5 | Residential-type central air conditioners | 0% | Tech/Econ | 5% | 0 | 0 | 0
Tech | Schools K-12 | Space Cooling | Individual room air conditioners | TRC | New | NN3816 | Green Roof | Green Roof | NonEquip | 15 |  | 0.63% | Tech/Econ | 3.142% | 0 | 0 | 0
Tech | Schools K-12 | Space Cooling | Individual room air conditioners | TRC | New | NN3764 | Floor Insulation | Floor Insulation | NonEquip | 20 |  | 16.87% | Tech/Econ | 1.422% | 0 | 0 | 0
Tech | Schools K-12 | Space Cooling | Individual room air conditioners | TRC | New | NN3686 | Facility Energy Management System | Facility Energy Management System | NonEquip | 15 |  | 4.276% | Tech/Econ | 20% | 106.2037 | 0.02226 | 0
Tech | Schools K-12 | Space Cooling | Individual room air conditioners | TRC | New | NN3634 | Facility Commissioning | Facility Commissioning | NonEquip | 10 |  | 71.67% | Tech/Econ | 16% | 1411.8737 | 0.24719 | 0.0056397
Tech | Schools K-12 | Space Cooling | Individual room air conditioners | TRC | New | NN3608 | Energy Recovery Ventilation System (ERV) | Energy Recovery Ventilation System (ERV) | NonEquip | 15 | Packaged air conditioning units (RTUs) | 0% | Tech/Econ | 10.24% | 0 | 0 | 0
Tech | Schools K-12 | Space Cooling | Individual room air conditioners | TRC | New | NN3530 | Duct Sealing Repair | Duct Sealing Repair | NonEquip | 15 |  | 0% | Tech/Econ | 12% | 0 | 0 | 0
Tech | Schools K-12 | Space Cooling | Individual room air conditioners | TRC | New | NN3478 | Duct Insulation | Duct Insulation | NonEquip | 15 |  | 0% | Tech/Econ | 2.045% | 0 | 0 | 0
Tech | Schools K-12 | Space Cooling | Individual room air conditioners | TRC | New | NN3426 | Dedicated Outdoor Air System on VRF unit | Dedicated Outdoor Air System on VRF unit | NonEquip | 15 | Residential-type central air conditioners | 0% | Tech/Econ | 17.5% | 0 | 0 | 0
Tech | Schools K-12 | Space Cooling | Individual room air conditioners | TRC | New | NN3374 | Cool Roof | Cool Roof | NonEquip | 15 |  | 72.18% | Tech/Econ | 4.029% | 0 | 0 | 0
Tech | Schools K-12 | Space Cooling | Individual room air conditioners | TRC | New | NN3322 | Chilled Water System - Variable Speed Drives | Chilled Water System - Variable Speed Drives | NonEquip | 13 | Central chillers inside | 0% | Tech/Econ | 24.74% | 0 | 0 | 0
Tech | Schools K-12 | Space Cooling | Individual room air conditioners | TRC | New | NN3296 | Chilled Water Controls Optimization | Chilled Water Controls Optimization | NonEquip | 10 | Central chillers inside | 0% | Tech/Econ | 12.5% | 0 | 0 | 0
Tech | Schools K-12 | Space Cooling | Individual room air conditioners | TRC | New | NN3218 | Ceiling Insulation(R2 to R38) | Ceiling Insulation(R2 to R38) | NonEquip | 20 |  | 0% | Tech/Econ | 36.97% | 0 | 0 | 0
Tech | Schools K-12 | Space Cooling | Individual room air conditioners | TRC | New | NN3166 | Ceiling Insulation(R19 to R38) | Ceiling Insulation(R19 to R38) | NonEquip | 20 |  | 0% | Tech/Econ | 2.054% | 0 | 0 | 0
Tech | Schools K-12 | Space Cooling | Individual room air conditioners | TRC | New | NN3114 | Ceiling Insulation(R12 to R38) | Ceiling Insulation(R12 to R38) | NonEquip | 20 |  | 0% | Tech/Econ | 4.451% | 0 | 0 | 0
Tech | Schools K-12 | Space Cooling | Individual room air conditioners | TRC | New | NN3062 | Airside Economizer | Airside Economizer | NonEquip | 10 | Packaged air conditioning units (RTUs) | 0% | Tech/Econ | 5.556% | 0 | 0 | 0
Tech | Schools K-12 | Space Cooling | Individual room air conditioners | TRC | Existing | NE5363 | Retro-Commissioning | Retro-Commissioning | NonEquip | 5 |  | 21.99% | Tech/Econ | 16% | 54233.5504 | 9.0669 | 0
Tech | Schools K-12 | Space Cooling | Individual room air conditioners | TRC | Existing | NE4375 | Window Sun Protection | Window Sun Protection | NonEquip | 10 |  | 15.68% | Tech/Econ | 16% | 39661.3817 | 12.3493 | -0.69577
Tech | Schools K-12 | Space Cooling | Individual room air conditioners | TRC | Existing | NE4349 | Waterside Economizer | Waterside Economizer | NonEquip | 20 |  | 0% | Tech/Econ | 5.556% | 0 | 0 | 0
Tech | Schools K-12 | Space Cooling | Individual room air conditioners | TRC | Existing | NE4219 | Wall Insulation | Wall Insulation | NonEquip | 20 |  | 0% | Tech/Econ | 10.75% | 0 | 0 | 0
Tech | Schools K-12 | Space Cooling | Individual room air conditioners | TRC | Existing | NE4141 | Smart Thermostat | Smart Thermostat | NonEquip | 11 |  | 45.33% | Tech/Econ | 10% | 67412.1446 | 0.80044 | 0
Tech | Schools K-12 | Space Cooling | Individual room air conditioners | TRC | Existing | NE4115 | Roof Insulation | Roof Insulation | NonEquip | 20 |  | 37.5% | Tech/Econ | 5.421% | 28861.2024 | 0.57752 | 0
Tech | Schools K-12 | Space Cooling | Individual room air conditioners | TRC | Existing | NE4037 | Programmable Thermostat | Programmable Thermostat | NonEquip | 11 |  | 0% | Tech/Econ | 3.6% | 0 | 0 | 0
Tech | Schools K-12 | Space Cooling | Individual room air conditioners | TRC | Existing | NE3985 | Low U-Value Windows | Low U-Value Windows | NonEquip | 20 |  | 10.75% | Tech/Econ | 46% | 82375.3999 | 30.6192 | 0
Tech | Schools K-12 | Space Cooling | Individual room air conditioners | TRC | Existing | NE3907 | HVAC tune-up_RTU | HVAC tune-up_RTU | NonEquip | 5 | Packaged air conditioning units (RTUs) | 0% | Tech/Econ | 5% | 0 | 0 | 0
Tech | Schools K-12 | Space Cooling | Individual room air conditioners | TRC | Existing | NE3881 | HVAC tune-up | HVAC tune-up | NonEquip | 5 | Residential-type central air conditioners | 0% | Tech/Econ | 5% | 0 | 0 | 0
Tech | Schools K-12 | Space Cooling | Individual room air conditioners | TRC | Existing | NE3803 | Green Roof | Green Roof | NonEquip | 15 |  | 0.126% | Tech/Econ | 3.142% | 53.4468 | 0.022705 | 0
Tech | Schools K-12 | Space Cooling | Individual room air conditioners | TRC | Existing | NE3751 | Floor Insulation | Floor Insulation | NonEquip | 20 |  | 6.749% | Tech/Econ | 1.422% | 1295.961 | 0.025933 | 0
Tech | Schools K-12 | Space Cooling | Individual room air conditioners | TRC | Existing | NE3673 | Facility Energy Management System | Facility Energy Management System | NonEquip | 15 |  | 0.7167% | Tech/Econ | 20% | 2269.6179 | 0.4757 | 0
Tech | Schools K-12 | Space Cooling | Individual room air conditioners | TRC | Existing | NE3595 | Energy Recovery Ventilation System (ERV) | Energy Recovery Ventilation System (ERV) | NonEquip | 15 | Packaged air conditioning units (RTUs) | 0% | Tech/Econ | 10.24% | 0 | 0 | 0
Tech | Schools K-12 | Space Cooling | Individual room air conditioners | TRC | Existing | NE3517 | Duct Sealing Repair | Duct Sealing Repair | NonEquip | 15 |  | 0% | Tech/Econ | 12% | 0 | 0 | 0
Tech | Schools K-12 | Space Cooling | Individual room air conditioners | TRC | Existing | NE3465 | Duct Insulation | Duct Insulation | NonEquip | 15 |  | 0% | Tech/Econ | 2.045% | 0 | 0 | 0
Tech | Schools K-12 | Space Cooling | Individual room air conditioners | TRC | Existing | NE3413 | Dedicated Outdoor Air System on VRF unit | Dedicated Outdoor Air System on VRF unit | NonEquip | 15 | Residential-type central air conditioners | 0% | Tech/Econ | 17.5% | 0 | 0 | 0
Tech | Schools K-12 | Space Cooling | Individual room air conditioners | TRC | Existing | NE3361 | Cool Roof | Cool Roof | NonEquip | 15 |  | 72.68% | Tech/Econ | 4.029% | 40732.1963 | 17.3038 | 0
Tech | Schools K-12 | Space Cooling | Individual room air conditioners | TRC | Existing | NE3309 | Chilled Water System - Variable Speed Drives | Chilled Water System - Variable Speed Drives | NonEquip | 13 | Central chillers inside | 0% | Tech/Econ | 24.74% | 0 | 0 | 0
Tech | Schools K-12 | Space Cooling | Individual room air conditioners | TRC | Existing | NE3283 | Chilled Water Controls Optimization | Chilled Water Controls Optimization | NonEquip | 10 | Central chillers inside | 0% | Tech/Econ | 12.5% | 0 | 0 | 0
Tech | Schools K-12 | Space Cooling | Individual room air conditioners | TRC | Existing | NE3205 | Ceiling Insulation(R2 to R38) | Ceiling Insulation(R2 to R38) | NonEquip | 20 |  | 0% | Tech/Econ | 36.97% | 0 | 0 | 0
Tech | Schools K-12 | Space Cooling | Individual room air conditioners | TRC | Existing | NE3153 | Ceiling Insulation(R19 to R38) | Ceiling Insulation(R19 to R38) | NonEquip | 20 |  | 0% | Tech/Econ | 2.054% | 0 | 0 | 0
Tech | Schools K-12 | Space Cooling | Individual room air conditioners | TRC | Existing | NE3101 | Ceiling Insulation(R12 to R38) | Ceiling Insulation(R12 to R38) | NonEquip | 20 |  | 0% | Tech/Econ | 4.451% | 0 | 0 | 0
Tech | Schools K-12 | Space Cooling | Individual room air conditioners | TRC | Existing | NE3049 | Airside Economizer | Airside Economizer | NonEquip | 10 | Packaged air conditioning units (RTUs) | 0% | Tech/Econ | 5.556% | 0 | 0 | 0
Tech | Schools K-12 | Interior Lighting | High bay | TRC | New | NN5272 | Retro-Commissioning | Retro-Commissioning | NonEquip | 5 |  | 0% | Tech/Econ | 16% | 0 | 0 | 0
Tech | Schools K-12 | Interior Lighting | High bay | TRC | New | NN4440 | Interior Lighting Controls | Interior Lighting Controls | NonEquip | 8 | Overhead (fluorescent/LED/CFL U-shape) | 0% | Tech/Econ | 28% | 0 | 0 | 0
Tech | Schools K-12 | Interior Lighting | High bay | TRC | New | NN4414 | Bi-Level Lighting Control (Interior) | Bi-Level Lighting Control (Interior) | NonEquip | 8 | Overhead (fluorescent/LED/CFL U-shape) | 0% | Tech/Econ | 31% | 0 | 0 | 0
Tech | Schools K-12 | Interior Lighting | High bay | TRC | New | NN3712 | Facility Energy Management System | Facility Energy Management System | NonEquip | 15 |  | 4.276% | Tech/Econ | 24% | 2955.9932 | 0.61956 | 0.053277
Tech | Schools K-12 | Interior Lighting | High bay | TRC | Existing | NE5259 | Retro-Commissioning | Retro-Commissioning | NonEquip | 5 |  | 21.99% | Tech/Econ | 16% | 1192560.113 | 199.3743 | 618.1391
Tech | Schools K-12 | Interior Lighting | High bay | TRC | Existing | NE4427 | Interior Lighting Controls | Interior Lighting Controls | NonEquip | 8 | Overhead (fluorescent/LED/CFL U-shape) | 0% | Tech/Econ | 28% | 0 | 0 | 0
Tech | Schools K-12 | Interior Lighting | High bay | TRC | Existing | NE4401 | Bi-Level Lighting Control (Interior) | Bi-Level Lighting Control (Interior) | NonEquip | 8 | Overhead (fluorescent/LED/CFL U-shape) | 0% | Tech/Econ | 31% | 0 | 0 | 0
Tech | Schools K-12 | Interior Lighting | High bay | TRC | Existing | NE3699 | Facility Energy Management System | Facility Energy Management System | NonEquip | 15 |  | 0.7167% | Tech/Econ | 24% | 58403.3955 | 12.241 | 1.0526
Tech | Schools K-12 | Interior Lighting | High bay | TRC | Turnover | ET1651 | LED Linear - Fixture Replacement | LED Linear - Fixture Replacement | Equip | 15 | High bay | 24.1% | Tech/Econ | 50.28% | 4682326.323 | 1135.0146 | 259.6488
Tech | Schools K-12 | Interior Lighting | High bay | TRC | Turnover | ET1534 | High Bay LED | High Bay LED | Equip | 15 | High bay | 0% | Tech/Econ | 64.78% | 0 | 0 | 0
Tech | Schools K-12 | Interior Lighting | High bay | TRC | Turnover | ET1495 | High Bay Fluorescent (T5) | High Bay Fluorescent (T5) | Equip | 15 | High bay | 0% | Tech/Econ | 64.14% | 0 | 0 | 0
Tech | Schools K-12 | Interior Lighting | High bay | TRC | New | EN1677 | LED Linear - Fixture Replacement | LED Linear - Fixture Replacement | Equip | 15 | High bay | 0% | Tech/Econ | 50.28% | 0 | 0 | 0
Tech | Schools K-12 | Interior Lighting | High bay | TRC | New | EN1560 | High Bay LED | High Bay LED | Equip | 15 | High bay | 0% | Tech/Econ | 64.78% | 0 | 0 | 0
Tech | Schools K-12 | Interior Lighting | High bay | TRC | New | EN1521 | High Bay Fluorescent (T5) | High Bay Fluorescent (T5) | Equip | 15 | High bay | 0% | Tech/Econ | 64.14% | 0 | 0 | 0
Tech | Schools K-12 | Cooking | Fryer | TRC | Turnover | ET91 | Energy Star Fryer | Energy Star Fryer | Equip | 12 | Fryer | 29.2% | Tech/Econ | 17.46% | 4456.5197 | 0.72239 | 0.22339
Tech | Schools K-12 | Cooking | Fryer | TRC | New | EN117 | Energy Star Fryer | Energy Star Fryer | Equip | 12 | Fryer | 29.2% | Tech/Econ | 17.46% | 33.2241 | 0.0053856 | 0.0016654
Tech | Schools K-12 | Space Heating | Forced air furnace | TRC | New | NN5350 | Retro-Commissioning | Retro-Commissioning | NonEquip | 5 |  | 0% | Tech/Econ | 16% | 0 | 0 | 0
Tech | Schools K-12 | Space Heating | Forced air furnace | TRC | New | NN4336 | Water Cooled Refrigeration Heat Recovery | Water Cooled Refrigeration Heat Recovery | NonEquip | 20 |  | 0% | Tech/Econ | 10% | 0 | 0 | 0
Tech | Schools K-12 | Space Heating | Forced air furnace | TRC | New | NN4284 | Warehouse Loading Dock Seals | Warehouse Loading Dock Seals | NonEquip | 18 |  | 0% | Tech/Econ | 0.1596% | 0 | 0 | 0
Tech | Schools K-12 | Space Heating | Forced air furnace | TRC | New | NN4258 | Wall Insulation | Wall Insulation | NonEquip | 20 |  | 0% | Tech/Econ | 0% | 0 | 0 | 0
Tech | Schools K-12 | Space Heating | Forced air furnace | TRC | New | NN4180 | Smart Thermostat | Smart Thermostat | NonEquip | 11 |  | 45.33% | Tech/Econ | 10% | 0 | 0 | 0
Tech | Schools K-12 | Space Heating | Forced air furnace | TRC | New | NN4102 | Roof Insulation | Roof Insulation | NonEquip | 20 |  | 37.5% | Tech/Econ | 0.9496% | 0 | 0 | 0
Tech | Schools K-12 | Space Heating | Forced air furnace | TRC | New | NN4076 | Programmable Thermostat | Programmable Thermostat | NonEquip | 11 |  | 0% | Tech/Econ | 3.6% | 0 | 0 | 0
Tech | Schools K-12 | Space Heating | Forced air furnace | TRC | New | NN4024 | Low U-Value Windows | Low U-Value Windows | NonEquip | 20 |  | 26.88% | Tech/Econ | 10% | 0 | 0 | 0
Tech | Schools K-12 | Space Heating | Forced air furnace | TRC | New | NN3946 | Infiltration Reduction - Air Sealing | Infiltration Reduction - Air Sealing | NonEquip | 11 |  | 0% | Tech/Econ | 0.07979% | 0 | 0 | 0
Tech | Schools K-12 | Space Heating | Forced air furnace | TRC | New | NN3868 | Hotel Card Energy Control Systems | Hotel Card Energy Control Systems | NonEquip | 15 |  | 0% | Tech/Econ | 0% | 0 | 0 | 0
Tech | Schools K-12 | Space Heating | Forced air furnace | TRC | New | NN3790 | Green Roof | Green Roof | NonEquip | 15 |  | 0.63% | Tech/Econ | 1.467% | 0 | 0 | 0
Tech | Schools K-12 | Space Heating | Forced air furnace | TRC | New | NN3738 | Floor Insulation | Floor Insulation | NonEquip | 20 |  | 16.87% | Tech/Econ | 0.4982% | 0 | 0 | 0
Tech | Schools K-12 | Space Heating | Forced air furnace | TRC | New | NN3660 | Facility Energy Management System | Facility Energy Management System | NonEquip | 15 |  | 4.276% | Tech/Econ | 20% | 0 | 0 | 0
Tech | Schools K-12 | Space Heating | Forced air furnace | TRC | New | NN3582 | ECM Motors on Furnaces | ECM Motors on Furnaces | NonEquip | 15 | Forced air furnace | 47.78% | Tech/Econ | 1.706% | 0 | 0 | 0
Tech | Schools K-12 | Space Heating | Forced air furnace | TRC | New | NN3556 | Duct Sealing Repair | Duct Sealing Repair | NonEquip | 15 |  | 0% | Tech/Econ | 12% | 0 | 0 | 0
Tech | Schools K-12 | Space Heating | Forced air furnace | TRC | New | NN3504 | Duct Insulation | Duct Insulation | NonEquip | 15 |  | 0% | Tech/Econ | 2.045% | 0 | 0 | 0
Tech | Schools K-12 | Space Heating | Forced air furnace | TRC | New | NN3452 | Destratification Fans | Destratification Fans | NonEquip | 10 |  | 0% | Tech/Econ | 16.23% | 0 | 0 | 0
Tech | Schools K-12 | Space Heating | Forced air furnace | TRC | New | NN3400 | Dedicated Outdoor Air System on VRF unit | Dedicated Outdoor Air System on VRF unit | NonEquip | 15 | Residential/split system heat pump | 0% | Tech/Econ | 10% | 0 | 0 | 0
Tech | Schools K-12 | Space Heating | Forced air furnace | TRC | New | NN3348 | Cool Roof | Cool Roof | NonEquip | 15 |  | 72.18% | Tech/Econ | 0.5275% | 0 | 0 | 0
Tech | Schools K-12 | Space Heating | Forced air furnace | TRC | New | NN3244 | Ceiling Insulation(R30 to R38) | Ceiling Insulation(R30 to R38) | NonEquip | 20 |  | 0% | Tech/Econ | 0.1919% | 0 | 0 | 0
Tech | Schools K-12 | Space Heating | Forced air furnace | TRC | New | NN3192 | Ceiling Insulation(R2 to R38) | Ceiling Insulation(R2 to R38) | NonEquip | 20 |  | 0% | Tech/Econ | 12.95% | 0 | 0 | 0
Tech | Schools K-12 | Space Heating | Forced air furnace | TRC | New | NN3140 | Ceiling Insulation(R19 to R38) | Ceiling Insulation(R19 to R38) | NonEquip | 20 |  | 0% | Tech/Econ | 0.7197% | 0 | 0 | 0
Tech | Schools K-12 | Space Heating | Forced air furnace | TRC | New | NN3088 | Ceiling Insulation(R12 to R38) | Ceiling Insulation(R12 to R38) | NonEquip | 20 |  | 0% | Tech/Econ | 1.559% | 0 | 0 | 0
Tech | Schools K-12 | Space Heating | Forced air furnace | TRC | New | NN3010 | Air Curtains | Air Curtains | NonEquip | 8 |  | 28.37% | Tech/Econ | 0.2533% | 0 | 0 | 0
Tech | Schools K-12 | Space Heating | Forced air furnace | TRC | Existing | NE5337 | Retro-Commissioning | Retro-Commissioning | NonEquip | 5 |  | 21.99% | Tech/Econ | 16% | 0 | 0 | 0
Tech | Schools K-12 | Space Heating | Forced air furnace | TRC | Existing | NE4323 | Water Cooled Refrigeration Heat Recovery | Water Cooled Refrigeration Heat Recovery | NonEquip | 20 |  | 0% | Tech/Econ | 10% | 0 | 0 | 0
Tech | Schools K-12 | Space Heating | Forced air furnace | TRC | Existing | NE4271 | Warehouse Loading Dock Seals | Warehouse Loading Dock Seals | NonEquip | 18 |  | 0% | Tech/Econ | 0.1761% | 0 | 0 | 0
Tech | Schools K-12 | Space Heating | Forced air furnace | TRC | Existing | NE4245 | Wall Insulation | Wall Insulation | NonEquip | 20 |  | 0% | Tech/Econ | 0.6067% | 0 | 0 | 0
Tech | Schools K-12 | Space Heating | Forced air furnace | TRC | Existing | NE4167 | Smart Thermostat | Smart Thermostat | NonEquip | 11 |  | 45.33% | Tech/Econ | 10% | 0 | 0 | 0
Tech | Schools K-12 | Space Heating | Forced air furnace | TRC | Existing | NE4089 | Roof Insulation | Roof Insulation | NonEquip | 20 |  | 37.5% | Tech/Econ | 2.096% | 0 | 0 | 0
Tech | Schools K-12 | Space Heating | Forced air furnace | TRC | Existing | NE4063 | Programmable Thermostat | Programmable Thermostat | NonEquip | 11 |  | 0% | Tech/Econ | 3.6% | 0 | 0 | 0
Tech | Schools K-12 | Space Heating | Forced air furnace | TRC | Existing | NE4011 | Low U-Value Windows | Low U-Value Windows | NonEquip | 20 |  | 10.75% | Tech/Econ | 46% | 0 | 0 | 0
Tech | Schools K-12 | Space Heating | Forced air furnace | TRC | Existing | NE3933 | Infiltration Reduction - Air Sealing | Infiltration Reduction - Air Sealing | NonEquip | 11 |  | 0% | Tech/Econ | 0.08804% | 0 | 0 | 0
Tech | Schools K-12 | Space Heating | Forced air furnace | TRC | Existing | NE3855 | Hotel Card Energy Control Systems | Hotel Card Energy Control Systems | NonEquip | 15 |  | 0% | Tech/Econ | 0% | 0 | 0 | 0
Tech | Schools K-12 | Space Heating | Forced air furnace | TRC | Existing | NE3777 | Green Roof | Green Roof | NonEquip | 15 |  | 0.126% | Tech/Econ | 1.619% | 0 | 0 | 0
Tech | Schools K-12 | Space Heating | Forced air furnace | TRC | Existing | NE3725 | Floor Insulation | Floor Insulation | NonEquip | 20 |  | 6.749% | Tech/Econ | 0.5498% | 0 | 0 | 0
Tech | Schools K-12 | Space Heating | Forced air furnace | TRC | Existing | NE3647 | Facility Energy Management System | Facility Energy Management System | NonEquip | 15 |  | 0.7167% | Tech/Econ | 20% | 0 | 0 | 0
Tech | Schools K-12 | Space Heating | Forced air furnace | TRC | Existing | NE3569 | ECM Motors on Furnaces | ECM Motors on Furnaces | NonEquip | 15 | Forced air furnace | 47.78% | Tech/Econ | 1.706% | 0 | 0 | 0
Tech | Schools K-12 | Space Heating | Forced air furnace | TRC | Existing | NE3543 | Duct Sealing Repair | Duct Sealing Repair | NonEquip | 15 |  | 0% | Tech/Econ | 12% | 0 | 0 | 0
Tech | Schools K-12 | Space Heating | Forced air furnace | TRC | Existing | NE3491 | Duct Insulation | Duct Insulation | NonEquip | 15 |  | 0% | Tech/Econ | 2.045% | 0 | 0 | 0
Tech | Schools K-12 | Space Heating | Forced air furnace | TRC | Existing | NE3439 | Destratification Fans | Destratification Fans | NonEquip | 10 |  | 0% | Tech/Econ | 16.23% | 0 | 0 | 0
Tech | Schools K-12 | Space Heating | Forced air furnace | TRC | Existing | NE3387 | Dedicated Outdoor Air System on VRF unit | Dedicated Outdoor Air System on VRF unit | NonEquip | 15 | Residential/split system heat pump | 0% | Tech/Econ | 10% | 0 | 0 | 0
Tech | Schools K-12 | Space Heating | Forced air furnace | TRC | Existing | NE3335 | Cool Roof | Cool Roof | NonEquip | 15 |  | 72.68% | Tech/Econ | 0.5821% | 0 | 0 | 0
Tech | Schools K-12 | Space Heating | Forced air furnace | TRC | Existing | NE3231 | Ceiling Insulation(R30 to R38) | Ceiling Insulation(R30 to R38) | NonEquip | 20 |  | 0% | Tech/Econ | 0.2118% | 0 | 0 | 0
Tech | Schools K-12 | Space Heating | Forced air furnace | TRC | Existing | NE3179 | Ceiling Insulation(R2 to R38) | Ceiling Insulation(R2 to R38) | NonEquip | 20 |  | 0% | Tech/Econ | 14.29% | 0 | 0 | 0
Tech | Schools K-12 | Space Heating | Forced air furnace | TRC | Existing | NE3127 | Ceiling Insulation(R19 to R38) | Ceiling Insulation(R19 to R38) | NonEquip | 20 |  | 0% | Tech/Econ | 0.7941% | 0 | 0 | 0
Tech | Schools K-12 | Space Heating | Forced air furnace | TRC | Existing | NE3075 | Ceiling Insulation(R12 to R38) | Ceiling Insulation(R12 to R38) | NonEquip | 20 |  | 0% | Tech/Econ | 1.721% | 0 | 0 | 0
Tech | Schools K-12 | Space Heating | Forced air furnace | TRC | Existing | NE2997 | Air Curtains | Air Curtains | NonEquip | 8 |  | 33.45% | Tech/Econ | 0.2533% | 0 | 0 | 0
Tech | Schools K-12 | Exterior Lighting | Exterior parking/lot lighting | TRC | New | NN5298 | Retro-Commissioning | Retro-Commissioning | NonEquip | 5 |  | 0% | Tech/Econ | 16% | 0 | 0 | 0
Tech | Schools K-12 | Exterior Lighting | Exterior parking/lot lighting | TRC | New | NN2984 | Outdoor Lighting Controls | Outdoor Lighting Controls | NonEquip | 8 | Exterior parking/lot lighting | 30.95% | Tech/Econ | 28% | 5164.1294 | 0 | 0
Tech | Schools K-12 | Exterior Lighting | Exterior parking/lot lighting | TRC | New | NN2958 | Bi-Level Lighting Control (Exterior) | Bi-Level Lighting Control (Exterior) | NonEquip | 9 | Exterior parking/lot lighting | 8.579% | Tech/Econ | 31% | 1628.3026 | 0 | 0
Tech | Schools K-12 | Exterior Lighting | Exterior parking/lot lighting | TRC | Existing | NE5285 | Retro-Commissioning | Retro-Commissioning | NonEquip | 5 |  | 21.99% | Tech/Econ | 16% | 256888.9256 | 0 | 133.1531
Tech | Schools K-12 | Exterior Lighting | Exterior parking/lot lighting | TRC | Existing | NE2971 | Outdoor Lighting Controls | Outdoor Lighting Controls | NonEquip | 8 | Exterior parking/lot lighting | 30.95% | Tech/Econ | 28% | 692691.2002 | 0 | 0
Tech | Schools K-12 | Exterior Lighting | Exterior parking/lot lighting | TRC | Existing | NE2945 | Bi-Level Lighting Control (Exterior) | Bi-Level Lighting Control (Exterior) | NonEquip | 9 | Exterior parking/lot lighting | 8.579% | Tech/Econ | 31% | 218412.5849 | 0 | 0
Tech | Schools K-12 | Exterior Lighting | Exterior parking/lot lighting | TRC | Turnover | ET715 | LED Parking Lighting | LED Parking Lighting | Equip | 18 | Exterior parking/lot lighting | 7.084% | Tech/Econ | 84% | 519582.6365 | 0 | 0
Tech | Schools K-12 | Exterior Lighting | Exterior parking/lot lighting | TRC | Turnover | ET520 | High Efficiency HID Lighting | High Efficiency HID Lighting | Equip | 13 | Exterior parking/lot lighting | 0% | Tech/Econ | 34.18% | 0 | 0 | 0
Tech | Schools K-12 | Exterior Lighting | Exterior parking/lot lighting | TRC | New | EN741 | LED Parking Lighting | LED Parking Lighting | Equip | 18 | Exterior parking/lot lighting | 7.084% | Tech/Econ | 84% | 3873.576 | 0 | 0
Tech | Schools K-12 | Exterior Lighting | Exterior parking/lot lighting | TRC | New | EN546 | High Efficiency HID Lighting | High Efficiency HID Lighting | Equip | 13 | Exterior parking/lot lighting | 0% | Tech/Econ | 34.18% | 0 | 0 | 0
Tech | Schools K-12 | Exterior Lighting | Exterior marquis | TRC | New | NN5298 | Retro-Commissioning | Retro-Commissioning | NonEquip | 5 |  | 0% | Tech/Econ | 16% | 0 | 0 | 0
Tech | Schools K-12 | Exterior Lighting | Exterior marquis | TRC | New | NN2984 | Outdoor Lighting Controls | Outdoor Lighting Controls | NonEquip | 8 | Exterior parking/lot lighting | 0% | Tech/Econ | 28% | 0 | 0 | 0
Tech | Schools K-12 | Exterior Lighting | Exterior marquis | TRC | New | NN2958 | Bi-Level Lighting Control (Exterior) | Bi-Level Lighting Control (Exterior) | NonEquip | 9 | Exterior parking/lot lighting | 0% | Tech/Econ | 31% | 0 | 0 | 0
Tech | Schools K-12 | Exterior Lighting | Exterior marquis | TRC | Existing | NE5285 | Retro-Commissioning | Retro-Commissioning | NonEquip | 5 |  | 21.99% | Tech/Econ | 16% | 1637.7747 | 0 | 0.84891
Tech | Schools K-12 | Exterior Lighting | Exterior marquis | TRC | Existing | NE2971 | Outdoor Lighting Controls | Outdoor Lighting Controls | NonEquip | 8 | Exterior parking/lot lighting | 0% | Tech/Econ | 28% | 0 | 0 | 0
Tech | Schools K-12 | Exterior Lighting | Exterior marquis | TRC | Existing | NE2945 | Bi-Level Lighting Control (Exterior) | Bi-Level Lighting Control (Exterior) | NonEquip | 9 | Exterior parking/lot lighting | 0% | Tech/Econ | 31% | 0 | 0 | 0
Tech | Schools K-12 | Exterior Lighting | Exterior marquis | TRC | Turnover | ET637 | LED Exterior Lighting | LED Exterior Lighting | Equip | 13 | Exterior marquis | 4.624% | Tech/Econ | 60.51% | 1339.9101 | 0 | 0
Tech | Schools K-12 | Exterior Lighting | Exterior marquis | TRC | Turnover | ET598 | LED Display Lighting (Exterior) | LED Display Lighting (Exterior) | Equip | 15 | Exterior marquis | 4.624% | Tech/Econ | 87.04% | 2008.146 | 0 | 0
Tech | Schools K-12 | Exterior Lighting | Exterior marquis | TRC | New | EN663 | LED Exterior Lighting | LED Exterior Lighting | Equip | 13 | Exterior marquis | 4.624% | Tech/Econ | 60.51% | 9.9893 | 0 | 0
Tech | Schools K-12 | Exterior Lighting | Exterior marquis | TRC | New | EN624 | LED Display Lighting (Exterior) | LED Display Lighting (Exterior) | Equip | 15 | Exterior marquis | 4.624% | Tech/Econ | 87.04% | 14.9711 | 0 | 0
Tech | Schools K-12 | Miscellaneous | Elevators/Escalators | TRC | New | NN5454 | Retro-Commissioning | Retro-Commissioning | NonEquip | 5 |  | 0% | Tech/Econ | 16% | 0 | 0 | 0
Tech | Schools K-12 | Miscellaneous | Elevators/Escalators | TRC | New | NN4544 | VSD Controlled Compressor | VSD Controlled Compressor | NonEquip | 15 | Others | 0% | Tech/Econ | 20.79% | 0 | 0 | 0
Tech | Schools K-12 | Miscellaneous | Elevators/Escalators | TRC | New | NN4518 | Regenerative Drive Elevator Motor | Regenerative Drive Elevator Motor | NonEquip | 13 | Elevators/Escalators | 11.17% | Tech/Econ | 6.211% | 41.882 | 0.0054302 | 0.0045485
Tech | Schools K-12 | Miscellaneous | Elevators/Escalators | TRC | New | NN4492 | Engine Block Timer | Engine Block Timer | NonEquip | 5 | Others | 0% | Tech/Econ | 36% | 0 | 0 | 0
Tech | Schools K-12 | Miscellaneous | Elevators/Escalators | TRC | New | NN4466 | Efficient Motor Belts | Efficient Motor Belts | NonEquip | 10 | Others | 0% | Tech/Econ | 1.105% | 0 | 0 | 0
Tech | Schools K-12 | Miscellaneous | Elevators/Escalators | TRC | Existing | NE5441 | Retro-Commissioning | Retro-Commissioning | NonEquip | 5 |  | 21.99% | Tech/Econ | 16% | 28504.3299 | 4.7654 | 14.7746
Tech | Schools K-12 | Miscellaneous | Elevators/Escalators | TRC | Existing | NE4531 | VSD Controlled Compressor | VSD Controlled Compressor | NonEquip | 15 | Others | 0% | Tech/Econ | 20.79% | 0 | 0 | 0
Tech | Schools K-12 | Miscellaneous | Elevators/Escalators | TRC | Existing | NE4505 | Regenerative Drive Elevator Motor | Regenerative Drive Elevator Motor | NonEquip | 13 | Elevators/Escalators | 10.45% | Tech/Econ | 6.211% | 5073.8776 | 0.65785 | 0.55104
Tech | Schools K-12 | Miscellaneous | Elevators/Escalators | TRC | Existing | NE4479 | Engine Block Timer | Engine Block Timer | NonEquip | 5 | Others | 0% | Tech/Econ | 36% | 0 | 0 | 0
Tech | Schools K-12 | Miscellaneous | Elevators/Escalators | TRC | Existing | NE4453 | Efficient Motor Belts | Efficient Motor Belts | NonEquip | 10 | Others | 0% | Tech/Econ | 1.105% | 0 | 0 | 0
Tech | Schools K-12 | Office Equipment | Document production | TRC | New | NN4596 | Smart Strip Plug Outlet | Smart Strip Plug Outlet | NonEquip | 4 |  | 43.9% | Tech/Econ | 1.187% | 354.8904 | 0.05277 | 0.036674
Tech | Schools K-12 | Office Equipment | Document production | TRC | New | NN4570 | Network PC Power Management | Network PC Power Management | NonEquip | 5 | Computers | 0% | Tech/Econ | 56.5% | 0 | 0 | 0
Tech | Schools K-12 | Office Equipment | Document production | TRC | Existing | NE4583 | Smart Strip Plug Outlet | Smart Strip Plug Outlet | NonEquip | 4 |  | 43.9% | Tech/Econ | 1.187% | 47603.272 | 7.0783 | 4.9193
Tech | Schools K-12 | Office Equipment | Document production | TRC | Existing | NE4557 | Network PC Power Management | Network PC Power Management | NonEquip | 5 | Computers | 0% | Tech/Econ | 56.5% | 0 | 0 | 0
Tech | Schools K-12 | Office Equipment | Document production | TRC | Turnover | ET2152 | ENERGY STAR Imaging Equipment | ENERGY STAR Imaging Equipment | Equip | 6 | Document production | 17.92% | Tech/Econ | 44.44% | 790496.4508 | 109.6232 | 73.6118
Tech | Schools K-12 | Office Equipment | Document production | TRC | New | EN2178 | ENERGY STAR Imaging Equipment | ENERGY STAR Imaging Equipment | Equip | 6 | Document production | 17.92% | Tech/Econ | 44.44% | 5893.284 | 0.81726 | 0.54879
Tech | Schools K-12 | Space Cooling | District chilled water piped | TRC | New | NN5376 | Retro-Commissioning | Retro-Commissioning | NonEquip | 5 |  | 0% | Tech/Econ | 16% | 0 | 0 | 0
Tech | Schools K-12 | Space Cooling | District chilled water piped | TRC | New | NN4388 | Window Sun Protection | Window Sun Protection | NonEquip | 10 |  | 15.35% | Tech/Econ | 16% | 7370.5086 | 2.2949 | -0.1293
Tech | Schools K-12 | Space Cooling | District chilled water piped | TRC | New | NN4362 | Waterside Economizer | Waterside Economizer | NonEquip | 20 |  | 0% | Tech/Econ | 5.556% | 0 | 0 | 0
Tech | Schools K-12 | Space Cooling | District chilled water piped | TRC | New | NN4154 | Smart Thermostat | Smart Thermostat | NonEquip | 11 |  | 45.33% | Tech/Econ | 10% | 2549.5 | 0.030272 | 0
Tech | Schools K-12 | Space Cooling | District chilled water piped | TRC | New | NN4128 | Roof Insulation | Roof Insulation | NonEquip | 20 |  | 37.5% | Tech/Econ | 2.71% | 0 | 0 | 0
Tech | Schools K-12 | Space Cooling | District chilled water piped | TRC | New | NN4050 | Programmable Thermostat | Programmable Thermostat | NonEquip | 11 |  | 0% | Tech/Econ | 3.6% | 0 | 0 | 0
Tech | Schools K-12 | Space Cooling | District chilled water piped | TRC | New | NN3998 | Low U-Value Windows | Low U-Value Windows | NonEquip | 20 |  | 26.88% | Tech/Econ | 10% | 0 | 0 | 0
Tech | Schools K-12 | Space Cooling | District chilled water piped | TRC | New | NN3920 | HVAC tune-up_RTU | HVAC tune-up_RTU | NonEquip | 5 | Packaged air conditioning units (RTUs) | 0% | Tech/Econ | 5% | 0 | 0 | 0
Tech | Schools K-12 | Space Cooling | District chilled water piped | TRC | New | NN3894 | HVAC tune-up | HVAC tune-up | NonEquip | 5 | Residential-type central air conditioners | 0% | Tech/Econ | 5% | 0 | 0 | 0
Tech | Schools K-12 | Space Cooling | District chilled water piped | TRC | New | NN3816 | Green Roof | Green Roof | NonEquip | 15 |  | 0.63% | Tech/Econ | 3.142% | 0 | 0 | 0
Tech | Schools K-12 | Space Cooling | District chilled water piped | TRC | New | NN3686 | Facility Energy Management System | Facility Energy Management System | NonEquip | 15 |  | 4.276% | Tech/Econ | 20% | 2924.3577 | 0.61293 | 0
Tech | Schools K-12 | Space Cooling | District chilled water piped | TRC | New | NN3634 | Facility Commissioning | Facility Commissioning | NonEquip | 10 |  | 71.67% | Tech/Econ | 16% | 38876.4618 | 6.8066 | 0.15529
Tech | Schools K-12 | Space Cooling | District chilled water piped | TRC | New | NN3608 | Energy Recovery Ventilation System (ERV) | Energy Recovery Ventilation System (ERV) | NonEquip | 15 | Packaged air conditioning units (RTUs) | 0% | Tech/Econ | 10.24% | 0 | 0 | 0
Tech | Schools K-12 | Space Cooling | District chilled water piped | TRC | New | NN3530 | Duct Sealing Repair | Duct Sealing Repair | NonEquip | 15 |  | 0% | Tech/Econ | 12% | 0 | 0 | 0
Tech | Schools K-12 | Space Cooling | District chilled water piped | TRC | New | NN3426 | Dedicated Outdoor Air System on VRF unit | Dedicated Outdoor Air System on VRF unit | NonEquip | 15 | Residential-type central air conditioners | 0% | Tech/Econ | 17.5% | 0 | 0 | 0
Tech | Schools K-12 | Space Cooling | District chilled water piped | TRC | New | NN3374 | Cool Roof | Cool Roof | NonEquip | 15 |  | 72.18% | Tech/Econ | 4.029% | 0 | 0 | 0
Tech | Schools K-12 | Space Cooling | District chilled water piped | TRC | New | NN3322 | Chilled Water System - Variable Speed Drives | Chilled Water System - Variable Speed Drives | NonEquip | 13 | Central chillers inside | 0% | Tech/Econ | 24.74% | 0 | 0 | 0
Tech | Schools K-12 | Space Cooling | District chilled water piped | TRC | New | NN3296 | Chilled Water Controls Optimization | Chilled Water Controls Optimization | NonEquip | 10 | Central chillers inside | 0% | Tech/Econ | 12.5% | 0 | 0 | 0
Tech | Schools K-12 | Space Cooling | District chilled water piped | TRC | New | NN3218 | Ceiling Insulation(R2 to R38) | Ceiling Insulation(R2 to R38) | NonEquip | 20 |  | 0% | Tech/Econ | 36.97% | 0 | 0 | 0
Tech | Schools K-12 | Space Cooling | District chilled water piped | TRC | New | NN3114 | Ceiling Insulation(R12 to R38) | Ceiling Insulation(R12 to R38) | NonEquip | 20 |  | 0% | Tech/Econ | 4.451% | 0 | 0 | 0
Tech | Schools K-12 | Space Cooling | District chilled water piped | TRC | New | NN3062 | Airside Economizer | Airside Economizer | NonEquip | 10 | Packaged air conditioning units (RTUs) | 0% | Tech/Econ | 5.556% | 0 | 0 | 0
Tech | Schools K-12 | Space Cooling | District chilled water piped | TRC | Existing | NE5363 | Retro-Commissioning | Retro-Commissioning | NonEquip | 5 |  | 21.99% | Tech/Econ | 16% | 1295733.285 | 216.623 | 0
Tech | Schools K-12 | Space Cooling | District chilled water piped | TRC | Existing | NE4375 | Window Sun Protection | Window Sun Protection | NonEquip | 10 |  | 15.68% | Tech/Econ | 16% | 1092090.731 | 340.043 | -19.1582
Tech | Schools K-12 | Space Cooling | District chilled water piped | TRC | Existing | NE4349 | Waterside Economizer | Waterside Economizer | NonEquip | 20 |  | 0% | Tech/Econ | 5.556% | 0 | 0 | 0
Tech | Schools K-12 | Space Cooling | District chilled water piped | TRC | Existing | NE4219 | Wall Insulation | Wall Insulation | NonEquip | 20 |  | 0% | Tech/Econ | 10.75% | 0 | 0 | 0
Tech | Schools K-12 | Space Cooling | District chilled water piped | TRC | Existing | NE4141 | Smart Thermostat | Smart Thermostat | NonEquip | 11 |  | 45.33% | Tech/Econ | 10% | 1923906.716 | 22.8442 | 0
Tech | Schools K-12 | Space Cooling | District chilled water piped | TRC | Existing | NE4115 | Roof Insulation | Roof Insulation | NonEquip | 20 |  | 37.5% | Tech/Econ | 5.421% | 803215.9224 | 16.0727 | 0
Tech | Schools K-12 | Space Cooling | District chilled water piped | TRC | Existing | NE4037 | Programmable Thermostat | Programmable Thermostat | NonEquip | 11 |  | 0% | Tech/Econ | 3.6% | 0 | 0 | 0
Tech | Schools K-12 | Space Cooling | District chilled water piped | TRC | Existing | NE3985 | Low U-Value Windows | Low U-Value Windows | NonEquip | 20 |  | 10.75% | Tech/Econ | 46% | 2268236.93 | 843.1104 | 0
Tech | Schools K-12 | Space Cooling | District chilled water piped | TRC | Existing | NE3907 | HVAC tune-up_RTU | HVAC tune-up_RTU | NonEquip | 5 | Packaged air conditioning units (RTUs) | 0% | Tech/Econ | 5% | 0 | 0 | 0
Tech | Schools K-12 | Space Cooling | District chilled water piped | TRC | Existing | NE3881 | HVAC tune-up | HVAC tune-up | NonEquip | 5 | Residential-type central air conditioners | 0% | Tech/Econ | 5% | 0 | 0 | 0
Tech | Schools K-12 | Space Cooling | District chilled water piped | TRC | Existing | NE3803 | Green Roof | Green Roof | NonEquip | 15 |  | 0.126% | Tech/Econ | 3.142% | 1469.0337 | 0.62407 | 0
Tech | Schools K-12 | Space Cooling | District chilled water piped | TRC | Existing | NE3751 | Floor Insulation | Floor Insulation | NonEquip | 20 |  | 6.749% | Tech/Econ | 1.422% | 34105.8178 | 0.68247 | 0
Tech | Schools K-12 | Space Cooling | District chilled water piped | TRC | Existing | NE3673 | Facility Energy Management System | Facility Energy Management System | NonEquip | 15 |  | 0.7167% | Tech/Econ | 20% | 62494.7631 | 13.0985 | 0
Tech | Schools K-12 | Space Cooling | District chilled water piped | TRC | Existing | NE3595 | Energy Recovery Ventilation System (ERV) | Energy Recovery Ventilation System (ERV) | NonEquip | 15 | Packaged air conditioning units (RTUs) | 0% | Tech/Econ | 10.24% | 0 | 0 | 0
Tech | Schools K-12 | Space Cooling | District chilled water piped | TRC | Existing | NE3517 | Duct Sealing Repair | Duct Sealing Repair | NonEquip | 15 |  | 0% | Tech/Econ | 12% | 0 | 0 | 0
Tech | Schools K-12 | Space Cooling | District chilled water piped | TRC | Existing | NE3465 | Duct Insulation | Duct Insulation | NonEquip | 15 |  | 0% | Tech/Econ | 2.045% | 0 | 0 | 0
Tech | Schools K-12 | Space Cooling | District chilled water piped | TRC | Existing | NE3413 | Dedicated Outdoor Air System on VRF unit | Dedicated Outdoor Air System on VRF unit | NonEquip | 15 | Residential-type central air conditioners | 0% | Tech/Econ | 17.5% | 0 | 0 | 0
Tech | Schools K-12 | Space Cooling | District chilled water piped | TRC | Existing | NE3361 | Cool Roof | Cool Roof | NonEquip | 15 |  | 72.68% | Tech/Econ | 4.029% | 1119560.293 | 475.6115 | 0
Tech | Schools K-12 | Space Cooling | District chilled water piped | TRC | Existing | NE3309 | Chilled Water System - Variable Speed Drives | Chilled Water System - Variable Speed Drives | NonEquip | 13 | Central chillers inside | 0% | Tech/Econ | 24.74% | 0 | 0 | 0
Tech | Schools K-12 | Space Cooling | District chilled water piped | TRC | Existing | NE3283 | Chilled Water Controls Optimization | Chilled Water Controls Optimization | NonEquip | 10 | Central chillers inside | 0% | Tech/Econ | 12.5% | 0 | 0 | 0
Tech | Schools K-12 | Space Cooling | District chilled water piped | TRC | Existing | NE3205 | Ceiling Insulation(R2 to R38) | Ceiling Insulation(R2 to R38) | NonEquip | 20 |  | 0% | Tech/Econ | 36.97% | 0 | 0 | 0
Tech | Schools K-12 | Space Cooling | District chilled water piped | TRC | Existing | NE3153 | Ceiling Insulation(R19 to R38) | Ceiling Insulation(R19 to R38) | NonEquip | 20 |  | 0% | Tech/Econ | 2.054% | 0 | 0 | 0
Tech | Schools K-12 | Space Cooling | District chilled water piped | TRC | Existing | NE3101 | Ceiling Insulation(R12 to R38) | Ceiling Insulation(R12 to R38) | NonEquip | 20 |  | 0% | Tech/Econ | 4.451% | 0 | 0 | 0
Tech | Schools K-12 | Space Cooling | District chilled water piped | TRC | Existing | NE3049 | Airside Economizer | Airside Economizer | NonEquip | 10 | Packaged air conditioning units (RTUs) | 0% | Tech/Econ | 5.556% | 0 | 0 | 0
Tech | Schools K-12 | Space Cooling | District chilled water piped | TRC | Turnover | ET949 | High Efficiency Chiller (Air Cooled, 50 tons) | High Efficiency Chiller (Air Cooled, 50 tons) | Equip | 20 | District chilled water piped | 28.37% | Tech/Econ | 8.759% | 1006898.203 | 233.5036 | 53.8611
Tech | Schools K-12 | Space Cooling | District chilled water piped | TRC | Turnover | ET1105 | High Efficiency Chiller (Water cooled-positive displacement, 100 tons) | High Efficiency Chiller (Water cooled-positive displacement, 100 tons) | Equip | 20 | District chilled water piped | 28.37% | Tech/Econ | 2.683% | 282457.9966 | 90.6108 | 0.89207
Tech | Schools K-12 | Space Cooling | District chilled water piped | TRC | Turnover | ET1027 | High Efficiency Chiller (Water cooled-centrifugal, 200 tons) | High Efficiency Chiller (Water cooled-centrifugal, 200 tons) | Equip | 20 | District chilled water piped | 28.37% | Tech/Econ | 4.362% | 479076.6998 | 153.6849 | 1.513
Tech | Schools K-12 | Space Cooling | District chilled water piped | TRC | New | EN975 | High Efficiency Chiller (Air Cooled, 50 tons) | High Efficiency Chiller (Air Cooled, 50 tons) | Equip | 20 | District chilled water piped | 28.37% | Tech/Econ | 8.759% | 7211.8888 | 1.6725 | 0.38578
Tech | Schools K-12 | Space Cooling | District chilled water piped | TRC | New | EN1131 | High Efficiency Chiller (Water cooled-positive displacement, 100 tons) | High Efficiency Chiller (Water cooled-positive displacement, 100 tons) | Equip | 20 | District chilled water piped | 28.37% | Tech/Econ | 2.683% | 2127.4578 | 0.68248 | 0.006719
Tech | Schools K-12 | Space Cooling | District chilled water piped | TRC | New | EN1053 | High Efficiency Chiller (Water cooled-centrifugal, 200 tons) | High Efficiency Chiller (Water cooled-centrifugal, 200 tons) | Equip | 20 | District chilled water piped | 28.37% | Tech/Econ | 4.362% | 3502.5751 | 1.1236 | 0.011062
Tech | Schools K-12 | Refrigeration | Display cases | TRC | New | NN5324 | Retro-Commissioning | Retro-Commissioning | NonEquip | 5 |  | 0% | Tech/Econ | 16% | 0 | 0 | 0
Tech | Schools K-12 | Refrigeration | Display cases | TRC | New | NN4908 | Strip Curtains for Walk-ins | Strip Curtains for Walk-ins | NonEquip | 4 | Walk-in cooler | 0% | Tech/Econ | 2.115% | 0 | 0 | 0
Tech | Schools K-12 | Refrigeration | Display cases | TRC | New | NN4882 | Refrigerated Display Case Lighting Controls | Refrigerated Display Case Lighting Controls | NonEquip | 8 | Display cases | 0% | Tech/Econ | 0.9365% | 0 | 0 | 0
Tech | Schools K-12 | Refrigeration | Display cases | TRC | New | NN4856 | PSC to ECM Evaporator Fan Motor (Walk-In, Refrigerator) | PSC to ECM Evaporator Fan Motor (Walk-In, Refrigerator) | NonEquip | 15 | Walk-in cooler | 0% | Tech/Econ | 37.5% | 0 | 0 | 0
Tech | Schools K-12 | Refrigeration | Display cases | TRC | New | NN4830 | PSC to ECM Evaporator Fan Motor (Reach-In) | PSC to ECM Evaporator Fan Motor (Reach-In) | NonEquip | 15 | Display cases | 68.68% | Tech/Econ | 37.5% | 980.896 | 0.12718 | 0.10653
Tech | Schools K-12 | Refrigeration | Display cases | TRC | New | NN4804 | Night Covers for Display Cases | Night Covers for Display Cases | NonEquip | 5 | Display cases | 0% | Tech/Econ | 1.877% | 0 | 0 | 0
Tech | Schools K-12 | Refrigeration | Display cases | TRC | New | NN4778 | High R-Value Glass Doors | High R-Value Glass Doors | NonEquip | 12 | Display cases | 0% | Tech/Econ | 0% | 0 | 0 | 0
Tech | Schools K-12 | Refrigeration | Display cases | TRC | New | NN4752 | High Efficiency Refrigeration Compressor | High Efficiency Refrigeration Compressor | NonEquip | 13 | Display cases | 4.199% | Tech/Econ | 6.922% | 8.2191 | 0.0010657 | 0.00089262
Tech | Schools K-12 | Refrigeration | Display cases | TRC | New | NN4726 | Freezer-Cooler Replacement Gaskets | Freezer-Cooler Replacement Gaskets | NonEquip | 4 | Display cases | 0% | Tech/Econ | 0% | 0 | 0 | 0
Tech | Schools K-12 | Refrigeration | Display cases | TRC | New | NN4700 | Floating Head Pressure Controls | Floating Head Pressure Controls | NonEquip | 15 |  | 27.37% | Tech/Econ | 6.05% | 46.6916 | 0.0060538 | 0.0050708
Tech | Schools K-12 | Refrigeration | Display cases | TRC | New | NN4674 | Demand Defrost | Demand Defrost | NonEquip | 10 | Walk-in cooler | 0% | Tech/Econ | 30% | 0 | 0 | 0
Tech | Schools K-12 | Refrigeration | Display cases | TRC | New | NN4648 | Automatic Door Closer for Walk-in Coolers and Freezers | Automatic Door Closer for Walk-in Coolers and Freezers | NonEquip | 8 | Walk-in cooler | 0% | Tech/Econ | 3.131% | 0 | 0 | 0
Tech | Schools K-12 | Refrigeration | Display cases | TRC | New | NN4622 | Anti-Sweat Controls | Anti-Sweat Controls | NonEquip | 8 | Display cases | 0% | Tech/Econ | 85% | 0 | 0 | 0
Tech | Schools K-12 | Refrigeration | Display cases | TRC | Existing | NE5311 | Retro-Commissioning | Retro-Commissioning | NonEquip | 5 |  | 21.99% | Tech/Econ | 16% | 15347.3651 | 2.5658 | 7.955
Tech | Schools K-12 | Refrigeration | Display cases | TRC | Existing | NE4895 | Strip Curtains for Walk-ins | Strip Curtains for Walk-ins | NonEquip | 4 | Walk-in cooler | 0% | Tech/Econ | 2.115% | 0 | 0 | 0
Tech | Schools K-12 | Refrigeration | Display cases | TRC | Existing | NE4869 | Refrigerated Display Case Lighting Controls | Refrigerated Display Case Lighting Controls | NonEquip | 8 | Display cases | 0% | Tech/Econ | 2.524% | 0 | 0 | 0
Tech | Schools K-12 | Refrigeration | Display cases | TRC | Existing | NE4843 | PSC to ECM Evaporator Fan Motor (Walk-In, Refrigerator) | PSC to ECM Evaporator Fan Motor (Walk-In, Refrigerator) | NonEquip | 15 | Walk-in cooler | 0% | Tech/Econ | 37.5% | 0 | 0 | 0
Tech | Schools K-12 | Refrigeration | Display cases | TRC | Existing | NE4817 | PSC to ECM Evaporator Fan Motor (Reach-In) | PSC to ECM Evaporator Fan Motor (Reach-In) | NonEquip | 15 | Display cases | 17.17% | Tech/Econ | 37.5% | 30318.0677 | 3.9309 | 3.2926
Tech | Schools K-12 | Refrigeration | Display cases | TRC | Existing | NE4791 | Night Covers for Display Cases | Night Covers for Display Cases | NonEquip | 5 | Display cases | 0% | Tech/Econ | 1.877% | 0 | 0 | 0
Tech | Schools K-12 | Refrigeration | Display cases | TRC | Existing | NE4765 | High R-Value Glass Doors | High R-Value Glass Doors | NonEquip | 12 | Display cases | 0% | Tech/Econ | 23.81% | 0 | 0 | 0
Tech | Schools K-12 | Refrigeration | Display cases | TRC | Existing | NE4739 | High Efficiency Refrigeration Compressor | High Efficiency Refrigeration Compressor | NonEquip | 13 | Display cases | 14.15% | Tech/Econ | 6.922% | 4315.9359 | 0.55958 | 0.46872
Tech | Schools K-12 | Refrigeration | Display cases | TRC | Existing | NE4713 | Freezer-Cooler Replacement Gaskets | Freezer-Cooler Replacement Gaskets | NonEquip | 4 | Display cases | 63.61% | Tech/Econ | 3.131% | 8242.6928 | 1.0687 | 0.89518
Tech | Schools K-12 | Refrigeration | Display cases | TRC | Existing | NE4687 | Floating Head Pressure Controls | Floating Head Pressure Controls | NonEquip | 15 |  | 27.37% | Tech/Econ | 6.05% | 6970.1769 | 0.90372 | 0.75698
Tech | Schools K-12 | Refrigeration | Display cases | TRC | Existing | NE4661 | Demand Defrost | Demand Defrost | NonEquip | 10 | Walk-in cooler | 0% | Tech/Econ | 30% | 0 | 0 | 0
Tech | Schools K-12 | Refrigeration | Display cases | TRC | Existing | NE4635 | Automatic Door Closer for Walk-in Coolers and Freezers | Automatic Door Closer for Walk-in Coolers and Freezers | NonEquip | 8 | Walk-in cooler | 0% | Tech/Econ | 3.131% | 0 | 0 | 0
Tech | Schools K-12 | Refrigeration | Display cases | TRC | Existing | NE4609 | Anti-Sweat Controls | Anti-Sweat Controls | NonEquip | 8 | Display cases | 9.21% | Tech/Econ | 85% | 39992.0974 | 5.1852 | 4.3432
Tech | Schools K-12 | Refrigeration | Display cases | TRC | Turnover | ET2620 | Refrigerated Display Case LED Lighting | Refrigerated Display Case LED Lighting | Equip | 8 | Display cases | 0% | Tech/Econ | 6.613% | 0 | 0 | 0
Tech | Schools K-12 | Refrigeration | Display cases | TRC | Turnover | ET2464 | Energy Star Commercial Solid Door Refrigerator | Energy Star Commercial Solid Door Refrigerator | Equip | 12 | Display cases | 0% | Tech/Econ | 50.28% | 0 | 0 | 0
Tech | Schools K-12 | Refrigeration | Display cases | TRC | Turnover | ET2425 | Energy Star Commercial Solid Door Freezer | Energy Star Commercial Solid Door Freezer | Equip | 12 | Display cases | 0% | Tech/Econ | 42.11% | 0 | 0 | 0
Tech | Schools K-12 | Refrigeration | Display cases | TRC | Turnover | ET2386 | Energy Star Commercial Glass Door Refrigerator | Energy Star Commercial Glass Door Refrigerator | Equip | 12 | Display cases | 0% | Tech/Econ | 37.88% | 0 | 0 | 0
Tech | Schools K-12 | Refrigeration | Display cases | TRC | Turnover | ET2347 | Energy Star Commercial Glass Door Freezer | Energy Star Commercial Glass Door Freezer | Equip | 12 | Display cases | 0% | Tech/Econ | 40.57% | 0 | 0 | 0
Tech | Schools K-12 | Refrigeration | Display cases | TRC | New | EN2646 | Refrigerated Display Case LED Lighting | Refrigerated Display Case LED Lighting | Equip | 8 | Display cases | 0% | Tech/Econ | 0% | 0 | 0 | 0
Tech | Schools K-12 | Refrigeration | Display cases | TRC | New | EN2490 | Energy Star Commercial Solid Door Refrigerator | Energy Star Commercial Solid Door Refrigerator | Equip | 12 | Display cases | 0% | Tech/Econ | 50.28% | 0 | 0 | 0
Tech | Schools K-12 | Refrigeration | Display cases | TRC | New | EN2451 | Energy Star Commercial Solid Door Freezer | Energy Star Commercial Solid Door Freezer | Equip | 12 | Display cases | 0% | Tech/Econ | 42.11% | 0 | 0 | 0
Tech | Schools K-12 | Refrigeration | Display cases | TRC | New | EN2412 | Energy Star Commercial Glass Door Refrigerator | Energy Star Commercial Glass Door Refrigerator | Equip | 12 | Display cases | 0% | Tech/Econ | 37.88% | 0 | 0 | 0
Tech | Schools K-12 | Refrigeration | Display cases | TRC | New | EN2373 | Energy Star Commercial Glass Door Freezer | Energy Star Commercial Glass Door Freezer | Equip | 12 | Display cases | 0% | Tech/Econ | 40.57% | 0 | 0 | 0
Tech | Schools K-12 | Cooking | Cooking Other | TRC | Turnover | ET247 | Induction Cooktops | Induction Cooktops | Equip | 10 | Cooking Other | 4.728% | Tech/Econ | 18.82% | 26182.6002 | 5.6457 | 2.3247
Tech | Schools K-12 | Cooking | Cooking Other | TRC | Turnover | ET169 | Energy Star Hot Food Holding Cabinet | Energy Star Hot Food Holding Cabinet | Equip | 12 | Cooking Other | 26.95% | Tech/Econ | 52.67% | 510324.7645 | 93.9825 | 45.4754
Tech | Schools K-12 | Cooking | Cooking Other | TRC | Turnover | ET130 | Energy Star Griddle | Energy Star Griddle | Equip | 12 | Cooking Other | 41% | Tech/Econ | 12.08% | 144373.0522 | 23.8557 | 6.1053
Tech | Schools K-12 | Cooking | Cooking Other | TRC | Turnover | ET13 | Efficient Exhaust Hood | Efficient Exhaust Hood | Equip | 15 | Cooking Other | 10.93% | Tech/Econ | 42.5% | 143264.3548 | 31.3204 | 12.2932
Tech | Schools K-12 | Cooking | Cooking Other | TRC | New | EN39 | Efficient Exhaust Hood | Efficient Exhaust Hood | Equip | 15 | Cooking Other | 10.93% | Tech/Econ | 42.5% | 1068.0599 | 0.2335 | 0.091648
Tech | Schools K-12 | Cooking | Cooking Other | TRC | New | EN273 | Induction Cooktops | Induction Cooktops | Equip | 10 | Cooking Other | 4.728% | Tech/Econ | 18.82% | 195.1957 | 0.042089 | 0.017331
Tech | Schools K-12 | Cooking | Cooking Other | TRC | New | EN195 | Energy Star Hot Food Holding Cabinet | Energy Star Hot Food Holding Cabinet | Equip | 12 | Cooking Other | 26.95% | Tech/Econ | 52.67% | 3804.557 | 0.70066 | 0.33903
Tech | Schools K-12 | Cooking | Cooking Other | TRC | New | EN156 | Energy Star Griddle | Energy Star Griddle | Equip | 12 | Cooking Other | 41% | Tech/Econ | 12.08% | 1076.3254 | 0.17785 | 0.045516
Tech | Schools K-12 | Office Equipment | Computers | TRC | New | NN4596 | Smart Strip Plug Outlet | Smart Strip Plug Outlet | NonEquip | 4 |  | 43.9% | Tech/Econ | 1.187% | 111.3921 | 0.016563 | 0.011511
Tech | Schools K-12 | Office Equipment | Computers | TRC | New | NN4570 | Network PC Power Management | Network PC Power Management | NonEquip | 5 | Computers | 22.4% | Tech/Econ | 56.5% | 3650.8799 | 0.54307 | 0.37822
Tech | Schools K-12 | Office Equipment | Computers | TRC | Existing | NE4583 | Smart Strip Plug Outlet | Smart Strip Plug Outlet | NonEquip | 4 |  | 43.9% | Tech/Econ | 1.187% | 14941.5912 | 2.2217 | 1.5441
Tech | Schools K-12 | Office Equipment | Computers | TRC | Existing | NE4557 | Network PC Power Management | Network PC Power Management | NonEquip | 5 | Computers | 22.4% | Tech/Econ | 56.5% | 489711.2744 | 72.8444 | 50.7324
Tech | Schools K-12 | Office Equipment | Computers | TRC | Turnover | ET2191 | Energy Star PCs | Energy Star PCs | Equip | 4 | Computers | 35% | Tech/Econ | 43.34% | 512789.6527 | 73.0306 | 28.327
Tech | Schools K-12 | Office Equipment | Computers | TRC | New | EN2217 | Energy Star PCs | Energy Star PCs | Equip | 4 | Computers | 35% | Tech/Econ | 43.34% | 3822.9331 | 0.54446 | 0.21118
Tech | Schools K-12 | Domestic Hot Water | Centralized water heaters | TRC | New | NN5428 | Retro-Commissioning | Retro-Commissioning | NonEquip | 5 |  | 0% | Tech/Econ | 16% | 0 | 0 | 0
Tech | Schools K-12 | Domestic Hot Water | Centralized water heaters | TRC | New | NN2932 | Thermostatic Shower Restriction Valve | Thermostatic Shower Restriction Valve | NonEquip | 10 | Centralized water heaters | 0% | Tech/Econ | 28.62% | 0 | 0 | 0
Tech | Schools K-12 | Domestic Hot Water | Centralized water heaters | TRC | New | NN2906 | Tank Wrap on Water Heater | Tank Wrap on Water Heater | NonEquip | 7 | Centralized water heaters | 0% | Tech/Econ | 8.425% | 0 | 0 | 0
Tech | Schools K-12 | Domestic Hot Water | Centralized water heaters | TRC | New | NN2880 | Low-Flow Pre-Rinse Sprayers | Low-Flow Pre-Rinse Sprayers | NonEquip | 5 | Centralized water heaters | 0% | Tech/Econ | 37.86% | 0 | 0 | 0
Tech | Schools K-12 | Domestic Hot Water | Centralized water heaters | TRC | New | NN2854 | Low Flow Shower Head | Low Flow Shower Head | NonEquip | 10 | Centralized water heaters | 0% | Tech/Econ | 5.798% | 0 | 0 | 0
Tech | Schools K-12 | Domestic Hot Water | Centralized water heaters | TRC | New | NN2828 | Hot Water Pipe Insulation | Hot Water Pipe Insulation | NonEquip | 13 | Centralized water heaters | 22.45% | Tech/Econ | 45.23% | 5496.1853 | 0.61401 | 0.69006
Tech | Schools K-12 | Domestic Hot Water | Centralized water heaters | TRC | New | NN2802 | Hot Water Circulation Pump Control | Hot Water Circulation Pump Control | NonEquip | 15 | Centralized water heaters | 0% | Tech/Econ | 21.72% | 0 | 0 | 0
Tech | Schools K-12 | Domestic Hot Water | Centralized water heaters | TRC | New | NN2776 | Faucet Aerator | Faucet Aerator | NonEquip | 10 | Centralized water heaters | 23.64% | Tech/Econ | 2.731% | 0 | 0 | 0
Tech | Schools K-12 | Domestic Hot Water | Centralized water heaters | TRC | New | NN2750 | Drain Water Heat Recovery | Drain Water Heat Recovery | NonEquip | 15 | Centralized water heaters | 22.45% | Tech/Econ | 12.27% | 47.1215 | 0.011406 | 0.0054239
Tech | Schools K-12 | Domestic Hot Water | Centralized water heaters | TRC | Existing | NE5415 | Retro-Commissioning | Retro-Commissioning | NonEquip | 5 |  | 21.99% | Tech/Econ | 16% | 195272.0146 | 32.6459 | 101.2152
Tech | Schools K-12 | Domestic Hot Water | Centralized water heaters | TRC | Existing | NE2919 | Thermostatic Shower Restriction Valve | Thermostatic Shower Restriction Valve | NonEquip | 10 | Centralized water heaters | 0% | Tech/Econ | 27.38% | 0 | 0 | 0
Tech | Schools K-12 | Domestic Hot Water | Centralized water heaters | TRC | Existing | NE2893 | Tank Wrap on Water Heater | Tank Wrap on Water Heater | NonEquip | 7 | Centralized water heaters | 0% | Tech/Econ | 8.425% | 0 | 0 | 0
Tech | Schools K-12 | Domestic Hot Water | Centralized water heaters | TRC | Existing | NE2867 | Low-Flow Pre-Rinse Sprayers | Low-Flow Pre-Rinse Sprayers | NonEquip | 5 | Centralized water heaters | 0% | Tech/Econ | 36.1% | 0 | 0 | 0
Tech | Schools K-12 | Domestic Hot Water | Centralized water heaters | TRC | Existing | NE2841 | Low Flow Shower Head | Low Flow Shower Head | NonEquip | 10 | Centralized water heaters | 0% | Tech/Econ | 5.547% | 0 | 0 | 0
Tech | Schools K-12 | Domestic Hot Water | Centralized water heaters | TRC | Existing | NE2815 | Hot Water Pipe Insulation | Hot Water Pipe Insulation | NonEquip | 13 | Centralized water heaters | 4.299% | Tech/Econ | 43.27% | 135021.4292 | 15.084 | 16.9523
Tech | Schools K-12 | Domestic Hot Water | Centralized water heaters | TRC | Existing | NE2789 | Hot Water Circulation Pump Control | Hot Water Circulation Pump Control | NonEquip | 15 | Centralized water heaters | 70.18% | Tech/Econ | 20.78% | 947518.8735 | 45.0647 | 47.3416
Tech | Schools K-12 | Domestic Hot Water | Centralized water heaters | TRC | Existing | NE2763 | Faucet Aerator | Faucet Aerator | NonEquip | 10 | Centralized water heaters | 23.64% | Tech/Econ | 2.613% | 32968.0415 | 6.8711 | 4.1381
Tech | Schools K-12 | Domestic Hot Water | Centralized water heaters | TRC | Existing | NE2737 | Drain Water Heat Recovery | Drain Water Heat Recovery | NonEquip | 15 | Centralized water heaters | 2.67% | Tech/Econ | 12.27% | 17547.1398 | 4.2474 | 2.0198
Tech | Schools K-12 | Domestic Hot Water | Centralized water heaters | TRC | Turnover | ET442 | Solar Water Heater | Solar Water Heater | Equip | 15 | Centralized water heaters | 18.91% | Tech/Econ | 76.67% | 1507310.757 | 112.6593 | 15.8167
Tech | Schools K-12 | Domestic Hot Water | Centralized water heaters | TRC | Turnover | ET364 | Heat Pump Water Heater | Heat Pump Water Heater | Equip | 10 | Centralized water heaters | 28.07% | Tech/Econ | 65.32% | 1629553.607 | 275.3839 | 183.1635
Tech | Schools K-12 | Domestic Hot Water | Centralized water heaters | TRC | Turnover | ET286 | Energy Star Commercial Dishwasher | Energy Star Commercial Dishwasher | Equip | 15 | Centralized water heaters | 29.7% | Tech/Econ | 29.58% | 625885.5812 | 45.4151 | -0.0048318
Tech | Schools K-12 | Domestic Hot Water | Centralized water heaters | TRC | New | EN468 | Solar Water Heater | Solar Water Heater | Equip | 15 | Centralized water heaters | 18.91% | Tech/Econ | 76.67% | 11237.2553 | 0.83989 | 0.11792
Tech | Schools K-12 | Domestic Hot Water | Centralized water heaters | TRC | New | EN390 | Heat Pump Water Heater | Heat Pump Water Heater | Equip | 10 | Centralized water heaters | 28.07% | Tech/Econ | 65.32% | 12148.5963 | 2.053 | 1.3655
Tech | Schools K-12 | Domestic Hot Water | Centralized water heaters | TRC | New | EN312 | Energy Star Commercial Dishwasher | Energy Star Commercial Dishwasher | Equip | 15 | Centralized water heaters | 29.7% | Tech/Econ | 29.58% | 4271.6246 | 0.30996 | -3.2977e-05
Tech | Schools K-12 | Space Cooling | Central chillers inside | TRC | New | NN5376 | Retro-Commissioning | Retro-Commissioning | NonEquip | 5 |  | 0% | Tech/Econ | 16% | 0 | 0 | 0
Tech | Schools K-12 | Space Cooling | Central chillers inside | TRC | New | NN4388 | Window Sun Protection | Window Sun Protection | NonEquip | 10 |  | 15.35% | Tech/Econ | 16% | 7568.749 | 2.3567 | -0.13278
Tech | Schools K-12 | Space Cooling | Central chillers inside | TRC | New | NN4362 | Waterside Economizer | Waterside Economizer | NonEquip | 20 |  | 0% | Tech/Econ | 5.556% | 0 | 0 | 0
Tech | Schools K-12 | Space Cooling | Central chillers inside | TRC | New | NN4154 | Smart Thermostat | Smart Thermostat | NonEquip | 11 |  | 45.33% | Tech/Econ | 10% | 2532.9494 | 0.030076 | 0
Tech | Schools K-12 | Space Cooling | Central chillers inside | TRC | New | NN4128 | Roof Insulation | Roof Insulation | NonEquip | 20 |  | 37.5% | Tech/Econ | 2.71% | 0 | 0 | 0
Tech | Schools K-12 | Space Cooling | Central chillers inside | TRC | New | NN4050 | Programmable Thermostat | Programmable Thermostat | NonEquip | 11 |  | 0% | Tech/Econ | 3.6% | 0 | 0 | 0
Tech | Schools K-12 | Space Cooling | Central chillers inside | TRC | New | NN3998 | Low U-Value Windows | Low U-Value Windows | NonEquip | 20 |  | 26.88% | Tech/Econ | 10% | 0 | 0 | 0
Tech | Schools K-12 | Space Cooling | Central chillers inside | TRC | New | NN3920 | HVAC tune-up_RTU | HVAC tune-up_RTU | NonEquip | 5 | Packaged air conditioning units (RTUs) | 0% | Tech/Econ | 5% | 0 | 0 | 0
Tech | Schools K-12 | Space Cooling | Central chillers inside | TRC | New | NN3894 | HVAC tune-up | HVAC tune-up | NonEquip | 5 | Residential-type central air conditioners | 0% | Tech/Econ | 5% | 0 | 0 | 0
Tech | Schools K-12 | Space Cooling | Central chillers inside | TRC | New | NN3816 | Green Roof | Green Roof | NonEquip | 15 |  | 0.63% | Tech/Econ | 3.142% | 0 | 0 | 0
Tech | Schools K-12 | Space Cooling | Central chillers inside | TRC | New | NN3686 | Facility Energy Management System | Facility Energy Management System | NonEquip | 15 |  | 4.276% | Tech/Econ | 20% | 3003.0125 | 0.62941 | 0
Tech | Schools K-12 | Space Cooling | Central chillers inside | TRC | New | NN3634 | Facility Commissioning | Facility Commissioning | NonEquip | 10 |  | 71.67% | Tech/Econ | 16% | 39922.0997 | 6.9897 | 0.15947
Tech | Schools K-12 | Space Cooling | Central chillers inside | TRC | New | NN3608 | Energy Recovery Ventilation System (ERV) | Energy Recovery Ventilation System (ERV) | NonEquip | 15 | Packaged air conditioning units (RTUs) | 0% | Tech/Econ | 10.24% | 0 | 0 | 0
Tech | Schools K-12 | Space Cooling | Central chillers inside | TRC | New | NN3530 | Duct Sealing Repair | Duct Sealing Repair | NonEquip | 15 |  | 0% | Tech/Econ | 12% | 0 | 0 | 0
Tech | Schools K-12 | Space Cooling | Central chillers inside | TRC | New | NN3426 | Dedicated Outdoor Air System on VRF unit | Dedicated Outdoor Air System on VRF unit | NonEquip | 15 | Residential-type central air conditioners | 0% | Tech/Econ | 17.5% | 0 | 0 | 0
Tech | Schools K-12 | Space Cooling | Central chillers inside | TRC | New | NN3374 | Cool Roof | Cool Roof | NonEquip | 15 |  | 72.18% | Tech/Econ | 4.029% | 0 | 0 | 0
Tech | Schools K-12 | Space Cooling | Central chillers inside | TRC | New | NN3322 | Chilled Water System - Variable Speed Drives | Chilled Water System - Variable Speed Drives | NonEquip | 13 | Central chillers inside | 73.99% | Tech/Econ | 24.74% | 78680.0906 | 7.3183 | 1.6634
Tech | Schools K-12 | Space Cooling | Central chillers inside | TRC | New | NN3296 | Chilled Water Controls Optimization | Chilled Water Controls Optimization | NonEquip | 10 | Central chillers inside | 34.04% | Tech/Econ | 12.5% | 9775.4449 | 3.2314 | 0.000732
Tech | Schools K-12 | Space Cooling | Central chillers inside | TRC | New | NN3218 | Ceiling Insulation(R2 to R38) | Ceiling Insulation(R2 to R38) | NonEquip | 20 |  | 0% | Tech/Econ | 36.97% | 0 | 0 | 0
Tech | Schools K-12 | Space Cooling | Central chillers inside | TRC | New | NN3114 | Ceiling Insulation(R12 to R38) | Ceiling Insulation(R12 to R38) | NonEquip | 20 |  | 0% | Tech/Econ | 4.451% | 0 | 0 | 0
Tech | Schools K-12 | Space Cooling | Central chillers inside | TRC | New | NN3062 | Airside Economizer | Airside Economizer | NonEquip | 10 | Packaged air conditioning units (RTUs) | 0% | Tech/Econ | 5.556% | 0 | 0 | 0
Tech | Schools K-12 | Space Cooling | Central chillers inside | TRC | Existing | NE5363 | Retro-Commissioning | Retro-Commissioning | NonEquip | 5 |  | 21.99% | Tech/Econ | 16% | 1273963.102 | 212.9834 | 0
Tech | Schools K-12 | Space Cooling | Central chillers inside | TRC | Existing | NE4375 | Window Sun Protection | Window Sun Protection | NonEquip | 10 |  | 15.68% | Tech/Econ | 16% | 1121464.069 | 349.189 | -19.6734
Tech | Schools K-12 | Space Cooling | Central chillers inside | TRC | Existing | NE4349 | Waterside Economizer | Waterside Economizer | NonEquip | 20 |  | 0% | Tech/Econ | 5.556% | 0 | 0 | 0
Tech | Schools K-12 | Space Cooling | Central chillers inside | TRC | Existing | NE4219 | Wall Insulation | Wall Insulation | NonEquip | 20 |  | 0% | Tech/Econ | 10.75% | 0 | 0 | 0
Tech | Schools K-12 | Space Cooling | Central chillers inside | TRC | Existing | NE4141 | Smart Thermostat | Smart Thermostat | NonEquip | 11 |  | 45.33% | Tech/Econ | 10% | 1891582.315 | 22.4603 | 0
Tech | Schools K-12 | Space Cooling | Central chillers inside | TRC | Existing | NE4115 | Roof Insulation | Roof Insulation | NonEquip | 20 |  | 37.5% | Tech/Econ | 5.421% | 789720.7391 | 15.8026 | 0
Tech | Schools K-12 | Space Cooling | Central chillers inside | TRC | Existing | NE4037 | Programmable Thermostat | Programmable Thermostat | NonEquip | 11 |  | 0% | Tech/Econ | 3.6% | 0 | 0 | 0
Tech | Schools K-12 | Space Cooling | Central chillers inside | TRC | Existing | NE3985 | Low U-Value Windows | Low U-Value Windows | NonEquip | 20 |  | 10.75% | Tech/Econ | 46% | 2851143.377 | 1059.7784 | 0
Tech | Schools K-12 | Space Cooling | Central chillers inside | TRC | Existing | NE3907 | HVAC tune-up_RTU | HVAC tune-up_RTU | NonEquip | 5 | Packaged air conditioning units (RTUs) | 0% | Tech/Econ | 5% | 0 | 0 | 0
Tech | Schools K-12 | Space Cooling | Central chillers inside | TRC | Existing | NE3881 | HVAC tune-up | HVAC tune-up | NonEquip | 5 | Residential-type central air conditioners | 0% | Tech/Econ | 5% | 0 | 0 | 0
Tech | Schools K-12 | Space Cooling | Central chillers inside | TRC | Existing | NE3803 | Green Roof | Green Roof | NonEquip | 15 |  | 0.126% | Tech/Econ | 3.142% | 1444.3518 | 0.61359 | 0
Tech | Schools K-12 | Space Cooling | Central chillers inside | TRC | Existing | NE3751 | Floor Insulation | Floor Insulation | NonEquip | 20 |  | 6.749% | Tech/Econ | 1.422% | 33532.791 | 0.671 | 0
Tech | Schools K-12 | Space Cooling | Central chillers inside | TRC | Existing | NE3673 | Facility Energy Management System | Facility Energy Management System | NonEquip | 15 |  | 0.7167% | Tech/Econ | 20% | 64175.6489 | 13.4508 | 0
Tech | Schools K-12 | Space Cooling | Central chillers inside | TRC | Existing | NE3595 | Energy Recovery Ventilation System (ERV) | Energy Recovery Ventilation System (ERV) | NonEquip | 15 | Packaged air conditioning units (RTUs) | 0% | Tech/Econ | 10.24% | 0 | 0 | 0
Tech | Schools K-12 | Space Cooling | Central chillers inside | TRC | Existing | NE3517 | Duct Sealing Repair | Duct Sealing Repair | NonEquip | 15 |  | 0% | Tech/Econ | 12% | 0 | 0 | 0
Tech | Schools K-12 | Space Cooling | Central chillers inside | TRC | Existing | NE3465 | Duct Insulation | Duct Insulation | NonEquip | 15 |  | 0% | Tech/Econ | 2.045% | 0 | 0 | 0
Tech | Schools K-12 | Space Cooling | Central chillers inside | TRC | Existing | NE3413 | Dedicated Outdoor Air System on VRF unit | Dedicated Outdoor Air System on VRF unit | NonEquip | 15 | Residential-type central air conditioners | 0% | Tech/Econ | 17.5% | 0 | 0 | 0
Tech | Schools K-12 | Space Cooling | Central chillers inside | TRC | Existing | NE3361 | Cool Roof | Cool Roof | NonEquip | 15 |  | 72.68% | Tech/Econ | 4.029% | 1100750.069 | 467.6205 | 0
Tech | Schools K-12 | Space Cooling | Central chillers inside | TRC | Existing | NE3309 | Chilled Water System - Variable Speed Drives | Chilled Water System - Variable Speed Drives | NonEquip | 13 | Central chillers inside | 73.99% | Tech/Econ | 24.74% | 10031865.62 | 933.1024 | 212.0878
Tech | Schools K-12 | Space Cooling | Central chillers inside | TRC | Existing | NE3283 | Chilled Water Controls Optimization | Chilled Water Controls Optimization | NonEquip | 10 | Central chillers inside | 34.04% | Tech/Econ | 12.5% | 1854761.653 | 613.1073 | 0.13889
Tech | Schools K-12 | Space Cooling | Central chillers inside | TRC | Existing | NE3205 | Ceiling Insulation(R2 to R38) | Ceiling Insulation(R2 to R38) | NonEquip | 20 |  | 0% | Tech/Econ | 36.97% | 0 | 0 | 0
Tech | Schools K-12 | Space Cooling | Central chillers inside | TRC | Existing | NE3153 | Ceiling Insulation(R19 to R38) | Ceiling Insulation(R19 to R38) | NonEquip | 20 |  | 0% | Tech/Econ | 2.054% | 0 | 0 | 0
Tech | Schools K-12 | Space Cooling | Central chillers inside | TRC | Existing | NE3101 | Ceiling Insulation(R12 to R38) | Ceiling Insulation(R12 to R38) | NonEquip | 20 |  | 0% | Tech/Econ | 4.451% | 0 | 0 | 0
Tech | Schools K-12 | Space Cooling | Central chillers inside | TRC | Existing | NE3049 | Airside Economizer | Airside Economizer | NonEquip | 10 | Packaged air conditioning units (RTUs) | 0% | Tech/Econ | 5.556% | 0 | 0 | 0
Tech | Schools K-12 | Space Cooling | Central chillers inside | TRC | Turnover | ET988 | High Efficiency Chiller (Water cooled-centrifugal, 200 tons) | High Efficiency Chiller (Water cooled-centrifugal, 200 tons) | Equip | 20 | Central chillers inside | 28.37% | Tech/Econ | 4.362% | 471027.5171 | 151.1028 | 1.4876
Tech | Schools K-12 | Space Cooling | Central chillers inside | TRC | Turnover | ET910 | High Efficiency Chiller (Air Cooled, 50 tons) | High Efficiency Chiller (Air Cooled, 50 tons) | Equip | 20 | Central chillers inside | 28.37% | Tech/Econ | 8.759% | 989980.8722 | 229.5804 | 52.9562
Tech | Schools K-12 | Space Cooling | Central chillers inside | TRC | Turnover | ET1066 | High Efficiency Chiller (Water cooled-positive displacement, 100 tons) | High Efficiency Chiller (Water cooled-positive displacement, 100 tons) | Equip | 20 | Central chillers inside | 28.37% | Tech/Econ | 2.683% | 277712.2949 | 89.0884 | 0.87708
Tech | Schools K-12 | Space Cooling | Central chillers inside | TRC | New | EN936 | High Efficiency Chiller (Air Cooled, 50 tons) | High Efficiency Chiller (Air Cooled, 50 tons) | Equip | 20 | Central chillers inside | 28.37% | Tech/Econ | 8.759% | 0 | 0 | 0
Tech | Schools K-12 | Space Cooling | Central chillers inside | TRC | New | EN1092 | High Efficiency Chiller (Water cooled-positive displacement, 100 tons) | High Efficiency Chiller (Water cooled-positive displacement, 100 tons) | Equip | 20 | Central chillers inside | 28.37% | Tech/Econ | 2.683% | 0 | 0 | 0
Tech | Schools K-12 | Space Cooling | Central chillers inside | TRC | New | EN1014 | High Efficiency Chiller (Water cooled-centrifugal, 200 tons) | High Efficiency Chiller (Water cooled-centrifugal, 200 tons) | Equip | 20 | Central chillers inside | 28.37% | Tech/Econ | 4.362% | 0 | 0 | 0
Tech | Schools K-12 | Ventilation and Circulation | Central air-handling unit | TRC | New | NN5402 | Retro-Commissioning | Retro-Commissioning | NonEquip | 5 |  | 0% | Tech/Econ | 16% | 0 | 0 | 0
Tech | Schools K-12 | Ventilation and Circulation | Central air-handling unit | TRC | New | NN4986 | VAV System | VAV System | NonEquip | 10 |  | 14.18% | Tech/Econ | 30% | 4168.6372 | 1.1865 | 1.2041
Tech | Schools K-12 | Ventilation and Circulation | Central air-handling unit | TRC | New | NN4960 | Demand Controlled Ventilation | Demand Controlled Ventilation | NonEquip | 10 |  | 23.39% | Tech/Econ | 50% | 12975.2341 | 1.3509 | 7.6056
Tech | Schools K-12 | Ventilation and Circulation | Central air-handling unit | TRC | New | NN4934 | CO Sensors for Parking Garage Exhaust | CO Sensors for Parking Garage Exhaust | NonEquip | 15 | Motor/Fan | 0% | Tech/Econ | 33% | 0 | 0 | 0
Tech | Schools K-12 | Ventilation and Circulation | Central air-handling unit | TRC | Existing | NE5389 | Retro-Commissioning | Retro-Commissioning | NonEquip | 5 |  | 21.99% | Tech/Econ | 16% | 442638.0043 | 74.001 | 229.4323
Tech | Schools K-12 | Ventilation and Circulation | Central air-handling unit | TRC | Existing | NE4973 | VAV System | VAV System | NonEquip | 10 |  | 14.18% | Tech/Econ | 30% | 559160.7178 | 159.145 | 161.5059
Tech | Schools K-12 | Ventilation and Circulation | Central air-handling unit | TRC | Existing | NE4947 | Demand Controlled Ventilation | Demand Controlled Ventilation | NonEquip | 10 |  | 23.39% | Tech/Econ | 50% | 1740434.786 | 181.2048 | 1020.1829
Tech | Schools K-12 | Ventilation and Circulation | Central air-handling unit | TRC | Existing | NE4921 | CO Sensors for Parking Garage Exhaust | CO Sensors for Parking Garage Exhaust | NonEquip | 15 | Motor/Fan | 0% | Tech/Econ | 33% | 0 | 0 | 0
Tech | Schools K-12 | Interior Lighting | case lighting | TRC | New | NN5272 | Retro-Commissioning | Retro-Commissioning | NonEquip | 5 |  | 0% | Tech/Econ | 16% | 0 | 0 | 0
Tech | Schools K-12 | Interior Lighting | case lighting | TRC | New | NN4440 | Interior Lighting Controls | Interior Lighting Controls | NonEquip | 8 | Overhead (fluorescent/LED/CFL U-shape) | 0% | Tech/Econ | 28% | 0 | 0 | 0
Tech | Schools K-12 | Interior Lighting | case lighting | TRC | New | NN4414 | Bi-Level Lighting Control (Interior) | Bi-Level Lighting Control (Interior) | NonEquip | 8 | Overhead (fluorescent/LED/CFL U-shape) | 0% | Tech/Econ | 31% | 0 | 0 | 0
Tech | Schools K-12 | Interior Lighting | case lighting | TRC | New | NN3712 | Facility Energy Management System | Facility Energy Management System | NonEquip | 15 |  | 4.276% | Tech/Econ | 24% | 7.0524 | 0.0014781 | 0.00012711
Tech | Schools K-12 | Interior Lighting | case lighting | TRC | Existing | NE5259 | Retro-Commissioning | Retro-Commissioning | NonEquip | 5 |  | 21.99% | Tech/Econ | 16% | 3237.5387 | 0.54126 | 1.6781
Tech | Schools K-12 | Interior Lighting | case lighting | TRC | Existing | NE4427 | Interior Lighting Controls | Interior Lighting Controls | NonEquip | 8 | Overhead (fluorescent/LED/CFL U-shape) | 0% | Tech/Econ | 28% | 0 | 0 | 0
Tech | Schools K-12 | Interior Lighting | case lighting | TRC | Existing | NE4401 | Bi-Level Lighting Control (Interior) | Bi-Level Lighting Control (Interior) | NonEquip | 8 | Overhead (fluorescent/LED/CFL U-shape) | 0% | Tech/Econ | 31% | 0 | 0 | 0
Tech | Schools K-12 | Interior Lighting | case lighting | TRC | Existing | NE3699 | Facility Energy Management System | Facility Energy Management System | NonEquip | 15 |  | 0.7167% | Tech/Econ | 24% | 158.5524 | 0.033232 | 0.0028576
Tech | Schools K-12 | Space Heating | Boilers | TRC | New | NN5350 | Retro-Commissioning | Retro-Commissioning | NonEquip | 5 |  | 0% | Tech/Econ | 16% | 0 | 0 | 0
Tech | Schools K-12 | Space Heating | Boilers | TRC | New | NN4336 | Water Cooled Refrigeration Heat Recovery | Water Cooled Refrigeration Heat Recovery | NonEquip | 20 |  | 0% | Tech/Econ | 10% | 0 | 0 | 0
Tech | Schools K-12 | Space Heating | Boilers | TRC | New | NN4284 | Warehouse Loading Dock Seals | Warehouse Loading Dock Seals | NonEquip | 18 |  | 0% | Tech/Econ | 0.1596% | 0 | 0 | 0
Tech | Schools K-12 | Space Heating | Boilers | TRC | New | NN4258 | Wall Insulation | Wall Insulation | NonEquip | 20 |  | 0% | Tech/Econ | 0% | 0 | 0 | 0
Tech | Schools K-12 | Space Heating | Boilers | TRC | New | NN4180 | Smart Thermostat | Smart Thermostat | NonEquip | 11 |  | 45.33% | Tech/Econ | 10% | 176.166 | 0 | -0.028946
Tech | Schools K-12 | Space Heating | Boilers | TRC | New | NN4102 | Roof Insulation | Roof Insulation | NonEquip | 20 |  | 37.5% | Tech/Econ | 0.9496% | 8.0647 | 0 | 0.0036378
Tech | Schools K-12 | Space Heating | Boilers | TRC | New | NN4076 | Programmable Thermostat | Programmable Thermostat | NonEquip | 11 |  | 0% | Tech/Econ | 3.6% | 0 | 0 | 0
Tech | Schools K-12 | Space Heating | Boilers | TRC | New | NN4024 | Low U-Value Windows | Low U-Value Windows | NonEquip | 20 |  | 26.88% | Tech/Econ | 10% | 107.3393 | 0 | 0.00044611
Tech | Schools K-12 | Space Heating | Boilers | TRC | New | NN3946 | Infiltration Reduction - Air Sealing | Infiltration Reduction - Air Sealing | NonEquip | 11 |  | 0% | Tech/Econ | 0.07979% | 0 | 0 | 0
Tech | Schools K-12 | Space Heating | Boilers | TRC | New | NN3868 | Hotel Card Energy Control Systems | Hotel Card Energy Control Systems | NonEquip | 15 |  | 0% | Tech/Econ | 0% | 0 | 0 | 0
Tech | Schools K-12 | Space Heating | Boilers | TRC | New | NN3790 | Green Roof | Green Roof | NonEquip | 15 |  | 0.63% | Tech/Econ | 1.467% | 0.34303 | 0 | 0
Tech | Schools K-12 | Space Heating | Boilers | TRC | New | NN3738 | Floor Insulation | Floor Insulation | NonEquip | 20 |  | 16.87% | Tech/Econ | 0.4982% | 0 | 0 | 0
Tech | Schools K-12 | Space Heating | Boilers | TRC | New | NN3660 | Facility Energy Management System | Facility Energy Management System | NonEquip | 15 |  | 4.276% | Tech/Econ | 20% | 34.4502 | 0 | 0.0006209
Tech | Schools K-12 | Space Heating | Boilers | TRC | New | NN3582 | ECM Motors on Furnaces | ECM Motors on Furnaces | NonEquip | 15 | Forced air furnace | 0% | Tech/Econ | 1.706% | 0 | 0 | 0
Tech | Schools K-12 | Space Heating | Boilers | TRC | New | NN3556 | Duct Sealing Repair | Duct Sealing Repair | NonEquip | 15 |  | 0% | Tech/Econ | 12% | 0 | 0 | 0
Tech | Schools K-12 | Space Heating | Boilers | TRC | New | NN3504 | Duct Insulation | Duct Insulation | NonEquip | 15 |  | 0% | Tech/Econ | 2.045% | 0 | 0 | 0
Tech | Schools K-12 | Space Heating | Boilers | TRC | New | NN3452 | Destratification Fans | Destratification Fans | NonEquip | 10 |  | 0% | Tech/Econ | 16.23% | 0 | 0 | 0
Tech | Schools K-12 | Space Heating | Boilers | TRC | New | NN3400 | Dedicated Outdoor Air System on VRF unit | Dedicated Outdoor Air System on VRF unit | NonEquip | 15 | Residential/split system heat pump | 0% | Tech/Econ | 10% | 0 | 0 | 0
Tech | Schools K-12 | Space Heating | Boilers | TRC | New | NN3348 | Cool Roof | Cool Roof | NonEquip | 15 |  | 72.18% | Tech/Econ | 0.5275% | 0 | 0 | 0
Tech | Schools K-12 | Space Heating | Boilers | TRC | New | NN3244 | Ceiling Insulation(R30 to R38) | Ceiling Insulation(R30 to R38) | NonEquip | 20 |  | 0% | Tech/Econ | 0.1919% | 0 | 0 | 0
Tech | Schools K-12 | Space Heating | Boilers | TRC | New | NN3192 | Ceiling Insulation(R2 to R38) | Ceiling Insulation(R2 to R38) | NonEquip | 20 |  | 0% | Tech/Econ | 12.95% | 0 | 0 | 0
Tech | Schools K-12 | Space Heating | Boilers | TRC | New | NN3140 | Ceiling Insulation(R19 to R38) | Ceiling Insulation(R19 to R38) | NonEquip | 20 |  | 0% | Tech/Econ | 0.7197% | 0 | 0 | 0
Tech | Schools K-12 | Space Heating | Boilers | TRC | New | NN3088 | Ceiling Insulation(R12 to R38) | Ceiling Insulation(R12 to R38) | NonEquip | 20 |  | 0% | Tech/Econ | 1.559% | 0 | 0 | 0
Tech | Schools K-12 | Space Heating | Boilers | TRC | New | NN3010 | Air Curtains | Air Curtains | NonEquip | 8 |  | 28.37% | Tech/Econ | 0.2533% | 0 | 0 | 0
Tech | Schools K-12 | Space Heating | Boilers | TRC | Existing | NE5337 | Retro-Commissioning | Retro-Commissioning | NonEquip | 5 |  | 21.99% | Tech/Econ | 16% | 18044.8207 | 0 | 9.3532
Tech | Schools K-12 | Space Heating | Boilers | TRC | Existing | NE4323 | Water Cooled Refrigeration Heat Recovery | Water Cooled Refrigeration Heat Recovery | NonEquip | 20 |  | 0% | Tech/Econ | 10% | 0 | 0 | 0
Tech | Schools K-12 | Space Heating | Boilers | TRC | Existing | NE4271 | Warehouse Loading Dock Seals | Warehouse Loading Dock Seals | NonEquip | 18 |  | 0% | Tech/Econ | 0.1761% | 0 | 0 | 0
Tech | Schools K-12 | Space Heating | Boilers | TRC | Existing | NE4245 | Wall Insulation | Wall Insulation | NonEquip | 20 |  | 0% | Tech/Econ | 0.6067% | 0 | 0 | 0
Tech | Schools K-12 | Space Heating | Boilers | TRC | Existing | NE4167 | Smart Thermostat | Smart Thermostat | NonEquip | 11 |  | 45.33% | Tech/Econ | 10% | 22429.6595 | 0 | -3.6855
Tech | Schools K-12 | Space Heating | Boilers | TRC | Existing | NE4089 | Roof Insulation | Roof Insulation | NonEquip | 20 |  | 37.5% | Tech/Econ | 2.096% | 3712.484 | 0 | 1.6746
Tech | Schools K-12 | Space Heating | Boilers | TRC | Existing | NE4063 | Programmable Thermostat | Programmable Thermostat | NonEquip | 11 |  | 0% | Tech/Econ | 3.6% | 0 | 0 | 0
Tech | Schools K-12 | Space Heating | Boilers | TRC | Existing | NE4011 | Low U-Value Windows | Low U-Value Windows | NonEquip | 20 |  | 10.75% | Tech/Econ | 46% | 26720.7865 | 0 | 0.11105
Tech | Schools K-12 | Space Heating | Boilers | TRC | Existing | NE3933 | Infiltration Reduction - Air Sealing | Infiltration Reduction - Air Sealing | NonEquip | 11 |  | 0% | Tech/Econ | 0.08804% | 0 | 0 | 0
Tech | Schools K-12 | Space Heating | Boilers | TRC | Existing | NE3855 | Hotel Card Energy Control Systems | Hotel Card Energy Control Systems | NonEquip | 15 |  | 0% | Tech/Econ | 0% | 0 | 0 | 0
Tech | Schools K-12 | Space Heating | Boilers | TRC | Existing | NE3777 | Green Roof | Green Roof | NonEquip | 15 |  | 0.126% | Tech/Econ | 1.619% | 9.563 | 0 | 0
Tech | Schools K-12 | Space Heating | Boilers | TRC | Existing | NE3725 | Floor Insulation | Floor Insulation | NonEquip | 20 |  | 6.749% | Tech/Econ | 0.5498% | 173.1846 | 0 | 0.07812
Tech | Schools K-12 | Space Heating | Boilers | TRC | Existing | NE3647 | Facility Energy Management System | Facility Energy Management System | NonEquip | 15 |  | 0.7167% | Tech/Econ | 20% | 736.2146 | 0 | 0.013269
Tech | Schools K-12 | Space Heating | Boilers | TRC | Existing | NE3569 | ECM Motors on Furnaces | ECM Motors on Furnaces | NonEquip | 15 | Forced air furnace | 0% | Tech/Econ | 1.706% | 0 | 0 | 0
Tech | Schools K-12 | Space Heating | Boilers | TRC | Existing | NE3543 | Duct Sealing Repair | Duct Sealing Repair | NonEquip | 15 |  | 0% | Tech/Econ | 12% | 0 | 0 | 0
Tech | Schools K-12 | Space Heating | Boilers | TRC | Existing | NE3491 | Duct Insulation | Duct Insulation | NonEquip | 15 |  | 0% | Tech/Econ | 2.045% | 0 | 0 | 0
Tech | Schools K-12 | Space Heating | Boilers | TRC | Existing | NE3439 | Destratification Fans | Destratification Fans | NonEquip | 10 |  | 0% | Tech/Econ | 16.23% | 0 | 0 | 0
Tech | Schools K-12 | Space Heating | Boilers | TRC | Existing | NE3387 | Dedicated Outdoor Air System on VRF unit | Dedicated Outdoor Air System on VRF unit | NonEquip | 15 | Residential/split system heat pump | 0% | Tech/Econ | 10% | 0 | 0 | 0
Tech | Schools K-12 | Space Heating | Boilers | TRC | Existing | NE3335 | Cool Roof | Cool Roof | NonEquip | 15 |  | 72.68% | Tech/Econ | 0.5821% | 1982.8862 | 0 | 0
Tech | Schools K-12 | Space Heating | Boilers | TRC | Existing | NE3231 | Ceiling Insulation(R30 to R38) | Ceiling Insulation(R30 to R38) | NonEquip | 20 |  | 0% | Tech/Econ | 0.2118% | 0 | 0 | 0
Tech | Schools K-12 | Space Heating | Boilers | TRC | Existing | NE3179 | Ceiling Insulation(R2 to R38) | Ceiling Insulation(R2 to R38) | NonEquip | 20 |  | 0% | Tech/Econ | 14.29% | 0 | 0 | 0
Tech | Schools K-12 | Space Heating | Boilers | TRC | Existing | NE3127 | Ceiling Insulation(R19 to R38) | Ceiling Insulation(R19 to R38) | NonEquip | 20 |  | 0% | Tech/Econ | 0.7941% | 0 | 0 | 0
Tech | Schools K-12 | Space Heating | Boilers | TRC | Existing | NE3075 | Ceiling Insulation(R12 to R38) | Ceiling Insulation(R12 to R38) | NonEquip | 20 |  | 0% | Tech/Econ | 1.721% | 0 | 0 | 0
Tech | Schools K-12 | Space Heating | Boilers | TRC | Existing | NE2997 | Air Curtains | Air Curtains | NonEquip | 8 |  | 33.45% | Tech/Econ | 0.2533% | 395.2638 | 0 | 0.042927
Tech | Schools K-12 | Domestic Hot Water | "Point-of-Use" water heaters | TRC | New | NN5428 | Retro-Commissioning | Retro-Commissioning | NonEquip | 5 |  | 0% | Tech/Econ | 16% | 0 | 0 | 0
Tech | Schools K-12 | Domestic Hot Water | "Point-of-Use" water heaters | TRC | New | NN2932 | Thermostatic Shower Restriction Valve | Thermostatic Shower Restriction Valve | NonEquip | 10 | Centralized water heaters | 0% | Tech/Econ | 28.62% | 0 | 0 | 0
Tech | Schools K-12 | Domestic Hot Water | "Point-of-Use" water heaters | TRC | New | NN2906 | Tank Wrap on Water Heater | Tank Wrap on Water Heater | NonEquip | 7 | Centralized water heaters | 0% | Tech/Econ | 8.425% | 0 | 0 | 0
Tech | Schools K-12 | Domestic Hot Water | "Point-of-Use" water heaters | TRC | New | NN2880 | Low-Flow Pre-Rinse Sprayers | Low-Flow Pre-Rinse Sprayers | NonEquip | 5 | Centralized water heaters | 0% | Tech/Econ | 37.86% | 0 | 0 | 0
Tech | Schools K-12 | Domestic Hot Water | "Point-of-Use" water heaters | TRC | New | NN2854 | Low Flow Shower Head | Low Flow Shower Head | NonEquip | 10 | Centralized water heaters | 0% | Tech/Econ | 5.798% | 0 | 0 | 0
Tech | Schools K-12 | Domestic Hot Water | "Point-of-Use" water heaters | TRC | New | NN2828 | Hot Water Pipe Insulation | Hot Water Pipe Insulation | NonEquip | 13 | Centralized water heaters | 0% | Tech/Econ | 45.23% | 0 | 0 | 0
Tech | Schools K-12 | Domestic Hot Water | "Point-of-Use" water heaters | TRC | New | NN2802 | Hot Water Circulation Pump Control | Hot Water Circulation Pump Control | NonEquip | 15 | Centralized water heaters | 0% | Tech/Econ | 21.72% | 0 | 0 | 0
Tech | Schools K-12 | Domestic Hot Water | "Point-of-Use" water heaters | TRC | New | NN2776 | Faucet Aerator | Faucet Aerator | NonEquip | 10 | Centralized water heaters | 0% | Tech/Econ | 2.731% | 0 | 0 | 0
Tech | Schools K-12 | Domestic Hot Water | "Point-of-Use" water heaters | TRC | New | NN2750 | Drain Water Heat Recovery | Drain Water Heat Recovery | NonEquip | 15 | Centralized water heaters | 0% | Tech/Econ | 12.27% | 0 | 0 | 0
Tech | Schools K-12 | Domestic Hot Water | "Point-of-Use" water heaters | TRC | Existing | NE5415 | Retro-Commissioning | Retro-Commissioning | NonEquip | 5 |  | 21.99% | Tech/Econ | 16% | 17826.6781 | 2.9803 | 9.2401
Tech | Schools K-12 | Domestic Hot Water | "Point-of-Use" water heaters | TRC | Existing | NE2919 | Thermostatic Shower Restriction Valve | Thermostatic Shower Restriction Valve | NonEquip | 10 | Centralized water heaters | 0% | Tech/Econ | 27.38% | 0 | 0 | 0
Tech | Schools K-12 | Domestic Hot Water | "Point-of-Use" water heaters | TRC | Existing | NE2893 | Tank Wrap on Water Heater | Tank Wrap on Water Heater | NonEquip | 7 | Centralized water heaters | 0% | Tech/Econ | 8.425% | 0 | 0 | 0
Tech | Schools K-12 | Domestic Hot Water | "Point-of-Use" water heaters | TRC | Existing | NE2867 | Low-Flow Pre-Rinse Sprayers | Low-Flow Pre-Rinse Sprayers | NonEquip | 5 | Centralized water heaters | 0% | Tech/Econ | 36.1% | 0 | 0 | 0
Tech | Schools K-12 | Domestic Hot Water | "Point-of-Use" water heaters | TRC | Existing | NE2841 | Low Flow Shower Head | Low Flow Shower Head | NonEquip | 10 | Centralized water heaters | 0% | Tech/Econ | 5.547% | 0 | 0 | 0
Tech | Schools K-12 | Domestic Hot Water | "Point-of-Use" water heaters | TRC | Existing | NE2815 | Hot Water Pipe Insulation | Hot Water Pipe Insulation | NonEquip | 13 | Centralized water heaters | 0% | Tech/Econ | 43.27% | 0 | 0 | 0
Tech | Schools K-12 | Domestic Hot Water | "Point-of-Use" water heaters | TRC | Existing | NE2789 | Hot Water Circulation Pump Control | Hot Water Circulation Pump Control | NonEquip | 15 | Centralized water heaters | 0% | Tech/Econ | 20.78% | 0 | 0 | 0
Tech | Schools K-12 | Domestic Hot Water | "Point-of-Use" water heaters | TRC | Existing | NE2763 | Faucet Aerator | Faucet Aerator | NonEquip | 10 | Centralized water heaters | 0% | Tech/Econ | 2.613% | 0 | 0 | 0
Tech | Schools K-12 | Domestic Hot Water | "Point-of-Use" water heaters | TRC | Existing | NE2737 | Drain Water Heat Recovery | Drain Water Heat Recovery | NonEquip | 15 | Centralized water heaters | 0% | Tech/Econ | 12.27% | 0 | 0 | 0
Tech | Schools K-12 | Domestic Hot Water | "Point-of-Use" water heaters | TRC | Turnover | ET403 | Instantaneous Hot Water System | Instantaneous Hot Water System | Equip | 20 | "Point-of-Use" water heaters | 94.56% | Tech/Econ | 5.847% | 29654.5044 | 3.2852 | 3.7854
Tech | Schools K-12 | Domestic Hot Water | "Point-of-Use" water heaters | TRC | Turnover | ET325 | Energy Star Commercial Dishwasher | Energy Star Commercial Dishwasher | Equip | 15 | "Point-of-Use" water heaters | 29.7% | Tech/Econ | 29.42% | 51343.9238 | 3.7256 | -0.00039637
Tech | Schools K-12 | Domestic Hot Water | "Point-of-Use" water heaters | TRC | New | EN429 | Instantaneous Hot Water System | Instantaneous Hot Water System | Equip | 20 | "Point-of-Use" water heaters | 94.56% | Tech/Econ | 5.847% | 164.3548 | 0.018207 | 0.02098
Tech | Schools K-12 | Domestic Hot Water | "Point-of-Use" water heaters | TRC | New | EN351 | Energy Star Commercial Dishwasher | Energy Star Commercial Dishwasher | Equip | 15 | "Point-of-Use" water heaters | 29.7% | Tech/Econ | 29.42% | 382.7776 | 0.027775 | -2.955e-06
Tech | Warehouse | Refrigeration | Walk-in cooler | TRC | New | NN5325 | Retro-Commissioning | Retro-Commissioning | NonEquip | 5 |  | 0% | Tech/Econ | 16% | 0 | 0 | 0
Tech | Warehouse | Refrigeration | Walk-in cooler | TRC | New | NN4909 | Strip Curtains for Walk-ins | Strip Curtains for Walk-ins | NonEquip | 4 | Walk-in cooler | 0% | Tech/Econ | 2.115% | 0 | 0 | 0
Tech | Warehouse | Refrigeration | Walk-in cooler | TRC | New | NN4883 | Refrigerated Display Case Lighting Controls | Refrigerated Display Case Lighting Controls | NonEquip | 8 | Display cases | 0% | Tech/Econ | 0.9365% | 0 | 0 | 0
Tech | Warehouse | Refrigeration | Walk-in cooler | TRC | New | NN4857 | PSC to ECM Evaporator Fan Motor (Walk-In, Refrigerator) | PSC to ECM Evaporator Fan Motor (Walk-In, Refrigerator) | NonEquip | 15 | Walk-in cooler | 0% | Tech/Econ | 37.5% | 0 | 0 | 0
Tech | Warehouse | Refrigeration | Walk-in cooler | TRC | New | NN4831 | PSC to ECM Evaporator Fan Motor (Reach-In) | PSC to ECM Evaporator Fan Motor (Reach-In) | NonEquip | 15 | Display cases | 0% | Tech/Econ | 37.5% | 0 | 0 | 0
Tech | Warehouse | Refrigeration | Walk-in cooler | TRC | New | NN4805 | Night Covers for Display Cases | Night Covers for Display Cases | NonEquip | 5 | Display cases | 0% | Tech/Econ | 1.877% | 0 | 0 | 0
Tech | Warehouse | Refrigeration | Walk-in cooler | TRC | New | NN4779 | High R-Value Glass Doors | High R-Value Glass Doors | NonEquip | 12 | Display cases | 0% | Tech/Econ | 0% | 0 | 0 | 0
Tech | Warehouse | Refrigeration | Walk-in cooler | TRC | New | NN4753 | High Efficiency Refrigeration Compressor | High Efficiency Refrigeration Compressor | NonEquip | 13 | Display cases | 0% | Tech/Econ | 6.922% | 0 | 0 | 0
Tech | Warehouse | Refrigeration | Walk-in cooler | TRC | New | NN4727 | Freezer-Cooler Replacement Gaskets | Freezer-Cooler Replacement Gaskets | NonEquip | 4 | Display cases | 0% | Tech/Econ | 0% | 0 | 0 | 0
Tech | Warehouse | Refrigeration | Walk-in cooler | TRC | New | NN4701 | Floating Head Pressure Controls | Floating Head Pressure Controls | NonEquip | 15 |  | 0% | Tech/Econ | 6.05% | 0 | 0 | 0
Tech | Warehouse | Refrigeration | Walk-in cooler | TRC | New | NN4675 | Demand Defrost | Demand Defrost | NonEquip | 10 | Walk-in cooler | 0% | Tech/Econ | 30% | 0 | 0 | 0
Tech | Warehouse | Refrigeration | Walk-in cooler | TRC | New | NN4649 | Automatic Door Closer for Walk-in Coolers and Freezers | Automatic Door Closer for Walk-in Coolers and Freezers | NonEquip | 8 | Walk-in cooler | 0% | Tech/Econ | 3.131% | 0 | 0 | 0
Tech | Warehouse | Refrigeration | Walk-in cooler | TRC | New | NN4623 | Anti-Sweat Controls | Anti-Sweat Controls | NonEquip | 8 | Display cases | 0% | Tech/Econ | 85% | 0 | 0 | 0
Tech | Warehouse | Refrigeration | Walk-in cooler | TRC | Existing | NE5312 | Retro-Commissioning | Retro-Commissioning | NonEquip | 5 |  | 21.99% | Tech/Econ | 16% | 1718.3214 | 0.28727 | 0.89066
Tech | Warehouse | Refrigeration | Walk-in cooler | TRC | Existing | NE4896 | Strip Curtains for Walk-ins | Strip Curtains for Walk-ins | NonEquip | 4 | Walk-in cooler | 0% | Tech/Econ | 2.115% | 0 | 0 | 0
Tech | Warehouse | Refrigeration | Walk-in cooler | TRC | Existing | NE4870 | Refrigerated Display Case Lighting Controls | Refrigerated Display Case Lighting Controls | NonEquip | 8 | Display cases | 0% | Tech/Econ | 2.524% | 0 | 0 | 0
Tech | Warehouse | Refrigeration | Walk-in cooler | TRC | Existing | NE4844 | PSC to ECM Evaporator Fan Motor (Walk-In, Refrigerator) | PSC to ECM Evaporator Fan Motor (Walk-In, Refrigerator) | NonEquip | 15 | Walk-in cooler | 0% | Tech/Econ | 37.5% | 0 | 0 | 0
Tech | Warehouse | Refrigeration | Walk-in cooler | TRC | Existing | NE4818 | PSC to ECM Evaporator Fan Motor (Reach-In) | PSC to ECM Evaporator Fan Motor (Reach-In) | NonEquip | 15 | Display cases | 0% | Tech/Econ | 37.5% | 0 | 0 | 0
Tech | Warehouse | Refrigeration | Walk-in cooler | TRC | Existing | NE4792 | Night Covers for Display Cases | Night Covers for Display Cases | NonEquip | 5 | Display cases | 0% | Tech/Econ | 1.877% | 0 | 0 | 0
Tech | Warehouse | Refrigeration | Walk-in cooler | TRC | Existing | NE4766 | High R-Value Glass Doors | High R-Value Glass Doors | NonEquip | 12 | Display cases | 0% | Tech/Econ | 23.81% | 0 | 0 | 0
Tech | Warehouse | Refrigeration | Walk-in cooler | TRC | Existing | NE4740 | High Efficiency Refrigeration Compressor | High Efficiency Refrigeration Compressor | NonEquip | 13 | Display cases | 0% | Tech/Econ | 6.922% | 0 | 0 | 0
Tech | Warehouse | Refrigeration | Walk-in cooler | TRC | Existing | NE4714 | Freezer-Cooler Replacement Gaskets | Freezer-Cooler Replacement Gaskets | NonEquip | 4 | Display cases | 0% | Tech/Econ | 3.131% | 0 | 0 | 0
Tech | Warehouse | Refrigeration | Walk-in cooler | TRC | Existing | NE4688 | Floating Head Pressure Controls | Floating Head Pressure Controls | NonEquip | 15 |  | 0% | Tech/Econ | 6.05% | 0 | 0 | 0
Tech | Warehouse | Refrigeration | Walk-in cooler | TRC | Existing | NE4662 | Demand Defrost | Demand Defrost | NonEquip | 10 | Walk-in cooler | 0% | Tech/Econ | 30% | 0 | 0 | 0
Tech | Warehouse | Refrigeration | Walk-in cooler | TRC | Existing | NE4636 | Automatic Door Closer for Walk-in Coolers and Freezers | Automatic Door Closer for Walk-in Coolers and Freezers | NonEquip | 8 | Walk-in cooler | 0% | Tech/Econ | 3.131% | 0 | 0 | 0
Tech | Warehouse | Refrigeration | Walk-in cooler | TRC | Existing | NE4610 | Anti-Sweat Controls | Anti-Sweat Controls | NonEquip | 8 | Display cases | 0% | Tech/Econ | 85% | 0 | 0 | 0
Tech | Warehouse | Refrigeration | Vending and ice makers | TRC | New | NN5325 | Retro-Commissioning | Retro-Commissioning | NonEquip | 5 |  | 0% | Tech/Econ | 16% | 0 | 0 | 0
Tech | Warehouse | Refrigeration | Vending and ice makers | TRC | New | NN4909 | Strip Curtains for Walk-ins | Strip Curtains for Walk-ins | NonEquip | 4 | Walk-in cooler | 0% | Tech/Econ | 2.115% | 0 | 0 | 0
Tech | Warehouse | Refrigeration | Vending and ice makers | TRC | New | NN4883 | Refrigerated Display Case Lighting Controls | Refrigerated Display Case Lighting Controls | NonEquip | 8 | Display cases | 0% | Tech/Econ | 0.9365% | 0 | 0 | 0
Tech | Warehouse | Refrigeration | Vending and ice makers | TRC | New | NN4857 | PSC to ECM Evaporator Fan Motor (Walk-In, Refrigerator) | PSC to ECM Evaporator Fan Motor (Walk-In, Refrigerator) | NonEquip | 15 | Walk-in cooler | 0% | Tech/Econ | 37.5% | 0 | 0 | 0
Tech | Warehouse | Refrigeration | Vending and ice makers | TRC | New | NN4831 | PSC to ECM Evaporator Fan Motor (Reach-In) | PSC to ECM Evaporator Fan Motor (Reach-In) | NonEquip | 15 | Display cases | 0% | Tech/Econ | 37.5% | 0 | 0 | 0
Tech | Warehouse | Refrigeration | Vending and ice makers | TRC | New | NN4805 | Night Covers for Display Cases | Night Covers for Display Cases | NonEquip | 5 | Display cases | 0% | Tech/Econ | 1.877% | 0 | 0 | 0
Tech | Warehouse | Refrigeration | Vending and ice makers | TRC | New | NN4779 | High R-Value Glass Doors | High R-Value Glass Doors | NonEquip | 12 | Display cases | 0% | Tech/Econ | 0% | 0 | 0 | 0
Tech | Warehouse | Refrigeration | Vending and ice makers | TRC | New | NN4753 | High Efficiency Refrigeration Compressor | High Efficiency Refrigeration Compressor | NonEquip | 13 | Display cases | 0% | Tech/Econ | 6.922% | 0 | 0 | 0
Tech | Warehouse | Refrigeration | Vending and ice makers | TRC | New | NN4727 | Freezer-Cooler Replacement Gaskets | Freezer-Cooler Replacement Gaskets | NonEquip | 4 | Display cases | 0% | Tech/Econ | 0% | 0 | 0 | 0
Tech | Warehouse | Refrigeration | Vending and ice makers | TRC | New | NN4701 | Floating Head Pressure Controls | Floating Head Pressure Controls | NonEquip | 15 |  | 0% | Tech/Econ | 6.05% | 0 | 0 | 0
Tech | Warehouse | Refrigeration | Vending and ice makers | TRC | New | NN4675 | Demand Defrost | Demand Defrost | NonEquip | 10 | Walk-in cooler | 0% | Tech/Econ | 30% | 0 | 0 | 0
Tech | Warehouse | Refrigeration | Vending and ice makers | TRC | New | NN4649 | Automatic Door Closer for Walk-in Coolers and Freezers | Automatic Door Closer for Walk-in Coolers and Freezers | NonEquip | 8 | Walk-in cooler | 0% | Tech/Econ | 3.131% | 0 | 0 | 0
Tech | Warehouse | Refrigeration | Vending and ice makers | TRC | New | NN4623 | Anti-Sweat Controls | Anti-Sweat Controls | NonEquip | 8 | Display cases | 0% | Tech/Econ | 85% | 0 | 0 | 0
Tech | Warehouse | Refrigeration | Vending and ice makers | TRC | Existing | NE5312 | Retro-Commissioning | Retro-Commissioning | NonEquip | 5 |  | 21.99% | Tech/Econ | 16% | 60013.8045 | 10.0332 | 31.1069
Tech | Warehouse | Refrigeration | Vending and ice makers | TRC | Existing | NE4896 | Strip Curtains for Walk-ins | Strip Curtains for Walk-ins | NonEquip | 4 | Walk-in cooler | 0% | Tech/Econ | 2.115% | 0 | 0 | 0
Tech | Warehouse | Refrigeration | Vending and ice makers | TRC | Existing | NE4870 | Refrigerated Display Case Lighting Controls | Refrigerated Display Case Lighting Controls | NonEquip | 8 | Display cases | 0% | Tech/Econ | 2.524% | 0 | 0 | 0
Tech | Warehouse | Refrigeration | Vending and ice makers | TRC | Existing | NE4844 | PSC to ECM Evaporator Fan Motor (Walk-In, Refrigerator) | PSC to ECM Evaporator Fan Motor (Walk-In, Refrigerator) | NonEquip | 15 | Walk-in cooler | 0% | Tech/Econ | 37.5% | 0 | 0 | 0
Tech | Warehouse | Refrigeration | Vending and ice makers | TRC | Existing | NE4818 | PSC to ECM Evaporator Fan Motor (Reach-In) | PSC to ECM Evaporator Fan Motor (Reach-In) | NonEquip | 15 | Display cases | 0% | Tech/Econ | 37.5% | 0 | 0 | 0
Tech | Warehouse | Refrigeration | Vending and ice makers | TRC | Existing | NE4792 | Night Covers for Display Cases | Night Covers for Display Cases | NonEquip | 5 | Display cases | 0% | Tech/Econ | 1.877% | 0 | 0 | 0
Tech | Warehouse | Refrigeration | Vending and ice makers | TRC | Existing | NE4766 | High R-Value Glass Doors | High R-Value Glass Doors | NonEquip | 12 | Display cases | 0% | Tech/Econ | 23.81% | 0 | 0 | 0
Tech | Warehouse | Refrigeration | Vending and ice makers | TRC | Existing | NE4740 | High Efficiency Refrigeration Compressor | High Efficiency Refrigeration Compressor | NonEquip | 13 | Display cases | 0% | Tech/Econ | 6.922% | 0 | 0 | 0
Tech | Warehouse | Refrigeration | Vending and ice makers | TRC | Existing | NE4714 | Freezer-Cooler Replacement Gaskets | Freezer-Cooler Replacement Gaskets | NonEquip | 4 | Display cases | 0% | Tech/Econ | 3.131% | 0 | 0 | 0
Tech | Warehouse | Refrigeration | Vending and ice makers | TRC | Existing | NE4688 | Floating Head Pressure Controls | Floating Head Pressure Controls | NonEquip | 15 |  | 0% | Tech/Econ | 6.05% | 0 | 0 | 0
Tech | Warehouse | Refrigeration | Vending and ice makers | TRC | Existing | NE4662 | Demand Defrost | Demand Defrost | NonEquip | 10 | Walk-in cooler | 0% | Tech/Econ | 30% | 0 | 0 | 0
Tech | Warehouse | Refrigeration | Vending and ice makers | TRC | Existing | NE4636 | Automatic Door Closer for Walk-in Coolers and Freezers | Automatic Door Closer for Walk-in Coolers and Freezers | NonEquip | 8 | Walk-in cooler | 0% | Tech/Econ | 3.131% | 0 | 0 | 0
Tech | Warehouse | Refrigeration | Vending and ice makers | TRC | Existing | NE4610 | Anti-Sweat Controls | Anti-Sweat Controls | NonEquip | 8 | Display cases | 0% | Tech/Econ | 85% | 0 | 0 | 0
Tech | Warehouse | Refrigeration | Vending and ice makers | TRC | Turnover | ET2582 | Energy Star Vending Machine | Energy Star Vending Machine | Equip | 14 | Vending and ice makers | 0% | Tech/Econ | 36% | 0 | 0 | 0
Tech | Warehouse | Refrigeration | Vending and ice makers | TRC | Turnover | ET2504 | Energy Star Ice Maker | Energy Star Ice Maker | Equip | 8 | Vending and ice makers | 0% | Tech/Econ | 11.39% | 0 | 0 | 0
Tech | Warehouse | Refrigeration | Vending and ice makers | TRC | New | EN2608 | Energy Star Vending Machine | Energy Star Vending Machine | Equip | 14 | Vending and ice makers | 0% | Tech/Econ | 36% | 0 | 0 | 0
Tech | Warehouse | Refrigeration | Vending and ice makers | TRC | New | EN2530 | Energy Star Ice Maker | Energy Star Ice Maker | Equip | 8 | Vending and ice makers | 0% | Tech/Econ | 11.39% | 0 | 0 | 0
Tech | Warehouse | Exterior Lighting | Street lighting | TRC | New | NN5299 | Retro-Commissioning | Retro-Commissioning | NonEquip | 5 |  | 0% | Tech/Econ | 16% | 0 | 0 | 0
Tech | Warehouse | Exterior Lighting | Street lighting | TRC | New | NN2985 | Outdoor Lighting Controls | Outdoor Lighting Controls | NonEquip | 8 | Exterior parking/lot lighting | 0% | Tech/Econ | 28% | 0 | 0 | 0
Tech | Warehouse | Exterior Lighting | Street lighting | TRC | New | NN2959 | Bi-Level Lighting Control (Exterior) | Bi-Level Lighting Control (Exterior) | NonEquip | 9 | Exterior parking/lot lighting | 0% | Tech/Econ | 31% | 0 | 0 | 0
Tech | Warehouse | Exterior Lighting | Street lighting | TRC | Existing | NE5286 | Retro-Commissioning | Retro-Commissioning | NonEquip | 5 |  | 21.99% | Tech/Econ | 16% | 807.8478 | 0 | 0.41873
Tech | Warehouse | Exterior Lighting | Street lighting | TRC | Existing | NE2972 | Outdoor Lighting Controls | Outdoor Lighting Controls | NonEquip | 8 | Exterior parking/lot lighting | 0% | Tech/Econ | 28% | 0 | 0 | 0
Tech | Warehouse | Exterior Lighting | Street lighting | TRC | Existing | NE2946 | Bi-Level Lighting Control (Exterior) | Bi-Level Lighting Control (Exterior) | NonEquip | 9 | Exterior parking/lot lighting | 0% | Tech/Econ | 31% | 0 | 0 | 0
Tech | Warehouse | Exterior Lighting | Street lighting | TRC | Turnover | ET794 | LED Traffic and Crosswalk Lighting | LED Traffic and Crosswalk Lighting | Equip | 10 | Street lighting | 0% | Tech/Econ | 37.14% | 0 | 0 | 0
Tech | Warehouse | Exterior Lighting | Street lighting | TRC | Turnover | ET755 | LED Street Lights | LED Street Lights | Equip | 18 | Street lighting | 0% | Tech/Econ | 66.53% | 0 | 0 | 0
Tech | Warehouse | Exterior Lighting | Street lighting | TRC | New | EN820 | LED Traffic and Crosswalk Lighting | LED Traffic and Crosswalk Lighting | Equip | 10 | Street lighting | 0% | Tech/Econ | 37.14% | 0 | 0 | 0
Tech | Warehouse | Exterior Lighting | Street lighting | TRC | New | EN781 | LED Street Lights | LED Street Lights | Equip | 18 | Street lighting | 0% | Tech/Econ | 66.53% | 0 | 0 | 0
Tech | Warehouse | Cooking | Steamer | TRC | Turnover | ET209 | Energy Star Steamer | Energy Star Steamer | Equip | 12 | Steamer | 0% | Tech/Econ | 56.63% | 0 | 0 | 0
Tech | Warehouse | Cooking | Steamer | TRC | New | EN235 | Energy Star Steamer | Energy Star Steamer | Equip | 12 | Steamer | 0% | Tech/Econ | 56.63% | 0 | 0 | 0
Tech | Warehouse | Exterior Lighting | Spot lighting/Security/Flood | TRC | New | NN5299 | Retro-Commissioning | Retro-Commissioning | NonEquip | 5 |  | 0% | Tech/Econ | 16% | 0 | 0 | 0
Tech | Warehouse | Exterior Lighting | Spot lighting/Security/Flood | TRC | New | NN2985 | Outdoor Lighting Controls | Outdoor Lighting Controls | NonEquip | 8 | Exterior parking/lot lighting | 0% | Tech/Econ | 28% | 0 | 0 | 0
Tech | Warehouse | Exterior Lighting | Spot lighting/Security/Flood | TRC | New | NN2959 | Bi-Level Lighting Control (Exterior) | Bi-Level Lighting Control (Exterior) | NonEquip | 9 | Exterior parking/lot lighting | 0% | Tech/Econ | 31% | 0 | 0 | 0
Tech | Warehouse | Exterior Lighting | Spot lighting/Security/Flood | TRC | Existing | NE5286 | Retro-Commissioning | Retro-Commissioning | NonEquip | 5 |  | 21.99% | Tech/Econ | 16% | 695.2149 | 0 | 0.36035
Tech | Warehouse | Exterior Lighting | Spot lighting/Security/Flood | TRC | Existing | NE2972 | Outdoor Lighting Controls | Outdoor Lighting Controls | NonEquip | 8 | Exterior parking/lot lighting | 0% | Tech/Econ | 28% | 0 | 0 | 0
Tech | Warehouse | Exterior Lighting | Spot lighting/Security/Flood | TRC | Existing | NE2946 | Bi-Level Lighting Control (Exterior) | Bi-Level Lighting Control (Exterior) | NonEquip | 9 | Exterior parking/lot lighting | 0% | Tech/Econ | 31% | 0 | 0 | 0
Tech | Warehouse | Exterior Lighting | Spot lighting/Security/Flood | TRC | Turnover | ET677 | LED Exterior Lighting | LED Exterior Lighting | Equip | 13 | Spot lighting/Security/Flood | 4.624% | Tech/Econ | 60.51% | 568.7751 | 0 | 0
Tech | Warehouse | Exterior Lighting | Spot lighting/Security/Flood | TRC | Turnover | ET560 | LED - 9W Flood | LED - 9W Flood | Equip | 15 | Spot lighting/Security/Flood | 13.31% | Tech/Econ | 86.15% | 2632.5839 | 0 | 0
Tech | Warehouse | Exterior Lighting | Spot lighting/Security/Flood | TRC | Turnover | ET482 | CFL - 15W Flood | CFL - 15W Flood | Equip | 7.8 | Spot lighting/Security/Flood | 0% | Tech/Econ | 76.92% | 0 | 0 | 0
Tech | Warehouse | Exterior Lighting | Spot lighting/Security/Flood | TRC | New | EN703 | LED Exterior Lighting | LED Exterior Lighting | Equip | 13 | Spot lighting/Security/Flood | 4.624% | Tech/Econ | 60.51% | 0.95754 | 0 | 0
Tech | Warehouse | Exterior Lighting | Spot lighting/Security/Flood | TRC | New | EN586 | LED - 9W Flood | LED - 9W Flood | Equip | 15 | Spot lighting/Security/Flood | 86.42% | Tech/Econ | 86.15% | 99.7291 | 0 | 0
Tech | Warehouse | Exterior Lighting | Spot lighting/Security/Flood | TRC | New | EN508 | CFL - 15W Flood | CFL - 15W Flood | Equip | 7.8 | Spot lighting/Security/Flood | 0% | Tech/Econ | 76.92% | 0 | 0 | 0
Tech | Warehouse | Interior Lighting | Spot lighting | TRC | New | NN5273 | Retro-Commissioning | Retro-Commissioning | NonEquip | 5 |  | 0% | Tech/Econ | 16% | 0 | 0 | 0
Tech | Warehouse | Interior Lighting | Spot lighting | TRC | New | NN4441 | Interior Lighting Controls | Interior Lighting Controls | NonEquip | 8 | Overhead (fluorescent/LED/CFL U-shape) | 0% | Tech/Econ | 28% | 0 | 0 | 0
Tech | Warehouse | Interior Lighting | Spot lighting | TRC | New | NN4415 | Bi-Level Lighting Control (Interior) | Bi-Level Lighting Control (Interior) | NonEquip | 8 | Overhead (fluorescent/LED/CFL U-shape) | 0% | Tech/Econ | 31% | 0 | 0 | 0
Tech | Warehouse | Interior Lighting | Spot lighting | TRC | New | NN3713 | Facility Energy Management System | Facility Energy Management System | NonEquip | 15 |  | 4.276% | Tech/Econ | 24% | 0.69698 | 0.00014608 | 1.2562e-05
Tech | Warehouse | Interior Lighting | Spot lighting | TRC | Existing | NE5260 | Retro-Commissioning | Retro-Commissioning | NonEquip | 5 |  | 21.99% | Tech/Econ | 16% | 214.4889 | 0.035859 | 0.11118
Tech | Warehouse | Interior Lighting | Spot lighting | TRC | Existing | NE4428 | Interior Lighting Controls | Interior Lighting Controls | NonEquip | 8 | Overhead (fluorescent/LED/CFL U-shape) | 0% | Tech/Econ | 28% | 0 | 0 | 0
Tech | Warehouse | Interior Lighting | Spot lighting | TRC | Existing | NE4402 | Bi-Level Lighting Control (Interior) | Bi-Level Lighting Control (Interior) | NonEquip | 8 | Overhead (fluorescent/LED/CFL U-shape) | 0% | Tech/Econ | 31% | 0 | 0 | 0
Tech | Warehouse | Interior Lighting | Spot lighting | TRC | Existing | NE3700 | Facility Energy Management System | Facility Energy Management System | NonEquip | 15 |  | 4.3% | Tech/Econ | 24% | 63.5728 | 0.013324 | 0.0011458
Tech | Warehouse | Interior Lighting | Spot lighting | TRC | Turnover | ET1613 | LED Display Lighting (Interior) | LED Display Lighting (Interior) | Equip | 15 | Spot lighting | 2.129% | Tech/Econ | 87.04% | 215.7006 | 0.052969 | 0.011966
Tech | Warehouse | Interior Lighting | Spot lighting | TRC | Turnover | ET1574 | LED - 14W | LED - 14W | Equip | 15 | Spot lighting | 86.42% | Tech/Econ | 53.33% | 5266.1325 | 1.2635 | 0.29214
Tech | Warehouse | Interior Lighting | Spot lighting | TRC | Turnover | ET1457 | CFL-23W | CFL-23W | Equip | 7.8 | Spot lighting | 0% | Tech/Econ | 23.33% | 0 | 0 | 0
Tech | Warehouse | Interior Lighting | Spot lighting | TRC | New | EN1639 | LED Display Lighting (Interior) | LED Display Lighting (Interior) | Equip | 15 | Spot lighting | 0% | Tech/Econ | 87.04% | 0 | 0 | 0
Tech | Warehouse | Interior Lighting | Spot lighting | TRC | New | EN1600 | LED - 14W | LED - 14W | Equip | 15 | Spot lighting | 0% | Tech/Econ | 53.33% | 0 | 0 | 0
Tech | Warehouse | Interior Lighting | Spot lighting | TRC | New | EN1483 | CFL-23W | CFL-23W | Equip | 7.8 | Spot lighting | 0% | Tech/Econ | 23.33% | 0 | 0 | 0
Tech | Warehouse | Office Equipment | Servers | TRC | New | NN4597 | Smart Strip Plug Outlet | Smart Strip Plug Outlet | NonEquip | 4 |  | 43.9% | Tech/Econ | 1.187% | 1.0287 | 0.00015296 | 0
Tech | Warehouse | Office Equipment | Servers | TRC | New | NN4571 | Network PC Power Management | Network PC Power Management | NonEquip | 5 | Computers | 0% | Tech/Econ | 56.5% | 0 | 0 | 0
Tech | Warehouse | Office Equipment | Servers | TRC | Existing | NE4584 | Smart Strip Plug Outlet | Smart Strip Plug Outlet | NonEquip | 4 |  | 43.9% | Tech/Econ | 1.187% | 176.3335 | 0.02622 | 0
Tech | Warehouse | Office Equipment | Servers | TRC | Existing | NE4558 | Network PC Power Management | Network PC Power Management | NonEquip | 5 | Computers | 0% | Tech/Econ | 56.5% | 0 | 0 | 0
Tech | Warehouse | Office Equipment | Servers | TRC | Turnover | ET2309 | Server Virtualization | Server Virtualization | Equip | 3 | Servers | 0% | Tech/Econ | 85.71% | 0 | 0 | 0
Tech | Warehouse | Office Equipment | Servers | TRC | Turnover | ET2231 | Energy Star Servers | Energy Star Servers | Equip | 4 | Servers | 0% | Tech/Econ | 23.08% | 0 | 0 | 0
Tech | Warehouse | Office Equipment | Servers | TRC | Turnover | ET1145 | High Efficiency Data Center Cooling | High Efficiency Data Center Cooling | Equip | 20 | Servers | 0% | Tech/Econ | 28% | 0 | 0 | 0
Tech | Warehouse | Office Equipment | Servers | TRC | New | EN2335 | Server Virtualization | Server Virtualization | Equip | 3 | Servers | 0% | Tech/Econ | 85.71% | 0 | 0 | 0
Tech | Warehouse | Office Equipment | Servers | TRC | New | EN2257 | Energy Star Servers | Energy Star Servers | Equip | 4 | Servers | 0% | Tech/Econ | 23.08% | 0 | 0 | 0
Tech | Warehouse | Office Equipment | Servers | TRC | New | EN1171 | High Efficiency Data Center Cooling | High Efficiency Data Center Cooling | Equip | 20 | Servers | 0% | Tech/Econ | 28% | 0 | 0 | 0
Tech | Warehouse | Space Cooling | Residential-type central air conditioners | TRC | New | NN5377 | Retro-Commissioning | Retro-Commissioning | NonEquip | 5 |  | 0% | Tech/Econ | 16% | 0 | 0 | 0
Tech | Warehouse | Space Cooling | Residential-type central air conditioners | TRC | New | NN4389 | Window Sun Protection | Window Sun Protection | NonEquip | 10 |  | 15.35% | Tech/Econ | 16% | 0 | 0 | 0
Tech | Warehouse | Space Cooling | Residential-type central air conditioners | TRC | New | NN4363 | Waterside Economizer | Waterside Economizer | NonEquip | 20 |  | 0% | Tech/Econ | 5.556% | 0 | 0 | 0
Tech | Warehouse | Space Cooling | Residential-type central air conditioners | TRC | New | NN4155 | Smart Thermostat | Smart Thermostat | NonEquip | 11 |  | 31.48% | Tech/Econ | 10% | 0 | 0 | 0
Tech | Warehouse | Space Cooling | Residential-type central air conditioners | TRC | New | NN4129 | Roof Insulation | Roof Insulation | NonEquip | 20 |  | 58.5% | Tech/Econ | 9.866% | 0 | 0 | 0
Tech | Warehouse | Space Cooling | Residential-type central air conditioners | TRC | New | NN3999 | Low U-Value Windows | Low U-Value Windows | NonEquip | 20 |  | 12.54% | Tech/Econ | 10% | 0 | 0 | 0
Tech | Warehouse | Space Cooling | Residential-type central air conditioners | TRC | New | NN3817 | Green Roof | Green Roof | NonEquip | 15 |  | 0.294% | Tech/Econ | 11.44% | 0 | 0 | 0
Tech | Warehouse | Space Cooling | Residential-type central air conditioners | TRC | New | NN3765 | Floor Insulation | Floor Insulation | NonEquip | 20 |  | 49.87% | Tech/Econ | 5.177% | 0 | 0 | 0
Tech | Warehouse | Space Cooling | Residential-type central air conditioners | TRC | New | NN3687 | Facility Energy Management System | Facility Energy Management System | NonEquip | 15 |  | 4.276% | Tech/Econ | 20% | 0 | 0 | 0
Tech | Warehouse | Space Cooling | Residential-type central air conditioners | TRC | New | NN3635 | Facility Commissioning | Facility Commissioning | NonEquip | 10 |  | 53.41% | Tech/Econ | 16% | 0 | 0 | 0
Tech | Warehouse | Space Cooling | Residential-type central air conditioners | TRC | New | NN3609 | Energy Recovery Ventilation System (ERV) | Energy Recovery Ventilation System (ERV) | NonEquip | 15 | Packaged air conditioning units (RTUs) | 0% | Tech/Econ | 9.935% | 0 | 0 | 0
Tech | Warehouse | Space Cooling | Residential-type central air conditioners | TRC | New | NN3531 | Duct Sealing Repair | Duct Sealing Repair | NonEquip | 15 |  | 0% | Tech/Econ | 12% | 0 | 0 | 0
Tech | Warehouse | Space Cooling | Residential-type central air conditioners | TRC | New | NN3427 | Dedicated Outdoor Air System on VRF unit | Dedicated Outdoor Air System on VRF unit | NonEquip | 15 | Residential-type central air conditioners | 58.91% | Tech/Econ | 17.5% | 0 | 0 | 0
Tech | Warehouse | Space Cooling | Residential-type central air conditioners | TRC | New | NN3375 | Cool Roof | Cool Roof | NonEquip | 15 |  | 72.51% | Tech/Econ | 14.67% | 0 | 0 | 0
Tech | Warehouse | Space Cooling | Residential-type central air conditioners | TRC | New | NN3323 | Chilled Water System - Variable Speed Drives | Chilled Water System - Variable Speed Drives | NonEquip | 13 | Central chillers inside | 0% | Tech/Econ | 24.74% | 0 | 0 | 0
Tech | Warehouse | Space Cooling | Residential-type central air conditioners | TRC | New | NN3297 | Chilled Water Controls Optimization | Chilled Water Controls Optimization | NonEquip | 10 | Central chillers inside | 0% | Tech/Econ | 12.5% | 0 | 0 | 0
Tech | Warehouse | Space Cooling | Residential-type central air conditioners | TRC | New | NN3219 | Ceiling Insulation(R2 to R38) | Ceiling Insulation(R2 to R38) | NonEquip | 20 |  | 0% | Tech/Econ | 94.74% | 0 | 0 | 0
Tech | Warehouse | Space Cooling | Residential-type central air conditioners | TRC | New | NN3167 | Ceiling Insulation(R19 to R38) | Ceiling Insulation(R19 to R38) | NonEquip | 20 |  | 0% | Tech/Econ | 7.478% | 0 | 0 | 0
Tech | Warehouse | Space Cooling | Residential-type central air conditioners | TRC | New | NN3115 | Ceiling Insulation(R12 to R38) | Ceiling Insulation(R12 to R38) | NonEquip | 20 |  | 0% | Tech/Econ | 16.2% | 0 | 0 | 0
Tech | Warehouse | Space Cooling | Residential-type central air conditioners | TRC | New | NN3063 | Airside Economizer | Airside Economizer | NonEquip | 10 | Packaged air conditioning units (RTUs) | 0% | Tech/Econ | 5.556% | 0 | 0 | 0
Tech | Warehouse | Space Cooling | Residential-type central air conditioners | TRC | Existing | NE5364 | Retro-Commissioning | Retro-Commissioning | NonEquip | 5 |  | 21.99% | Tech/Econ | 16% | 0 | 0 | 0
Tech | Warehouse | Space Cooling | Residential-type central air conditioners | TRC | Existing | NE4376 | Window Sun Protection | Window Sun Protection | NonEquip | 10 |  | 7.316% | Tech/Econ | 16% | 0 | 0 | 0
Tech | Warehouse | Space Cooling | Residential-type central air conditioners | TRC | Existing | NE4350 | Waterside Economizer | Waterside Economizer | NonEquip | 20 |  | 0% | Tech/Econ | 5.556% | 0 | 0 | 0
Tech | Warehouse | Space Cooling | Residential-type central air conditioners | TRC | Existing | NE4298 | Warehouse Loading Dock Seals | Warehouse Loading Dock Seals | NonEquip | 18 |  | 24.61% | Tech/Econ | 4.585% | 0 | 0 | 0
Tech | Warehouse | Space Cooling | Residential-type central air conditioners | TRC | Existing | NE4220 | Wall Insulation | Wall Insulation | NonEquip | 20 |  | 0% | Tech/Econ | 50.52% | 0 | 0 | 0
Tech | Warehouse | Space Cooling | Residential-type central air conditioners | TRC | Existing | NE4142 | Smart Thermostat | Smart Thermostat | NonEquip | 11 |  | 31.48% | Tech/Econ | 10% | 0 | 0 | 0
Tech | Warehouse | Space Cooling | Residential-type central air conditioners | TRC | Existing | NE4116 | Roof Insulation | Roof Insulation | NonEquip | 20 |  | 58.5% | Tech/Econ | 19.73% | 0 | 0 | 0
Tech | Warehouse | Space Cooling | Residential-type central air conditioners | TRC | Existing | NE4038 | Programmable Thermostat | Programmable Thermostat | NonEquip | 11 |  | 0% | Tech/Econ | 3.6% | 0 | 0 | 0
Tech | Warehouse | Space Cooling | Residential-type central air conditioners | TRC | Existing | NE3986 | Low U-Value Windows | Low U-Value Windows | NonEquip | 20 |  | 5.017% | Tech/Econ | 46% | 0 | 0 | 0
Tech | Warehouse | Space Cooling | Residential-type central air conditioners | TRC | Existing | NE3908 | HVAC tune-up_RTU | HVAC tune-up_RTU | NonEquip | 5 | Packaged air conditioning units (RTUs) | 0% | Tech/Econ | 5% | 0 | 0 | 0
Tech | Warehouse | Space Cooling | Residential-type central air conditioners | TRC | Existing | NE3882 | HVAC tune-up | HVAC tune-up | NonEquip | 5 | Residential-type central air conditioners | 0% | Tech/Econ | 5% | 0 | 0 | 0
Tech | Warehouse | Space Cooling | Residential-type central air conditioners | TRC | Existing | NE3804 | Green Roof | Green Roof | NonEquip | 15 |  | 0.0588% | Tech/Econ | 11.44% | 0 | 0 | 0
Tech | Warehouse | Space Cooling | Residential-type central air conditioners | TRC | Existing | NE3752 | Floor Insulation | Floor Insulation | NonEquip | 20 |  | 19.95% | Tech/Econ | 5.177% | 0 | 0 | 0
Tech | Warehouse | Space Cooling | Residential-type central air conditioners | TRC | Existing | NE3674 | Facility Energy Management System | Facility Energy Management System | NonEquip | 15 |  | 4.3% | Tech/Econ | 20% | 0 | 0 | 0
Tech | Warehouse | Space Cooling | Residential-type central air conditioners | TRC | Existing | NE3596 | Energy Recovery Ventilation System (ERV) | Energy Recovery Ventilation System (ERV) | NonEquip | 15 | Packaged air conditioning units (RTUs) | 0% | Tech/Econ | 9.935% | 0 | 0 | 0
Tech | Warehouse | Space Cooling | Residential-type central air conditioners | TRC | Existing | NE3518 | Duct Sealing Repair | Duct Sealing Repair | NonEquip | 15 |  | 0% | Tech/Econ | 12% | 0 | 0 | 0
Tech | Warehouse | Space Cooling | Residential-type central air conditioners | TRC | Existing | NE3414 | Dedicated Outdoor Air System on VRF unit | Dedicated Outdoor Air System on VRF unit | NonEquip | 15 | Residential-type central air conditioners | 58.91% | Tech/Econ | 17.5% | 0 | 0 | 0
Tech | Warehouse | Space Cooling | Residential-type central air conditioners | TRC | Existing | NE3362 | Cool Roof | Cool Roof | NonEquip | 15 |  | 72.75% | Tech/Econ | 14.67% | 0 | 0 | 0
Tech | Warehouse | Space Cooling | Residential-type central air conditioners | TRC | Existing | NE3310 | Chilled Water System - Variable Speed Drives | Chilled Water System - Variable Speed Drives | NonEquip | 13 | Central chillers inside | 0% | Tech/Econ | 24.74% | 0 | 0 | 0
Tech | Warehouse | Space Cooling | Residential-type central air conditioners | TRC | Existing | NE3284 | Chilled Water Controls Optimization | Chilled Water Controls Optimization | NonEquip | 10 | Central chillers inside | 0% | Tech/Econ | 12.5% | 0 | 0 | 0
Tech | Warehouse | Space Cooling | Residential-type central air conditioners | TRC | Existing | NE3206 | Ceiling Insulation(R2 to R38) | Ceiling Insulation(R2 to R38) | NonEquip | 20 |  | 0% | Tech/Econ | 94.74% | 0 | 0 | 0
Tech | Warehouse | Space Cooling | Residential-type central air conditioners | TRC | Existing | NE3154 | Ceiling Insulation(R19 to R38) | Ceiling Insulation(R19 to R38) | NonEquip | 20 |  | 0% | Tech/Econ | 7.478% | 0 | 0 | 0
Tech | Warehouse | Space Cooling | Residential-type central air conditioners | TRC | Existing | NE3102 | Ceiling Insulation(R12 to R38) | Ceiling Insulation(R12 to R38) | NonEquip | 20 |  | 0% | Tech/Econ | 16.2% | 0 | 0 | 0
Tech | Warehouse | Space Cooling | Residential-type central air conditioners | TRC | Existing | NE3050 | Airside Economizer | Airside Economizer | NonEquip | 10 | Packaged air conditioning units (RTUs) | 0% | Tech/Econ | 5.556% | 0 | 0 | 0
Tech | Warehouse | Space Cooling | Residential-type central air conditioners | TRC | Turnover | ET833 | Geothermal Heat Pump | Geothermal Heat Pump | Equip | 15 | Residential-type central air conditioners | 30.5% | Tech/Econ | 21.18% | 0 | 0 | 0
Tech | Warehouse | Space Cooling | Residential-type central air conditioners | TRC | Turnover | ET1379 | Variable Refrigerant Flow (VRF) HVAC Systems | Variable Refrigerant Flow (VRF) HVAC Systems | Equip | 15 | Residential-type central air conditioners | 49.09% | Tech/Econ | 36.88% | 0 | 0 | 0
Tech | Warehouse | Space Cooling | Residential-type central air conditioners | TRC | Turnover | ET1301 | High Efficiency PTHP | High Efficiency PTHP | Equip | 15 | Residential-type central air conditioners | 0% | Tech/Econ | 23.64% | 0 | 0 | 0
Tech | Warehouse | Space Cooling | Residential-type central air conditioners | TRC | Turnover | ET1262 | High Efficiency PTAC | High Efficiency PTAC | Equip | 15 | Residential-type central air conditioners | 0% | Tech/Econ | 23.64% | 0 | 0 | 0
Tech | Warehouse | Space Cooling | Residential-type central air conditioners | TRC | New | EN859 | Geothermal Heat Pump | Geothermal Heat Pump | Equip | 15 | Residential-type central air conditioners | 30.5% | Tech/Econ | 21.18% | 0 | 0 | 0
Tech | Warehouse | Space Cooling | Residential-type central air conditioners | TRC | New | EN1405 | Variable Refrigerant Flow (VRF) HVAC Systems | Variable Refrigerant Flow (VRF) HVAC Systems | Equip | 15 | Residential-type central air conditioners | 49.09% | Tech/Econ | 36.88% | 0 | 0 | 0
Tech | Warehouse | Space Cooling | Residential-type central air conditioners | TRC | New | EN1327 | High Efficiency PTHP | High Efficiency PTHP | Equip | 15 | Residential-type central air conditioners | 0% | Tech/Econ | 23.64% | 0 | 0 | 0
Tech | Warehouse | Space Cooling | Residential-type central air conditioners | TRC | New | EN1288 | High Efficiency PTAC | High Efficiency PTAC | Equip | 15 | Residential-type central air conditioners | 0% | Tech/Econ | 23.64% | 0 | 0 | 0
Tech | Warehouse | Space Heating | Residential/split system heat pump | TRC | New | NN5351 | Retro-Commissioning | Retro-Commissioning | NonEquip | 5 |  | 0% | Tech/Econ | 16% | 0 | 0 | 0
Tech | Warehouse | Space Heating | Residential/split system heat pump | TRC | New | NN4337 | Water Cooled Refrigeration Heat Recovery | Water Cooled Refrigeration Heat Recovery | NonEquip | 20 |  | 0% | Tech/Econ | 10% | 0 | 0 | 0
Tech | Warehouse | Space Heating | Residential/split system heat pump | TRC | New | NN4285 | Warehouse Loading Dock Seals | Warehouse Loading Dock Seals | NonEquip | 18 |  | 16.55% | Tech/Econ | 1.606% | 0 | 0 | 0
Tech | Warehouse | Space Heating | Residential/split system heat pump | TRC | New | NN4181 | Smart Thermostat | Smart Thermostat | NonEquip | 11 |  | 31.48% | Tech/Econ | 10% | 105.3771 | 0 | -0.017315
Tech | Warehouse | Space Heating | Residential/split system heat pump | TRC | New | NN4103 | Roof Insulation | Roof Insulation | NonEquip | 20 |  | 58.5% | Tech/Econ | 3.457% | 0 | 0 | 0
Tech | Warehouse | Space Heating | Residential/split system heat pump | TRC | New | NN4077 | Programmable Thermostat | Programmable Thermostat | NonEquip | 11 |  | 0% | Tech/Econ | 3.6% | 0 | 0 | 0
Tech | Warehouse | Space Heating | Residential/split system heat pump | TRC | New | NN4025 | Low U-Value Windows | Low U-Value Windows | NonEquip | 20 |  | 12.54% | Tech/Econ | 10% | 0 | 0 | 0
Tech | Warehouse | Space Heating | Residential/split system heat pump | TRC | New | NN3947 | Infiltration Reduction - Air Sealing | Infiltration Reduction - Air Sealing | NonEquip | 11 |  | 0% | Tech/Econ | 0.8032% | 0 | 0 | 0
Tech | Warehouse | Space Heating | Residential/split system heat pump | TRC | New | NN3791 | Green Roof | Green Roof | NonEquip | 15 |  | 0.294% | Tech/Econ | 5.342% | 0 | 0 | 0
Tech | Warehouse | Space Heating | Residential/split system heat pump | TRC | New | NN3739 | Floor Insulation | Floor Insulation | NonEquip | 20 |  | 49.87% | Tech/Econ | 1.814% | 0 | 0 | 0
Tech | Warehouse | Space Heating | Residential/split system heat pump | TRC | New | NN3661 | Facility Energy Management System | Facility Energy Management System | NonEquip | 15 |  | 4.276% | Tech/Econ | 20% | 48.4269 | 0 | 0.00087281
Tech | Warehouse | Space Heating | Residential/split system heat pump | TRC | New | NN3583 | ECM Motors on Furnaces | ECM Motors on Furnaces | NonEquip | 15 | Forced air furnace | 0% | Tech/Econ | 1.706% | 0 | 0 | 0
Tech | Warehouse | Space Heating | Residential/split system heat pump | TRC | New | NN3557 | Duct Sealing Repair | Duct Sealing Repair | NonEquip | 15 |  | 0% | Tech/Econ | 12% | 0 | 0 | 0
Tech | Warehouse | Space Heating | Residential/split system heat pump | TRC | New | NN3505 | Duct Insulation | Duct Insulation | NonEquip | 15 |  | 0% | Tech/Econ | 2.045% | 0 | 0 | 0
Tech | Warehouse | Space Heating | Residential/split system heat pump | TRC | New | NN3453 | Destratification Fans | Destratification Fans | NonEquip | 10 |  | 74.65% | Tech/Econ | 14.62% | 612.7586 | 0 | 0.12407
Tech | Warehouse | Space Heating | Residential/split system heat pump | TRC | New | NN3401 | Dedicated Outdoor Air System on VRF unit | Dedicated Outdoor Air System on VRF unit | NonEquip | 15 | Residential/split system heat pump | 58.91% | Tech/Econ | 10% | 249.238 | 0 | 0.076655
Tech | Warehouse | Space Heating | Residential/split system heat pump | TRC | New | NN3349 | Cool Roof | Cool Roof | NonEquip | 15 |  | 72.51% | Tech/Econ | 1.92% | 0 | 0 | 0
Tech | Warehouse | Space Heating | Residential/split system heat pump | TRC | New | NN3193 | Ceiling Insulation(R2 to R38) | Ceiling Insulation(R2 to R38) | NonEquip | 20 |  | 0% | Tech/Econ | 47.16% | 0 | 0 | 0
Tech | Warehouse | Space Heating | Residential/split system heat pump | TRC | New | NN3141 | Ceiling Insulation(R19 to R38) | Ceiling Insulation(R19 to R38) | NonEquip | 20 |  | 0% | Tech/Econ | 2.62% | 0 | 0 | 0
Tech | Warehouse | Space Heating | Residential/split system heat pump | TRC | New | NN3089 | Ceiling Insulation(R12 to R38) | Ceiling Insulation(R12 to R38) | NonEquip | 20 |  | 0% | Tech/Econ | 5.676% | 0 | 0 | 0
Tech | Warehouse | Space Heating | Residential/split system heat pump | TRC | New | NN3011 | Air Curtains | Air Curtains | NonEquip | 8 |  | 0% | Tech/Econ | 2.55% | 0 | 0 | 0
Tech | Warehouse | Space Heating | Residential/split system heat pump | TRC | Existing | NE5338 | Retro-Commissioning | Retro-Commissioning | NonEquip | 5 |  | 21.99% | Tech/Econ | 16% | 25427.3521 | 0 | 13.1797
Tech | Warehouse | Space Heating | Residential/split system heat pump | TRC | Existing | NE4324 | Water Cooled Refrigeration Heat Recovery | Water Cooled Refrigeration Heat Recovery | NonEquip | 20 |  | 0% | Tech/Econ | 10% | 0 | 0 | 0
Tech | Warehouse | Space Heating | Residential/split system heat pump | TRC | Existing | NE4272 | Warehouse Loading Dock Seals | Warehouse Loading Dock Seals | NonEquip | 18 |  | 24.61% | Tech/Econ | 1.772% | 2982.9317 | 0 | 0.60395
Tech | Warehouse | Space Heating | Residential/split system heat pump | TRC | Existing | NE4246 | Wall Insulation | Wall Insulation | NonEquip | 20 |  | 0% | Tech/Econ | 2.852% | 0 | 0 | 0
Tech | Warehouse | Space Heating | Residential/split system heat pump | TRC | Existing | NE4168 | Smart Thermostat | Smart Thermostat | NonEquip | 11 |  | 31.48% | Tech/Econ | 10% | 24808.2927 | 0 | -4.0763
Tech | Warehouse | Space Heating | Residential/split system heat pump | TRC | Existing | NE4090 | Roof Insulation | Roof Insulation | NonEquip | 20 |  | 58.5% | Tech/Econ | 7.629% | 34066.0614 | 0 | 6.8973
Tech | Warehouse | Space Heating | Residential/split system heat pump | TRC | Existing | NE4064 | Programmable Thermostat | Programmable Thermostat | NonEquip | 11 |  | 0% | Tech/Econ | 3.6% | 0 | 0 | 0
Tech | Warehouse | Space Heating | Residential/split system heat pump | TRC | Existing | NE4012 | Low U-Value Windows | Low U-Value Windows | NonEquip | 20 |  | 5.017% | Tech/Econ | 46% | 26459.8482 | 0 | -1.5382
Tech | Warehouse | Space Heating | Residential/split system heat pump | TRC | Existing | NE3934 | Infiltration Reduction - Air Sealing | Infiltration Reduction - Air Sealing | NonEquip | 11 |  | 0% | Tech/Econ | 0.8862% | 0 | 0 | 0
Tech | Warehouse | Space Heating | Residential/split system heat pump | TRC | Existing | NE3856 | Hotel Card Energy Control Systems | Hotel Card Energy Control Systems | NonEquip | 15 |  | 0% | Tech/Econ | 0% | 0 | 0 | 0
Tech | Warehouse | Space Heating | Residential/split system heat pump | TRC | Existing | NE3778 | Green Roof | Green Roof | NonEquip | 15 |  | 0.0588% | Tech/Econ | 5.895% | 25.278 | 0 | 0
Tech | Warehouse | Space Heating | Residential/split system heat pump | TRC | Existing | NE3726 | Floor Insulation | Floor Insulation | NonEquip | 20 |  | 19.95% | Tech/Econ | 2.001% | 2741.0126 | 0 | 0.55497
Tech | Warehouse | Space Heating | Residential/split system heat pump | TRC | Existing | NE3648 | Facility Energy Management System | Facility Energy Management System | NonEquip | 15 |  | 4.3% | Tech/Econ | 20% | 8155.3034 | 0 | 0.14699
Tech | Warehouse | Space Heating | Residential/split system heat pump | TRC | Existing | NE3570 | ECM Motors on Furnaces | ECM Motors on Furnaces | NonEquip | 15 | Forced air furnace | 0% | Tech/Econ | 1.706% | 0 | 0 | 0
Tech | Warehouse | Space Heating | Residential/split system heat pump | TRC | Existing | NE3544 | Duct Sealing Repair | Duct Sealing Repair | NonEquip | 15 |  | 0% | Tech/Econ | 12% | 0 | 0 | 0
Tech | Warehouse | Space Heating | Residential/split system heat pump | TRC | Existing | NE3492 | Duct Insulation | Duct Insulation | NonEquip | 15 |  | 0% | Tech/Econ | 2.045% | 0 | 0 | 0
Tech | Warehouse | Space Heating | Residential/split system heat pump | TRC | Existing | NE3440 | Destratification Fans | Destratification Fans | NonEquip | 10 |  | 74.65% | Tech/Econ | 14.62% | 102606.3453 | 0 | 20.7747
Tech | Warehouse | Space Heating | Residential/split system heat pump | TRC | Existing | NE3388 | Dedicated Outdoor Air System on VRF unit | Dedicated Outdoor Air System on VRF unit | NonEquip | 15 | Residential/split system heat pump | 58.91% | Tech/Econ | 10% | 49340.4608 | 0 | 15.1751
Tech | Warehouse | Space Heating | Residential/split system heat pump | TRC | Existing | NE3336 | Cool Roof | Cool Roof | NonEquip | 15 |  | 72.75% | Tech/Econ | 2.119% | 10748.9864 | 0 | 0
Tech | Warehouse | Space Heating | Residential/split system heat pump | TRC | Existing | NE3232 | Ceiling Insulation(R30 to R38) | Ceiling Insulation(R30 to R38) | NonEquip | 20 |  | 0% | Tech/Econ | 0.7709% | 0 | 0 | 0
Tech | Warehouse | Space Heating | Residential/split system heat pump | TRC | Existing | NE3180 | Ceiling Insulation(R2 to R38) | Ceiling Insulation(R2 to R38) | NonEquip | 20 |  | 0% | Tech/Econ | 52.04% | 0 | 0 | 0
Tech | Warehouse | Space Heating | Residential/split system heat pump | TRC | Existing | NE3128 | Ceiling Insulation(R19 to R38) | Ceiling Insulation(R19 to R38) | NonEquip | 20 |  | 0% | Tech/Econ | 2.891% | 0 | 0 | 0
Tech | Warehouse | Space Heating | Residential/split system heat pump | TRC | Existing | NE3076 | Ceiling Insulation(R12 to R38) | Ceiling Insulation(R12 to R38) | NonEquip | 20 |  | 0% | Tech/Econ | 6.264% | 0 | 0 | 0
Tech | Warehouse | Space Heating | Residential/split system heat pump | TRC | Existing | NE2998 | Air Curtains | Air Curtains | NonEquip | 8 |  | 0% | Tech/Econ | 2.55% | 0 | 0 | 0
Tech | Warehouse | Space Heating | Residential/split system heat pump | TRC | Turnover | ET872 | Geothermal Heat Pump | Geothermal Heat Pump | Equip | 15 | Residential/split system heat pump | 30.5% | Tech/Econ | 2.941% | 6541.4501 | 0 | 2.1607
Tech | Warehouse | Space Heating | Residential/split system heat pump | TRC | Turnover | ET1418 | Variable Refrigerant Flow (VRF) HVAC Systems | Variable Refrigerant Flow (VRF) HVAC Systems | Equip | 15 | Residential/split system heat pump | 49.09% | Tech/Econ | 31.25% | 171849.4046 | 0 | 52.8539
Tech | Warehouse | Space Heating | Residential/split system heat pump | TRC | Turnover | ET1340 | High Efficiency PTHP | High Efficiency PTHP | Equip | 15 | Residential/split system heat pump | 0% | Tech/Econ | 9.375% | 0 | 0 | 0
Tech | Warehouse | Space Heating | Residential/split system heat pump | TRC | New | EN898 | Geothermal Heat Pump | Geothermal Heat Pump | Equip | 15 | Residential/split system heat pump | 30.5% | Tech/Econ | 2.941% | 0 | 0 | 0
Tech | Warehouse | Space Heating | Residential/split system heat pump | TRC | New | EN1444 | Variable Refrigerant Flow (VRF) HVAC Systems | Variable Refrigerant Flow (VRF) HVAC Systems | Equip | 15 | Residential/split system heat pump | 49.09% | Tech/Econ | 31.25% | 1026.2238 | 0 | 0.31562
Tech | Warehouse | Space Heating | Residential/split system heat pump | TRC | New | EN1366 | High Efficiency PTHP | High Efficiency PTHP | Equip | 15 | Residential/split system heat pump | 0% | Tech/Econ | 9.375% | 0 | 0 | 0
Tech | Warehouse | Refrigeration | Residential style | TRC | New | NN5325 | Retro-Commissioning | Retro-Commissioning | NonEquip | 5 |  | 0% | Tech/Econ | 16% | 0 | 0 | 0
Tech | Warehouse | Refrigeration | Residential style | TRC | New | NN4909 | Strip Curtains for Walk-ins | Strip Curtains for Walk-ins | NonEquip | 4 | Walk-in cooler | 0% | Tech/Econ | 2.115% | 0 | 0 | 0
Tech | Warehouse | Refrigeration | Residential style | TRC | New | NN4883 | Refrigerated Display Case Lighting Controls | Refrigerated Display Case Lighting Controls | NonEquip | 8 | Display cases | 0% | Tech/Econ | 0.9365% | 0 | 0 | 0
Tech | Warehouse | Refrigeration | Residential style | TRC | New | NN4857 | PSC to ECM Evaporator Fan Motor (Walk-In, Refrigerator) | PSC to ECM Evaporator Fan Motor (Walk-In, Refrigerator) | NonEquip | 15 | Walk-in cooler | 0% | Tech/Econ | 37.5% | 0 | 0 | 0
Tech | Warehouse | Refrigeration | Residential style | TRC | New | NN4831 | PSC to ECM Evaporator Fan Motor (Reach-In) | PSC to ECM Evaporator Fan Motor (Reach-In) | NonEquip | 15 | Display cases | 0% | Tech/Econ | 37.5% | 0 | 0 | 0
Tech | Warehouse | Refrigeration | Residential style | TRC | New | NN4805 | Night Covers for Display Cases | Night Covers for Display Cases | NonEquip | 5 | Display cases | 0% | Tech/Econ | 1.877% | 0 | 0 | 0
Tech | Warehouse | Refrigeration | Residential style | TRC | New | NN4779 | High R-Value Glass Doors | High R-Value Glass Doors | NonEquip | 12 | Display cases | 0% | Tech/Econ | 0% | 0 | 0 | 0
Tech | Warehouse | Refrigeration | Residential style | TRC | New | NN4753 | High Efficiency Refrigeration Compressor | High Efficiency Refrigeration Compressor | NonEquip | 13 | Display cases | 0% | Tech/Econ | 6.922% | 0 | 0 | 0
Tech | Warehouse | Refrigeration | Residential style | TRC | New | NN4727 | Freezer-Cooler Replacement Gaskets | Freezer-Cooler Replacement Gaskets | NonEquip | 4 | Display cases | 0% | Tech/Econ | 0% | 0 | 0 | 0
Tech | Warehouse | Refrigeration | Residential style | TRC | New | NN4701 | Floating Head Pressure Controls | Floating Head Pressure Controls | NonEquip | 15 |  | 0% | Tech/Econ | 6.05% | 0 | 0 | 0
Tech | Warehouse | Refrigeration | Residential style | TRC | New | NN4675 | Demand Defrost | Demand Defrost | NonEquip | 10 | Walk-in cooler | 0% | Tech/Econ | 30% | 0 | 0 | 0
Tech | Warehouse | Refrigeration | Residential style | TRC | New | NN4649 | Automatic Door Closer for Walk-in Coolers and Freezers | Automatic Door Closer for Walk-in Coolers and Freezers | NonEquip | 8 | Walk-in cooler | 0% | Tech/Econ | 3.131% | 0 | 0 | 0
Tech | Warehouse | Refrigeration | Residential style | TRC | New | NN4623 | Anti-Sweat Controls | Anti-Sweat Controls | NonEquip | 8 | Display cases | 0% | Tech/Econ | 85% | 0 | 0 | 0
Tech | Warehouse | Refrigeration | Residential style | TRC | Existing | NE5312 | Retro-Commissioning | Retro-Commissioning | NonEquip | 5 |  | 21.99% | Tech/Econ | 16% | 90775.8287 | 15.1761 | 47.0518
Tech | Warehouse | Refrigeration | Residential style | TRC | Existing | NE4896 | Strip Curtains for Walk-ins | Strip Curtains for Walk-ins | NonEquip | 4 | Walk-in cooler | 0% | Tech/Econ | 2.115% | 0 | 0 | 0
Tech | Warehouse | Refrigeration | Residential style | TRC | Existing | NE4870 | Refrigerated Display Case Lighting Controls | Refrigerated Display Case Lighting Controls | NonEquip | 8 | Display cases | 0% | Tech/Econ | 2.524% | 0 | 0 | 0
Tech | Warehouse | Refrigeration | Residential style | TRC | Existing | NE4844 | PSC to ECM Evaporator Fan Motor (Walk-In, Refrigerator) | PSC to ECM Evaporator Fan Motor (Walk-In, Refrigerator) | NonEquip | 15 | Walk-in cooler | 0% | Tech/Econ | 37.5% | 0 | 0 | 0
Tech | Warehouse | Refrigeration | Residential style | TRC | Existing | NE4818 | PSC to ECM Evaporator Fan Motor (Reach-In) | PSC to ECM Evaporator Fan Motor (Reach-In) | NonEquip | 15 | Display cases | 0% | Tech/Econ | 37.5% | 0 | 0 | 0
Tech | Warehouse | Refrigeration | Residential style | TRC | Existing | NE4792 | Night Covers for Display Cases | Night Covers for Display Cases | NonEquip | 5 | Display cases | 0% | Tech/Econ | 1.877% | 0 | 0 | 0
Tech | Warehouse | Refrigeration | Residential style | TRC | Existing | NE4766 | High R-Value Glass Doors | High R-Value Glass Doors | NonEquip | 12 | Display cases | 0% | Tech/Econ | 23.81% | 0 | 0 | 0
Tech | Warehouse | Refrigeration | Residential style | TRC | Existing | NE4740 | High Efficiency Refrigeration Compressor | High Efficiency Refrigeration Compressor | NonEquip | 13 | Display cases | 0% | Tech/Econ | 6.922% | 0 | 0 | 0
Tech | Warehouse | Refrigeration | Residential style | TRC | Existing | NE4714 | Freezer-Cooler Replacement Gaskets | Freezer-Cooler Replacement Gaskets | NonEquip | 4 | Display cases | 0% | Tech/Econ | 3.131% | 0 | 0 | 0
Tech | Warehouse | Refrigeration | Residential style | TRC | Existing | NE4688 | Floating Head Pressure Controls | Floating Head Pressure Controls | NonEquip | 15 |  | 0% | Tech/Econ | 6.05% | 0 | 0 | 0
Tech | Warehouse | Refrigeration | Residential style | TRC | Existing | NE4662 | Demand Defrost | Demand Defrost | NonEquip | 10 | Walk-in cooler | 0% | Tech/Econ | 30% | 0 | 0 | 0
Tech | Warehouse | Refrigeration | Residential style | TRC | Existing | NE4636 | Automatic Door Closer for Walk-in Coolers and Freezers | Automatic Door Closer for Walk-in Coolers and Freezers | NonEquip | 8 | Walk-in cooler | 0% | Tech/Econ | 3.131% | 0 | 0 | 0
Tech | Warehouse | Refrigeration | Residential style | TRC | Existing | NE4610 | Anti-Sweat Controls | Anti-Sweat Controls | NonEquip | 8 | Display cases | 0% | Tech/Econ | 85% | 0 | 0 | 0
Tech | Warehouse | Refrigeration | Residential style | TRC | Turnover | ET2543 | Energy Star Refrigerator | Energy Star Refrigerator | Equip | 12 | Residential style | 45.6% | Tech/Econ | 21.99% | 287534.9704 | 37.8568 | 29.788
Tech | Warehouse | Refrigeration | Residential style | TRC | New | EN2569 | Energy Star Refrigerator | Energy Star Refrigerator | Equip | 12 | Residential style | 53.2% | Tech/Econ | 21.99% | 1957.0039 | 0.25766 | 0.20274
Tech | Warehouse | Miscellaneous | Pool pump | TRC | New | NN5455 | Retro-Commissioning | Retro-Commissioning | NonEquip | 5 |  | 0% | Tech/Econ | 16% | 0 | 0 | 0
Tech | Warehouse | Miscellaneous | Pool pump | TRC | New | NN4545 | VSD Controlled Compressor | VSD Controlled Compressor | NonEquip | 15 | Others | 0% | Tech/Econ | 20.79% | 0 | 0 | 0
Tech | Warehouse | Miscellaneous | Pool pump | TRC | New | NN4519 | Regenerative Drive Elevator Motor | Regenerative Drive Elevator Motor | NonEquip | 13 | Elevators/Escalators | 0% | Tech/Econ | 6.211% | 0 | 0 | 0
Tech | Warehouse | Miscellaneous | Pool pump | TRC | New | NN4493 | Engine Block Timer | Engine Block Timer | NonEquip | 5 | Others | 0% | Tech/Econ | 36% | 0 | 0 | 0
Tech | Warehouse | Miscellaneous | Pool pump | TRC | New | NN4467 | Efficient Motor Belts | Efficient Motor Belts | NonEquip | 10 | Others | 0% | Tech/Econ | 1.105% | 0 | 0 | 0
Tech | Warehouse | Miscellaneous | Pool pump | TRC | Existing | NE5442 | Retro-Commissioning | Retro-Commissioning | NonEquip | 5 |  | 21.99% | Tech/Econ | 16% | 0 | 0 | 0
Tech | Warehouse | Miscellaneous | Pool pump | TRC | Existing | NE4532 | VSD Controlled Compressor | VSD Controlled Compressor | NonEquip | 15 | Others | 0% | Tech/Econ | 20.79% | 0 | 0 | 0
Tech | Warehouse | Miscellaneous | Pool pump | TRC | Existing | NE4506 | Regenerative Drive Elevator Motor | Regenerative Drive Elevator Motor | NonEquip | 13 | Elevators/Escalators | 0% | Tech/Econ | 6.211% | 0 | 0 | 0
Tech | Warehouse | Miscellaneous | Pool pump | TRC | Existing | NE4480 | Engine Block Timer | Engine Block Timer | NonEquip | 5 | Others | 0% | Tech/Econ | 36% | 0 | 0 | 0
Tech | Warehouse | Miscellaneous | Pool pump | TRC | Existing | NE4454 | Efficient Motor Belts | Efficient Motor Belts | NonEquip | 10 | Others | 0% | Tech/Econ | 1.105% | 0 | 0 | 0
Tech | Warehouse | Miscellaneous | Pool pump | TRC | Turnover | ET2078 | Two Speed Pool Pump | Two Speed Pool Pump | Equip | 10 | Pool pump | 0% | Tech/Econ | 61.79% | 0 | 0 | 0
Tech | Warehouse | Miscellaneous | Pool pump | TRC | Turnover | ET2003 | Solar Pool Heater | Solar Pool Heater | Equip | 15 | Pool pump | 0% | Tech/Econ | 86.11% | 0 | 0 | 0
Tech | Warehouse | Miscellaneous | Pool pump | TRC | Turnover | ET1964 | Heat Pump Pool Heater | Heat Pump Pool Heater | Equip | 15 | Pool pump | 0% | Tech/Econ | 80% | 0 | 0 | 0
Tech | Warehouse | Miscellaneous | Pool pump | TRC | New | EN2104 | Two Speed Pool Pump | Two Speed Pool Pump | Equip | 10 | Pool pump | 0% | Tech/Econ | 61.79% | 0 | 0 | 0
Tech | Warehouse | Miscellaneous | Pool pump | TRC | New | EN2029 | Solar Pool Heater | Solar Pool Heater | Equip | 15 | Pool pump | 0% | Tech/Econ | 86.11% | 0 | 0 | 0
Tech | Warehouse | Miscellaneous | Pool pump | TRC | New | EN1990 | Heat Pump Pool Heater | Heat Pump Pool Heater | Equip | 15 | Pool pump | 0% | Tech/Econ | 80% | 0 | 0 | 0
Tech | Warehouse | Space Heating | Packaged central unit | TRC | New | NN5351 | Retro-Commissioning | Retro-Commissioning | NonEquip | 5 |  | 0% | Tech/Econ | 16% | 0 | 0 | 0
Tech | Warehouse | Space Heating | Packaged central unit | TRC | New | NN4337 | Water Cooled Refrigeration Heat Recovery | Water Cooled Refrigeration Heat Recovery | NonEquip | 20 |  | 0% | Tech/Econ | 10% | 0 | 0 | 0
Tech | Warehouse | Space Heating | Packaged central unit | TRC | New | NN4285 | Warehouse Loading Dock Seals | Warehouse Loading Dock Seals | NonEquip | 18 |  | 16.55% | Tech/Econ | 1.606% | 0 | 0 | 0
Tech | Warehouse | Space Heating | Packaged central unit | TRC | New | NN4259 | Wall Insulation | Wall Insulation | NonEquip | 20 |  | 0% | Tech/Econ | 0% | 0 | 0 | 0
Tech | Warehouse | Space Heating | Packaged central unit | TRC | New | NN4181 | Smart Thermostat | Smart Thermostat | NonEquip | 11 |  | 31.48% | Tech/Econ | 10% | 181.1854 | 0 | -0.029771
Tech | Warehouse | Space Heating | Packaged central unit | TRC | New | NN4103 | Roof Insulation | Roof Insulation | NonEquip | 20 |  | 58.5% | Tech/Econ | 3.457% | 0 | 0 | 0
Tech | Warehouse | Space Heating | Packaged central unit | TRC | New | NN4077 | Programmable Thermostat | Programmable Thermostat | NonEquip | 11 |  | 0% | Tech/Econ | 3.6% | 0 | 0 | 0
Tech | Warehouse | Space Heating | Packaged central unit | TRC | New | NN4025 | Low U-Value Windows | Low U-Value Windows | NonEquip | 20 |  | 12.54% | Tech/Econ | 10% | 0 | 0 | 0
Tech | Warehouse | Space Heating | Packaged central unit | TRC | New | NN3947 | Infiltration Reduction - Air Sealing | Infiltration Reduction - Air Sealing | NonEquip | 11 |  | 0% | Tech/Econ | 0.8032% | 0 | 0 | 0
Tech | Warehouse | Space Heating | Packaged central unit | TRC | New | NN3791 | Green Roof | Green Roof | NonEquip | 15 |  | 0.294% | Tech/Econ | 5.342% | 0 | 0 | 0
Tech | Warehouse | Space Heating | Packaged central unit | TRC | New | NN3739 | Floor Insulation | Floor Insulation | NonEquip | 20 |  | 49.87% | Tech/Econ | 1.814% | 0 | 0 | 0
Tech | Warehouse | Space Heating | Packaged central unit | TRC | New | NN3661 | Facility Energy Management System | Facility Energy Management System | NonEquip | 15 |  | 4.276% | Tech/Econ | 20% | 83.2652 | 0 | 0.0015007
Tech | Warehouse | Space Heating | Packaged central unit | TRC | New | NN3583 | ECM Motors on Furnaces | ECM Motors on Furnaces | NonEquip | 15 | Forced air furnace | 0% | Tech/Econ | 1.706% | 0 | 0 | 0
Tech | Warehouse | Space Heating | Packaged central unit | TRC | New | NN3557 | Duct Sealing Repair | Duct Sealing Repair | NonEquip | 15 |  | 0% | Tech/Econ | 12% | 0 | 0 | 0
Tech | Warehouse | Space Heating | Packaged central unit | TRC | New | NN3505 | Duct Insulation | Duct Insulation | NonEquip | 15 |  | 0% | Tech/Econ | 2.045% | 0 | 0 | 0
Tech | Warehouse | Space Heating | Packaged central unit | TRC | New | NN3453 | Destratification Fans | Destratification Fans | NonEquip | 10 |  | 74.65% | Tech/Econ | 14.62% | 1053.5772 | 0 | 0.21332
Tech | Warehouse | Space Heating | Packaged central unit | TRC | New | NN3401 | Dedicated Outdoor Air System on VRF unit | Dedicated Outdoor Air System on VRF unit | NonEquip | 15 | Residential/split system heat pump | 0% | Tech/Econ | 10% | 0 | 0 | 0
Tech | Warehouse | Space Heating | Packaged central unit | TRC | New | NN3349 | Cool Roof | Cool Roof | NonEquip | 15 |  | 72.51% | Tech/Econ | 1.92% | 0 | 0 | 0
Tech | Warehouse | Space Heating | Packaged central unit | TRC | New | NN3245 | Ceiling Insulation(R30 to R38) | Ceiling Insulation(R30 to R38) | NonEquip | 20 |  | 0% | Tech/Econ | 0.6986% | 0 | 0 | 0
Tech | Warehouse | Space Heating | Packaged central unit | TRC | New | NN3193 | Ceiling Insulation(R2 to R38) | Ceiling Insulation(R2 to R38) | NonEquip | 20 |  | 0% | Tech/Econ | 47.16% | 0 | 0 | 0
Tech | Warehouse | Space Heating | Packaged central unit | TRC | New | NN3141 | Ceiling Insulation(R19 to R38) | Ceiling Insulation(R19 to R38) | NonEquip | 20 |  | 0% | Tech/Econ | 2.62% | 0 | 0 | 0
Tech | Warehouse | Space Heating | Packaged central unit | TRC | New | NN3089 | Ceiling Insulation(R12 to R38) | Ceiling Insulation(R12 to R38) | NonEquip | 20 |  | 0% | Tech/Econ | 5.676% | 0 | 0 | 0
Tech | Warehouse | Space Heating | Packaged central unit | TRC | New | NN3011 | Air Curtains | Air Curtains | NonEquip | 8 |  | 0% | Tech/Econ | 2.55% | 0 | 0 | 0
Tech | Warehouse | Space Heating | Packaged central unit | TRC | Existing | NE5338 | Retro-Commissioning | Retro-Commissioning | NonEquip | 5 |  | 21.99% | Tech/Econ | 16% | 45533.9361 | 0 | 23.6016
Tech | Warehouse | Space Heating | Packaged central unit | TRC | Existing | NE4324 | Water Cooled Refrigeration Heat Recovery | Water Cooled Refrigeration Heat Recovery | NonEquip | 20 |  | 0% | Tech/Econ | 10% | 0 | 0 | 0
Tech | Warehouse | Space Heating | Packaged central unit | TRC | Existing | NE4272 | Warehouse Loading Dock Seals | Warehouse Loading Dock Seals | NonEquip | 18 |  | 24.61% | Tech/Econ | 1.772% | 5341.6737 | 0 | 1.0815
Tech | Warehouse | Space Heating | Packaged central unit | TRC | Existing | NE4246 | Wall Insulation | Wall Insulation | NonEquip | 20 |  | 0% | Tech/Econ | 2.852% | 0 | 0 | 0
Tech | Warehouse | Space Heating | Packaged central unit | TRC | Existing | NE4168 | Smart Thermostat | Smart Thermostat | NonEquip | 11 |  | 31.48% | Tech/Econ | 10% | 45325.6917 | 0 | -7.4476
Tech | Warehouse | Space Heating | Packaged central unit | TRC | Existing | NE4090 | Roof Insulation | Roof Insulation | NonEquip | 20 |  | 58.5% | Tech/Econ | 7.629% | 62239.9861 | 0 | 12.6017
Tech | Warehouse | Space Heating | Packaged central unit | TRC | Existing | NE4064 | Programmable Thermostat | Programmable Thermostat | NonEquip | 11 |  | 0% | Tech/Econ | 3.6% | 0 | 0 | 0
Tech | Warehouse | Space Heating | Packaged central unit | TRC | Existing | NE4012 | Low U-Value Windows | Low U-Value Windows | NonEquip | 20 |  | 5.017% | Tech/Econ | 46% | 38515.1416 | 0 | -2.239
Tech | Warehouse | Space Heating | Packaged central unit | TRC | Existing | NE3934 | Infiltration Reduction - Air Sealing | Infiltration Reduction - Air Sealing | NonEquip | 11 |  | 0% | Tech/Econ | 0.8862% | 0 | 0 | 0
Tech | Warehouse | Space Heating | Packaged central unit | TRC | Existing | NE3856 | Hotel Card Energy Control Systems | Hotel Card Energy Control Systems | NonEquip | 15 |  | 0% | Tech/Econ | 0% | 0 | 0 | 0
Tech | Warehouse | Space Heating | Packaged central unit | TRC | Existing | NE3778 | Green Roof | Green Roof | NonEquip | 15 |  | 0.0588% | Tech/Econ | 5.895% | 46.1838 | 0 | 0
Tech | Warehouse | Space Heating | Packaged central unit | TRC | Existing | NE3726 | Floor Insulation | Floor Insulation | NonEquip | 20 |  | 19.95% | Tech/Econ | 2.001% | 4908.4581 | 0 | 0.99381
Tech | Warehouse | Space Heating | Packaged central unit | TRC | Existing | NE3648 | Facility Energy Management System | Facility Energy Management System | NonEquip | 15 |  | 4.3% | Tech/Econ | 20% | 14022.229 | 0 | 0.25273
Tech | Warehouse | Space Heating | Packaged central unit | TRC | Existing | NE3570 | ECM Motors on Furnaces | ECM Motors on Furnaces | NonEquip | 15 | Forced air furnace | 0% | Tech/Econ | 1.706% | 0 | 0 | 0
Tech | Warehouse | Space Heating | Packaged central unit | TRC | Existing | NE3544 | Duct Sealing Repair | Duct Sealing Repair | NonEquip | 15 |  | 0% | Tech/Econ | 12% | 0 | 0 | 0
Tech | Warehouse | Space Heating | Packaged central unit | TRC | Existing | NE3492 | Duct Insulation | Duct Insulation | NonEquip | 15 |  | 0% | Tech/Econ | 2.045% | 0 | 0 | 0
Tech | Warehouse | Space Heating | Packaged central unit | TRC | Existing | NE3440 | Destratification Fans | Destratification Fans | NonEquip | 10 |  | 74.65% | Tech/Econ | 14.62% | 176421.3552 | 0 | 35.72
Tech | Warehouse | Space Heating | Packaged central unit | TRC | Existing | NE3388 | Dedicated Outdoor Air System on VRF unit | Dedicated Outdoor Air System on VRF unit | NonEquip | 15 | Residential/split system heat pump | 0% | Tech/Econ | 10% | 0 | 0 | 0
Tech | Warehouse | Space Heating | Packaged central unit | TRC | Existing | NE3336 | Cool Roof | Cool Roof | NonEquip | 15 |  | 72.75% | Tech/Econ | 2.119% | 19248.7074 | 0 | 0
Tech | Warehouse | Space Heating | Packaged central unit | TRC | Existing | NE3232 | Ceiling Insulation(R30 to R38) | Ceiling Insulation(R30 to R38) | NonEquip | 20 |  | 0% | Tech/Econ | 0.7709% | 0 | 0 | 0
Tech | Warehouse | Space Heating | Packaged central unit | TRC | Existing | NE3180 | Ceiling Insulation(R2 to R38) | Ceiling Insulation(R2 to R38) | NonEquip | 20 |  | 0% | Tech/Econ | 52.04% | 0 | 0 | 0
Tech | Warehouse | Space Heating | Packaged central unit | TRC | Existing | NE3128 | Ceiling Insulation(R19 to R38) | Ceiling Insulation(R19 to R38) | NonEquip | 20 |  | 0% | Tech/Econ | 2.891% | 0 | 0 | 0
Tech | Warehouse | Space Heating | Packaged central unit | TRC | Existing | NE3076 | Ceiling Insulation(R12 to R38) | Ceiling Insulation(R12 to R38) | NonEquip | 20 |  | 0% | Tech/Econ | 6.264% | 0 | 0 | 0
Tech | Warehouse | Space Heating | Packaged central unit | TRC | Existing | NE2998 | Air Curtains | Air Curtains | NonEquip | 8 |  | 0% | Tech/Econ | 2.55% | 0 | 0 | 0
Tech | Warehouse | Space Heating | Packaged central unit | TRC | Turnover | ET1223 | High Efficiency DX 135k- less than 240k BTU | High Efficiency DX 135k- less than 240k BTU | Equip | 15 | Packaged central unit | 94.56% | Tech/Econ | 3.03% | 38180.181 | 0 | 0
Tech | Warehouse | Space Heating | Packaged central unit | TRC | New | EN1249 | High Efficiency DX 135k- less than 240k BTU | High Efficiency DX 135k- less than 240k BTU | Equip | 15 | Packaged central unit | 94.56% | Tech/Econ | 3.03% | 241.2331 | 0 | 0
Tech | Warehouse | Space Cooling | Packaged air conditioning units (RTUs) | TRC | New | NN5377 | Retro-Commissioning | Retro-Commissioning | NonEquip | 5 |  | 0% | Tech/Econ | 16% | 0 | 0 | 0
Tech | Warehouse | Space Cooling | Packaged air conditioning units (RTUs) | TRC | New | NN4389 | Window Sun Protection | Window Sun Protection | NonEquip | 10 |  | 15.35% | Tech/Econ | 16% | 907.5647 | 0.38856 | -0.064761
Tech | Warehouse | Space Cooling | Packaged air conditioning units (RTUs) | TRC | New | NN4363 | Waterside Economizer | Waterside Economizer | NonEquip | 20 |  | 0% | Tech/Econ | 5.556% | 0 | 0 | 0
Tech | Warehouse | Space Cooling | Packaged air conditioning units (RTUs) | TRC | New | NN4311 | Warehouse Loading Dock Seals | Warehouse Loading Dock Seals | NonEquip | 18 |  | 16.55% | Tech/Econ | 4.585% | 0 | 0 | 0
Tech | Warehouse | Space Cooling | Packaged air conditioning units (RTUs) | TRC | New | NN4155 | Smart Thermostat | Smart Thermostat | NonEquip | 11 |  | 31.48% | Tech/Econ | 10% | 0 | 0 | 0
Tech | Warehouse | Space Cooling | Packaged air conditioning units (RTUs) | TRC | New | NN4129 | Roof Insulation | Roof Insulation | NonEquip | 20 |  | 58.5% | Tech/Econ | 9.866% | 0 | 0 | 0
Tech | Warehouse | Space Cooling | Packaged air conditioning units (RTUs) | TRC | New | NN3999 | Low U-Value Windows | Low U-Value Windows | NonEquip | 20 |  | 12.54% | Tech/Econ | 10% | 0 | 0 | 0
Tech | Warehouse | Space Cooling | Packaged air conditioning units (RTUs) | TRC | New | NN3921 | HVAC tune-up_RTU | HVAC tune-up_RTU | NonEquip | 5 | Packaged air conditioning units (RTUs) | 0% | Tech/Econ | 5% | 0 | 0 | 0
Tech | Warehouse | Space Cooling | Packaged air conditioning units (RTUs) | TRC | New | NN3895 | HVAC tune-up | HVAC tune-up | NonEquip | 5 | Residential-type central air conditioners | 0% | Tech/Econ | 5% | 0 | 0 | 0
Tech | Warehouse | Space Cooling | Packaged air conditioning units (RTUs) | TRC | New | NN3817 | Green Roof | Green Roof | NonEquip | 15 |  | 0.294% | Tech/Econ | 11.44% | 0 | 0 | 0
Tech | Warehouse | Space Cooling | Packaged air conditioning units (RTUs) | TRC | New | NN3765 | Floor Insulation | Floor Insulation | NonEquip | 20 |  | 49.87% | Tech/Econ | 5.177% | 0 | 0 | 0
Tech | Warehouse | Space Cooling | Packaged air conditioning units (RTUs) | TRC | New | NN3687 | Facility Energy Management System | Facility Energy Management System | NonEquip | 15 |  | 4.276% | Tech/Econ | 20% | 348.5848 | 0.073061 | 0
Tech | Warehouse | Space Cooling | Packaged air conditioning units (RTUs) | TRC | New | NN3635 | Facility Commissioning | Facility Commissioning | NonEquip | 10 |  | 53.41% | Tech/Econ | 16% | 3453.2477 | 0.6046 | 0.013794
Tech | Warehouse | Space Cooling | Packaged air conditioning units (RTUs) | TRC | New | NN3609 | Energy Recovery Ventilation System (ERV) | Energy Recovery Ventilation System (ERV) | NonEquip | 15 | Packaged air conditioning units (RTUs) | 48.99% | Tech/Econ | 9.935% | 1685.3115 | 2.4711 | 0.4789
Tech | Warehouse | Space Cooling | Packaged air conditioning units (RTUs) | TRC | New | NN3531 | Duct Sealing Repair | Duct Sealing Repair | NonEquip | 15 |  | 0% | Tech/Econ | 12% | 0 | 0 | 0
Tech | Warehouse | Space Cooling | Packaged air conditioning units (RTUs) | TRC | New | NN3427 | Dedicated Outdoor Air System on VRF unit | Dedicated Outdoor Air System on VRF unit | NonEquip | 15 | Residential-type central air conditioners | 0% | Tech/Econ | 17.5% | 0 | 0 | 0
Tech | Warehouse | Space Cooling | Packaged air conditioning units (RTUs) | TRC | New | NN3375 | Cool Roof | Cool Roof | NonEquip | 15 |  | 72.51% | Tech/Econ | 14.67% | 1426.1141 | 0.18401 | 0
Tech | Warehouse | Space Cooling | Packaged air conditioning units (RTUs) | TRC | New | NN3323 | Chilled Water System - Variable Speed Drives | Chilled Water System - Variable Speed Drives | NonEquip | 13 | Central chillers inside | 0% | Tech/Econ | 24.74% | 0 | 0 | 0
Tech | Warehouse | Space Cooling | Packaged air conditioning units (RTUs) | TRC | New | NN3297 | Chilled Water Controls Optimization | Chilled Water Controls Optimization | NonEquip | 10 | Central chillers inside | 0% | Tech/Econ | 12.5% | 0 | 0 | 0
Tech | Warehouse | Space Cooling | Packaged air conditioning units (RTUs) | TRC | New | NN3219 | Ceiling Insulation(R2 to R38) | Ceiling Insulation(R2 to R38) | NonEquip | 20 |  | 0% | Tech/Econ | 94.74% | 0 | 0 | 0
Tech | Warehouse | Space Cooling | Packaged air conditioning units (RTUs) | TRC | New | NN3167 | Ceiling Insulation(R19 to R38) | Ceiling Insulation(R19 to R38) | NonEquip | 20 |  | 0% | Tech/Econ | 7.478% | 0 | 0 | 0
Tech | Warehouse | Space Cooling | Packaged air conditioning units (RTUs) | TRC | New | NN3115 | Ceiling Insulation(R12 to R38) | Ceiling Insulation(R12 to R38) | NonEquip | 20 |  | 0% | Tech/Econ | 16.2% | 0 | 0 | 0
Tech | Warehouse | Space Cooling | Packaged air conditioning units (RTUs) | TRC | New | NN3063 | Airside Economizer | Airside Economizer | NonEquip | 10 | Packaged air conditioning units (RTUs) | 4.552% | Tech/Econ | 5.556% | 83.3111 | -0.013956 | 1.3995e-07
Tech | Warehouse | Space Cooling | Packaged air conditioning units (RTUs) | TRC | Existing | NE5364 | Retro-Commissioning | Retro-Commissioning | NonEquip | 5 |  | 21.99% | Tech/Econ | 16% | 160319.5622 | 26.8025 | 0
Tech | Warehouse | Space Cooling | Packaged air conditioning units (RTUs) | TRC | Existing | NE4376 | Window Sun Protection | Window Sun Protection | NonEquip | 10 |  | 7.316% | Tech/Econ | 16% | 70070.4484 | 29.9999 | -5
Tech | Warehouse | Space Cooling | Packaged air conditioning units (RTUs) | TRC | Existing | NE4350 | Waterside Economizer | Waterside Economizer | NonEquip | 20 |  | 0% | Tech/Econ | 5.556% | 0 | 0 | 0
Tech | Warehouse | Space Cooling | Packaged air conditioning units (RTUs) | TRC | Existing | NE4298 | Warehouse Loading Dock Seals | Warehouse Loading Dock Seals | NonEquip | 18 |  | 24.61% | Tech/Econ | 4.585% | 54235.3058 | 6.1545 | 0
Tech | Warehouse | Space Cooling | Packaged air conditioning units (RTUs) | TRC | Existing | NE4220 | Wall Insulation | Wall Insulation | NonEquip | 20 |  | 0% | Tech/Econ | 50.52% | 0 | 0 | 0
Tech | Warehouse | Space Cooling | Packaged air conditioning units (RTUs) | TRC | Existing | NE4142 | Smart Thermostat | Smart Thermostat | NonEquip | 11 |  | 31.48% | Tech/Econ | 10% | 166328.5331 | 1.975 | 0
Tech | Warehouse | Space Cooling | Packaged air conditioning units (RTUs) | TRC | Existing | NE4116 | Roof Insulation | Roof Insulation | NonEquip | 20 |  | 58.5% | Tech/Econ | 19.73% | 781142.8798 | 88.642 | 0
Tech | Warehouse | Space Cooling | Packaged air conditioning units (RTUs) | TRC | Existing | NE4038 | Programmable Thermostat | Programmable Thermostat | NonEquip | 11 |  | 0% | Tech/Econ | 3.6% | 0 | 0 | 0
Tech | Warehouse | Space Cooling | Packaged air conditioning units (RTUs) | TRC | Existing | NE3986 | Low U-Value Windows | Low U-Value Windows | NonEquip | 20 |  | 5.017% | Tech/Econ | 46% | 161241.3223 | 55.5095 | 0
Tech | Warehouse | Space Cooling | Packaged air conditioning units (RTUs) | TRC | Existing | NE3908 | HVAC tune-up_RTU | HVAC tune-up_RTU | NonEquip | 5 | Packaged air conditioning units (RTUs) | 0% | Tech/Econ | 5% | 0 | 0 | 0
Tech | Warehouse | Space Cooling | Packaged air conditioning units (RTUs) | TRC | Existing | NE3882 | HVAC tune-up | HVAC tune-up | NonEquip | 5 | Residential-type central air conditioners | 0% | Tech/Econ | 5% | 0 | 0 | 0
Tech | Warehouse | Space Cooling | Packaged air conditioning units (RTUs) | TRC | Existing | NE3804 | Green Roof | Green Roof | NonEquip | 15 |  | 0.0588% | Tech/Econ | 11.44% | 355.3628 | 0.045852 | 0
Tech | Warehouse | Space Cooling | Packaged air conditioning units (RTUs) | TRC | Existing | NE3752 | Floor Insulation | Floor Insulation | NonEquip | 20 |  | 19.95% | Tech/Econ | 5.177% | 50153.6606 | 5.6913 | 0
Tech | Warehouse | Space Cooling | Packaged air conditioning units (RTUs) | TRC | Existing | NE3674 | Facility Energy Management System | Facility Energy Management System | NonEquip | 15 |  | 4.3% | Tech/Econ | 20% | 58703.2177 | 12.3038 | 0
Tech | Warehouse | Space Cooling | Packaged air conditioning units (RTUs) | TRC | Existing | NE3596 | Energy Recovery Ventilation System (ERV) | Energy Recovery Ventilation System (ERV) | NonEquip | 15 | Packaged air conditioning units (RTUs) | 48.99% | Tech/Econ | 9.935% | 249103.3538 | 365.2531 | 70.7849
Tech | Warehouse | Space Cooling | Packaged air conditioning units (RTUs) | TRC | Existing | NE3518 | Duct Sealing Repair | Duct Sealing Repair | NonEquip | 15 |  | 0% | Tech/Econ | 12% | 0 | 0 | 0
Tech | Warehouse | Space Cooling | Packaged air conditioning units (RTUs) | TRC | Existing | NE3414 | Dedicated Outdoor Air System on VRF unit | Dedicated Outdoor Air System on VRF unit | NonEquip | 15 | Residential-type central air conditioners | 0% | Tech/Econ | 17.5% | 0 | 0 | 0
Tech | Warehouse | Space Cooling | Packaged air conditioning units (RTUs) | TRC | Existing | NE3362 | Cool Roof | Cool Roof | NonEquip | 15 |  | 72.75% | Tech/Econ | 14.67% | 631214.5006 | 81.4445 | 0
Tech | Warehouse | Space Cooling | Packaged air conditioning units (RTUs) | TRC | Existing | NE3310 | Chilled Water System - Variable Speed Drives | Chilled Water System - Variable Speed Drives | NonEquip | 13 | Central chillers inside | 0% | Tech/Econ | 24.74% | 0 | 0 | 0
Tech | Warehouse | Space Cooling | Packaged air conditioning units (RTUs) | TRC | Existing | NE3284 | Chilled Water Controls Optimization | Chilled Water Controls Optimization | NonEquip | 10 | Central chillers inside | 0% | Tech/Econ | 12.5% | 0 | 0 | 0
Tech | Warehouse | Space Cooling | Packaged air conditioning units (RTUs) | TRC | Existing | NE3206 | Ceiling Insulation(R2 to R38) | Ceiling Insulation(R2 to R38) | NonEquip | 20 |  | 0% | Tech/Econ | 94.74% | 0 | 0 | 0
Tech | Warehouse | Space Cooling | Packaged air conditioning units (RTUs) | TRC | Existing | NE3154 | Ceiling Insulation(R19 to R38) | Ceiling Insulation(R19 to R38) | NonEquip | 20 |  | 0% | Tech/Econ | 7.478% | 0 | 0 | 0
Tech | Warehouse | Space Cooling | Packaged air conditioning units (RTUs) | TRC | Existing | NE3102 | Ceiling Insulation(R12 to R38) | Ceiling Insulation(R12 to R38) | NonEquip | 20 |  | 0% | Tech/Econ | 16.2% | 0 | 0 | 0
Tech | Warehouse | Space Cooling | Packaged air conditioning units (RTUs) | TRC | Existing | NE3050 | Airside Economizer | Airside Economizer | NonEquip | 10 | Packaged air conditioning units (RTUs) | 4.552% | Tech/Econ | 5.556% | 12314.0864 | -2.0628 | 2.0687e-05
Tech | Warehouse | Space Cooling | Packaged air conditioning units (RTUs) | TRC | Turnover | ET1184 | High Efficiency DX 135k- less than 240k BTU | High Efficiency DX 135k- less than 240k BTU | Equip | 15 | Packaged air conditioning units (RTUs) | 94.56% | Tech/Econ | 4.348% | 195380.8062 | 80.7927 | 0
Tech | Warehouse | Space Cooling | Packaged air conditioning units (RTUs) | TRC | New | EN1210 | High Efficiency DX 135k- less than 240k BTU | High Efficiency DX 135k- less than 240k BTU | Equip | 15 | Packaged air conditioning units (RTUs) | 94.56% | Tech/Econ | 4.348% | 663.6583 | 0.27443 | 0
Tech | Warehouse | Interior Lighting | Overhead (fluorescent/LED/CFL U-shape) | TRC | New | NN5273 | Retro-Commissioning | Retro-Commissioning | NonEquip | 5 |  | 0% | Tech/Econ | 16% | 0 | 0 | 0
Tech | Warehouse | Interior Lighting | Overhead (fluorescent/LED/CFL U-shape) | TRC | New | NN4441 | Interior Lighting Controls | Interior Lighting Controls | NonEquip | 8 | Overhead (fluorescent/LED/CFL U-shape) | 37.72% | Tech/Econ | 28% | 4358.5138 | 0 | 0
Tech | Warehouse | Interior Lighting | Overhead (fluorescent/LED/CFL U-shape) | TRC | New | NN4415 | Bi-Level Lighting Control (Interior) | Bi-Level Lighting Control (Interior) | NonEquip | 8 | Overhead (fluorescent/LED/CFL U-shape) | 36% | Tech/Econ | 31% | 5184.328 | 0.014254 | 0
Tech | Warehouse | Interior Lighting | Overhead (fluorescent/LED/CFL U-shape) | TRC | New | NN3713 | Facility Energy Management System | Facility Energy Management System | NonEquip | 15 |  | 4.276% | Tech/Econ | 24% | 378.8021 | 0.079395 | 0.0068272
Tech | Warehouse | Interior Lighting | Overhead (fluorescent/LED/CFL U-shape) | TRC | Existing | NE5260 | Retro-Commissioning | Retro-Commissioning | NonEquip | 5 |  | 21.99% | Tech/Econ | 16% | 181748.7042 | 30.3851 | 94.2057
Tech | Warehouse | Interior Lighting | Overhead (fluorescent/LED/CFL U-shape) | TRC | Existing | NE4428 | Interior Lighting Controls | Interior Lighting Controls | NonEquip | 8 | Overhead (fluorescent/LED/CFL U-shape) | 37.72% | Tech/Econ | 28% | 656568.4826 | 0 | 0
Tech | Warehouse | Interior Lighting | Overhead (fluorescent/LED/CFL U-shape) | TRC | Existing | NE4402 | Bi-Level Lighting Control (Interior) | Bi-Level Lighting Control (Interior) | NonEquip | 8 | Overhead (fluorescent/LED/CFL U-shape) | 36% | Tech/Econ | 31% | 780969.5006 | 2.1472 | 0
Tech | Warehouse | Interior Lighting | Overhead (fluorescent/LED/CFL U-shape) | TRC | Existing | NE3700 | Facility Energy Management System | Facility Energy Management System | NonEquip | 15 |  | 4.3% | Tech/Econ | 24% | 53868.8964 | 11.2906 | 0.97089
Tech | Warehouse | Interior Lighting | Overhead (fluorescent/LED/CFL U-shape) | TRC | Turnover | ET1808 | Premium T8 - Lamp Replacement | Premium T8 - Lamp Replacement | Equip | 8 | Overhead (fluorescent/LED/CFL U-shape) | 0% | Tech/Econ | 12.5% | 0 | 0 | 0
Tech | Warehouse | Interior Lighting | Overhead (fluorescent/LED/CFL U-shape) | TRC | Turnover | ET1769 | Premium T8 - Fixture Replacement | Premium T8 - Fixture Replacement | Equip | 8 | Overhead (fluorescent/LED/CFL U-shape) | 0% | Tech/Econ | 12.5% | 0 | 0 | 0
Tech | Warehouse | Interior Lighting | Overhead (fluorescent/LED/CFL U-shape) | TRC | Turnover | ET1730 | LED Linear - Lamp Replacement | LED Linear - Lamp Replacement | Equip | 15 | Overhead (fluorescent/LED/CFL U-shape) | 24.1% | Tech/Econ | 25.43% | 340737.0841 | 82.3076 | 18.8977
Tech | Warehouse | Interior Lighting | Overhead (fluorescent/LED/CFL U-shape) | TRC | Turnover | ET1691 | LED Linear - Fixture Replacement | LED Linear - Fixture Replacement | Equip | 15 | Overhead (fluorescent/LED/CFL U-shape) | 24.1% | Tech/Econ | 50.28% | 965022.0445 | 233.9252 | 53.5133
Tech | Warehouse | Interior Lighting | Overhead (fluorescent/LED/CFL U-shape) | TRC | New | EN1834 | Premium T8 - Lamp Replacement | Premium T8 - Lamp Replacement | Equip | 8 | Overhead (fluorescent/LED/CFL U-shape) | 0% | Tech/Econ | 12.5% | 0 | 0 | 0
Tech | Warehouse | Interior Lighting | Overhead (fluorescent/LED/CFL U-shape) | TRC | New | EN1795 | Premium T8 - Fixture Replacement | Premium T8 - Fixture Replacement | Equip | 8 | Overhead (fluorescent/LED/CFL U-shape) | 0% | Tech/Econ | 12.5% | 0 | 0 | 0
Tech | Warehouse | Interior Lighting | Overhead (fluorescent/LED/CFL U-shape) | TRC | New | EN1756 | LED Linear - Lamp Replacement | LED Linear - Lamp Replacement | Equip | 15 | Overhead (fluorescent/LED/CFL U-shape) | 0% | Tech/Econ | 25.43% | 0 | 0 | 0
Tech | Warehouse | Interior Lighting | Overhead (fluorescent/LED/CFL U-shape) | TRC | New | EN1717 | LED Linear - Fixture Replacement | LED Linear - Fixture Replacement | Equip | 15 | Overhead (fluorescent/LED/CFL U-shape) | 0% | Tech/Econ | 50.28% | 0 | 0 | 0
Tech | Warehouse | Cooking | Oven | TRC | Turnover | ET53 | Energy Star Commercial Oven | Energy Star Commercial Oven | Equip | 12 | Oven | 0% | Tech/Econ | 34.83% | 0 | 0 | 0
Tech | Warehouse | Cooking | Oven | TRC | New | EN79 | Energy Star Commercial Oven | Energy Star Commercial Oven | Equip | 12 | Oven | 0% | Tech/Econ | 34.83% | 0 | 0 | 0
Tech | Warehouse | Miscellaneous | Others | TRC | New | NN5455 | Retro-Commissioning | Retro-Commissioning | NonEquip | 5 |  | 0% | Tech/Econ | 16% | 0 | 0 | 0
Tech | Warehouse | Miscellaneous | Others | TRC | New | NN4545 | VSD Controlled Compressor | VSD Controlled Compressor | NonEquip | 15 | Others | 36.99% | Tech/Econ | 20.79% | 2803.1719 | 0.42267 | 0.19783
Tech | Warehouse | Miscellaneous | Others | TRC | New | NN4519 | Regenerative Drive Elevator Motor | Regenerative Drive Elevator Motor | NonEquip | 13 | Elevators/Escalators | 0% | Tech/Econ | 6.211% | 0 | 0 | 0
Tech | Warehouse | Miscellaneous | Others | TRC | New | NN4493 | Engine Block Timer | Engine Block Timer | NonEquip | 5 | Others | 0% | Tech/Econ | 36% | 0 | 0 | 0
Tech | Warehouse | Miscellaneous | Others | TRC | New | NN4467 | Efficient Motor Belts | Efficient Motor Belts | NonEquip | 10 | Others | 4.793% | Tech/Econ | 1.105% | 17.3833 | 0.002383 | 0.00058843
Tech | Warehouse | Miscellaneous | Others | TRC | Existing | NE5442 | Retro-Commissioning | Retro-Commissioning | NonEquip | 5 |  | 21.99% | Tech/Econ | 16% | 211154.8817 | 35.3013 | 109.4478
Tech | Warehouse | Miscellaneous | Others | TRC | Existing | NE4532 | VSD Controlled Compressor | VSD Controlled Compressor | NonEquip | 15 | Others | 7.399% | Tech/Econ | 20.79% | 96100.4673 | 14.4904 | 6.7821
Tech | Warehouse | Miscellaneous | Others | TRC | Existing | NE4506 | Regenerative Drive Elevator Motor | Regenerative Drive Elevator Motor | NonEquip | 13 | Elevators/Escalators | 0% | Tech/Econ | 6.211% | 0 | 0 | 0
Tech | Warehouse | Miscellaneous | Others | TRC | Existing | NE4480 | Engine Block Timer | Engine Block Timer | NonEquip | 5 | Others | 0% | Tech/Econ | 36% | 0 | 0 | 0
Tech | Warehouse | Miscellaneous | Others | TRC | Existing | NE4454 | Efficient Motor Belts | Efficient Motor Belts | NonEquip | 10 | Others | 4.793% | Tech/Econ | 1.105% | 3066.5044 | 0.42037 | 0.1038
Tech | Warehouse | Miscellaneous | Others | TRC | Turnover | ET1925 | ENERGY STAR Water Cooler | ENERGY STAR Water Cooler | Equip | 10 | Others | 0% | Tech/Econ | 68.49% | 0 | 0 | 0
Tech | Warehouse | Miscellaneous | Others | TRC | Turnover | ET1886 | ENERGY STAR Commercial Clothes Washer | ENERGY STAR Commercial Clothes Washer | Equip | 7 | Others | 0% | Tech/Econ | 27.27% | 0 | 0 | 0
Tech | Warehouse | Miscellaneous | Others | TRC | Turnover | ET1847 | Efficient Battery Charger | Efficient Battery Charger | Equip | 7 | Others | 17.92% | Tech/Econ | 13.68% | 150761.816 | 82.6092 | 0
Tech | Warehouse | Miscellaneous | Others | TRC | New | EN1951 | ENERGY STAR Water Cooler | ENERGY STAR Water Cooler | Equip | 10 | Others | 0% | Tech/Econ | 68.49% | 0 | 0 | 0
Tech | Warehouse | Miscellaneous | Others | TRC | New | EN1912 | ENERGY STAR Commercial Clothes Washer | ENERGY STAR Commercial Clothes Washer | Equip | 7 | Others | 0% | Tech/Econ | 27.27% | 0 | 0 | 0
Tech | Warehouse | Miscellaneous | Others | TRC | New | EN1873 | Efficient Battery Charger | Efficient Battery Charger | Equip | 7 | Others | 17.92% | Tech/Econ | 13.68% | 824.5674 | 0.45182 | 0
Tech | Warehouse | Office Equipment | Other office | TRC | New | NN4597 | Smart Strip Plug Outlet | Smart Strip Plug Outlet | NonEquip | 4 |  | 43.9% | Tech/Econ | 1.187% | 39.5899 | 0.0058868 | 0
Tech | Warehouse | Office Equipment | Other office | TRC | New | NN4571 | Network PC Power Management | Network PC Power Management | NonEquip | 5 | Computers | 0% | Tech/Econ | 56.5% | 0 | 0 | 0
Tech | Warehouse | Office Equipment | Other office | TRC | Existing | NE4584 | Smart Strip Plug Outlet | Smart Strip Plug Outlet | NonEquip | 4 |  | 43.9% | Tech/Econ | 1.187% | 6786.2619 | 1.0091 | 0
Tech | Warehouse | Office Equipment | Other office | TRC | Existing | NE4558 | Network PC Power Management | Network PC Power Management | NonEquip | 5 | Computers | 0% | Tech/Econ | 56.5% | 0 | 0 | 0
Tech | Warehouse | Office Equipment | Other office | TRC | Turnover | ET2270 | Energy Star Uninterruptable Power Supply | Energy Star Uninterruptable Power Supply | Equip | 10 | Other office | 0% | Tech/Econ | 1.878% | 0 | 0 | 0
Tech | Warehouse | Office Equipment | Other office | TRC | New | EN2296 | Energy Star Uninterruptable Power Supply | Energy Star Uninterruptable Power Supply | Equip | 10 | Other office | 0% | Tech/Econ | 1.878% | 0 | 0 | 0
Tech | Warehouse | Ventilation and Circulation | Motor/Fan | TRC | New | NN5403 | Retro-Commissioning | Retro-Commissioning | NonEquip | 5 |  | 0% | Tech/Econ | 16% | 0 | 0 | 0
Tech | Warehouse | Ventilation and Circulation | Motor/Fan | TRC | New | NN4987 | VAV System | VAV System | NonEquip | 10 |  | 0% | Tech/Econ | 30% | 0 | 0 | 0
Tech | Warehouse | Ventilation and Circulation | Motor/Fan | TRC | New | NN4961 | Demand Controlled Ventilation | Demand Controlled Ventilation | NonEquip | 10 |  | 23.39% | Tech/Econ | 50% | 0.099023 | 1.031e-05 | 5.8044e-05
Tech | Warehouse | Ventilation and Circulation | Motor/Fan | TRC | New | NN4935 | CO Sensors for Parking Garage Exhaust | CO Sensors for Parking Garage Exhaust | NonEquip | 15 | Motor/Fan | 0% | Tech/Econ | 33% | 0 | 0 | 0
Tech | Warehouse | Ventilation and Circulation | Motor/Fan | TRC | Existing | NE5390 | Retro-Commissioning | Retro-Commissioning | NonEquip | 5 |  | 21.99% | Tech/Econ | 16% | 4.4393 | 0.00074217 | 0.002301
Tech | Warehouse | Ventilation and Circulation | Motor/Fan | TRC | Existing | NE4974 | VAV System | VAV System | NonEquip | 10 |  | 0% | Tech/Econ | 30% | 0 | 0 | 0
Tech | Warehouse | Ventilation and Circulation | Motor/Fan | TRC | Existing | NE4948 | Demand Controlled Ventilation | Demand Controlled Ventilation | NonEquip | 10 |  | 23.39% | Tech/Econ | 50% | 16.9739 | 0.0017672 | 0.0099495
Tech | Warehouse | Ventilation and Circulation | Motor/Fan | TRC | Existing | NE4922 | CO Sensors for Parking Garage Exhaust | CO Sensors for Parking Garage Exhaust | NonEquip | 15 | Motor/Fan | 0% | Tech/Econ | 33% | 0 | 0 | 0
Tech | Warehouse | Ventilation and Circulation | Motor/Fan | TRC | Turnover | ET2699 | High Speed Fans | High Speed Fans | Equip | 7 | Motor/Fan | 14.03% | Tech/Econ | 10.99% | 1.9746 | 0.00027483 | 2.5177e-05
Tech | Warehouse | Ventilation and Circulation | Motor/Fan | TRC | Turnover | ET2660 | 10HP Open Drip-Proof(ODP) Motor | 10HP Open Drip-Proof(ODP) Motor | Equip | 15 | Motor/Fan | 0% | Tech/Econ | 1.079% | 0 | 0 | 0
Tech | Warehouse | Ventilation and Circulation | Motor/Fan | TRC | New | EN2725 | High Speed Fans | High Speed Fans | Equip | 7 | Motor/Fan | 14.03% | Tech/Econ | 10.99% | 0.011519 | 1.6033e-06 | 1.4688e-07
Tech | Warehouse | Ventilation and Circulation | Motor/Fan | TRC | New | EN2686 | 10HP Open Drip-Proof(ODP) Motor | 10HP Open Drip-Proof(ODP) Motor | Equip | 15 | Motor/Fan | 0% | Tech/Econ | 1.079% | 0 | 0 | 0
Tech | Warehouse | Miscellaneous | Medical equipment | TRC | New | NN5455 | Retro-Commissioning | Retro-Commissioning | NonEquip | 5 |  | 0% | Tech/Econ | 16% | 0 | 0 | 0
Tech | Warehouse | Miscellaneous | Medical equipment | TRC | New | NN4545 | VSD Controlled Compressor | VSD Controlled Compressor | NonEquip | 15 | Others | 0% | Tech/Econ | 20.79% | 0 | 0 | 0
Tech | Warehouse | Miscellaneous | Medical equipment | TRC | New | NN4519 | Regenerative Drive Elevator Motor | Regenerative Drive Elevator Motor | NonEquip | 13 | Elevators/Escalators | 0% | Tech/Econ | 6.211% | 0 | 0 | 0
Tech | Warehouse | Miscellaneous | Medical equipment | TRC | New | NN4493 | Engine Block Timer | Engine Block Timer | NonEquip | 5 | Others | 0% | Tech/Econ | 36% | 0 | 0 | 0
Tech | Warehouse | Miscellaneous | Medical equipment | TRC | New | NN4467 | Efficient Motor Belts | Efficient Motor Belts | NonEquip | 10 | Others | 0% | Tech/Econ | 1.105% | 0 | 0 | 0
Tech | Warehouse | Miscellaneous | Medical equipment | TRC | Existing | NE5442 | Retro-Commissioning | Retro-Commissioning | NonEquip | 5 |  | 21.99% | Tech/Econ | 16% | 0 | 0 | 0
Tech | Warehouse | Miscellaneous | Medical equipment | TRC | Existing | NE4532 | VSD Controlled Compressor | VSD Controlled Compressor | NonEquip | 15 | Others | 0% | Tech/Econ | 20.79% | 0 | 0 | 0
Tech | Warehouse | Miscellaneous | Medical equipment | TRC | Existing | NE4506 | Regenerative Drive Elevator Motor | Regenerative Drive Elevator Motor | NonEquip | 13 | Elevators/Escalators | 0% | Tech/Econ | 6.211% | 0 | 0 | 0
Tech | Warehouse | Miscellaneous | Medical equipment | TRC | Existing | NE4480 | Engine Block Timer | Engine Block Timer | NonEquip | 5 | Others | 0% | Tech/Econ | 36% | 0 | 0 | 0
Tech | Warehouse | Miscellaneous | Medical equipment | TRC | Existing | NE4454 | Efficient Motor Belts | Efficient Motor Belts | NonEquip | 10 | Others | 0% | Tech/Econ | 1.105% | 0 | 0 | 0
Tech | Warehouse | Refrigeration | Large cold storage | TRC | New | NN5325 | Retro-Commissioning | Retro-Commissioning | NonEquip | 5 |  | 0% | Tech/Econ | 16% | 0 | 0 | 0
Tech | Warehouse | Refrigeration | Large cold storage | TRC | New | NN4909 | Strip Curtains for Walk-ins | Strip Curtains for Walk-ins | NonEquip | 4 | Walk-in cooler | 0% | Tech/Econ | 2.115% | 0 | 0 | 0
Tech | Warehouse | Refrigeration | Large cold storage | TRC | New | NN4883 | Refrigerated Display Case Lighting Controls | Refrigerated Display Case Lighting Controls | NonEquip | 8 | Display cases | 0% | Tech/Econ | 0.9365% | 0 | 0 | 0
Tech | Warehouse | Refrigeration | Large cold storage | TRC | New | NN4857 | PSC to ECM Evaporator Fan Motor (Walk-In, Refrigerator) | PSC to ECM Evaporator Fan Motor (Walk-In, Refrigerator) | NonEquip | 15 | Walk-in cooler | 0% | Tech/Econ | 37.5% | 0 | 0 | 0
Tech | Warehouse | Refrigeration | Large cold storage | TRC | New | NN4831 | PSC to ECM Evaporator Fan Motor (Reach-In) | PSC to ECM Evaporator Fan Motor (Reach-In) | NonEquip | 15 | Display cases | 0% | Tech/Econ | 37.5% | 0 | 0 | 0
Tech | Warehouse | Refrigeration | Large cold storage | TRC | New | NN4805 | Night Covers for Display Cases | Night Covers for Display Cases | NonEquip | 5 | Display cases | 0% | Tech/Econ | 1.877% | 0 | 0 | 0
Tech | Warehouse | Refrigeration | Large cold storage | TRC | New | NN4779 | High R-Value Glass Doors | High R-Value Glass Doors | NonEquip | 12 | Display cases | 0% | Tech/Econ | 0% | 0 | 0 | 0
Tech | Warehouse | Refrigeration | Large cold storage | TRC | New | NN4753 | High Efficiency Refrigeration Compressor | High Efficiency Refrigeration Compressor | NonEquip | 13 | Display cases | 0% | Tech/Econ | 6.922% | 0 | 0 | 0
Tech | Warehouse | Refrigeration | Large cold storage | TRC | New | NN4727 | Freezer-Cooler Replacement Gaskets | Freezer-Cooler Replacement Gaskets | NonEquip | 4 | Display cases | 0% | Tech/Econ | 0% | 0 | 0 | 0
Tech | Warehouse | Refrigeration | Large cold storage | TRC | New | NN4701 | Floating Head Pressure Controls | Floating Head Pressure Controls | NonEquip | 15 |  | 0% | Tech/Econ | 6.05% | 0 | 0 | 0
Tech | Warehouse | Refrigeration | Large cold storage | TRC | New | NN4675 | Demand Defrost | Demand Defrost | NonEquip | 10 | Walk-in cooler | 0% | Tech/Econ | 30% | 0 | 0 | 0
Tech | Warehouse | Refrigeration | Large cold storage | TRC | New | NN4649 | Automatic Door Closer for Walk-in Coolers and Freezers | Automatic Door Closer for Walk-in Coolers and Freezers | NonEquip | 8 | Walk-in cooler | 0% | Tech/Econ | 3.131% | 0 | 0 | 0
Tech | Warehouse | Refrigeration | Large cold storage | TRC | New | NN4623 | Anti-Sweat Controls | Anti-Sweat Controls | NonEquip | 8 | Display cases | 0% | Tech/Econ | 85% | 0 | 0 | 0
Tech | Warehouse | Refrigeration | Large cold storage | TRC | Existing | NE5312 | Retro-Commissioning | Retro-Commissioning | NonEquip | 5 |  | 21.99% | Tech/Econ | 16% | 1203.1825 | 0.20115 | 0.62364
Tech | Warehouse | Refrigeration | Large cold storage | TRC | Existing | NE4896 | Strip Curtains for Walk-ins | Strip Curtains for Walk-ins | NonEquip | 4 | Walk-in cooler | 0% | Tech/Econ | 2.115% | 0 | 0 | 0
Tech | Warehouse | Refrigeration | Large cold storage | TRC | Existing | NE4870 | Refrigerated Display Case Lighting Controls | Refrigerated Display Case Lighting Controls | NonEquip | 8 | Display cases | 0% | Tech/Econ | 2.524% | 0 | 0 | 0
Tech | Warehouse | Refrigeration | Large cold storage | TRC | Existing | NE4844 | PSC to ECM Evaporator Fan Motor (Walk-In, Refrigerator) | PSC to ECM Evaporator Fan Motor (Walk-In, Refrigerator) | NonEquip | 15 | Walk-in cooler | 0% | Tech/Econ | 37.5% | 0 | 0 | 0
Tech | Warehouse | Refrigeration | Large cold storage | TRC | Existing | NE4818 | PSC to ECM Evaporator Fan Motor (Reach-In) | PSC to ECM Evaporator Fan Motor (Reach-In) | NonEquip | 15 | Display cases | 0% | Tech/Econ | 37.5% | 0 | 0 | 0
Tech | Warehouse | Refrigeration | Large cold storage | TRC | Existing | NE4792 | Night Covers for Display Cases | Night Covers for Display Cases | NonEquip | 5 | Display cases | 0% | Tech/Econ | 1.877% | 0 | 0 | 0
Tech | Warehouse | Refrigeration | Large cold storage | TRC | Existing | NE4766 | High R-Value Glass Doors | High R-Value Glass Doors | NonEquip | 12 | Display cases | 0% | Tech/Econ | 23.81% | 0 | 0 | 0
Tech | Warehouse | Refrigeration | Large cold storage | TRC | Existing | NE4740 | High Efficiency Refrigeration Compressor | High Efficiency Refrigeration Compressor | NonEquip | 13 | Display cases | 0% | Tech/Econ | 6.922% | 0 | 0 | 0
Tech | Warehouse | Refrigeration | Large cold storage | TRC | Existing | NE4714 | Freezer-Cooler Replacement Gaskets | Freezer-Cooler Replacement Gaskets | NonEquip | 4 | Display cases | 0% | Tech/Econ | 3.131% | 0 | 0 | 0
Tech | Warehouse | Refrigeration | Large cold storage | TRC | Existing | NE4688 | Floating Head Pressure Controls | Floating Head Pressure Controls | NonEquip | 15 |  | 0% | Tech/Econ | 6.05% | 0 | 0 | 0
Tech | Warehouse | Refrigeration | Large cold storage | TRC | Existing | NE4662 | Demand Defrost | Demand Defrost | NonEquip | 10 | Walk-in cooler | 0% | Tech/Econ | 30% | 0 | 0 | 0
Tech | Warehouse | Refrigeration | Large cold storage | TRC | Existing | NE4636 | Automatic Door Closer for Walk-in Coolers and Freezers | Automatic Door Closer for Walk-in Coolers and Freezers | NonEquip | 8 | Walk-in cooler | 0% | Tech/Econ | 3.131% | 0 | 0 | 0
Tech | Warehouse | Refrigeration | Large cold storage | TRC | Existing | NE4610 | Anti-Sweat Controls | Anti-Sweat Controls | NonEquip | 8 | Display cases | 0% | Tech/Econ | 85% | 0 | 0 | 0
Tech | Warehouse | Miscellaneous | Laboratory equipment | TRC | New | NN5455 | Retro-Commissioning | Retro-Commissioning | NonEquip | 5 |  | 0% | Tech/Econ | 16% | 0 | 0 | 0
Tech | Warehouse | Miscellaneous | Laboratory equipment | TRC | New | NN4545 | VSD Controlled Compressor | VSD Controlled Compressor | NonEquip | 15 | Others | 0% | Tech/Econ | 20.79% | 0 | 0 | 0
Tech | Warehouse | Miscellaneous | Laboratory equipment | TRC | New | NN4519 | Regenerative Drive Elevator Motor | Regenerative Drive Elevator Motor | NonEquip | 13 | Elevators/Escalators | 0% | Tech/Econ | 6.211% | 0 | 0 | 0
Tech | Warehouse | Miscellaneous | Laboratory equipment | TRC | New | NN4493 | Engine Block Timer | Engine Block Timer | NonEquip | 5 | Others | 0% | Tech/Econ | 36% | 0 | 0 | 0
Tech | Warehouse | Miscellaneous | Laboratory equipment | TRC | New | NN4467 | Efficient Motor Belts | Efficient Motor Belts | NonEquip | 10 | Others | 0% | Tech/Econ | 1.105% | 0 | 0 | 0
Tech | Warehouse | Miscellaneous | Laboratory equipment | TRC | Existing | NE5442 | Retro-Commissioning | Retro-Commissioning | NonEquip | 5 |  | 21.99% | Tech/Econ | 16% | 0 | 0 | 0
Tech | Warehouse | Miscellaneous | Laboratory equipment | TRC | Existing | NE4532 | VSD Controlled Compressor | VSD Controlled Compressor | NonEquip | 15 | Others | 0% | Tech/Econ | 20.79% | 0 | 0 | 0
Tech | Warehouse | Miscellaneous | Laboratory equipment | TRC | Existing | NE4506 | Regenerative Drive Elevator Motor | Regenerative Drive Elevator Motor | NonEquip | 13 | Elevators/Escalators | 0% | Tech/Econ | 6.211% | 0 | 0 | 0
Tech | Warehouse | Miscellaneous | Laboratory equipment | TRC | Existing | NE4480 | Engine Block Timer | Engine Block Timer | NonEquip | 5 | Others | 0% | Tech/Econ | 36% | 0 | 0 | 0
Tech | Warehouse | Miscellaneous | Laboratory equipment | TRC | Existing | NE4454 | Efficient Motor Belts | Efficient Motor Belts | NonEquip | 10 | Others | 0% | Tech/Econ | 1.105% | 0 | 0 | 0
Tech | Warehouse | Ventilation and Circulation | Individual room ventilation | TRC | New | NN5403 | Retro-Commissioning | Retro-Commissioning | NonEquip | 5 |  | 0% | Tech/Econ | 16% | 0 | 0 | 0
Tech | Warehouse | Ventilation and Circulation | Individual room ventilation | TRC | New | NN4987 | VAV System | VAV System | NonEquip | 10 |  | 0% | Tech/Econ | 30% | 0 | 0 | 0
Tech | Warehouse | Ventilation and Circulation | Individual room ventilation | TRC | New | NN4961 | Demand Controlled Ventilation | Demand Controlled Ventilation | NonEquip | 10 |  | 23.39% | Tech/Econ | 50% | 5.2624 | 0.00054789 | 0.0030846
Tech | Warehouse | Ventilation and Circulation | Individual room ventilation | TRC | New | NN4935 | CO Sensors for Parking Garage Exhaust | CO Sensors for Parking Garage Exhaust | NonEquip | 15 | Motor/Fan | 0% | Tech/Econ | 33% | 0 | 0 | 0
Tech | Warehouse | Ventilation and Circulation | Individual room ventilation | TRC | Existing | NE5390 | Retro-Commissioning | Retro-Commissioning | NonEquip | 5 |  | 21.99% | Tech/Econ | 16% | 239.6092 | 0.040058 | 0.1242
Tech | Warehouse | Ventilation and Circulation | Individual room ventilation | TRC | Existing | NE4974 | VAV System | VAV System | NonEquip | 10 |  | 0% | Tech/Econ | 30% | 0 | 0 | 0
Tech | Warehouse | Ventilation and Circulation | Individual room ventilation | TRC | Existing | NE4948 | Demand Controlled Ventilation | Demand Controlled Ventilation | NonEquip | 10 |  | 23.39% | Tech/Econ | 50% | 902.0427 | 0.093916 | 0.52875
Tech | Warehouse | Ventilation and Circulation | Individual room ventilation | TRC | Existing | NE4922 | CO Sensors for Parking Garage Exhaust | CO Sensors for Parking Garage Exhaust | NonEquip | 15 | Motor/Fan | 0% | Tech/Econ | 33% | 0 | 0 | 0
Tech | Warehouse | Space Heating | Individual room heating | TRC | New | NN5351 | Retro-Commissioning | Retro-Commissioning | NonEquip | 5 |  | 0% | Tech/Econ | 16% | 0 | 0 | 0
Tech | Warehouse | Space Heating | Individual room heating | TRC | New | NN4337 | Water Cooled Refrigeration Heat Recovery | Water Cooled Refrigeration Heat Recovery | NonEquip | 20 |  | 0% | Tech/Econ | 10% | 0 | 0 | 0
Tech | Warehouse | Space Heating | Individual room heating | TRC | New | NN4285 | Warehouse Loading Dock Seals | Warehouse Loading Dock Seals | NonEquip | 18 |  | 16.55% | Tech/Econ | 1.606% | 0 | 0 | 0
Tech | Warehouse | Space Heating | Individual room heating | TRC | New | NN4259 | Wall Insulation | Wall Insulation | NonEquip | 20 |  | 0% | Tech/Econ | 0% | 0 | 0 | 0
Tech | Warehouse | Space Heating | Individual room heating | TRC | New | NN4181 | Smart Thermostat | Smart Thermostat | NonEquip | 11 |  | 31.48% | Tech/Econ | 10% | 0 | 0 | 0
Tech | Warehouse | Space Heating | Individual room heating | TRC | New | NN4103 | Roof Insulation | Roof Insulation | NonEquip | 20 |  | 58.5% | Tech/Econ | 3.457% | 0 | 0 | 0
Tech | Warehouse | Space Heating | Individual room heating | TRC | New | NN4077 | Programmable Thermostat | Programmable Thermostat | NonEquip | 11 |  | 0% | Tech/Econ | 3.6% | 0 | 0 | 0
Tech | Warehouse | Space Heating | Individual room heating | TRC | New | NN4025 | Low U-Value Windows | Low U-Value Windows | NonEquip | 20 |  | 12.54% | Tech/Econ | 10% | 0 | 0 | 0
Tech | Warehouse | Space Heating | Individual room heating | TRC | New | NN3947 | Infiltration Reduction - Air Sealing | Infiltration Reduction - Air Sealing | NonEquip | 11 |  | 0% | Tech/Econ | 0.8032% | 0 | 0 | 0
Tech | Warehouse | Space Heating | Individual room heating | TRC | New | NN3869 | Hotel Card Energy Control Systems | Hotel Card Energy Control Systems | NonEquip | 15 |  | 0% | Tech/Econ | 0% | 0 | 0 | 0
Tech | Warehouse | Space Heating | Individual room heating | TRC | New | NN3791 | Green Roof | Green Roof | NonEquip | 15 |  | 0.294% | Tech/Econ | 5.342% | 0 | 0 | 0
Tech | Warehouse | Space Heating | Individual room heating | TRC | New | NN3739 | Floor Insulation | Floor Insulation | NonEquip | 20 |  | 49.87% | Tech/Econ | 1.814% | 0 | 0 | 0
Tech | Warehouse | Space Heating | Individual room heating | TRC | New | NN3661 | Facility Energy Management System | Facility Energy Management System | NonEquip | 15 |  | 4.276% | Tech/Econ | 20% | 0 | 0 | 0
Tech | Warehouse | Space Heating | Individual room heating | TRC | New | NN3583 | ECM Motors on Furnaces | ECM Motors on Furnaces | NonEquip | 15 | Forced air furnace | 0% | Tech/Econ | 1.706% | 0 | 0 | 0
Tech | Warehouse | Space Heating | Individual room heating | TRC | New | NN3557 | Duct Sealing Repair | Duct Sealing Repair | NonEquip | 15 |  | 0% | Tech/Econ | 12% | 0 | 0 | 0
Tech | Warehouse | Space Heating | Individual room heating | TRC | New | NN3505 | Duct Insulation | Duct Insulation | NonEquip | 15 |  | 0% | Tech/Econ | 2.045% | 0 | 0 | 0
Tech | Warehouse | Space Heating | Individual room heating | TRC | New | NN3453 | Destratification Fans | Destratification Fans | NonEquip | 10 |  | 74.65% | Tech/Econ | 14.62% | 0 | 0 | 0
Tech | Warehouse | Space Heating | Individual room heating | TRC | New | NN3401 | Dedicated Outdoor Air System on VRF unit | Dedicated Outdoor Air System on VRF unit | NonEquip | 15 | Residential/split system heat pump | 0% | Tech/Econ | 10% | 0 | 0 | 0
Tech | Warehouse | Space Heating | Individual room heating | TRC | New | NN3349 | Cool Roof | Cool Roof | NonEquip | 15 |  | 72.51% | Tech/Econ | 1.92% | 0 | 0 | 0
Tech | Warehouse | Space Heating | Individual room heating | TRC | New | NN3245 | Ceiling Insulation(R30 to R38) | Ceiling Insulation(R30 to R38) | NonEquip | 20 |  | 0% | Tech/Econ | 0.6986% | 0 | 0 | 0
Tech | Warehouse | Space Heating | Individual room heating | TRC | New | NN3193 | Ceiling Insulation(R2 to R38) | Ceiling Insulation(R2 to R38) | NonEquip | 20 |  | 0% | Tech/Econ | 47.16% | 0 | 0 | 0
Tech | Warehouse | Space Heating | Individual room heating | TRC | New | NN3141 | Ceiling Insulation(R19 to R38) | Ceiling Insulation(R19 to R38) | NonEquip | 20 |  | 0% | Tech/Econ | 2.62% | 0 | 0 | 0
Tech | Warehouse | Space Heating | Individual room heating | TRC | New | NN3089 | Ceiling Insulation(R12 to R38) | Ceiling Insulation(R12 to R38) | NonEquip | 20 |  | 0% | Tech/Econ | 5.676% | 0 | 0 | 0
Tech | Warehouse | Space Heating | Individual room heating | TRC | New | NN3011 | Air Curtains | Air Curtains | NonEquip | 8 |  | 0% | Tech/Econ | 2.55% | 0 | 0 | 0
Tech | Warehouse | Space Heating | Individual room heating | TRC | Existing | NE5338 | Retro-Commissioning | Retro-Commissioning | NonEquip | 5 |  | 21.99% | Tech/Econ | 16% | 0 | 0 | 0
Tech | Warehouse | Space Heating | Individual room heating | TRC | Existing | NE4324 | Water Cooled Refrigeration Heat Recovery | Water Cooled Refrigeration Heat Recovery | NonEquip | 20 |  | 0% | Tech/Econ | 10% | 0 | 0 | 0
Tech | Warehouse | Space Heating | Individual room heating | TRC | Existing | NE4272 | Warehouse Loading Dock Seals | Warehouse Loading Dock Seals | NonEquip | 18 |  | 24.61% | Tech/Econ | 1.772% | 0 | 0 | 0
Tech | Warehouse | Space Heating | Individual room heating | TRC | Existing | NE4246 | Wall Insulation | Wall Insulation | NonEquip | 20 |  | 0% | Tech/Econ | 2.852% | 0 | 0 | 0
Tech | Warehouse | Space Heating | Individual room heating | TRC | Existing | NE4168 | Smart Thermostat | Smart Thermostat | NonEquip | 11 |  | 31.48% | Tech/Econ | 10% | 0 | 0 | 0
Tech | Warehouse | Space Heating | Individual room heating | TRC | Existing | NE4090 | Roof Insulation | Roof Insulation | NonEquip | 20 |  | 58.5% | Tech/Econ | 7.629% | 0 | 0 | 0
Tech | Warehouse | Space Heating | Individual room heating | TRC | Existing | NE4064 | Programmable Thermostat | Programmable Thermostat | NonEquip | 11 |  | 0% | Tech/Econ | 3.6% | 0 | 0 | 0
Tech | Warehouse | Space Heating | Individual room heating | TRC | Existing | NE4012 | Low U-Value Windows | Low U-Value Windows | NonEquip | 20 |  | 5.017% | Tech/Econ | 46% | 0 | 0 | 0
Tech | Warehouse | Space Heating | Individual room heating | TRC | Existing | NE3934 | Infiltration Reduction - Air Sealing | Infiltration Reduction - Air Sealing | NonEquip | 11 |  | 0% | Tech/Econ | 0.8862% | 0 | 0 | 0
Tech | Warehouse | Space Heating | Individual room heating | TRC | Existing | NE3856 | Hotel Card Energy Control Systems | Hotel Card Energy Control Systems | NonEquip | 15 |  | 0% | Tech/Econ | 0% | 0 | 0 | 0
Tech | Warehouse | Space Heating | Individual room heating | TRC | Existing | NE3778 | Green Roof | Green Roof | NonEquip | 15 |  | 0.0588% | Tech/Econ | 5.895% | 0 | 0 | 0
Tech | Warehouse | Space Heating | Individual room heating | TRC | Existing | NE3726 | Floor Insulation | Floor Insulation | NonEquip | 20 |  | 19.95% | Tech/Econ | 2.001% | 0 | 0 | 0
Tech | Warehouse | Space Heating | Individual room heating | TRC | Existing | NE3648 | Facility Energy Management System | Facility Energy Management System | NonEquip | 15 |  | 4.3% | Tech/Econ | 20% | 0 | 0 | 0
Tech | Warehouse | Space Heating | Individual room heating | TRC | Existing | NE3570 | ECM Motors on Furnaces | ECM Motors on Furnaces | NonEquip | 15 | Forced air furnace | 0% | Tech/Econ | 1.706% | 0 | 0 | 0
Tech | Warehouse | Space Heating | Individual room heating | TRC | Existing | NE3544 | Duct Sealing Repair | Duct Sealing Repair | NonEquip | 15 |  | 0% | Tech/Econ | 12% | 0 | 0 | 0
Tech | Warehouse | Space Heating | Individual room heating | TRC | Existing | NE3492 | Duct Insulation | Duct Insulation | NonEquip | 15 |  | 0% | Tech/Econ | 2.045% | 0 | 0 | 0
Tech | Warehouse | Space Heating | Individual room heating | TRC | Existing | NE3440 | Destratification Fans | Destratification Fans | NonEquip | 10 |  | 74.65% | Tech/Econ | 14.62% | 0 | 0 | 0
Tech | Warehouse | Space Heating | Individual room heating | TRC | Existing | NE3388 | Dedicated Outdoor Air System on VRF unit | Dedicated Outdoor Air System on VRF unit | NonEquip | 15 | Residential/split system heat pump | 0% | Tech/Econ | 10% | 0 | 0 | 0
Tech | Warehouse | Space Heating | Individual room heating | TRC | Existing | NE3336 | Cool Roof | Cool Roof | NonEquip | 15 |  | 72.75% | Tech/Econ | 2.119% | 0 | 0 | 0
Tech | Warehouse | Space Heating | Individual room heating | TRC | Existing | NE3232 | Ceiling Insulation(R30 to R38) | Ceiling Insulation(R30 to R38) | NonEquip | 20 |  | 0% | Tech/Econ | 0.7709% | 0 | 0 | 0
Tech | Warehouse | Space Heating | Individual room heating | TRC | Existing | NE3180 | Ceiling Insulation(R2 to R38) | Ceiling Insulation(R2 to R38) | NonEquip | 20 |  | 0% | Tech/Econ | 52.04% | 0 | 0 | 0
Tech | Warehouse | Space Heating | Individual room heating | TRC | Existing | NE3128 | Ceiling Insulation(R19 to R38) | Ceiling Insulation(R19 to R38) | NonEquip | 20 |  | 0% | Tech/Econ | 2.891% | 0 | 0 | 0
Tech | Warehouse | Space Heating | Individual room heating | TRC | Existing | NE3076 | Ceiling Insulation(R12 to R38) | Ceiling Insulation(R12 to R38) | NonEquip | 20 |  | 0% | Tech/Econ | 6.264% | 0 | 0 | 0
Tech | Warehouse | Space Heating | Individual room heating | TRC | Existing | NE2998 | Air Curtains | Air Curtains | NonEquip | 8 |  | 0% | Tech/Econ | 2.55% | 0 | 0 | 0
Tech | Warehouse | Space Cooling | Individual room air conditioners | TRC | New | NN5377 | Retro-Commissioning | Retro-Commissioning | NonEquip | 5 |  | 0% | Tech/Econ | 16% | 0 | 0 | 0
Tech | Warehouse | Space Cooling | Individual room air conditioners | TRC | New | NN4389 | Window Sun Protection | Window Sun Protection | NonEquip | 10 |  | 15.35% | Tech/Econ | 16% | 610.7362 | 0.26148 | -0.04358
Tech | Warehouse | Space Cooling | Individual room air conditioners | TRC | New | NN4363 | Waterside Economizer | Waterside Economizer | NonEquip | 20 |  | 0% | Tech/Econ | 5.556% | 0 | 0 | 0
Tech | Warehouse | Space Cooling | Individual room air conditioners | TRC | New | NN4311 | Warehouse Loading Dock Seals | Warehouse Loading Dock Seals | NonEquip | 18 |  | 16.55% | Tech/Econ | 4.585% | 0 | 0 | 0
Tech | Warehouse | Space Cooling | Individual room air conditioners | TRC | New | NN4155 | Smart Thermostat | Smart Thermostat | NonEquip | 11 |  | 31.48% | Tech/Econ | 10% | 0 | 0 | 0
Tech | Warehouse | Space Cooling | Individual room air conditioners | TRC | New | NN4129 | Roof Insulation | Roof Insulation | NonEquip | 20 |  | 58.5% | Tech/Econ | 9.866% | 0 | 0 | 0
Tech | Warehouse | Space Cooling | Individual room air conditioners | TRC | New | NN4051 | Programmable Thermostat | Programmable Thermostat | NonEquip | 11 |  | 0% | Tech/Econ | 3.6% | 0 | 0 | 0
Tech | Warehouse | Space Cooling | Individual room air conditioners | TRC | New | NN3999 | Low U-Value Windows | Low U-Value Windows | NonEquip | 20 |  | 12.54% | Tech/Econ | 10% | 0 | 0 | 0
Tech | Warehouse | Space Cooling | Individual room air conditioners | TRC | New | NN3921 | HVAC tune-up_RTU | HVAC tune-up_RTU | NonEquip | 5 | Packaged air conditioning units (RTUs) | 0% | Tech/Econ | 5% | 0 | 0 | 0
Tech | Warehouse | Space Cooling | Individual room air conditioners | TRC | New | NN3895 | HVAC tune-up | HVAC tune-up | NonEquip | 5 | Residential-type central air conditioners | 0% | Tech/Econ | 5% | 0 | 0 | 0
Tech | Warehouse | Space Cooling | Individual room air conditioners | TRC | New | NN3817 | Green Roof | Green Roof | NonEquip | 15 |  | 0.294% | Tech/Econ | 11.44% | 0 | 0 | 0
Tech | Warehouse | Space Cooling | Individual room air conditioners | TRC | New | NN3765 | Floor Insulation | Floor Insulation | NonEquip | 20 |  | 49.87% | Tech/Econ | 5.177% | 0 | 0 | 0
Tech | Warehouse | Space Cooling | Individual room air conditioners | TRC | New | NN3687 | Facility Energy Management System | Facility Energy Management System | NonEquip | 15 |  | 4.276% | Tech/Econ | 20% | 234.5765 | 0.049166 | 0
Tech | Warehouse | Space Cooling | Individual room air conditioners | TRC | New | NN3635 | Facility Commissioning | Facility Commissioning | NonEquip | 10 |  | 53.41% | Tech/Econ | 16% | 2323.8271 | 0.40686 | 0.0092825
Tech | Warehouse | Space Cooling | Individual room air conditioners | TRC | New | NN3609 | Energy Recovery Ventilation System (ERV) | Energy Recovery Ventilation System (ERV) | NonEquip | 15 | Packaged air conditioning units (RTUs) | 0% | Tech/Econ | 9.935% | 0 | 0 | 0
Tech | Warehouse | Space Cooling | Individual room air conditioners | TRC | New | NN3531 | Duct Sealing Repair | Duct Sealing Repair | NonEquip | 15 |  | 0% | Tech/Econ | 12% | 0 | 0 | 0
Tech | Warehouse | Space Cooling | Individual room air conditioners | TRC | New | NN3427 | Dedicated Outdoor Air System on VRF unit | Dedicated Outdoor Air System on VRF unit | NonEquip | 15 | Residential-type central air conditioners | 0% | Tech/Econ | 17.5% | 0 | 0 | 0
Tech | Warehouse | Space Cooling | Individual room air conditioners | TRC | New | NN3375 | Cool Roof | Cool Roof | NonEquip | 15 |  | 72.51% | Tech/Econ | 14.67% | 959.6886 | 0.12383 | 0
Tech | Warehouse | Space Cooling | Individual room air conditioners | TRC | New | NN3323 | Chilled Water System - Variable Speed Drives | Chilled Water System - Variable Speed Drives | NonEquip | 13 | Central chillers inside | 0% | Tech/Econ | 24.74% | 0 | 0 | 0
Tech | Warehouse | Space Cooling | Individual room air conditioners | TRC | New | NN3297 | Chilled Water Controls Optimization | Chilled Water Controls Optimization | NonEquip | 10 | Central chillers inside | 0% | Tech/Econ | 12.5% | 0 | 0 | 0
Tech | Warehouse | Space Cooling | Individual room air conditioners | TRC | New | NN3219 | Ceiling Insulation(R2 to R38) | Ceiling Insulation(R2 to R38) | NonEquip | 20 |  | 0% | Tech/Econ | 94.74% | 0 | 0 | 0
Tech | Warehouse | Space Cooling | Individual room air conditioners | TRC | New | NN3167 | Ceiling Insulation(R19 to R38) | Ceiling Insulation(R19 to R38) | NonEquip | 20 |  | 0% | Tech/Econ | 7.478% | 0 | 0 | 0
Tech | Warehouse | Space Cooling | Individual room air conditioners | TRC | New | NN3115 | Ceiling Insulation(R12 to R38) | Ceiling Insulation(R12 to R38) | NonEquip | 20 |  | 0% | Tech/Econ | 16.2% | 0 | 0 | 0
Tech | Warehouse | Space Cooling | Individual room air conditioners | TRC | New | NN3063 | Airside Economizer | Airside Economizer | NonEquip | 10 | Packaged air conditioning units (RTUs) | 0% | Tech/Econ | 5.556% | 0 | 0 | 0
Tech | Warehouse | Space Cooling | Individual room air conditioners | TRC | Existing | NE5364 | Retro-Commissioning | Retro-Commissioning | NonEquip | 5 |  | 21.99% | Tech/Econ | 16% | 140063.0022 | 23.416 | 0
Tech | Warehouse | Space Cooling | Individual room air conditioners | TRC | Existing | NE4376 | Window Sun Protection | Window Sun Protection | NonEquip | 10 |  | 7.316% | Tech/Econ | 16% | 47153.1793 | 20.1881 | -3.3647
Tech | Warehouse | Space Cooling | Individual room air conditioners | TRC | Existing | NE4350 | Waterside Economizer | Waterside Economizer | NonEquip | 20 |  | 0% | Tech/Econ | 5.556% | 0 | 0 | 0
Tech | Warehouse | Space Cooling | Individual room air conditioners | TRC | Existing | NE4298 | Warehouse Loading Dock Seals | Warehouse Loading Dock Seals | NonEquip | 18 |  | 24.61% | Tech/Econ | 4.585% | 37108.4633 | 4.211 | 0
Tech | Warehouse | Space Cooling | Individual room air conditioners | TRC | Existing | NE4220 | Wall Insulation | Wall Insulation | NonEquip | 20 |  | 0% | Tech/Econ | 50.52% | 0 | 0 | 0
Tech | Warehouse | Space Cooling | Individual room air conditioners | TRC | Existing | NE4142 | Smart Thermostat | Smart Thermostat | NonEquip | 11 |  | 31.48% | Tech/Econ | 10% | 107991.0728 | 1.2823 | 0
Tech | Warehouse | Space Cooling | Individual room air conditioners | TRC | Existing | NE4116 | Roof Insulation | Roof Insulation | NonEquip | 20 |  | 58.5% | Tech/Econ | 19.73% | 525661.975 | 59.6507 | 0
Tech | Warehouse | Space Cooling | Individual room air conditioners | TRC | Existing | NE4038 | Programmable Thermostat | Programmable Thermostat | NonEquip | 11 |  | 0% | Tech/Econ | 3.6% | 0 | 0 | 0
Tech | Warehouse | Space Cooling | Individual room air conditioners | TRC | Existing | NE3986 | Low U-Value Windows | Low U-Value Windows | NonEquip | 20 |  | 5.017% | Tech/Econ | 46% | 108505.6705 | 37.3546 | 0
Tech | Warehouse | Space Cooling | Individual room air conditioners | TRC | Existing | NE3908 | HVAC tune-up_RTU | HVAC tune-up_RTU | NonEquip | 5 | Packaged air conditioning units (RTUs) | 0% | Tech/Econ | 5% | 0 | 0 | 0
Tech | Warehouse | Space Cooling | Individual room air conditioners | TRC | Existing | NE3882 | HVAC tune-up | HVAC tune-up | NonEquip | 5 | Residential-type central air conditioners | 0% | Tech/Econ | 5% | 0 | 0 | 0
Tech | Warehouse | Space Cooling | Individual room air conditioners | TRC | Existing | NE3804 | Green Roof | Green Roof | NonEquip | 15 |  | 0.0588% | Tech/Econ | 11.44% | 230.7241 | 0.02977 | 0
Tech | Warehouse | Space Cooling | Individual room air conditioners | TRC | Existing | NE3752 | Floor Insulation | Floor Insulation | NonEquip | 20 |  | 19.95% | Tech/Econ | 5.177% | 34315.7514 | 3.8941 | 0
Tech | Warehouse | Space Cooling | Individual room air conditioners | TRC | Existing | NE3674 | Facility Energy Management System | Facility Energy Management System | NonEquip | 15 |  | 4.3% | Tech/Econ | 20% | 39503.7197 | 8.2797 | 0
Tech | Warehouse | Space Cooling | Individual room air conditioners | TRC | Existing | NE3596 | Energy Recovery Ventilation System (ERV) | Energy Recovery Ventilation System (ERV) | NonEquip | 15 | Packaged air conditioning units (RTUs) | 0% | Tech/Econ | 9.935% | 0 | 0 | 0
Tech | Warehouse | Space Cooling | Individual room air conditioners | TRC | Existing | NE3518 | Duct Sealing Repair | Duct Sealing Repair | NonEquip | 15 |  | 0% | Tech/Econ | 12% | 0 | 0 | 0
Tech | Warehouse | Space Cooling | Individual room air conditioners | TRC | Existing | NE3414 | Dedicated Outdoor Air System on VRF unit | Dedicated Outdoor Air System on VRF unit | NonEquip | 15 | Residential-type central air conditioners | 0% | Tech/Econ | 17.5% | 0 | 0 | 0
Tech | Warehouse | Space Cooling | Individual room air conditioners | TRC | Existing | NE3362 | Cool Roof | Cool Roof | NonEquip | 15 |  | 72.75% | Tech/Econ | 14.67% | 409824.6393 | 52.879 | 0
Tech | Warehouse | Space Cooling | Individual room air conditioners | TRC | Existing | NE3310 | Chilled Water System - Variable Speed Drives | Chilled Water System - Variable Speed Drives | NonEquip | 13 | Central chillers inside | 0% | Tech/Econ | 24.74% | 0 | 0 | 0
Tech | Warehouse | Space Cooling | Individual room air conditioners | TRC | Existing | NE3284 | Chilled Water Controls Optimization | Chilled Water Controls Optimization | NonEquip | 10 | Central chillers inside | 0% | Tech/Econ | 12.5% | 0 | 0 | 0
Tech | Warehouse | Space Cooling | Individual room air conditioners | TRC | Existing | NE3206 | Ceiling Insulation(R2 to R38) | Ceiling Insulation(R2 to R38) | NonEquip | 20 |  | 0% | Tech/Econ | 94.74% | 0 | 0 | 0
Tech | Warehouse | Space Cooling | Individual room air conditioners | TRC | Existing | NE3154 | Ceiling Insulation(R19 to R38) | Ceiling Insulation(R19 to R38) | NonEquip | 20 |  | 0% | Tech/Econ | 7.478% | 0 | 0 | 0
Tech | Warehouse | Space Cooling | Individual room air conditioners | TRC | Existing | NE3102 | Ceiling Insulation(R12 to R38) | Ceiling Insulation(R12 to R38) | NonEquip | 20 |  | 0% | Tech/Econ | 16.2% | 0 | 0 | 0
Tech | Warehouse | Space Cooling | Individual room air conditioners | TRC | Existing | NE3050 | Airside Economizer | Airside Economizer | NonEquip | 10 | Packaged air conditioning units (RTUs) | 0% | Tech/Econ | 5.556% | 0 | 0 | 0
Tech | Warehouse | Interior Lighting | High bay | TRC | New | NN5273 | Retro-Commissioning | Retro-Commissioning | NonEquip | 5 |  | 0% | Tech/Econ | 16% | 0 | 0 | 0
Tech | Warehouse | Interior Lighting | High bay | TRC | New | NN4441 | Interior Lighting Controls | Interior Lighting Controls | NonEquip | 8 | Overhead (fluorescent/LED/CFL U-shape) | 0% | Tech/Econ | 28% | 0 | 0 | 0
Tech | Warehouse | Interior Lighting | High bay | TRC | New | NN4415 | Bi-Level Lighting Control (Interior) | Bi-Level Lighting Control (Interior) | NonEquip | 8 | Overhead (fluorescent/LED/CFL U-shape) | 0% | Tech/Econ | 31% | 0 | 0 | 0
Tech | Warehouse | Interior Lighting | High bay | TRC | New | NN3713 | Facility Energy Management System | Facility Energy Management System | NonEquip | 15 |  | 4.276% | Tech/Econ | 24% | 1475.2722 | 0.30921 | 0.026589
Tech | Warehouse | Interior Lighting | High bay | TRC | Existing | NE5260 | Retro-Commissioning | Retro-Commissioning | NonEquip | 5 |  | 21.99% | Tech/Econ | 16% | 432107.6903 | 72.2405 | 223.9742
Tech | Warehouse | Interior Lighting | High bay | TRC | Existing | NE4428 | Interior Lighting Controls | Interior Lighting Controls | NonEquip | 8 | Overhead (fluorescent/LED/CFL U-shape) | 0% | Tech/Econ | 28% | 0 | 0 | 0
Tech | Warehouse | Interior Lighting | High bay | TRC | Existing | NE4402 | Bi-Level Lighting Control (Interior) | Bi-Level Lighting Control (Interior) | NonEquip | 8 | Overhead (fluorescent/LED/CFL U-shape) | 0% | Tech/Econ | 31% | 0 | 0 | 0
Tech | Warehouse | Interior Lighting | High bay | TRC | Existing | NE3700 | Facility Energy Management System | Facility Energy Management System | NonEquip | 15 |  | 4.3% | Tech/Econ | 24% | 128073.3445 | 26.8434 | 2.3083
Tech | Warehouse | Interior Lighting | High bay | TRC | Turnover | ET1652 | LED Linear - Fixture Replacement | LED Linear - Fixture Replacement | Equip | 15 | High bay | 24.1% | Tech/Econ | 50.28% | 1711319.429 | 414.8306 | 94.8977
Tech | Warehouse | Interior Lighting | High bay | TRC | Turnover | ET1535 | High Bay LED | High Bay LED | Equip | 15 | High bay | 65.91% | Tech/Econ | 64.78% | 10520668.7 | 1945.5871 | 1908.8441
Tech | Warehouse | Interior Lighting | High bay | TRC | Turnover | ET1496 | High Bay Fluorescent (T5) | High Bay Fluorescent (T5) | Equip | 15 | High bay | 0% | Tech/Econ | 64.14% | 0 | 0 | 0
Tech | Warehouse | Interior Lighting | High bay | TRC | New | EN1678 | LED Linear - Fixture Replacement | LED Linear - Fixture Replacement | Equip | 15 | High bay | 0% | Tech/Econ | 50.28% | 0 | 0 | 0
Tech | Warehouse | Interior Lighting | High bay | TRC | New | EN1561 | High Bay LED | High Bay LED | Equip | 15 | High bay | 0% | Tech/Econ | 64.78% | 0 | 0 | 0
Tech | Warehouse | Interior Lighting | High bay | TRC | New | EN1522 | High Bay Fluorescent (T5) | High Bay Fluorescent (T5) | Equip | 15 | High bay | 0% | Tech/Econ | 64.14% | 0 | 0 | 0
Tech | Warehouse | Cooking | Fryer | TRC | Turnover | ET92 | Energy Star Fryer | Energy Star Fryer | Equip | 12 | Fryer | 0% | Tech/Econ | 17.46% | 0 | 0 | 0
Tech | Warehouse | Cooking | Fryer | TRC | New | EN118 | Energy Star Fryer | Energy Star Fryer | Equip | 12 | Fryer | 0% | Tech/Econ | 17.46% | 0 | 0 | 0
Tech | Warehouse | Space Heating | Forced air furnace | TRC | New | NN5351 | Retro-Commissioning | Retro-Commissioning | NonEquip | 5 |  | 0% | Tech/Econ | 16% | 0 | 0 | 0
Tech | Warehouse | Space Heating | Forced air furnace | TRC | New | NN4337 | Water Cooled Refrigeration Heat Recovery | Water Cooled Refrigeration Heat Recovery | NonEquip | 20 |  | 0% | Tech/Econ | 10% | 0 | 0 | 0
Tech | Warehouse | Space Heating | Forced air furnace | TRC | New | NN4285 | Warehouse Loading Dock Seals | Warehouse Loading Dock Seals | NonEquip | 18 |  | 16.55% | Tech/Econ | 1.606% | 0 | 0 | 0
Tech | Warehouse | Space Heating | Forced air furnace | TRC | New | NN4259 | Wall Insulation | Wall Insulation | NonEquip | 20 |  | 0% | Tech/Econ | 0% | 0 | 0 | 0
Tech | Warehouse | Space Heating | Forced air furnace | TRC | New | NN4181 | Smart Thermostat | Smart Thermostat | NonEquip | 11 |  | 31.48% | Tech/Econ | 10% | 16.7696 | 0 | -0.0027555
Tech | Warehouse | Space Heating | Forced air furnace | TRC | New | NN4103 | Roof Insulation | Roof Insulation | NonEquip | 20 |  | 58.5% | Tech/Econ | 3.457% | 0 | 0 | 0
Tech | Warehouse | Space Heating | Forced air furnace | TRC | New | NN4077 | Programmable Thermostat | Programmable Thermostat | NonEquip | 11 |  | 0% | Tech/Econ | 3.6% | 0 | 0 | 0
Tech | Warehouse | Space Heating | Forced air furnace | TRC | New | NN4025 | Low U-Value Windows | Low U-Value Windows | NonEquip | 20 |  | 12.54% | Tech/Econ | 10% | 0 | 0 | 0
Tech | Warehouse | Space Heating | Forced air furnace | TRC | New | NN3947 | Infiltration Reduction - Air Sealing | Infiltration Reduction - Air Sealing | NonEquip | 11 |  | 0% | Tech/Econ | 0.8032% | 0 | 0 | 0
Tech | Warehouse | Space Heating | Forced air furnace | TRC | New | NN3869 | Hotel Card Energy Control Systems | Hotel Card Energy Control Systems | NonEquip | 15 |  | 0% | Tech/Econ | 0% | 0 | 0 | 0
Tech | Warehouse | Space Heating | Forced air furnace | TRC | New | NN3791 | Green Roof | Green Roof | NonEquip | 15 |  | 0.294% | Tech/Econ | 5.342% | 0 | 0 | 0
Tech | Warehouse | Space Heating | Forced air furnace | TRC | New | NN3739 | Floor Insulation | Floor Insulation | NonEquip | 20 |  | 49.87% | Tech/Econ | 1.814% | 0 | 0 | 0
Tech | Warehouse | Space Heating | Forced air furnace | TRC | New | NN3661 | Facility Energy Management System | Facility Energy Management System | NonEquip | 15 |  | 4.276% | Tech/Econ | 20% | 7.7066 | 0 | 0.0001389
Tech | Warehouse | Space Heating | Forced air furnace | TRC | New | NN3583 | ECM Motors on Furnaces | ECM Motors on Furnaces | NonEquip | 15 | Forced air furnace | 47.78% | Tech/Econ | 1.706% | 6.3525 | 0 | 0
Tech | Warehouse | Space Heating | Forced air furnace | TRC | New | NN3557 | Duct Sealing Repair | Duct Sealing Repair | NonEquip | 15 |  | 0% | Tech/Econ | 12% | 0 | 0 | 0
Tech | Warehouse | Space Heating | Forced air furnace | TRC | New | NN3505 | Duct Insulation | Duct Insulation | NonEquip | 15 |  | 0% | Tech/Econ | 2.045% | 0 | 0 | 0
Tech | Warehouse | Space Heating | Forced air furnace | TRC | New | NN3453 | Destratification Fans | Destratification Fans | NonEquip | 10 |  | 74.65% | Tech/Econ | 14.62% | 97.5139 | 0 | 0.019744
Tech | Warehouse | Space Heating | Forced air furnace | TRC | New | NN3401 | Dedicated Outdoor Air System on VRF unit | Dedicated Outdoor Air System on VRF unit | NonEquip | 15 | Residential/split system heat pump | 0% | Tech/Econ | 10% | 0 | 0 | 0
Tech | Warehouse | Space Heating | Forced air furnace | TRC | New | NN3349 | Cool Roof | Cool Roof | NonEquip | 15 |  | 72.51% | Tech/Econ | 1.92% | 0 | 0 | 0
Tech | Warehouse | Space Heating | Forced air furnace | TRC | New | NN3245 | Ceiling Insulation(R30 to R38) | Ceiling Insulation(R30 to R38) | NonEquip | 20 |  | 0% | Tech/Econ | 0.6986% | 0 | 0 | 0
Tech | Warehouse | Space Heating | Forced air furnace | TRC | New | NN3193 | Ceiling Insulation(R2 to R38) | Ceiling Insulation(R2 to R38) | NonEquip | 20 |  | 0% | Tech/Econ | 47.16% | 0 | 0 | 0
Tech | Warehouse | Space Heating | Forced air furnace | TRC | New | NN3141 | Ceiling Insulation(R19 to R38) | Ceiling Insulation(R19 to R38) | NonEquip | 20 |  | 0% | Tech/Econ | 2.62% | 0 | 0 | 0
Tech | Warehouse | Space Heating | Forced air furnace | TRC | New | NN3089 | Ceiling Insulation(R12 to R38) | Ceiling Insulation(R12 to R38) | NonEquip | 20 |  | 0% | Tech/Econ | 5.676% | 0 | 0 | 0
Tech | Warehouse | Space Heating | Forced air furnace | TRC | New | NN3011 | Air Curtains | Air Curtains | NonEquip | 8 |  | 0% | Tech/Econ | 2.55% | 0 | 0 | 0
Tech | Warehouse | Space Heating | Forced air furnace | TRC | Existing | NE5338 | Retro-Commissioning | Retro-Commissioning | NonEquip | 5 |  | 21.99% | Tech/Econ | 16% | 5263.6337 | 0 | 2.7283
Tech | Warehouse | Space Heating | Forced air furnace | TRC | Existing | NE4324 | Water Cooled Refrigeration Heat Recovery | Water Cooled Refrigeration Heat Recovery | NonEquip | 20 |  | 0% | Tech/Econ | 10% | 0 | 0 | 0
Tech | Warehouse | Space Heating | Forced air furnace | TRC | Existing | NE4272 | Warehouse Loading Dock Seals | Warehouse Loading Dock Seals | NonEquip | 18 |  | 24.61% | Tech/Econ | 1.772% | 508.9839 | 0 | 0.10305
Tech | Warehouse | Space Heating | Forced air furnace | TRC | Existing | NE4246 | Wall Insulation | Wall Insulation | NonEquip | 20 |  | 0% | Tech/Econ | 2.852% | 0 | 0 | 0
Tech | Warehouse | Space Heating | Forced air furnace | TRC | Existing | NE4168 | Smart Thermostat | Smart Thermostat | NonEquip | 11 |  | 31.48% | Tech/Econ | 10% | 4047.5239 | 0 | -0.66506
Tech | Warehouse | Space Heating | Forced air furnace | TRC | Existing | NE4090 | Roof Insulation | Roof Insulation | NonEquip | 20 |  | 58.5% | Tech/Econ | 7.629% | 5557.9479 | 0 | 1.1253
Tech | Warehouse | Space Heating | Forced air furnace | TRC | Existing | NE4064 | Programmable Thermostat | Programmable Thermostat | NonEquip | 11 |  | 0% | Tech/Econ | 3.6% | 0 | 0 | 0
Tech | Warehouse | Space Heating | Forced air furnace | TRC | Existing | NE4012 | Low U-Value Windows | Low U-Value Windows | NonEquip | 20 |  | 5.017% | Tech/Econ | 46% | 3564.7696 | 0 | -0.20723
Tech | Warehouse | Space Heating | Forced air furnace | TRC | Existing | NE3934 | Infiltration Reduction - Air Sealing | Infiltration Reduction - Air Sealing | NonEquip | 11 |  | 0% | Tech/Econ | 0.8862% | 0 | 0 | 0
Tech | Warehouse | Space Heating | Forced air furnace | TRC | Existing | NE3856 | Hotel Card Energy Control Systems | Hotel Card Energy Control Systems | NonEquip | 15 |  | 0% | Tech/Econ | 0% | 0 | 0 | 0
Tech | Warehouse | Space Heating | Forced air furnace | TRC | Existing | NE3778 | Green Roof | Green Roof | NonEquip | 15 |  | 0.0588% | Tech/Econ | 5.895% | 4.1242 | 0 | 0
Tech | Warehouse | Space Heating | Forced air furnace | TRC | Existing | NE3726 | Floor Insulation | Floor Insulation | NonEquip | 20 |  | 19.95% | Tech/Econ | 2.001% | 467.7047 | 0 | 0.094696
Tech | Warehouse | Space Heating | Forced air furnace | TRC | Existing | NE3648 | Facility Energy Management System | Facility Energy Management System | NonEquip | 15 |  | 4.3% | Tech/Econ | 20% | 1297.8277 | 0 | 0.023391
Tech | Warehouse | Space Heating | Forced air furnace | TRC | Existing | NE3570 | ECM Motors on Furnaces | ECM Motors on Furnaces | NonEquip | 15 | Forced air furnace | 47.78% | Tech/Econ | 1.706% | 947.1282 | 0 | 0
Tech | Warehouse | Space Heating | Forced air furnace | TRC | Existing | NE3544 | Duct Sealing Repair | Duct Sealing Repair | NonEquip | 15 |  | 0% | Tech/Econ | 12% | 0 | 0 | 0
Tech | Warehouse | Space Heating | Forced air furnace | TRC | Existing | NE3492 | Duct Insulation | Duct Insulation | NonEquip | 15 |  | 0% | Tech/Econ | 2.045% | 0 | 0 | 0
Tech | Warehouse | Space Heating | Forced air furnace | TRC | Existing | NE3440 | Destratification Fans | Destratification Fans | NonEquip | 10 |  | 74.65% | Tech/Econ | 14.62% | 15754.1921 | 0 | 3.1897
Tech | Warehouse | Space Heating | Forced air furnace | TRC | Existing | NE3388 | Dedicated Outdoor Air System on VRF unit | Dedicated Outdoor Air System on VRF unit | NonEquip | 15 | Residential/split system heat pump | 0% | Tech/Econ | 10% | 0 | 0 | 0
Tech | Warehouse | Space Heating | Forced air furnace | TRC | Existing | NE3336 | Cool Roof | Cool Roof | NonEquip | 15 |  | 72.75% | Tech/Econ | 2.119% | 1834.122 | 0 | 0
Tech | Warehouse | Space Heating | Forced air furnace | TRC | Existing | NE3232 | Ceiling Insulation(R30 to R38) | Ceiling Insulation(R30 to R38) | NonEquip | 20 |  | 0% | Tech/Econ | 0.7709% | 0 | 0 | 0
Tech | Warehouse | Space Heating | Forced air furnace | TRC | Existing | NE3180 | Ceiling Insulation(R2 to R38) | Ceiling Insulation(R2 to R38) | NonEquip | 20 |  | 0% | Tech/Econ | 52.04% | 0 | 0 | 0
Tech | Warehouse | Space Heating | Forced air furnace | TRC | Existing | NE3128 | Ceiling Insulation(R19 to R38) | Ceiling Insulation(R19 to R38) | NonEquip | 20 |  | 0% | Tech/Econ | 2.891% | 0 | 0 | 0
Tech | Warehouse | Space Heating | Forced air furnace | TRC | Existing | NE3076 | Ceiling Insulation(R12 to R38) | Ceiling Insulation(R12 to R38) | NonEquip | 20 |  | 0% | Tech/Econ | 6.264% | 0 | 0 | 0
Tech | Warehouse | Space Heating | Forced air furnace | TRC | Existing | NE2998 | Air Curtains | Air Curtains | NonEquip | 8 |  | 0% | Tech/Econ | 2.55% | 0 | 0 | 0
Tech | Warehouse | Exterior Lighting | Exterior parking/lot lighting | TRC | New | NN5299 | Retro-Commissioning | Retro-Commissioning | NonEquip | 5 |  | 0% | Tech/Econ | 16% | 0 | 0 | 0
Tech | Warehouse | Exterior Lighting | Exterior parking/lot lighting | TRC | New | NN2985 | Outdoor Lighting Controls | Outdoor Lighting Controls | NonEquip | 8 | Exterior parking/lot lighting | 30.95% | Tech/Econ | 28% | 1814.2842 | 0 | 0
Tech | Warehouse | Exterior Lighting | Exterior parking/lot lighting | TRC | New | NN2959 | Bi-Level Lighting Control (Exterior) | Bi-Level Lighting Control (Exterior) | NonEquip | 9 | Exterior parking/lot lighting | 13.75% | Tech/Econ | 31% | 932.5019 | 0 | 0
Tech | Warehouse | Exterior Lighting | Exterior parking/lot lighting | TRC | Existing | NE5286 | Retro-Commissioning | Retro-Commissioning | NonEquip | 5 |  | 21.99% | Tech/Econ | 16% | 115333.8488 | 0 | 59.7809
Tech | Warehouse | Exterior Lighting | Exterior parking/lot lighting | TRC | Existing | NE2972 | Outdoor Lighting Controls | Outdoor Lighting Controls | NonEquip | 8 | Exterior parking/lot lighting | 30.95% | Tech/Econ | 28% | 310993.3295 | 0 | 0
Tech | Warehouse | Exterior Lighting | Exterior parking/lot lighting | TRC | Existing | NE2946 | Bi-Level Lighting Control (Exterior) | Bi-Level Lighting Control (Exterior) | NonEquip | 9 | Exterior parking/lot lighting | 13.75% | Tech/Econ | 31% | 159843.6808 | 0 | 0
Tech | Warehouse | Exterior Lighting | Exterior parking/lot lighting | TRC | Turnover | ET716 | LED Parking Lighting | LED Parking Lighting | Equip | 18 | Exterior parking/lot lighting | 7.978% | Tech/Econ | 84% | 269282.6712 | 0 | 0
Tech | Warehouse | Exterior Lighting | Exterior parking/lot lighting | TRC | Turnover | ET521 | High Efficiency HID Lighting | High Efficiency HID Lighting | Equip | 13 | Exterior parking/lot lighting | 0% | Tech/Econ | 34.18% | 0 | 0 | 0
Tech | Warehouse | Exterior Lighting | Exterior parking/lot lighting | TRC | New | EN742 | LED Parking Lighting | LED Parking Lighting | Equip | 18 | Exterior parking/lot lighting | 7.978% | Tech/Econ | 84% | 1570.951 | 0 | 0
Tech | Warehouse | Exterior Lighting | Exterior parking/lot lighting | TRC | New | EN547 | High Efficiency HID Lighting | High Efficiency HID Lighting | Equip | 13 | Exterior parking/lot lighting | 0% | Tech/Econ | 34.18% | 0 | 0 | 0
Tech | Warehouse | Exterior Lighting | Exterior marquis | TRC | New | NN5299 | Retro-Commissioning | Retro-Commissioning | NonEquip | 5 |  | 0% | Tech/Econ | 16% | 0 | 0 | 0
Tech | Warehouse | Exterior Lighting | Exterior marquis | TRC | New | NN2985 | Outdoor Lighting Controls | Outdoor Lighting Controls | NonEquip | 8 | Exterior parking/lot lighting | 0% | Tech/Econ | 28% | 0 | 0 | 0
Tech | Warehouse | Exterior Lighting | Exterior marquis | TRC | New | NN2959 | Bi-Level Lighting Control (Exterior) | Bi-Level Lighting Control (Exterior) | NonEquip | 9 | Exterior parking/lot lighting | 0% | Tech/Econ | 31% | 0 | 0 | 0
Tech | Warehouse | Exterior Lighting | Exterior marquis | TRC | Existing | NE5286 | Retro-Commissioning | Retro-Commissioning | NonEquip | 5 |  | 21.99% | Tech/Econ | 16% | 753.6433 | 0 | 0.39064
Tech | Warehouse | Exterior Lighting | Exterior marquis | TRC | Existing | NE2972 | Outdoor Lighting Controls | Outdoor Lighting Controls | NonEquip | 8 | Exterior parking/lot lighting | 0% | Tech/Econ | 28% | 0 | 0 | 0
Tech | Warehouse | Exterior Lighting | Exterior marquis | TRC | Existing | NE2946 | Bi-Level Lighting Control (Exterior) | Bi-Level Lighting Control (Exterior) | NonEquip | 9 | Exterior parking/lot lighting | 0% | Tech/Econ | 31% | 0 | 0 | 0
Tech | Warehouse | Exterior Lighting | Exterior marquis | TRC | Turnover | ET638 | LED Exterior Lighting | LED Exterior Lighting | Equip | 13 | Exterior marquis | 4.624% | Tech/Econ | 60.51% | 616.5771 | 0 | 0
Tech | Warehouse | Exterior Lighting | Exterior marquis | TRC | Turnover | ET599 | LED Display Lighting (Exterior) | LED Display Lighting (Exterior) | Equip | 15 | Exterior marquis | 4.624% | Tech/Econ | 87.04% | 924.0745 | 0 | 0
Tech | Warehouse | Exterior Lighting | Exterior marquis | TRC | New | EN664 | LED Exterior Lighting | LED Exterior Lighting | Equip | 13 | Exterior marquis | 4.624% | Tech/Econ | 60.51% | 3.597 | 0 | 0
Tech | Warehouse | Exterior Lighting | Exterior marquis | TRC | New | EN625 | LED Display Lighting (Exterior) | LED Display Lighting (Exterior) | Equip | 15 | Exterior marquis | 4.624% | Tech/Econ | 87.04% | 5.3909 | 0 | 0
Tech | Warehouse | Miscellaneous | Elevators/Escalators | TRC | New | NN5455 | Retro-Commissioning | Retro-Commissioning | NonEquip | 5 |  | 0% | Tech/Econ | 16% | 0 | 0 | 0
Tech | Warehouse | Miscellaneous | Elevators/Escalators | TRC | New | NN4545 | VSD Controlled Compressor | VSD Controlled Compressor | NonEquip | 15 | Others | 0% | Tech/Econ | 20.79% | 0 | 0 | 0
Tech | Warehouse | Miscellaneous | Elevators/Escalators | TRC | New | NN4519 | Regenerative Drive Elevator Motor | Regenerative Drive Elevator Motor | NonEquip | 13 | Elevators/Escalators | 11.17% | Tech/Econ | 6.211% | 0.34082 | 4.7436e-05 | 4.3455e-06
Tech | Warehouse | Miscellaneous | Elevators/Escalators | TRC | New | NN4493 | Engine Block Timer | Engine Block Timer | NonEquip | 5 | Others | 0% | Tech/Econ | 36% | 0 | 0 | 0
Tech | Warehouse | Miscellaneous | Elevators/Escalators | TRC | New | NN4467 | Efficient Motor Belts | Efficient Motor Belts | NonEquip | 10 | Others | 0% | Tech/Econ | 1.105% | 0 | 0 | 0
Tech | Warehouse | Miscellaneous | Elevators/Escalators | TRC | Existing | NE5442 | Retro-Commissioning | Retro-Commissioning | NonEquip | 5 |  | 21.99% | Tech/Econ | 16% | 296.423 | 0.049557 | 0.15364
Tech | Warehouse | Miscellaneous | Elevators/Escalators | TRC | Existing | NE4532 | VSD Controlled Compressor | VSD Controlled Compressor | NonEquip | 15 | Others | 0% | Tech/Econ | 20.79% | 0 | 0 | 0
Tech | Warehouse | Miscellaneous | Elevators/Escalators | TRC | Existing | NE4506 | Regenerative Drive Elevator Motor | Regenerative Drive Elevator Motor | NonEquip | 13 | Elevators/Escalators | 2.24% | Tech/Econ | 6.211% | 11.3067 | 0.0015737 | 0.00014416
Tech | Warehouse | Miscellaneous | Elevators/Escalators | TRC | Existing | NE4480 | Engine Block Timer | Engine Block Timer | NonEquip | 5 | Others | 0% | Tech/Econ | 36% | 0 | 0 | 0
Tech | Warehouse | Miscellaneous | Elevators/Escalators | TRC | Existing | NE4454 | Efficient Motor Belts | Efficient Motor Belts | NonEquip | 10 | Others | 0% | Tech/Econ | 1.105% | 0 | 0 | 0
Tech | Warehouse | Office Equipment | Document production | TRC | New | NN4597 | Smart Strip Plug Outlet | Smart Strip Plug Outlet | NonEquip | 4 |  | 43.9% | Tech/Econ | 1.187% | 41.8888 | 0.0062286 | 0
Tech | Warehouse | Office Equipment | Document production | TRC | New | NN4571 | Network PC Power Management | Network PC Power Management | NonEquip | 5 | Computers | 0% | Tech/Econ | 56.5% | 0 | 0 | 0
Tech | Warehouse | Office Equipment | Document production | TRC | Existing | NE4584 | Smart Strip Plug Outlet | Smart Strip Plug Outlet | NonEquip | 4 |  | 43.9% | Tech/Econ | 1.187% | 7180.3156 | 1.0677 | 0
Tech | Warehouse | Office Equipment | Document production | TRC | Existing | NE4558 | Network PC Power Management | Network PC Power Management | NonEquip | 5 | Computers | 0% | Tech/Econ | 56.5% | 0 | 0 | 0
Tech | Warehouse | Office Equipment | Document production | TRC | Turnover | ET2153 | ENERGY STAR Imaging Equipment | ENERGY STAR Imaging Equipment | Equip | 6 | Document production | 0% | Tech/Econ | 44.44% | 0 | 0 | 0
Tech | Warehouse | Office Equipment | Document production | TRC | New | EN2179 | ENERGY STAR Imaging Equipment | ENERGY STAR Imaging Equipment | Equip | 6 | Document production | 0% | Tech/Econ | 44.44% | 0 | 0 | 0
Tech | Warehouse | Space Cooling | District chilled water piped | TRC | New | NN5377 | Retro-Commissioning | Retro-Commissioning | NonEquip | 5 |  | 0% | Tech/Econ | 16% | 0 | 0 | 0
Tech | Warehouse | Space Cooling | District chilled water piped | TRC | New | NN4389 | Window Sun Protection | Window Sun Protection | NonEquip | 10 |  | 15.35% | Tech/Econ | 16% | 0 | 0 | 0
Tech | Warehouse | Space Cooling | District chilled water piped | TRC | New | NN4363 | Waterside Economizer | Waterside Economizer | NonEquip | 20 |  | 0% | Tech/Econ | 5.556% | 0 | 0 | 0
Tech | Warehouse | Space Cooling | District chilled water piped | TRC | New | NN4311 | Warehouse Loading Dock Seals | Warehouse Loading Dock Seals | NonEquip | 18 |  | 16.55% | Tech/Econ | 4.585% | 0 | 0 | 0
Tech | Warehouse | Space Cooling | District chilled water piped | TRC | New | NN4155 | Smart Thermostat | Smart Thermostat | NonEquip | 11 |  | 31.48% | Tech/Econ | 10% | 0 | 0 | 0
Tech | Warehouse | Space Cooling | District chilled water piped | TRC | New | NN4129 | Roof Insulation | Roof Insulation | NonEquip | 20 |  | 58.5% | Tech/Econ | 9.866% | 0 | 0 | 0
Tech | Warehouse | Space Cooling | District chilled water piped | TRC | New | NN3999 | Low U-Value Windows | Low U-Value Windows | NonEquip | 20 |  | 12.54% | Tech/Econ | 10% | 0 | 0 | 0
Tech | Warehouse | Space Cooling | District chilled water piped | TRC | New | NN3921 | HVAC tune-up_RTU | HVAC tune-up_RTU | NonEquip | 5 | Packaged air conditioning units (RTUs) | 0% | Tech/Econ | 5% | 0 | 0 | 0
Tech | Warehouse | Space Cooling | District chilled water piped | TRC | New | NN3895 | HVAC tune-up | HVAC tune-up | NonEquip | 5 | Residential-type central air conditioners | 0% | Tech/Econ | 5% | 0 | 0 | 0
Tech | Warehouse | Space Cooling | District chilled water piped | TRC | New | NN3817 | Green Roof | Green Roof | NonEquip | 15 |  | 0.294% | Tech/Econ | 11.44% | 0 | 0 | 0
Tech | Warehouse | Space Cooling | District chilled water piped | TRC | New | NN3765 | Floor Insulation | Floor Insulation | NonEquip | 20 |  | 49.87% | Tech/Econ | 5.177% | 0 | 0 | 0
Tech | Warehouse | Space Cooling | District chilled water piped | TRC | New | NN3687 | Facility Energy Management System | Facility Energy Management System | NonEquip | 15 |  | 4.276% | Tech/Econ | 20% | 0 | 0 | 0
Tech | Warehouse | Space Cooling | District chilled water piped | TRC | New | NN3635 | Facility Commissioning | Facility Commissioning | NonEquip | 10 |  | 53.41% | Tech/Econ | 16% | 0 | 0 | 0
Tech | Warehouse | Space Cooling | District chilled water piped | TRC | New | NN3609 | Energy Recovery Ventilation System (ERV) | Energy Recovery Ventilation System (ERV) | NonEquip | 15 | Packaged air conditioning units (RTUs) | 0% | Tech/Econ | 9.935% | 0 | 0 | 0
Tech | Warehouse | Space Cooling | District chilled water piped | TRC | New | NN3531 | Duct Sealing Repair | Duct Sealing Repair | NonEquip | 15 |  | 0% | Tech/Econ | 12% | 0 | 0 | 0
Tech | Warehouse | Space Cooling | District chilled water piped | TRC | New | NN3427 | Dedicated Outdoor Air System on VRF unit | Dedicated Outdoor Air System on VRF unit | NonEquip | 15 | Residential-type central air conditioners | 0% | Tech/Econ | 17.5% | 0 | 0 | 0
Tech | Warehouse | Space Cooling | District chilled water piped | TRC | New | NN3375 | Cool Roof | Cool Roof | NonEquip | 15 |  | 72.51% | Tech/Econ | 14.67% | 0 | 0 | 0
Tech | Warehouse | Space Cooling | District chilled water piped | TRC | New | NN3323 | Chilled Water System - Variable Speed Drives | Chilled Water System - Variable Speed Drives | NonEquip | 13 | Central chillers inside | 0% | Tech/Econ | 24.74% | 0 | 0 | 0
Tech | Warehouse | Space Cooling | District chilled water piped | TRC | New | NN3297 | Chilled Water Controls Optimization | Chilled Water Controls Optimization | NonEquip | 10 | Central chillers inside | 0% | Tech/Econ | 12.5% | 0 | 0 | 0
Tech | Warehouse | Space Cooling | District chilled water piped | TRC | New | NN3219 | Ceiling Insulation(R2 to R38) | Ceiling Insulation(R2 to R38) | NonEquip | 20 |  | 0% | Tech/Econ | 94.74% | 0 | 0 | 0
Tech | Warehouse | Space Cooling | District chilled water piped | TRC | New | NN3167 | Ceiling Insulation(R19 to R38) | Ceiling Insulation(R19 to R38) | NonEquip | 20 |  | 0% | Tech/Econ | 7.478% | 0 | 0 | 0
Tech | Warehouse | Space Cooling | District chilled water piped | TRC | New | NN3115 | Ceiling Insulation(R12 to R38) | Ceiling Insulation(R12 to R38) | NonEquip | 20 |  | 0% | Tech/Econ | 16.2% | 0 | 0 | 0
Tech | Warehouse | Space Cooling | District chilled water piped | TRC | New | NN3063 | Airside Economizer | Airside Economizer | NonEquip | 10 | Packaged air conditioning units (RTUs) | 0% | Tech/Econ | 5.556% | 0 | 0 | 0
Tech | Warehouse | Space Cooling | District chilled water piped | TRC | Existing | NE5364 | Retro-Commissioning | Retro-Commissioning | NonEquip | 5 |  | 21.99% | Tech/Econ | 16% | 0 | 0 | 0
Tech | Warehouse | Space Cooling | District chilled water piped | TRC | Existing | NE4376 | Window Sun Protection | Window Sun Protection | NonEquip | 10 |  | 7.316% | Tech/Econ | 16% | 0 | 0 | 0
Tech | Warehouse | Space Cooling | District chilled water piped | TRC | Existing | NE4350 | Waterside Economizer | Waterside Economizer | NonEquip | 20 |  | 0% | Tech/Econ | 5.556% | 0 | 0 | 0
Tech | Warehouse | Space Cooling | District chilled water piped | TRC | Existing | NE4298 | Warehouse Loading Dock Seals | Warehouse Loading Dock Seals | NonEquip | 18 |  | 24.61% | Tech/Econ | 4.585% | 0 | 0 | 0
Tech | Warehouse | Space Cooling | District chilled water piped | TRC | Existing | NE4220 | Wall Insulation | Wall Insulation | NonEquip | 20 |  | 0% | Tech/Econ | 50.52% | 0 | 0 | 0
Tech | Warehouse | Space Cooling | District chilled water piped | TRC | Existing | NE4142 | Smart Thermostat | Smart Thermostat | NonEquip | 11 |  | 31.48% | Tech/Econ | 10% | 0 | 0 | 0
Tech | Warehouse | Space Cooling | District chilled water piped | TRC | Existing | NE4116 | Roof Insulation | Roof Insulation | NonEquip | 20 |  | 58.5% | Tech/Econ | 19.73% | 0 | 0 | 0
Tech | Warehouse | Space Cooling | District chilled water piped | TRC | Existing | NE4038 | Programmable Thermostat | Programmable Thermostat | NonEquip | 11 |  | 0% | Tech/Econ | 3.6% | 0 | 0 | 0
Tech | Warehouse | Space Cooling | District chilled water piped | TRC | Existing | NE3986 | Low U-Value Windows | Low U-Value Windows | NonEquip | 20 |  | 5.017% | Tech/Econ | 46% | 0 | 0 | 0
Tech | Warehouse | Space Cooling | District chilled water piped | TRC | Existing | NE3908 | HVAC tune-up_RTU | HVAC tune-up_RTU | NonEquip | 5 | Packaged air conditioning units (RTUs) | 0% | Tech/Econ | 5% | 0 | 0 | 0
Tech | Warehouse | Space Cooling | District chilled water piped | TRC | Existing | NE3882 | HVAC tune-up | HVAC tune-up | NonEquip | 5 | Residential-type central air conditioners | 0% | Tech/Econ | 5% | 0 | 0 | 0
Tech | Warehouse | Space Cooling | District chilled water piped | TRC | Existing | NE3804 | Green Roof | Green Roof | NonEquip | 15 |  | 0.0588% | Tech/Econ | 11.44% | 0 | 0 | 0
Tech | Warehouse | Space Cooling | District chilled water piped | TRC | Existing | NE3752 | Floor Insulation | Floor Insulation | NonEquip | 20 |  | 19.95% | Tech/Econ | 5.177% | 0 | 0 | 0
Tech | Warehouse | Space Cooling | District chilled water piped | TRC | Existing | NE3674 | Facility Energy Management System | Facility Energy Management System | NonEquip | 15 |  | 4.3% | Tech/Econ | 20% | 0 | 0 | 0
Tech | Warehouse | Space Cooling | District chilled water piped | TRC | Existing | NE3596 | Energy Recovery Ventilation System (ERV) | Energy Recovery Ventilation System (ERV) | NonEquip | 15 | Packaged air conditioning units (RTUs) | 0% | Tech/Econ | 9.935% | 0 | 0 | 0
Tech | Warehouse | Space Cooling | District chilled water piped | TRC | Existing | NE3518 | Duct Sealing Repair | Duct Sealing Repair | NonEquip | 15 |  | 0% | Tech/Econ | 12% | 0 | 0 | 0
Tech | Warehouse | Space Cooling | District chilled water piped | TRC | Existing | NE3414 | Dedicated Outdoor Air System on VRF unit | Dedicated Outdoor Air System on VRF unit | NonEquip | 15 | Residential-type central air conditioners | 0% | Tech/Econ | 17.5% | 0 | 0 | 0
Tech | Warehouse | Space Cooling | District chilled water piped | TRC | Existing | NE3362 | Cool Roof | Cool Roof | NonEquip | 15 |  | 72.75% | Tech/Econ | 14.67% | 0 | 0 | 0
Tech | Warehouse | Space Cooling | District chilled water piped | TRC | Existing | NE3310 | Chilled Water System - Variable Speed Drives | Chilled Water System - Variable Speed Drives | NonEquip | 13 | Central chillers inside | 0% | Tech/Econ | 24.74% | 0 | 0 | 0
Tech | Warehouse | Space Cooling | District chilled water piped | TRC | Existing | NE3284 | Chilled Water Controls Optimization | Chilled Water Controls Optimization | NonEquip | 10 | Central chillers inside | 0% | Tech/Econ | 12.5% | 0 | 0 | 0
Tech | Warehouse | Space Cooling | District chilled water piped | TRC | Existing | NE3206 | Ceiling Insulation(R2 to R38) | Ceiling Insulation(R2 to R38) | NonEquip | 20 |  | 0% | Tech/Econ | 94.74% | 0 | 0 | 0
Tech | Warehouse | Space Cooling | District chilled water piped | TRC | Existing | NE3154 | Ceiling Insulation(R19 to R38) | Ceiling Insulation(R19 to R38) | NonEquip | 20 |  | 0% | Tech/Econ | 7.478% | 0 | 0 | 0
Tech | Warehouse | Space Cooling | District chilled water piped | TRC | Existing | NE3102 | Ceiling Insulation(R12 to R38) | Ceiling Insulation(R12 to R38) | NonEquip | 20 |  | 0% | Tech/Econ | 16.2% | 0 | 0 | 0
Tech | Warehouse | Space Cooling | District chilled water piped | TRC | Existing | NE3050 | Airside Economizer | Airside Economizer | NonEquip | 10 | Packaged air conditioning units (RTUs) | 0% | Tech/Econ | 5.556% | 0 | 0 | 0
Tech | Warehouse | Space Cooling | District chilled water piped | TRC | Turnover | ET950 | High Efficiency Chiller (Air Cooled, 50 tons) | High Efficiency Chiller (Air Cooled, 50 tons) | Equip | 20 | District chilled water piped | 28.37% | Tech/Econ | 8.759% | 0 | 0 | 0
Tech | Warehouse | Space Cooling | District chilled water piped | TRC | Turnover | ET1106 | High Efficiency Chiller (Water cooled-positive displacement, 100 tons) | High Efficiency Chiller (Water cooled-positive displacement, 100 tons) | Equip | 20 | District chilled water piped | 28.37% | Tech/Econ | 2.683% | 0 | 0 | 0
Tech | Warehouse | Space Cooling | District chilled water piped | TRC | Turnover | ET1028 | High Efficiency Chiller (Water cooled-centrifugal, 200 tons) | High Efficiency Chiller (Water cooled-centrifugal, 200 tons) | Equip | 20 | District chilled water piped | 28.37% | Tech/Econ | 4.362% | 0 | 0 | 0
Tech | Warehouse | Space Cooling | District chilled water piped | TRC | New | EN976 | High Efficiency Chiller (Air Cooled, 50 tons) | High Efficiency Chiller (Air Cooled, 50 tons) | Equip | 20 | District chilled water piped | 28.37% | Tech/Econ | 8.759% | 0 | 0 | 0
Tech | Warehouse | Refrigeration | Display cases | TRC | New | NN5325 | Retro-Commissioning | Retro-Commissioning | NonEquip | 5 |  | 0% | Tech/Econ | 16% | 0 | 0 | 0
Tech | Warehouse | Refrigeration | Display cases | TRC | New | NN4909 | Strip Curtains for Walk-ins | Strip Curtains for Walk-ins | NonEquip | 4 | Walk-in cooler | 0% | Tech/Econ | 2.115% | 0 | 0 | 0
Tech | Warehouse | Refrigeration | Display cases | TRC | New | NN4883 | Refrigerated Display Case Lighting Controls | Refrigerated Display Case Lighting Controls | NonEquip | 8 | Display cases | 0% | Tech/Econ | 0.9365% | 0 | 0 | 0
Tech | Warehouse | Refrigeration | Display cases | TRC | New | NN4857 | PSC to ECM Evaporator Fan Motor (Walk-In, Refrigerator) | PSC to ECM Evaporator Fan Motor (Walk-In, Refrigerator) | NonEquip | 15 | Walk-in cooler | 0% | Tech/Econ | 37.5% | 0 | 0 | 0
Tech | Warehouse | Refrigeration | Display cases | TRC | New | NN4831 | PSC to ECM Evaporator Fan Motor (Reach-In) | PSC to ECM Evaporator Fan Motor (Reach-In) | NonEquip | 15 | Display cases | 0% | Tech/Econ | 37.5% | 0 | 0 | 0
Tech | Warehouse | Refrigeration | Display cases | TRC | New | NN4805 | Night Covers for Display Cases | Night Covers for Display Cases | NonEquip | 5 | Display cases | 0% | Tech/Econ | 1.877% | 0 | 0 | 0
Tech | Warehouse | Refrigeration | Display cases | TRC | New | NN4779 | High R-Value Glass Doors | High R-Value Glass Doors | NonEquip | 12 | Display cases | 0% | Tech/Econ | 0% | 0 | 0 | 0
Tech | Warehouse | Refrigeration | Display cases | TRC | New | NN4753 | High Efficiency Refrigeration Compressor | High Efficiency Refrigeration Compressor | NonEquip | 13 | Display cases | 0% | Tech/Econ | 6.922% | 0 | 0 | 0
Tech | Warehouse | Refrigeration | Display cases | TRC | New | NN4727 | Freezer-Cooler Replacement Gaskets | Freezer-Cooler Replacement Gaskets | NonEquip | 4 | Display cases | 0% | Tech/Econ | 0% | 0 | 0 | 0
Tech | Warehouse | Refrigeration | Display cases | TRC | New | NN4701 | Floating Head Pressure Controls | Floating Head Pressure Controls | NonEquip | 15 |  | 0% | Tech/Econ | 6.05% | 0 | 0 | 0
Tech | Warehouse | Refrigeration | Display cases | TRC | New | NN4675 | Demand Defrost | Demand Defrost | NonEquip | 10 | Walk-in cooler | 0% | Tech/Econ | 30% | 0 | 0 | 0
Tech | Warehouse | Refrigeration | Display cases | TRC | New | NN4649 | Automatic Door Closer for Walk-in Coolers and Freezers | Automatic Door Closer for Walk-in Coolers and Freezers | NonEquip | 8 | Walk-in cooler | 0% | Tech/Econ | 3.131% | 0 | 0 | 0
Tech | Warehouse | Refrigeration | Display cases | TRC | New | NN4623 | Anti-Sweat Controls | Anti-Sweat Controls | NonEquip | 8 | Display cases | 0% | Tech/Econ | 85% | 0 | 0 | 0
Tech | Warehouse | Refrigeration | Display cases | TRC | Existing | NE5312 | Retro-Commissioning | Retro-Commissioning | NonEquip | 5 |  | 21.99% | Tech/Econ | 16% | 199.594 | 0.033368 | 0.10346
Tech | Warehouse | Refrigeration | Display cases | TRC | Existing | NE4896 | Strip Curtains for Walk-ins | Strip Curtains for Walk-ins | NonEquip | 4 | Walk-in cooler | 0% | Tech/Econ | 2.115% | 0 | 0 | 0
Tech | Warehouse | Refrigeration | Display cases | TRC | Existing | NE4870 | Refrigerated Display Case Lighting Controls | Refrigerated Display Case Lighting Controls | NonEquip | 8 | Display cases | 0% | Tech/Econ | 2.524% | 0 | 0 | 0
Tech | Warehouse | Refrigeration | Display cases | TRC | Existing | NE4844 | PSC to ECM Evaporator Fan Motor (Walk-In, Refrigerator) | PSC to ECM Evaporator Fan Motor (Walk-In, Refrigerator) | NonEquip | 15 | Walk-in cooler | 0% | Tech/Econ | 37.5% | 0 | 0 | 0
Tech | Warehouse | Refrigeration | Display cases | TRC | Existing | NE4818 | PSC to ECM Evaporator Fan Motor (Reach-In) | PSC to ECM Evaporator Fan Motor (Reach-In) | NonEquip | 15 | Display cases | 0% | Tech/Econ | 37.5% | 0 | 0 | 0
Tech | Warehouse | Refrigeration | Display cases | TRC | Existing | NE4792 | Night Covers for Display Cases | Night Covers for Display Cases | NonEquip | 5 | Display cases | 0% | Tech/Econ | 1.877% | 0 | 0 | 0
Tech | Warehouse | Refrigeration | Display cases | TRC | Existing | NE4766 | High R-Value Glass Doors | High R-Value Glass Doors | NonEquip | 12 | Display cases | 0% | Tech/Econ | 23.81% | 0 | 0 | 0
Tech | Warehouse | Refrigeration | Display cases | TRC | Existing | NE4740 | High Efficiency Refrigeration Compressor | High Efficiency Refrigeration Compressor | NonEquip | 13 | Display cases | 0% | Tech/Econ | 6.922% | 0 | 0 | 0
Tech | Warehouse | Refrigeration | Display cases | TRC | Existing | NE4714 | Freezer-Cooler Replacement Gaskets | Freezer-Cooler Replacement Gaskets | NonEquip | 4 | Display cases | 0% | Tech/Econ | 3.131% | 0 | 0 | 0
Tech | Warehouse | Refrigeration | Display cases | TRC | Existing | NE4688 | Floating Head Pressure Controls | Floating Head Pressure Controls | NonEquip | 15 |  | 0% | Tech/Econ | 6.05% | 0 | 0 | 0
Tech | Warehouse | Refrigeration | Display cases | TRC | Existing | NE4662 | Demand Defrost | Demand Defrost | NonEquip | 10 | Walk-in cooler | 0% | Tech/Econ | 30% | 0 | 0 | 0
Tech | Warehouse | Refrigeration | Display cases | TRC | Existing | NE4636 | Automatic Door Closer for Walk-in Coolers and Freezers | Automatic Door Closer for Walk-in Coolers and Freezers | NonEquip | 8 | Walk-in cooler | 0% | Tech/Econ | 3.131% | 0 | 0 | 0
Tech | Warehouse | Refrigeration | Display cases | TRC | Existing | NE4610 | Anti-Sweat Controls | Anti-Sweat Controls | NonEquip | 8 | Display cases | 0% | Tech/Econ | 85% | 0 | 0 | 0
Tech | Warehouse | Refrigeration | Display cases | TRC | Turnover | ET2621 | Refrigerated Display Case LED Lighting | Refrigerated Display Case LED Lighting | Equip | 8 | Display cases | 0% | Tech/Econ | 6.613% | 0 | 0 | 0
Tech | Warehouse | Refrigeration | Display cases | TRC | Turnover | ET2465 | Energy Star Commercial Solid Door Refrigerator | Energy Star Commercial Solid Door Refrigerator | Equip | 12 | Display cases | 0% | Tech/Econ | 50.28% | 0 | 0 | 0
Tech | Warehouse | Refrigeration | Display cases | TRC | Turnover | ET2426 | Energy Star Commercial Solid Door Freezer | Energy Star Commercial Solid Door Freezer | Equip | 12 | Display cases | 0% | Tech/Econ | 42.11% | 0 | 0 | 0
Tech | Warehouse | Refrigeration | Display cases | TRC | Turnover | ET2387 | Energy Star Commercial Glass Door Refrigerator | Energy Star Commercial Glass Door Refrigerator | Equip | 12 | Display cases | 0% | Tech/Econ | 37.88% | 0 | 0 | 0
Tech | Warehouse | Refrigeration | Display cases | TRC | Turnover | ET2348 | Energy Star Commercial Glass Door Freezer | Energy Star Commercial Glass Door Freezer | Equip | 12 | Display cases | 0% | Tech/Econ | 40.57% | 0 | 0 | 0
Tech | Warehouse | Refrigeration | Display cases | TRC | New | EN2647 | Refrigerated Display Case LED Lighting | Refrigerated Display Case LED Lighting | Equip | 8 | Display cases | 0% | Tech/Econ | 0% | 0 | 0 | 0
Tech | Warehouse | Refrigeration | Display cases | TRC | New | EN2491 | Energy Star Commercial Solid Door Refrigerator | Energy Star Commercial Solid Door Refrigerator | Equip | 12 | Display cases | 0% | Tech/Econ | 50.28% | 0 | 0 | 0
Tech | Warehouse | Refrigeration | Display cases | TRC | New | EN2452 | Energy Star Commercial Solid Door Freezer | Energy Star Commercial Solid Door Freezer | Equip | 12 | Display cases | 0% | Tech/Econ | 42.11% | 0 | 0 | 0
Tech | Warehouse | Refrigeration | Display cases | TRC | New | EN2413 | Energy Star Commercial Glass Door Refrigerator | Energy Star Commercial Glass Door Refrigerator | Equip | 12 | Display cases | 0% | Tech/Econ | 37.88% | 0 | 0 | 0
Tech | Warehouse | Refrigeration | Display cases | TRC | New | EN2374 | Energy Star Commercial Glass Door Freezer | Energy Star Commercial Glass Door Freezer | Equip | 12 | Display cases | 0% | Tech/Econ | 40.57% | 0 | 0 | 0
Tech | Warehouse | Cooking | Cooking Other | TRC | Turnover | ET248 | Induction Cooktops | Induction Cooktops | Equip | 10 | Cooking Other | 0% | Tech/Econ | 18.82% | 0 | 0 | 0
Tech | Warehouse | Cooking | Cooking Other | TRC | Turnover | ET170 | Energy Star Hot Food Holding Cabinet | Energy Star Hot Food Holding Cabinet | Equip | 12 | Cooking Other | 0% | Tech/Econ | 52.67% | 0 | 0 | 0
Tech | Warehouse | Cooking | Cooking Other | TRC | Turnover | ET14 | Efficient Exhaust Hood | Efficient Exhaust Hood | Equip | 15 | Cooking Other | 0% | Tech/Econ | 42.5% | 0 | 0 | 0
Tech | Warehouse | Cooking | Cooking Other | TRC | Turnover | ET131 | Energy Star Griddle | Energy Star Griddle | Equip | 12 | Cooking Other | 0% | Tech/Econ | 12.08% | 0 | 0 | 0
Tech | Warehouse | Cooking | Cooking Other | TRC | New | EN40 | Efficient Exhaust Hood | Efficient Exhaust Hood | Equip | 15 | Cooking Other | 0% | Tech/Econ | 42.5% | 0 | 0 | 0
Tech | Warehouse | Cooking | Cooking Other | TRC | New | EN274 | Induction Cooktops | Induction Cooktops | Equip | 10 | Cooking Other | 0% | Tech/Econ | 18.82% | 0 | 0 | 0
Tech | Warehouse | Cooking | Cooking Other | TRC | New | EN196 | Energy Star Hot Food Holding Cabinet | Energy Star Hot Food Holding Cabinet | Equip | 12 | Cooking Other | 0% | Tech/Econ | 52.67% | 0 | 0 | 0
Tech | Warehouse | Cooking | Cooking Other | TRC | New | EN157 | Energy Star Griddle | Energy Star Griddle | Equip | 12 | Cooking Other | 0% | Tech/Econ | 12.08% | 0 | 0 | 0
Tech | Warehouse | Office Equipment | Computers | TRC | New | NN4597 | Smart Strip Plug Outlet | Smart Strip Plug Outlet | NonEquip | 4 |  | 43.9% | Tech/Econ | 1.187% | 7.9928 | 0.0011885 | 0
Tech | Warehouse | Office Equipment | Computers | TRC | New | NN4571 | Network PC Power Management | Network PC Power Management | NonEquip | 5 | Computers | 0% | Tech/Econ | 56.5% | 0 | 0 | 0
Tech | Warehouse | Office Equipment | Computers | TRC | Existing | NE4584 | Smart Strip Plug Outlet | Smart Strip Plug Outlet | NonEquip | 4 |  | 43.9% | Tech/Econ | 1.187% | 1370.0754 | 0.20372 | 0
Tech | Warehouse | Office Equipment | Computers | TRC | Existing | NE4558 | Network PC Power Management | Network PC Power Management | NonEquip | 5 | Computers | 0% | Tech/Econ | 56.5% | 0 | 0 | 0
Tech | Warehouse | Office Equipment | Computers | TRC | Turnover | ET2192 | Energy Star PCs | Energy Star PCs | Equip | 4 | Computers | 35% | Tech/Econ | 43.34% | 47020.4607 | 6.6966 | 0
Tech | Warehouse | Office Equipment | Computers | TRC | New | EN2218 | Energy Star PCs | Energy Star PCs | Equip | 4 | Computers | 35% | Tech/Econ | 43.34% | 274.3097 | 0.039067 | 0
Tech | Warehouse | Domestic Hot Water | Centralized water heaters | TRC | New | NN5429 | Retro-Commissioning | Retro-Commissioning | NonEquip | 5 |  | 0% | Tech/Econ | 16% | 0 | 0 | 0
Tech | Warehouse | Domestic Hot Water | Centralized water heaters | TRC | New | NN2933 | Thermostatic Shower Restriction Valve | Thermostatic Shower Restriction Valve | NonEquip | 10 | Centralized water heaters | 0% | Tech/Econ | 5.962% | 0 | 0 | 0
Tech | Warehouse | Domestic Hot Water | Centralized water heaters | TRC | New | NN2907 | Tank Wrap on Water Heater | Tank Wrap on Water Heater | NonEquip | 7 | Centralized water heaters | 55.99% | Tech/Econ | 1.755% | 3.6248 | 0.00036309 | 0.00037045
Tech | Warehouse | Domestic Hot Water | Centralized water heaters | TRC | New | NN2881 | Low-Flow Pre-Rinse Sprayers | Low-Flow Pre-Rinse Sprayers | NonEquip | 5 | Centralized water heaters | 0% | Tech/Econ | 15.77% | 0 | 0 | 0
Tech | Warehouse | Domestic Hot Water | Centralized water heaters | TRC | New | NN2855 | Low Flow Shower Head | Low Flow Shower Head | NonEquip | 10 | Centralized water heaters | 0% | Tech/Econ | 1.208% | 0 | 0 | 0
Tech | Warehouse | Domestic Hot Water | Centralized water heaters | TRC | New | NN2829 | Hot Water Pipe Insulation | Hot Water Pipe Insulation | NonEquip | 13 | Centralized water heaters | 22.45% | Tech/Econ | 9.424% | 55.035 | 0.0061483 | 0.0069098
Tech | Warehouse | Domestic Hot Water | Centralized water heaters | TRC | New | NN2803 | Hot Water Circulation Pump Control | Hot Water Circulation Pump Control | NonEquip | 15 | Centralized water heaters | 0% | Tech/Econ | 4.526% | 0 | 0 | 0
Tech | Warehouse | Domestic Hot Water | Centralized water heaters | TRC | New | NN2777 | Faucet Aerator | Faucet Aerator | NonEquip | 10 | Centralized water heaters | 23.64% | Tech/Econ | 0.569% | 0 | 0 | 0
Tech | Warehouse | Domestic Hot Water | Centralized water heaters | TRC | New | NN2751 | Drain Water Heat Recovery | Drain Water Heat Recovery | NonEquip | 15 | Centralized water heaters | 22.45% | Tech/Econ | 12.27% | 73.7049 | 0.017841 | 0.0084838
Tech | Warehouse | Domestic Hot Water | Centralized water heaters | TRC | Existing | NE5416 | Retro-Commissioning | Retro-Commissioning | NonEquip | 5 |  | 21.99% | Tech/Econ | 16% | 16130.0073 | 2.6966 | 8.3607
Tech | Warehouse | Domestic Hot Water | Centralized water heaters | TRC | Existing | NE2920 | Thermostatic Shower Restriction Valve | Thermostatic Shower Restriction Valve | NonEquip | 10 | Centralized water heaters | 0% | Tech/Econ | 5.703% | 0 | 0 | 0
Tech | Warehouse | Domestic Hot Water | Centralized water heaters | TRC | Existing | NE2894 | Tank Wrap on Water Heater | Tank Wrap on Water Heater | NonEquip | 7 | Centralized water heaters | 55.99% | Tech/Econ | 1.755% | 4185.0483 | 0.41921 | 0.42771
Tech | Warehouse | Domestic Hot Water | Centralized water heaters | TRC | Existing | NE2868 | Low-Flow Pre-Rinse Sprayers | Low-Flow Pre-Rinse Sprayers | NonEquip | 5 | Centralized water heaters | 0% | Tech/Econ | 15.04% | 0 | 0 | 0
Tech | Warehouse | Domestic Hot Water | Centralized water heaters | TRC | Existing | NE2842 | Low Flow Shower Head | Low Flow Shower Head | NonEquip | 10 | Centralized water heaters | 0% | Tech/Econ | 1.156% | 0 | 0 | 0
Tech | Warehouse | Domestic Hot Water | Centralized water heaters | TRC | Existing | NE2816 | Hot Water Pipe Insulation | Hot Water Pipe Insulation | NonEquip | 13 | Centralized water heaters | 4.299% | Tech/Econ | 9.015% | 1708.5961 | 0.19088 | 0.21452
Tech | Warehouse | Domestic Hot Water | Centralized water heaters | TRC | Existing | NE2790 | Hot Water Circulation Pump Control | Hot Water Circulation Pump Control | NonEquip | 15 | Centralized water heaters | 70.18% | Tech/Econ | 4.329% | 13342.3313 | 0.63457 | 0.66663
Tech | Warehouse | Domestic Hot Water | Centralized water heaters | TRC | Existing | NE2764 | Faucet Aerator | Faucet Aerator | NonEquip | 10 | Centralized water heaters | 23.64% | Tech/Econ | 0.5443% | 542.6024 | 0.11309 | 0.068107
Tech | Warehouse | Domestic Hot Water | Centralized water heaters | TRC | Existing | NE2738 | Drain Water Heat Recovery | Drain Water Heat Recovery | NonEquip | 15 | Centralized water heaters | 2.67% | Tech/Econ | 12.27% | 1449.4422 | 0.35084 | 0.16684
Tech | Warehouse | Domestic Hot Water | Centralized water heaters | TRC | Turnover | ET443 | Solar Water Heater | Solar Water Heater | Equip | 15 | Centralized water heaters | 27.42% | Tech/Econ | 76.67% | 139924.6301 | 10.4582 | 1.4683
Tech | Warehouse | Domestic Hot Water | Centralized water heaters | TRC | Turnover | ET365 | Heat Pump Water Heater | Heat Pump Water Heater | Equip | 10 | Centralized water heaters | 19.56% | Tech/Econ | 65.32% | 67144.5315 | 11.347 | 7.5471
Tech | Warehouse | Domestic Hot Water | Centralized water heaters | TRC | Turnover | ET287 | Energy Star Commercial Dishwasher | Energy Star Commercial Dishwasher | Equip | 15 | Centralized water heaters | 0% | Tech/Econ | 29.58% | 0 | 0 | 0
Tech | Warehouse | Domestic Hot Water | Centralized water heaters | TRC | New | EN469 | Solar Water Heater | Solar Water Heater | Equip | 15 | Centralized water heaters | 27.42% | Tech/Econ | 76.67% | 816.2974 | 0.061012 | 0.0085657
Tech | Warehouse | Domestic Hot Water | Centralized water heaters | TRC | New | EN391 | Heat Pump Water Heater | Heat Pump Water Heater | Equip | 10 | Centralized water heaters | 19.56% | Tech/Econ | 65.32% | 391.7102 | 0.066196 | 0.044029
Tech | Warehouse | Domestic Hot Water | Centralized water heaters | TRC | New | EN313 | Energy Star Commercial Dishwasher | Energy Star Commercial Dishwasher | Equip | 15 | Centralized water heaters | 0% | Tech/Econ | 29.58% | 0 | 0 | 0
Tech | Warehouse | Space Cooling | Central chillers inside | TRC | New | NN5377 | Retro-Commissioning | Retro-Commissioning | NonEquip | 5 |  | 0% | Tech/Econ | 16% | 0 | 0 | 0
Tech | Warehouse | Space Cooling | Central chillers inside | TRC | New | NN4389 | Window Sun Protection | Window Sun Protection | NonEquip | 10 |  | 15.35% | Tech/Econ | 16% | 0 | 0 | 0
Tech | Warehouse | Space Cooling | Central chillers inside | TRC | New | NN4363 | Waterside Economizer | Waterside Economizer | NonEquip | 20 |  | 0% | Tech/Econ | 5.556% | 0 | 0 | 0
Tech | Warehouse | Space Cooling | Central chillers inside | TRC | New | NN4311 | Warehouse Loading Dock Seals | Warehouse Loading Dock Seals | NonEquip | 18 |  | 16.55% | Tech/Econ | 4.585% | 0 | 0 | 0
Tech | Warehouse | Space Cooling | Central chillers inside | TRC | New | NN4155 | Smart Thermostat | Smart Thermostat | NonEquip | 11 |  | 31.48% | Tech/Econ | 10% | 0 | 0 | 0
Tech | Warehouse | Space Cooling | Central chillers inside | TRC | New | NN4129 | Roof Insulation | Roof Insulation | NonEquip | 20 |  | 58.5% | Tech/Econ | 9.866% | 0 | 0 | 0
Tech | Warehouse | Space Cooling | Central chillers inside | TRC | New | NN3999 | Low U-Value Windows | Low U-Value Windows | NonEquip | 20 |  | 12.54% | Tech/Econ | 10% | 0 | 0 | 0
Tech | Warehouse | Space Cooling | Central chillers inside | TRC | New | NN3921 | HVAC tune-up_RTU | HVAC tune-up_RTU | NonEquip | 5 | Packaged air conditioning units (RTUs) | 0% | Tech/Econ | 5% | 0 | 0 | 0
Tech | Warehouse | Space Cooling | Central chillers inside | TRC | New | NN3895 | HVAC tune-up | HVAC tune-up | NonEquip | 5 | Residential-type central air conditioners | 0% | Tech/Econ | 5% | 0 | 0 | 0
Tech | Warehouse | Space Cooling | Central chillers inside | TRC | New | NN3817 | Green Roof | Green Roof | NonEquip | 15 |  | 0.294% | Tech/Econ | 11.44% | 0 | 0 | 0
Tech | Warehouse | Space Cooling | Central chillers inside | TRC | New | NN3765 | Floor Insulation | Floor Insulation | NonEquip | 20 |  | 49.87% | Tech/Econ | 5.177% | 0 | 0 | 0
Tech | Warehouse | Space Cooling | Central chillers inside | TRC | New | NN3687 | Facility Energy Management System | Facility Energy Management System | NonEquip | 15 |  | 4.276% | Tech/Econ | 20% | 0 | 0 | 0
Tech | Warehouse | Space Cooling | Central chillers inside | TRC | New | NN3635 | Facility Commissioning | Facility Commissioning | NonEquip | 10 |  | 53.41% | Tech/Econ | 16% | 0 | 0 | 0
Tech | Warehouse | Space Cooling | Central chillers inside | TRC | New | NN3609 | Energy Recovery Ventilation System (ERV) | Energy Recovery Ventilation System (ERV) | NonEquip | 15 | Packaged air conditioning units (RTUs) | 0% | Tech/Econ | 9.935% | 0 | 0 | 0
Tech | Warehouse | Space Cooling | Central chillers inside | TRC | New | NN3531 | Duct Sealing Repair | Duct Sealing Repair | NonEquip | 15 |  | 0% | Tech/Econ | 12% | 0 | 0 | 0
Tech | Warehouse | Space Cooling | Central chillers inside | TRC | New | NN3427 | Dedicated Outdoor Air System on VRF unit | Dedicated Outdoor Air System on VRF unit | NonEquip | 15 | Residential-type central air conditioners | 0% | Tech/Econ | 17.5% | 0 | 0 | 0
Tech | Warehouse | Space Cooling | Central chillers inside | TRC | New | NN3375 | Cool Roof | Cool Roof | NonEquip | 15 |  | 72.51% | Tech/Econ | 14.67% | 0 | 0 | 0
Tech | Warehouse | Space Cooling | Central chillers inside | TRC | New | NN3323 | Chilled Water System - Variable Speed Drives | Chilled Water System - Variable Speed Drives | NonEquip | 13 | Central chillers inside | 73.99% | Tech/Econ | 24.74% | 0 | 0 | 0
Tech | Warehouse | Space Cooling | Central chillers inside | TRC | New | NN3297 | Chilled Water Controls Optimization | Chilled Water Controls Optimization | NonEquip | 10 | Central chillers inside | 34.04% | Tech/Econ | 12.5% | 0 | 0 | 0
Tech | Warehouse | Space Cooling | Central chillers inside | TRC | New | NN3219 | Ceiling Insulation(R2 to R38) | Ceiling Insulation(R2 to R38) | NonEquip | 20 |  | 0% | Tech/Econ | 94.74% | 0 | 0 | 0
Tech | Warehouse | Space Cooling | Central chillers inside | TRC | New | NN3167 | Ceiling Insulation(R19 to R38) | Ceiling Insulation(R19 to R38) | NonEquip | 20 |  | 0% | Tech/Econ | 7.478% | 0 | 0 | 0
Tech | Warehouse | Space Cooling | Central chillers inside | TRC | New | NN3115 | Ceiling Insulation(R12 to R38) | Ceiling Insulation(R12 to R38) | NonEquip | 20 |  | 0% | Tech/Econ | 16.2% | 0 | 0 | 0
Tech | Warehouse | Space Cooling | Central chillers inside | TRC | New | NN3063 | Airside Economizer | Airside Economizer | NonEquip | 10 | Packaged air conditioning units (RTUs) | 0% | Tech/Econ | 5.556% | 0 | 0 | 0
Tech | Warehouse | Space Cooling | Central chillers inside | TRC | Existing | NE5364 | Retro-Commissioning | Retro-Commissioning | NonEquip | 5 |  | 21.99% | Tech/Econ | 16% | 0 | 0 | 0
Tech | Warehouse | Space Cooling | Central chillers inside | TRC | Existing | NE4376 | Window Sun Protection | Window Sun Protection | NonEquip | 10 |  | 7.316% | Tech/Econ | 16% | 0 | 0 | 0
Tech | Warehouse | Space Cooling | Central chillers inside | TRC | Existing | NE4350 | Waterside Economizer | Waterside Economizer | NonEquip | 20 |  | 0% | Tech/Econ | 5.556% | 0 | 0 | 0
Tech | Warehouse | Space Cooling | Central chillers inside | TRC | Existing | NE4298 | Warehouse Loading Dock Seals | Warehouse Loading Dock Seals | NonEquip | 18 |  | 24.61% | Tech/Econ | 4.585% | 0 | 0 | 0
Tech | Warehouse | Space Cooling | Central chillers inside | TRC | Existing | NE4220 | Wall Insulation | Wall Insulation | NonEquip | 20 |  | 0% | Tech/Econ | 50.52% | 0 | 0 | 0
Tech | Warehouse | Space Cooling | Central chillers inside | TRC | Existing | NE4142 | Smart Thermostat | Smart Thermostat | NonEquip | 11 |  | 31.48% | Tech/Econ | 10% | 0 | 0 | 0
Tech | Warehouse | Space Cooling | Central chillers inside | TRC | Existing | NE4116 | Roof Insulation | Roof Insulation | NonEquip | 20 |  | 58.5% | Tech/Econ | 19.73% | 0 | 0 | 0
Tech | Warehouse | Space Cooling | Central chillers inside | TRC | Existing | NE4038 | Programmable Thermostat | Programmable Thermostat | NonEquip | 11 |  | 0% | Tech/Econ | 3.6% | 0 | 0 | 0
Tech | Warehouse | Space Cooling | Central chillers inside | TRC | Existing | NE3986 | Low U-Value Windows | Low U-Value Windows | NonEquip | 20 |  | 5.017% | Tech/Econ | 46% | 0 | 0 | 0
Tech | Warehouse | Space Cooling | Central chillers inside | TRC | Existing | NE3908 | HVAC tune-up_RTU | HVAC tune-up_RTU | NonEquip | 5 | Packaged air conditioning units (RTUs) | 0% | Tech/Econ | 5% | 0 | 0 | 0
Tech | Warehouse | Space Cooling | Central chillers inside | TRC | Existing | NE3882 | HVAC tune-up | HVAC tune-up | NonEquip | 5 | Residential-type central air conditioners | 0% | Tech/Econ | 5% | 0 | 0 | 0
Tech | Warehouse | Space Cooling | Central chillers inside | TRC | Existing | NE3804 | Green Roof | Green Roof | NonEquip | 15 |  | 0.0588% | Tech/Econ | 11.44% | 0 | 0 | 0
Tech | Warehouse | Space Cooling | Central chillers inside | TRC | Existing | NE3752 | Floor Insulation | Floor Insulation | NonEquip | 20 |  | 19.95% | Tech/Econ | 5.177% | 0 | 0 | 0
Tech | Warehouse | Space Cooling | Central chillers inside | TRC | Existing | NE3674 | Facility Energy Management System | Facility Energy Management System | NonEquip | 15 |  | 4.3% | Tech/Econ | 20% | 0 | 0 | 0
Tech | Warehouse | Space Cooling | Central chillers inside | TRC | Existing | NE3596 | Energy Recovery Ventilation System (ERV) | Energy Recovery Ventilation System (ERV) | NonEquip | 15 | Packaged air conditioning units (RTUs) | 0% | Tech/Econ | 9.935% | 0 | 0 | 0
Tech | Warehouse | Space Cooling | Central chillers inside | TRC | Existing | NE3518 | Duct Sealing Repair | Duct Sealing Repair | NonEquip | 15 |  | 0% | Tech/Econ | 12% | 0 | 0 | 0
Tech | Warehouse | Space Cooling | Central chillers inside | TRC | Existing | NE3414 | Dedicated Outdoor Air System on VRF unit | Dedicated Outdoor Air System on VRF unit | NonEquip | 15 | Residential-type central air conditioners | 0% | Tech/Econ | 17.5% | 0 | 0 | 0
Tech | Warehouse | Space Cooling | Central chillers inside | TRC | Existing | NE3362 | Cool Roof | Cool Roof | NonEquip | 15 |  | 72.75% | Tech/Econ | 14.67% | 0 | 0 | 0
Tech | Warehouse | Space Cooling | Central chillers inside | TRC | Existing | NE3310 | Chilled Water System - Variable Speed Drives | Chilled Water System - Variable Speed Drives | NonEquip | 13 | Central chillers inside | 73.99% | Tech/Econ | 24.74% | 0 | 0 | 0
Tech | Warehouse | Space Cooling | Central chillers inside | TRC | Existing | NE3284 | Chilled Water Controls Optimization | Chilled Water Controls Optimization | NonEquip | 10 | Central chillers inside | 34.04% | Tech/Econ | 12.5% | 0 | 0 | 0
Tech | Warehouse | Space Cooling | Central chillers inside | TRC | Existing | NE3206 | Ceiling Insulation(R2 to R38) | Ceiling Insulation(R2 to R38) | NonEquip | 20 |  | 0% | Tech/Econ | 94.74% | 0 | 0 | 0
Tech | Warehouse | Space Cooling | Central chillers inside | TRC | Existing | NE3154 | Ceiling Insulation(R19 to R38) | Ceiling Insulation(R19 to R38) | NonEquip | 20 |  | 0% | Tech/Econ | 7.478% | 0 | 0 | 0
Tech | Warehouse | Space Cooling | Central chillers inside | TRC | Existing | NE3102 | Ceiling Insulation(R12 to R38) | Ceiling Insulation(R12 to R38) | NonEquip | 20 |  | 0% | Tech/Econ | 16.2% | 0 | 0 | 0
Tech | Warehouse | Space Cooling | Central chillers inside | TRC | Existing | NE3050 | Airside Economizer | Airside Economizer | NonEquip | 10 | Packaged air conditioning units (RTUs) | 0% | Tech/Econ | 5.556% | 0 | 0 | 0
Tech | Warehouse | Space Cooling | Central chillers inside | TRC | Turnover | ET989 | High Efficiency Chiller (Water cooled-centrifugal, 200 tons) | High Efficiency Chiller (Water cooled-centrifugal, 200 tons) | Equip | 20 | Central chillers inside | 28.37% | Tech/Econ | 4.362% | 0 | 0 | 0
Tech | Warehouse | Space Cooling | Central chillers inside | TRC | Turnover | ET911 | High Efficiency Chiller (Air Cooled, 50 tons) | High Efficiency Chiller (Air Cooled, 50 tons) | Equip | 20 | Central chillers inside | 28.37% | Tech/Econ | 8.759% | 0 | 0 | 0
Tech | Warehouse | Space Cooling | Central chillers inside | TRC | Turnover | ET1067 | High Efficiency Chiller (Water cooled-positive displacement, 100 tons) | High Efficiency Chiller (Water cooled-positive displacement, 100 tons) | Equip | 20 | Central chillers inside | 28.37% | Tech/Econ | 2.683% | 0 | 0 | 0
Tech | Warehouse | Space Cooling | Central chillers inside | TRC | New | EN937 | High Efficiency Chiller (Air Cooled, 50 tons) | High Efficiency Chiller (Air Cooled, 50 tons) | Equip | 20 | Central chillers inside | 28.37% | Tech/Econ | 8.759% | 0 | 0 | 0
Tech | Warehouse | Ventilation and Circulation | Central air-handling unit | TRC | New | NN5403 | Retro-Commissioning | Retro-Commissioning | NonEquip | 5 |  | 0% | Tech/Econ | 16% | 0 | 0 | 0
Tech | Warehouse | Ventilation and Circulation | Central air-handling unit | TRC | New | NN4987 | VAV System | VAV System | NonEquip | 10 |  | 0% | Tech/Econ | 30% | 0 | 0 | 0
Tech | Warehouse | Ventilation and Circulation | Central air-handling unit | TRC | New | NN4961 | Demand Controlled Ventilation | Demand Controlled Ventilation | NonEquip | 10 |  | 23.39% | Tech/Econ | 50% | 1049.5881 | 0.10928 | 0.61523
Tech | Warehouse | Ventilation and Circulation | Central air-handling unit | TRC | New | NN4935 | CO Sensors for Parking Garage Exhaust | CO Sensors for Parking Garage Exhaust | NonEquip | 15 | Motor/Fan | 0% | Tech/Econ | 33% | 0 | 0 | 0
Tech | Warehouse | Ventilation and Circulation | Central air-handling unit | TRC | Existing | NE5390 | Retro-Commissioning | Retro-Commissioning | NonEquip | 5 |  | 21.99% | Tech/Econ | 16% | 47790.4369 | 7.9897 | 24.7712
Tech | Warehouse | Ventilation and Circulation | Central air-handling unit | TRC | Existing | NE4974 | VAV System | VAV System | NonEquip | 10 |  | 0% | Tech/Econ | 30% | 0 | 0 | 0
Tech | Warehouse | Ventilation and Circulation | Central air-handling unit | TRC | Existing | NE4948 | Demand Controlled Ventilation | Demand Controlled Ventilation | NonEquip | 10 |  | 23.39% | Tech/Econ | 50% | 179913.8719 | 18.7317 | 105.4593
Tech | Warehouse | Ventilation and Circulation | Central air-handling unit | TRC | Existing | NE4922 | CO Sensors for Parking Garage Exhaust | CO Sensors for Parking Garage Exhaust | NonEquip | 15 | Motor/Fan | 0% | Tech/Econ | 33% | 0 | 0 | 0
Tech | Warehouse | Interior Lighting | case lighting | TRC | New | NN5273 | Retro-Commissioning | Retro-Commissioning | NonEquip | 5 |  | 0% | Tech/Econ | 16% | 0 | 0 | 0
Tech | Warehouse | Interior Lighting | case lighting | TRC | New | NN4441 | Interior Lighting Controls | Interior Lighting Controls | NonEquip | 8 | Overhead (fluorescent/LED/CFL U-shape) | 0% | Tech/Econ | 28% | 0 | 0 | 0
Tech | Warehouse | Interior Lighting | case lighting | TRC | New | NN4415 | Bi-Level Lighting Control (Interior) | Bi-Level Lighting Control (Interior) | NonEquip | 8 | Overhead (fluorescent/LED/CFL U-shape) | 0% | Tech/Econ | 31% | 0 | 0 | 0
Tech | Warehouse | Interior Lighting | case lighting | TRC | New | NN3713 | Facility Energy Management System | Facility Energy Management System | NonEquip | 15 |  | 4.276% | Tech/Econ | 24% | 0.69698 | 0.00014608 | 1.2562e-05
Tech | Warehouse | Interior Lighting | case lighting | TRC | Existing | NE5260 | Retro-Commissioning | Retro-Commissioning | NonEquip | 5 |  | 21.99% | Tech/Econ | 16% | 405.365 | 0.06777 | 0.21011
Tech | Warehouse | Interior Lighting | case lighting | TRC | Existing | NE4428 | Interior Lighting Controls | Interior Lighting Controls | NonEquip | 8 | Overhead (fluorescent/LED/CFL U-shape) | 0% | Tech/Econ | 28% | 0 | 0 | 0
Tech | Warehouse | Interior Lighting | case lighting | TRC | Existing | NE4402 | Bi-Level Lighting Control (Interior) | Bi-Level Lighting Control (Interior) | NonEquip | 8 | Overhead (fluorescent/LED/CFL U-shape) | 0% | Tech/Econ | 31% | 0 | 0 | 0
Tech | Warehouse | Interior Lighting | case lighting | TRC | Existing | NE3700 | Facility Energy Management System | Facility Energy Management System | NonEquip | 15 |  | 4.3% | Tech/Econ | 24% | 120.147 | 0.025182 | 0.0021654
Tech | Warehouse | Space Heating | Boilers | TRC | New | NN5351 | Retro-Commissioning | Retro-Commissioning | NonEquip | 5 |  | 0% | Tech/Econ | 16% | 0 | 0 | 0
Tech | Warehouse | Space Heating | Boilers | TRC | New | NN4337 | Water Cooled Refrigeration Heat Recovery | Water Cooled Refrigeration Heat Recovery | NonEquip | 20 |  | 0% | Tech/Econ | 10% | 0 | 0 | 0
Tech | Warehouse | Space Heating | Boilers | TRC | New | NN4285 | Warehouse Loading Dock Seals | Warehouse Loading Dock Seals | NonEquip | 18 |  | 16.55% | Tech/Econ | 1.606% | 0 | 0 | 0
Tech | Warehouse | Space Heating | Boilers | TRC | New | NN4259 | Wall Insulation | Wall Insulation | NonEquip | 20 |  | 0% | Tech/Econ | 0% | 0 | 0 | 0
Tech | Warehouse | Space Heating | Boilers | TRC | New | NN4181 | Smart Thermostat | Smart Thermostat | NonEquip | 11 |  | 31.48% | Tech/Econ | 10% | 0 | 0 | 0
Tech | Warehouse | Space Heating | Boilers | TRC | New | NN4103 | Roof Insulation | Roof Insulation | NonEquip | 20 |  | 58.5% | Tech/Econ | 3.457% | 0 | 0 | 0
Tech | Warehouse | Space Heating | Boilers | TRC | New | NN4077 | Programmable Thermostat | Programmable Thermostat | NonEquip | 11 |  | 0% | Tech/Econ | 3.6% | 0 | 0 | 0
Tech | Warehouse | Space Heating | Boilers | TRC | New | NN4025 | Low U-Value Windows | Low U-Value Windows | NonEquip | 20 |  | 12.54% | Tech/Econ | 10% | 0 | 0 | 0
Tech | Warehouse | Space Heating | Boilers | TRC | New | NN3947 | Infiltration Reduction - Air Sealing | Infiltration Reduction - Air Sealing | NonEquip | 11 |  | 0% | Tech/Econ | 0.8032% | 0 | 0 | 0
Tech | Warehouse | Space Heating | Boilers | TRC | New | NN3869 | Hotel Card Energy Control Systems | Hotel Card Energy Control Systems | NonEquip | 15 |  | 0% | Tech/Econ | 0% | 0 | 0 | 0
Tech | Warehouse | Space Heating | Boilers | TRC | New | NN3791 | Green Roof | Green Roof | NonEquip | 15 |  | 0.294% | Tech/Econ | 5.342% | 0 | 0 | 0
Tech | Warehouse | Space Heating | Boilers | TRC | New | NN3739 | Floor Insulation | Floor Insulation | NonEquip | 20 |  | 49.87% | Tech/Econ | 1.814% | 0 | 0 | 0
Tech | Warehouse | Space Heating | Boilers | TRC | New | NN3661 | Facility Energy Management System | Facility Energy Management System | NonEquip | 15 |  | 4.276% | Tech/Econ | 20% | 0 | 0 | 0
Tech | Warehouse | Space Heating | Boilers | TRC | New | NN3583 | ECM Motors on Furnaces | ECM Motors on Furnaces | NonEquip | 15 | Forced air furnace | 0% | Tech/Econ | 1.706% | 0 | 0 | 0
Tech | Warehouse | Space Heating | Boilers | TRC | New | NN3557 | Duct Sealing Repair | Duct Sealing Repair | NonEquip | 15 |  | 0% | Tech/Econ | 12% | 0 | 0 | 0
Tech | Warehouse | Space Heating | Boilers | TRC | New | NN3505 | Duct Insulation | Duct Insulation | NonEquip | 15 |  | 0% | Tech/Econ | 2.045% | 0 | 0 | 0
Tech | Warehouse | Space Heating | Boilers | TRC | New | NN3453 | Destratification Fans | Destratification Fans | NonEquip | 10 |  | 74.65% | Tech/Econ | 14.62% | 0 | 0 | 0
Tech | Warehouse | Space Heating | Boilers | TRC | New | NN3401 | Dedicated Outdoor Air System on VRF unit | Dedicated Outdoor Air System on VRF unit | NonEquip | 15 | Residential/split system heat pump | 0% | Tech/Econ | 10% | 0 | 0 | 0
Tech | Warehouse | Space Heating | Boilers | TRC | New | NN3349 | Cool Roof | Cool Roof | NonEquip | 15 |  | 72.51% | Tech/Econ | 1.92% | 0 | 0 | 0
Tech | Warehouse | Space Heating | Boilers | TRC | New | NN3245 | Ceiling Insulation(R30 to R38) | Ceiling Insulation(R30 to R38) | NonEquip | 20 |  | 0% | Tech/Econ | 0.6986% | 0 | 0 | 0
Tech | Warehouse | Space Heating | Boilers | TRC | New | NN3193 | Ceiling Insulation(R2 to R38) | Ceiling Insulation(R2 to R38) | NonEquip | 20 |  | 0% | Tech/Econ | 47.16% | 0 | 0 | 0
Tech | Warehouse | Space Heating | Boilers | TRC | New | NN3141 | Ceiling Insulation(R19 to R38) | Ceiling Insulation(R19 to R38) | NonEquip | 20 |  | 0% | Tech/Econ | 2.62% | 0 | 0 | 0
Tech | Warehouse | Space Heating | Boilers | TRC | New | NN3089 | Ceiling Insulation(R12 to R38) | Ceiling Insulation(R12 to R38) | NonEquip | 20 |  | 0% | Tech/Econ | 5.676% | 0 | 0 | 0
Tech | Warehouse | Space Heating | Boilers | TRC | New | NN3011 | Air Curtains | Air Curtains | NonEquip | 8 |  | 0% | Tech/Econ | 2.55% | 0 | 0 | 0
Tech | Warehouse | Space Heating | Boilers | TRC | Existing | NE5338 | Retro-Commissioning | Retro-Commissioning | NonEquip | 5 |  | 21.99% | Tech/Econ | 16% | 0 | 0 | 0
Tech | Warehouse | Space Heating | Boilers | TRC | Existing | NE4324 | Water Cooled Refrigeration Heat Recovery | Water Cooled Refrigeration Heat Recovery | NonEquip | 20 |  | 0% | Tech/Econ | 10% | 0 | 0 | 0
Tech | Warehouse | Space Heating | Boilers | TRC | Existing | NE4272 | Warehouse Loading Dock Seals | Warehouse Loading Dock Seals | NonEquip | 18 |  | 24.61% | Tech/Econ | 1.772% | 0 | 0 | 0
Tech | Warehouse | Space Heating | Boilers | TRC | Existing | NE4246 | Wall Insulation | Wall Insulation | NonEquip | 20 |  | 0% | Tech/Econ | 2.852% | 0 | 0 | 0
Tech | Warehouse | Space Heating | Boilers | TRC | Existing | NE4168 | Smart Thermostat | Smart Thermostat | NonEquip | 11 |  | 31.48% | Tech/Econ | 10% | 0 | 0 | 0
Tech | Warehouse | Space Heating | Boilers | TRC | Existing | NE4090 | Roof Insulation | Roof Insulation | NonEquip | 20 |  | 58.5% | Tech/Econ | 7.629% | 0 | 0 | 0
Tech | Warehouse | Space Heating | Boilers | TRC | Existing | NE4064 | Programmable Thermostat | Programmable Thermostat | NonEquip | 11 |  | 0% | Tech/Econ | 3.6% | 0 | 0 | 0
Tech | Warehouse | Space Heating | Boilers | TRC | Existing | NE4012 | Low U-Value Windows | Low U-Value Windows | NonEquip | 20 |  | 5.017% | Tech/Econ | 46% | 0 | 0 | 0
Tech | Warehouse | Space Heating | Boilers | TRC | Existing | NE3934 | Infiltration Reduction - Air Sealing | Infiltration Reduction - Air Sealing | NonEquip | 11 |  | 0% | Tech/Econ | 0.8862% | 0 | 0 | 0
Tech | Warehouse | Space Heating | Boilers | TRC | Existing | NE3856 | Hotel Card Energy Control Systems | Hotel Card Energy Control Systems | NonEquip | 15 |  | 0% | Tech/Econ | 0% | 0 | 0 | 0
Tech | Warehouse | Space Heating | Boilers | TRC | Existing | NE3778 | Green Roof | Green Roof | NonEquip | 15 |  | 0.0588% | Tech/Econ | 5.895% | 0 | 0 | 0
Tech | Warehouse | Space Heating | Boilers | TRC | Existing | NE3726 | Floor Insulation | Floor Insulation | NonEquip | 20 |  | 19.95% | Tech/Econ | 2.001% | 0 | 0 | 0
Tech | Warehouse | Space Heating | Boilers | TRC | Existing | NE3648 | Facility Energy Management System | Facility Energy Management System | NonEquip | 15 |  | 4.3% | Tech/Econ | 20% | 0 | 0 | 0
Tech | Warehouse | Space Heating | Boilers | TRC | Existing | NE3570 | ECM Motors on Furnaces | ECM Motors on Furnaces | NonEquip | 15 | Forced air furnace | 0% | Tech/Econ | 1.706% | 0 | 0 | 0
Tech | Warehouse | Space Heating | Boilers | TRC | Existing | NE3544 | Duct Sealing Repair | Duct Sealing Repair | NonEquip | 15 |  | 0% | Tech/Econ | 12% | 0 | 0 | 0
Tech | Warehouse | Space Heating | Boilers | TRC | Existing | NE3492 | Duct Insulation | Duct Insulation | NonEquip | 15 |  | 0% | Tech/Econ | 2.045% | 0 | 0 | 0
Tech | Warehouse | Space Heating | Boilers | TRC | Existing | NE3440 | Destratification Fans | Destratification Fans | NonEquip | 10 |  | 74.65% | Tech/Econ | 14.62% | 0 | 0 | 0
Tech | Warehouse | Space Heating | Boilers | TRC | Existing | NE3388 | Dedicated Outdoor Air System on VRF unit | Dedicated Outdoor Air System on VRF unit | NonEquip | 15 | Residential/split system heat pump | 0% | Tech/Econ | 10% | 0 | 0 | 0
Tech | Warehouse | Space Heating | Boilers | TRC | Existing | NE3336 | Cool Roof | Cool Roof | NonEquip | 15 |  | 72.75% | Tech/Econ | 2.119% | 0 | 0 | 0
Tech | Warehouse | Space Heating | Boilers | TRC | Existing | NE3232 | Ceiling Insulation(R30 to R38) | Ceiling Insulation(R30 to R38) | NonEquip | 20 |  | 0% | Tech/Econ | 0.7709% | 0 | 0 | 0
Tech | Warehouse | Space Heating | Boilers | TRC | Existing | NE3180 | Ceiling Insulation(R2 to R38) | Ceiling Insulation(R2 to R38) | NonEquip | 20 |  | 0% | Tech/Econ | 52.04% | 0 | 0 | 0
Tech | Warehouse | Space Heating | Boilers | TRC | Existing | NE3128 | Ceiling Insulation(R19 to R38) | Ceiling Insulation(R19 to R38) | NonEquip | 20 |  | 0% | Tech/Econ | 2.891% | 0 | 0 | 0
Tech | Warehouse | Space Heating | Boilers | TRC | Existing | NE3076 | Ceiling Insulation(R12 to R38) | Ceiling Insulation(R12 to R38) | NonEquip | 20 |  | 0% | Tech/Econ | 6.264% | 0 | 0 | 0
Tech | Warehouse | Space Heating | Boilers | TRC | Existing | NE2998 | Air Curtains | Air Curtains | NonEquip | 8 |  | 0% | Tech/Econ | 2.55% | 0 | 0 | 0
Tech | Warehouse | Domestic Hot Water | "Point-of-Use" water heaters | TRC | New | NN5429 | Retro-Commissioning | Retro-Commissioning | NonEquip | 5 |  | 0% | Tech/Econ | 16% | 0 | 0 | 0
Tech | Warehouse | Domestic Hot Water | "Point-of-Use" water heaters | TRC | New | NN2933 | Thermostatic Shower Restriction Valve | Thermostatic Shower Restriction Valve | NonEquip | 10 | Centralized water heaters | 0% | Tech/Econ | 5.962% | 0 | 0 | 0
Tech | Warehouse | Domestic Hot Water | "Point-of-Use" water heaters | TRC | New | NN2907 | Tank Wrap on Water Heater | Tank Wrap on Water Heater | NonEquip | 7 | Centralized water heaters | 0% | Tech/Econ | 1.755% | 0 | 0 | 0
Tech | Warehouse | Domestic Hot Water | "Point-of-Use" water heaters | TRC | New | NN2881 | Low-Flow Pre-Rinse Sprayers | Low-Flow Pre-Rinse Sprayers | NonEquip | 5 | Centralized water heaters | 0% | Tech/Econ | 15.77% | 0 | 0 | 0
Tech | Warehouse | Domestic Hot Water | "Point-of-Use" water heaters | TRC | New | NN2855 | Low Flow Shower Head | Low Flow Shower Head | NonEquip | 10 | Centralized water heaters | 0% | Tech/Econ | 1.208% | 0 | 0 | 0
Tech | Warehouse | Domestic Hot Water | "Point-of-Use" water heaters | TRC | New | NN2829 | Hot Water Pipe Insulation | Hot Water Pipe Insulation | NonEquip | 13 | Centralized water heaters | 0% | Tech/Econ | 9.424% | 0 | 0 | 0
Tech | Warehouse | Domestic Hot Water | "Point-of-Use" water heaters | TRC | New | NN2803 | Hot Water Circulation Pump Control | Hot Water Circulation Pump Control | NonEquip | 15 | Centralized water heaters | 0% | Tech/Econ | 4.526% | 0 | 0 | 0
Tech | Warehouse | Domestic Hot Water | "Point-of-Use" water heaters | TRC | New | NN2777 | Faucet Aerator | Faucet Aerator | NonEquip | 10 | Centralized water heaters | 0% | Tech/Econ | 0.569% | 0 | 0 | 0
Tech | Warehouse | Domestic Hot Water | "Point-of-Use" water heaters | TRC | New | NN2751 | Drain Water Heat Recovery | Drain Water Heat Recovery | NonEquip | 15 | Centralized water heaters | 0% | Tech/Econ | 12.27% | 0 | 0 | 0
Tech | Warehouse | Domestic Hot Water | "Point-of-Use" water heaters | TRC | Existing | NE5416 | Retro-Commissioning | Retro-Commissioning | NonEquip | 5 |  | 21.99% | Tech/Econ | 16% | 0 | 0 | 0
Tech | Warehouse | Domestic Hot Water | "Point-of-Use" water heaters | TRC | Existing | NE2920 | Thermostatic Shower Restriction Valve | Thermostatic Shower Restriction Valve | NonEquip | 10 | Centralized water heaters | 0% | Tech/Econ | 5.703% | 0 | 0 | 0
Tech | Warehouse | Domestic Hot Water | "Point-of-Use" water heaters | TRC | Existing | NE2894 | Tank Wrap on Water Heater | Tank Wrap on Water Heater | NonEquip | 7 | Centralized water heaters | 0% | Tech/Econ | 1.755% | 0 | 0 | 0
Tech | Warehouse | Domestic Hot Water | "Point-of-Use" water heaters | TRC | Existing | NE2868 | Low-Flow Pre-Rinse Sprayers | Low-Flow Pre-Rinse Sprayers | NonEquip | 5 | Centralized water heaters | 0% | Tech/Econ | 15.04% | 0 | 0 | 0
Tech | Warehouse | Domestic Hot Water | "Point-of-Use" water heaters | TRC | Existing | NE2842 | Low Flow Shower Head | Low Flow Shower Head | NonEquip | 10 | Centralized water heaters | 0% | Tech/Econ | 1.156% | 0 | 0 | 0
Tech | Warehouse | Domestic Hot Water | "Point-of-Use" water heaters | TRC | Existing | NE2816 | Hot Water Pipe Insulation | Hot Water Pipe Insulation | NonEquip | 13 | Centralized water heaters | 0% | Tech/Econ | 9.015% | 0 | 0 | 0
Tech | Warehouse | Domestic Hot Water | "Point-of-Use" water heaters | TRC | Existing | NE2790 | Hot Water Circulation Pump Control | Hot Water Circulation Pump Control | NonEquip | 15 | Centralized water heaters | 0% | Tech/Econ | 4.329% | 0 | 0 | 0
Tech | Warehouse | Domestic Hot Water | "Point-of-Use" water heaters | TRC | Existing | NE2764 | Faucet Aerator | Faucet Aerator | NonEquip | 10 | Centralized water heaters | 0% | Tech/Econ | 0.5443% | 0 | 0 | 0
Tech | Warehouse | Domestic Hot Water | "Point-of-Use" water heaters | TRC | Existing | NE2738 | Drain Water Heat Recovery | Drain Water Heat Recovery | NonEquip | 15 | Centralized water heaters | 0% | Tech/Econ | 12.27% | 0 | 0 | 0
Tech | Warehouse | Domestic Hot Water | "Point-of-Use" water heaters | TRC | Turnover | ET404 | Instantaneous Hot Water System | Instantaneous Hot Water System | Equip | 20 | "Point-of-Use" water heaters | 94.56% | Tech/Econ | 5.847% | 0 | 0 | 0
Tech | Warehouse | Domestic Hot Water | "Point-of-Use" water heaters | TRC | Turnover | ET326 | Energy Star Commercial Dishwasher | Energy Star Commercial Dishwasher | Equip | 15 | "Point-of-Use" water heaters | 0% | Tech/Econ | 29.42% | 0 | 0 | 0
Tech | Warehouse | Domestic Hot Water | "Point-of-Use" water heaters | TRC | New | EN430 | Instantaneous Hot Water System | Instantaneous Hot Water System | Equip | 20 | "Point-of-Use" water heaters | 94.56% | Tech/Econ | 5.847% | 0 | 0 | 0
Tech | Warehouse | Domestic Hot Water | "Point-of-Use" water heaters | TRC | New | EN352 | Energy Star Commercial Dishwasher | Energy Star Commercial Dishwasher | Equip | 15 | "Point-of-Use" water heaters | 0% | Tech/Econ | 29.42% | 0 | 0 | 0
Post Model Adjustment For TES
| Assembly | Space Cooling |  |  | Existing |  | Thermal Energy Storage |  |  | 20 |  | 50% |  | -1.563% | -133880.1272 | 841.3586 | 243.842
| College and University | Space Cooling |  |  | Existing |  | Thermal Energy Storage |  |  | 20 |  | 66.67% |  | -1.563% | -138145.7001 | 868.1653 | 251.6111
| Grocery | Space Cooling |  |  | Existing |  | Thermal Energy Storage |  |  | 20 |  | 33.33% |  | -1.563% | 0 | 0 | 0
| Healthcare | Space Cooling |  |  | Existing |  | Thermal Energy Storage |  |  | 20 |  | 20% |  | -1.563% | 0 | 0 | 0
| Hospitals | Space Cooling |  |  | Existing |  | Thermal Energy Storage |  |  | 20 |  | 66.67% |  | -1.563% | -605659.2827 | 3806.2158 | 1103.1149
| Institutional | Space Cooling |  |  | Existing |  | Thermal Energy Storage |  |  | 20 |  | 33.33% |  | -1.563% | -276655.9008 | 1738.6212 | 503.886
| Lodging/Hospitality | Space Cooling |  |  | Existing |  | Thermal Energy Storage |  |  | 20 |  | 33.33% |  | -1.563% | -35517.717 | 223.2082 | 64.69
| Miscellaneous | Space Cooling |  |  | Existing |  | Thermal Energy Storage |  |  | 20 |  | 50% |  | -1.563% | -118957.9598 | 747.5815 | 216.6636
| Offices | Space Cooling |  |  | Existing |  | Thermal Energy Storage |  |  | 20 |  | 33.33% |  | -1.563% | -268418.4523 | 1686.8536 | 488.8828
| Restaurants | Space Cooling |  |  | Existing |  | Thermal Energy Storage |  |  | 20 |  | 0% |  | -1.563% | 0 | 0 | 0
| Retail | Space Cooling |  |  | Existing |  | Thermal Energy Storage |  |  | 20 |  | 20% |  | -1.563% | 0 | 0 | 0
| Schools K-12 | Space Cooling |  |  | Existing |  | Thermal Energy Storage |  |  | 20 |  | 33.33% |  | -1.563% | -539179.1664 | 3388.427 | 982.0317
| Warehouse | Space Cooling |  |  | Existing |  | Thermal Energy Storage |  |  | 20 |  | 0% |  | -1.563% | 0 | 0 | 0
| Assembly | Space Cooling |  |  | New |  | Thermal Energy Storage |  |  | 20 |  | 50% |  | -1.563% | -1120.5052 | 7.0417 | 2.0408
| College and University | Space Cooling |  |  | New |  | Thermal Energy Storage |  |  | 20 |  | 66.67% |  | -1.563% | -1029.8994 | 6.4723 | 1.8758
| Grocery | Space Cooling |  |  | New |  | Thermal Energy Storage |  |  | 20 |  | 33.33% |  | -1.563% | 0 | 0 | 0
| Healthcare | Space Cooling |  |  | New |  | Thermal Energy Storage |  |  | 20 |  | 20% |  | -1.563% | 0 | 0 | 0
| Hospitals | Space Cooling |  |  | New |  | Thermal Energy Storage |  |  | 20 |  | 66.67% |  | -1.563% | -5438.7727 | 34.1795 | 9.9059
| Institutional | Space Cooling |  |  | New |  | Thermal Energy Storage |  |  | 20 |  | 33.33% |  | -1.563% | -2456.1864 | 15.4357 | 4.4736
| Lodging/Hospitality | Space Cooling |  |  | New |  | Thermal Energy Storage |  |  | 20 |  | 33.33% |  | -1.563% | -851.0286 | 5.3482 | 1.55
| Miscellaneous | Space Cooling |  |  | New |  | Thermal Energy Storage |  |  | 20 |  | 50% |  | -1.563% | 3643.9235 | -22.8999 | -6.6368
| Offices | Space Cooling |  |  | New |  | Thermal Energy Storage |  |  | 20 |  | 33.33% |  | -1.563% | -5087.2052 | 31.9701 | 9.2656
| Restaurants | Space Cooling |  |  | New |  | Thermal Energy Storage |  |  | 20 |  | 0% |  | -1.563% | 0 | 0 | 0
| Retail | Space Cooling |  |  | New |  | Thermal Energy Storage |  |  | 20 |  | 20% |  | -1.563% | 0 | 0 | 0
| Schools K-12 | Space Cooling |  |  | New |  | Thermal Energy Storage |  |  | 20 |  | 33.33% |  | -1.563% | -4019.6714 | 25.2613 | 7.3212
| Warehouse | Space Cooling |  |  | New |  | Thermal Energy Storage |  |  | 20 |  | 0% |  | -1.563% | 0 | 0 | 0

## Gulf_IND2018_7_26
Scenario | Segment | EndUse | EquipType | CE Test | Vintage | Measure Code | Name | Description | Type | Measure Life | Competition Group | Applicability | Adoption Curve | Energy Savings % | 2020 Energy Savings | Assigned Load Shape | 2020 Summer Peak Savings | 2020 Winter Peak Savings | Measure Incremental Cost (per kWh)
Tech | Agriculture and Assembly | Process Specific | Process Specific | TRC | New | NN76 | Process Other Systems Optimization | Process Other Systems Optimization | NonEquip | 5.3333 | Process Specific | 20.23% | Tech/Econ | 12% | 0 | ProcessHeating | 0 | 0 | 0.023178
Tech | Agriculture and Assembly | Process Specific | Process Specific | TRC | New | NN74 | Plant Energy Management | Plant Energy Management | NonEquip | 10.5 | Process Specific | 24.68% | Tech/Econ | 31% | 0 | ProcessHeating | 0 | 0 | 0.12074
Tech | Agriculture and Assembly | Process Specific | Process Specific | TRC | Existing | NE75 | Process Other Systems Optimization | Process Other Systems Optimization | NonEquip | 5.3333 | Process Specific | 20.23% | Tech/Econ | 12% | 0 | ProcessHeating | 0 | 0 | 0.023178
Tech | Agriculture and Assembly | Process Specific | Process Specific | TRC | Existing | NE73 | Plant Energy Management | Plant Energy Management | NonEquip | 10.5 | Process Specific | 24.68% | Tech/Econ | 31% | 0 | ProcessHeating | 0 | 0 | 0.12074
Tech | Agriculture and Assembly | Process Heating | Process Heating | TRC | New | NN72 | Process Heat System Optimization | Process Heat System Optimization | NonEquip | 2 | Process Heating | 5.963% | Tech/Econ | 29.43% | 0 | ProcessHeating | 0 | 0 | 1.7306
Tech | Agriculture and Assembly | Process Heating | Process Heating | TRC | New | NN70 | Process Heat Improved Controls | Process Heat Improved Controls | NonEquip | 15 | Process Heating | 5.963% | Tech/Econ | 2.283% | 0 | ProcessHeating | 0 | 0 | 0.89743
Tech | Agriculture and Assembly | Process Heating | Process Heating | TRC | New | NN68 | Plant Energy Management | Plant Energy Management | NonEquip | 10.5 | Process Heating | 24.68% | Tech/Econ | 31% | 0 | ProcessHeating | 0 | 0 | 0.12074
Tech | Agriculture and Assembly | Process Heating | Process Heating | TRC | Existing | NE71 | Process Heat System Optimization | Process Heat System Optimization | NonEquip | 2 | Process Heating | 5.963% | Tech/Econ | 29.43% | 0 | ProcessHeating | 0 | 0 | 1.7306
Tech | Agriculture and Assembly | Process Heating | Process Heating | TRC | Existing | NE69 | Process Heat Improved Controls | Process Heat Improved Controls | NonEquip | 15 | Process Heating | 5.963% | Tech/Econ | 2.283% | 0 | ProcessHeating | 0 | 0 | 0.89743
Tech | Agriculture and Assembly | Process Heating | Process Heating | TRC | Existing | NE67 | Plant Energy Management | Plant Energy Management | NonEquip | 10.5 | Process Heating | 24.68% | Tech/Econ | 31% | 0 | ProcessHeating | 0 | 0 | 0.12074
Tech | Agriculture and Assembly | Process Cooling | Process Cooling | TRC | New | NN66 | Process Refrig System Optimization | Process Refrig System Optimization | NonEquip | 4.6667 | Process Cooling | 10.67% | Tech/Econ | 23.65% | 0 | ProcessHeating | 0 | 0 | 0.20969
Tech | Agriculture and Assembly | Process Cooling | Process Cooling | TRC | New | NN61 | Process Refrig Controls | Process Refrig Controls | NonEquip | 15 | Process Cooling | 10.67% | Tech/Econ | 0.5859% | 0 | ProcessHeating | 0 | 0 | 0.44366
Tech | Agriculture and Assembly | Process Cooling | Process Cooling | TRC | New | NN59 | Plant Energy Management | Plant Energy Management | NonEquip | 10.5 | Process Cooling | 24.68% | Tech/Econ | 31% | 0 | ProcessHeating | 0 | 0 | 0.12074
Tech | Agriculture and Assembly | Process Cooling | Process Cooling | TRC | Existing | NE65 | Process Refrig System Optimization | Process Refrig System Optimization | NonEquip | 4.6667 | Process Cooling | 10.67% | Tech/Econ | 23.65% | 0 | ProcessHeating | 0 | 0 | 0.20969
Tech | Agriculture and Assembly | Process Cooling | Process Cooling | TRC | Existing | NE60 | Process Refrig Controls | Process Refrig Controls | NonEquip | 15 | Process Cooling | 10.67% | Tech/Econ | 0.5859% | 0 | ProcessHeating | 0 | 0 | 0.44366
Tech | Agriculture and Assembly | Process Cooling | Process Cooling | TRC | Existing | NE58 | Plant Energy Management | Plant Energy Management | NonEquip | 10.5 | Process Cooling | 24.68% | Tech/Econ | 31% | 0 | ProcessHeating | 0 | 0 | 0.12074
Tech | Agriculture and Assembly | Process Cooling | Process Cooling | TRC | Turnover | ET64 | Process Refrig Equipment Upgrade | Process Refrig Equipment Upgrade | Equip | 10 | Process Cooling | 21% | Tech/Econ | 2.408% | 0 | ProcessHeating | 0 | 0 | 0.18383
Tech | Agriculture and Assembly | Process Cooling | Process Cooling | TRC | New | EN63 | Process Refrig Equipment Upgrade | Process Refrig Equipment Upgrade | Equip | 10 | Process Cooling | 21% | Tech/Econ | 2.408% | 0 | ProcessHeating | 0 | 0 | 0.18383
Tech | Agriculture and Assembly | Process Cooling | Process Cooling | TRC | Existing | EE62 | Process Refrig Equipment Upgrade | Process Refrig Equipment Upgrade | Equip | 10 | Process Cooling | 21% | Tech/Econ | 2.408% | 0 | ProcessHeating | 0 | 0 | 0.18383
Tech | Agriculture and Assembly | Other | Other | TRC | New | NN57 | Plant Energy Management | Plant Energy Management | NonEquip | 10.5 | Other | 24.68% | Tech/Econ | 31% | 0 | Other | 0 | 0 | 0.12074
Tech | Agriculture and Assembly | Other | Other | TRC | Existing | NE56 | Plant Energy Management | Plant Energy Management | NonEquip | 10.5 | Other | 24.68% | Tech/Econ | 31% | 0 | Other | 0 | 0 | 0.12074
Tech | Agriculture and Assembly | Motors Pumps | Motors Pumps | TRC | New | NN55 | Pump System Optimization | Pump System Optimization | NonEquip | 10 | Motors Pumps | 88.47% | Tech/Econ | 0.6133% | 0 | MachineDrives | 0 | 0 | 0.055412
Tech | Agriculture and Assembly | Motors Pumps | Motors Pumps | TRC | New | NN53 | Pump Improved Controls | Pump Improved Controls | NonEquip | 15 | Motors Pumps | 33.17% | Tech/Econ | 1.792% | 0 | MachineDrives | 0 | 0 | 0.063804
Tech | Agriculture and Assembly | Motors Pumps | Motors Pumps | TRC | New | NN48 | Plant Energy Management | Plant Energy Management | NonEquip | 10.5 | Motors Pumps | 24.68% | Tech/Econ | 31% | 0 | MachineDrives | 0 | 0 | 0.12074
Tech | Agriculture and Assembly | Motors Pumps | Motors Pumps | TRC | New | NN46 | Motor Optimization | Motor Optimization | NonEquip | 10 | Motors Pumps | 27% | Tech/Econ | 15.77% | 0 | MachineDrives | 0 | 0 | 0.12852
Tech | Agriculture and Assembly | Motors Pumps | Motors Pumps | TRC | New | NN44 | Motor Improved Controls | Motor Improved Controls | NonEquip | 15 | Motors Pumps | 32.89% | Tech/Econ | 1.792% | 0 | MachineDrives | 0 | 0 | 0.063804
Tech | Agriculture and Assembly | Motors Pumps | Motors Pumps | TRC | Existing | NE54 | Pump System Optimization | Pump System Optimization | NonEquip | 10 | Motors Pumps | 88.47% | Tech/Econ | 0.6133% | 0 | MachineDrives | 0 | 0 | 0.055412
Tech | Agriculture and Assembly | Motors Pumps | Motors Pumps | TRC | Existing | NE52 | Pump Improved Controls | Pump Improved Controls | NonEquip | 15 | Motors Pumps | 33.17% | Tech/Econ | 1.792% | 0 | MachineDrives | 0 | 0 | 0.063804
Tech | Agriculture and Assembly | Motors Pumps | Motors Pumps | TRC | Existing | NE47 | Plant Energy Management | Plant Energy Management | NonEquip | 10.5 | Motors Pumps | 24.68% | Tech/Econ | 31% | 0 | MachineDrives | 0 | 0 | 0.12074
Tech | Agriculture and Assembly | Motors Pumps | Motors Pumps | TRC | Existing | NE45 | Motor Optimization | Motor Optimization | NonEquip | 10 | Motors Pumps | 27% | Tech/Econ | 15.77% | 0 | MachineDrives | 0 | 0 | 0.12852
Tech | Agriculture and Assembly | Motors Pumps | Motors Pumps | TRC | Existing | NE43 | Motor Improved Controls | Motor Improved Controls | NonEquip | 15 | Motors Pumps | 32.89% | Tech/Econ | 1.792% | 0 | MachineDrives | 0 | 0 | 0.063804
Tech | Agriculture and Assembly | Motors Pumps | Motors Pumps | TRC | Turnover | ET51 | Pump Equipment Upgrade | Pump Equipment Upgrade | Equip | 15 | Motors Pumps | 73.72% | Tech/Econ | 3.913% | 0 | MachineDrives | 0 | 0 | 0.29703
Tech | Agriculture and Assembly | Motors Pumps | Motors Pumps | TRC | Turnover | ET42 | Motor Equipment Upgrades | Motor Equipment Upgrades | Equip | 10 | Motors Pumps | 88.47% | Tech/Econ | 2.116% | 0 | MachineDrives | 0 | 0 | 0.15835
Tech | Agriculture and Assembly | Motors Pumps | Motors Pumps | TRC | New | EN50 | Pump Equipment Upgrade | Pump Equipment Upgrade | Equip | 15 | Motors Pumps | 73.72% | Tech/Econ | 3.913% | 0 | MachineDrives | 0 | 0 | 0.29703
Tech | Agriculture and Assembly | Motors Pumps | Motors Pumps | TRC | New | EN41 | Motor Equipment Upgrades | Motor Equipment Upgrades | Equip | 10 | Motors Pumps | 88.47% | Tech/Econ | 2.116% | 0 | MachineDrives | 0 | 0 | 0.15835
Tech | Agriculture and Assembly | Motors Pumps | Motors Pumps | TRC | Existing | EE49 | Pump Equipment Upgrade | Pump Equipment Upgrade | Equip | 15 | Motors Pumps | 73.72% | Tech/Econ | 3.913% | 0 | MachineDrives | 0 | 0 | 0.29703
Tech | Agriculture and Assembly | Motors Pumps | Motors Pumps | TRC | Existing | EE40 | Motor Equipment Upgrades | Motor Equipment Upgrades | Equip | 10 | Motors Pumps | 88.47% | Tech/Econ | 2.116% | 0 | MachineDrives | 0 | 0 | 0.15835
Tech | Agriculture and Assembly | Motors Fans Blowers | Motors Fans Blowers | TRC | New | NN39 | Plant Energy Management | Plant Energy Management | NonEquip | 10.5 | Motors Fans Blowers | 24.68% | Tech/Econ | 31% | 0 | MachineDrives | 0 | 0 | 0.12074
Tech | Agriculture and Assembly | Motors Fans Blowers | Motors Fans Blowers | TRC | New | NN37 | Fan Improved Controls | Fan Improved Controls | NonEquip | 15 | Motors Fans Blowers | 33.8% | Tech/Econ | 15.88% | 0 | MachineDrives | 0 | 0 | 0.024602
Tech | Agriculture and Assembly | Motors Fans Blowers | Motors Fans Blowers | TRC | Existing | NE38 | Plant Energy Management | Plant Energy Management | NonEquip | 10.5 | Motors Fans Blowers | 24.68% | Tech/Econ | 31% | 0 | MachineDrives | 0 | 0 | 0.12074
Tech | Agriculture and Assembly | Motors Fans Blowers | Motors Fans Blowers | TRC | Existing | NE36 | Fan Improved Controls | Fan Improved Controls | NonEquip | 15 | Motors Fans Blowers | 33.8% | Tech/Econ | 15.88% | 0 | MachineDrives | 0 | 0 | 0.024602
Tech | Agriculture and Assembly | Motors Fans Blowers | Motors Fans Blowers | TRC | Turnover | ET35 | Fan Equipment Upgrades | Fan Equipment Upgrades | Equip | 15 | Motors Fans Blowers | 75.1% | Tech/Econ | 4.463% | 0 | MachineDrives | 0 | 0 | 0.21615
Tech | Agriculture and Assembly | Motors Fans Blowers | Motors Fans Blowers | TRC | New | EN34 | Fan Equipment Upgrades | Fan Equipment Upgrades | Equip | 15 | Motors Fans Blowers | 75.1% | Tech/Econ | 4.463% | 0 | MachineDrives | 0 | 0 | 0.21615
Tech | Agriculture and Assembly | Motors Fans Blowers | Motors Fans Blowers | TRC | Existing | EE33 | Fan Equipment Upgrades | Fan Equipment Upgrades | Equip | 15 | Motors Fans Blowers | 75.1% | Tech/Econ | 4.463% | 0 | MachineDrives | 0 | 0 | 0.21615
Tech | Agriculture and Assembly | Industrial Lighting | Industrial Lighting | TRC | New | NN32 | Lighting Controls | Lighting Controls | NonEquip | 10 | Industrial Lighting | 30% | Tech/Econ | 17.57% | 0 | Lighting | 0 | 0 | 0.12644
Tech | Agriculture and Assembly | Industrial Lighting | Industrial Lighting | TRC | Existing | NE31 | Lighting Controls | Lighting Controls | NonEquip | 10 | Industrial Lighting | 30% | Tech/Econ | 17.57% | 0 | Lighting | 0 | 0 | 0.12644
Tech | Agriculture and Assembly | Industrial Lighting | Industrial Lighting | TRC | Turnover | ET30 | Efficient Lighting - Other Interior Lighting | Efficient Lighting - Other Interior Lighting | Equip | 14.4667 | Industrial Lighting | 88.57% | Tech/Econ | 38.99% | 0 | Lighting | 0 | 0 | 0.39837
Tech | Agriculture and Assembly | Industrial Lighting | Industrial Lighting | TRC | Turnover | ET27 | Efficient Lighting - High Bay | Efficient Lighting - High Bay | Equip | 13.6667 | Industrial Lighting | 88.57% | Tech/Econ | 48.41% | 0 | Lighting | 0 | 0 | 0.21586
Tech | Agriculture and Assembly | Industrial Lighting | Industrial Lighting | TRC | New | EN29 | Efficient Lighting - Other Interior Lighting | Efficient Lighting - Other Interior Lighting | Equip | 14.4667 | Industrial Lighting | 88.57% | Tech/Econ | 38.99% | 0 | Lighting | 0 | 0 | 0.39837
Tech | Agriculture and Assembly | Industrial Lighting | Industrial Lighting | TRC | New | EN26 | Efficient Lighting - High Bay | Efficient Lighting - High Bay | Equip | 13.6667 | Industrial Lighting | 88.57% | Tech/Econ | 48.41% | 0 | Lighting | 0 | 0 | 0.21586
Tech | Agriculture and Assembly | Industrial Lighting | Industrial Lighting | TRC | Existing | EE28 | Efficient Lighting - Other Interior Lighting | Efficient Lighting - Other Interior Lighting | Equip | 14.4667 | Industrial Lighting | 88.57% | Tech/Econ | 38.99% | 0 | Lighting | 0 | 0 | 0.39837
Tech | Agriculture and Assembly | Industrial Lighting | Industrial Lighting | TRC | Existing | EE25 | Efficient Lighting - High Bay | Efficient Lighting - High Bay | Equip | 13.6667 | Industrial Lighting | 88.57% | Tech/Econ | 48.41% | 0 | Lighting | 0 | 0 | 0.21586
Tech | Agriculture and Assembly | HVAC | HVAC | TRC | New | NN24 | HVAC Recommissioning | HVAC Recommissioning | NonEquip | 10 | HVAC | 59.61% | Tech/Econ | 38.32% | 0 | HVAC | 0 | 0 | 0.080679
Tech | Agriculture and Assembly | HVAC | HVAC | TRC | New | NN22 | HVAC Improved Controls | HVAC Improved Controls | NonEquip | 15 | HVAC | 59.61% | Tech/Econ | 13.7% | 0 | HVAC | 0 | 0 | 0.0088366
Tech | Agriculture and Assembly | HVAC | HVAC | TRC | New | NN17 | Building Envelope Improvements | Building Envelope Improvements | NonEquip | 15 | HVAC | 59.61% | Tech/Econ | 16.86% | 0 | HVAC | 0 | 0 | 0.1613
Tech | Agriculture and Assembly | HVAC | HVAC | TRC | Existing | NE23 | HVAC Recommissioning | HVAC Recommissioning | NonEquip | 10 | HVAC | 59.61% | Tech/Econ | 38.32% | 0 | HVAC | 0 | 0 | 0.080679
Tech | Agriculture and Assembly | HVAC | HVAC | TRC | Existing | NE21 | HVAC Improved Controls | HVAC Improved Controls | NonEquip | 15 | HVAC | 59.61% | Tech/Econ | 13.7% | 0 | HVAC | 0 | 0 | 0.0088366
Tech | Agriculture and Assembly | HVAC | HVAC | TRC | Existing | NE16 | Building Envelope Improvements | Building Envelope Improvements | NonEquip | 15 | HVAC | 59.61% | Tech/Econ | 16.86% | 0 | HVAC | 0 | 0 | 0.1613
Tech | Agriculture and Assembly | HVAC | HVAC | TRC | Turnover | ET20 | HVAC Equipment Upgrades | HVAC Equipment Upgrades | Equip | 18 | HVAC | 59.61% | Tech/Econ | 12.46% | 0 | HVAC | 0 | 0 | 0.1245
Tech | Agriculture and Assembly | HVAC | HVAC | TRC | New | EN19 | HVAC Equipment Upgrades | HVAC Equipment Upgrades | Equip | 18 | HVAC | 59.61% | Tech/Econ | 12.46% | 0 | HVAC | 0 | 0 | 0.1245
Tech | Agriculture and Assembly | HVAC | HVAC | TRC | Existing | EE18 | HVAC Equipment Upgrades | HVAC Equipment Upgrades | Equip | 18 | HVAC | 59.61% | Tech/Econ | 12.46% | 0 | HVAC | 0 | 0 | 0.1245
Tech | Agriculture and Assembly | Exterior Lighting | Exterior Lighting | TRC | New | NN15 | Lighting Controls - Exterior | Lighting Controls - Exterior | NonEquip | 10 | Exterior Lighting | 17% | Tech/Econ | 28% | 0 | Exterior | 0 | 0 | 0.12644
Tech | Agriculture and Assembly | Exterior Lighting | Exterior Lighting | TRC | Existing | NE14 | Lighting Controls - Exterior | Lighting Controls - Exterior | NonEquip | 10 | Exterior Lighting | 17% | Tech/Econ | 28% | 0 | Exterior | 0 | 0 | 0.12644
Tech | Agriculture and Assembly | Exterior Lighting | Exterior Lighting | TRC | Turnover | ET13 | Efficient Lighting - Exterior | Efficient Lighting - Exterior | Equip | 13.6 | Exterior Lighting | 15.29% | Tech/Econ | 78.74% | 0 | Exterior | 0 | 0 | 0.1144
Tech | Agriculture and Assembly | Exterior Lighting | Exterior Lighting | TRC | New | EN12 | Efficient Lighting - Exterior | Efficient Lighting - Exterior | Equip | 13.6 | Exterior Lighting | 15.29% | Tech/Econ | 78.74% | 0 | Exterior | 0 | 0 | 0.1144
Tech | Agriculture and Assembly | Exterior Lighting | Exterior Lighting | TRC | Existing | EE11 | Efficient Lighting - Exterior | Efficient Lighting - Exterior | Equip | 13.6 | Exterior Lighting | 15.29% | Tech/Econ | 78.74% | 0 | Exterior | 0 | 0 | 0.1144
Tech | Agriculture and Assembly | Compressed Air | Compressed Air | TRC | New | NN8 | Compressed Air System Optimization | Compressed Air System Optimization | NonEquip | 10 | Compressed Air | 25.94% | Tech/Econ | 10.88% | 0 | MachineDrives | 0 | 0 | 0.04962
Tech | Agriculture and Assembly | Compressed Air | Compressed Air | TRC | New | NN3 | Compressed Air Controls | Compressed Air Controls | NonEquip | 12.5 | Compressed Air | 88.47% | Tech/Econ | 6.388% | 0 | MachineDrives | 0 | 0 | 0.24522
Tech | Agriculture and Assembly | Compressed Air | Compressed Air | TRC | New | NN10 | Plant Energy Management | Plant Energy Management | NonEquip | 10.5 | Compressed Air | 24.68% | Tech/Econ | 31% | 0 | MachineDrives | 0 | 0 | 0.12074
Tech | Agriculture and Assembly | Compressed Air | Compressed Air | TRC | Existing | NE9 | Plant Energy Management | Plant Energy Management | NonEquip | 10.5 | Compressed Air | 24.68% | Tech/Econ | 31% | 0 | MachineDrives | 0 | 0 | 0.12074
Tech | Agriculture and Assembly | Compressed Air | Compressed Air | TRC | Existing | NE7 | Compressed Air System Optimization | Compressed Air System Optimization | NonEquip | 10 | Compressed Air | 25.94% | Tech/Econ | 10.88% | 0 | MachineDrives | 0 | 0 | 0.04962
Tech | Agriculture and Assembly | Compressed Air | Compressed Air | TRC | Existing | NE2 | Compressed Air Controls | Compressed Air Controls | NonEquip | 12.5 | Compressed Air | 88.47% | Tech/Econ | 6.388% | 0 | MachineDrives | 0 | 0 | 0.24522
Tech | Agriculture and Assembly | Compressed Air | Compressed Air | TRC | Turnover | ET6 | Compressed Air Equipment | Compressed Air Equipment | Equip | 15 | Compressed Air | 88.47% | Tech/Econ | 9.607% | 0 | MachineDrives | 0 | 0 | 0.23044
Tech | Agriculture and Assembly | Compressed Air | Compressed Air | TRC | New | EN5 | Compressed Air Equipment | Compressed Air Equipment | Equip | 15 | Compressed Air | 88.47% | Tech/Econ | 9.607% | 0 | MachineDrives | 0 | 0 | 0.23044
Tech | Agriculture and Assembly | Compressed Air | Compressed Air | TRC | Existing | EE4 | Compressed Air Equipment | Compressed Air Equipment | Equip | 15 | Compressed Air | 88.47% | Tech/Econ | 9.607% | 0 | MachineDrives | 0 | 0.0083149 | 0.23044
Tech | Chemicals and Plastics | Process Specific | Process Specific | TRC | New | NN154 | Process Other Systems Optimization | Process Other Systems Optimization | NonEquip | 5.3333 | Process Specific | 6.589% | Tech/Econ | 12% | 61.9231 | ProcessHeating | 0.0085251 | 0.019303 | 0.023178
Tech | Chemicals and Plastics | Process Specific | Process Specific | TRC | New | NN152 | Plant Energy Management | Plant Energy Management | NonEquip | 10.5 | Process Specific | 15.02% | Tech/Econ | 12% | 143.7534 | ProcessHeating | 0.019791 | 13.8193 | 0.023178
Tech | Chemicals and Plastics | Process Specific | Process Specific | TRC | Existing | NE153 | Process Other Systems Optimization | Process Other Systems Optimization | NonEquip | 5.3333 | Process Specific | 6.589% | Tech/Econ | 12% | 102916.1304 | ProcessHeating | 14.1687 | 32.0814 | 0.023178
Tech | Chemicals and Plastics | Process Specific | Process Specific | TRC | Existing | NE151 | Plant Energy Management | Plant Energy Management | NonEquip | 10.5 | Process Specific | 15.02% | Tech/Econ | 12% | 238918.2113 | ProcessHeating | 32.8924 | 0.043789 | 0.023178
Tech | Chemicals and Plastics | Process Heating | Process Heating | TRC | New | NN150 | Process Heat System Optimization | Process Heat System Optimization | NonEquip | 2 | Process Heating | 37.41% | Tech/Econ | 9.394% | 326.1082 | ProcessHeating | 0.044896 | 0.0081976 | 0.36734
Tech | Chemicals and Plastics | Process Heating | Process Heating | TRC | New | NN148 | Process Heat Improved Controls | Process Heat Improved Controls | NonEquip | 15 | Process Heating | 41.6% | Tech/Econ | 1.756% | 61.0494 | ProcessHeating | 0.0084048 | 0.022872 | 0.61297
Tech | Chemicals and Plastics | Process Heating | Process Heating | TRC | New | NN143 | Plant Energy Management | Plant Energy Management | NonEquip | 10.5 | Process Heating | 15.02% | Tech/Econ | 12% | 170.3336 | ProcessHeating | 0.02345 | 72.7774 | 0.023178
Tech | Chemicals and Plastics | Process Heating | Process Heating | TRC | Existing | NE149 | Process Heat System Optimization | Process Heat System Optimization | NonEquip | 2 | Process Heating | 37.41% | Tech/Econ | 9.394% | 541991.8023 | ProcessHeating | 74.6172 | 14.5914 | 0.36734
Tech | Chemicals and Plastics | Process Heating | Process Heating | TRC | Existing | NE147 | Process Heat Improved Controls | Process Heat Improved Controls | NonEquip | 15 | Process Heating | 41.6% | Tech/Econ | 1.756% | 108665.7678 | ProcessHeating | 14.9603 | 38.0133 | 0.61297
Tech | Chemicals and Plastics | Process Heating | Process Heating | TRC | Existing | NE142 | Plant Energy Management | Plant Energy Management | NonEquip | 10.5 | Process Heating | 15.02% | Tech/Econ | 12% | 283094.4158 | ProcessHeating | 38.9742 | 147.7439 | 0.023178
Tech | Chemicals and Plastics | Process Heating | Process Heating | TRC | Turnover | ET146 | Process Heat Equipment Upgrade | Process Heat Equipment Upgrade | Equip | 10 | Process Heating | 8.729% | Tech/Econ | 75% | 1100286.447 | ProcessHeating | 151.4788 | 0.088895 | 0.232
Tech | Chemicals and Plastics | Process Heating | Process Heating | TRC | New | EN145 | Process Heat Equipment Upgrade | Process Heat Equipment Upgrade | Equip | 10 | Process Heating | 8.729% | Tech/Econ | 75% | 662.0255 | ProcessHeating | 0.091143 | 0 | 0.232
Tech | Chemicals and Plastics | Process Heating | Process Heating | TRC | Existing | EE144 | Process Heat Equipment Upgrade | Process Heat Equipment Upgrade | Equip | 10 | Process Heating | 8.729% | Tech/Econ | 75% | 0 | ProcessHeating | 0 | 0.03615 | 0.232
Tech | Chemicals and Plastics | Process Cooling | Process Cooling | TRC | New | NN141 | Process Refrig System Optimization | Process Refrig System Optimization | NonEquip | 4.6667 | Process Cooling | 9.473% | Tech/Econ | 31.28% | 269.2204 | ProcessHeating | 0.037064 | 0.011697 | 0.020881
Tech | Chemicals and Plastics | Process Cooling | Process Cooling | TRC | New | NN136 | Process Refrig Controls | Process Refrig Controls | NonEquip | 15 | Process Cooling | 20.77% | Tech/Econ | 5.077% | 87.1109 | ProcessHeating | 0.011993 | 0.020359 | 0.31821
Tech | Chemicals and Plastics | Process Cooling | Process Cooling | TRC | New | NN134 | Plant Energy Management | Plant Energy Management | NonEquip | 10.5 | Process Cooling | 15.02% | Tech/Econ | 12% | 151.6187 | ProcessHeating | 0.020874 | 60.0818 | 0.023178
Tech | Chemicals and Plastics | Process Cooling | Process Cooling | TRC | Existing | NE140 | Process Refrig System Optimization | Process Refrig System Optimization | NonEquip | 4.6667 | Process Cooling | 9.473% | Tech/Econ | 31.28% | 447444.3254 | ProcessHeating | 61.6006 | 19.4405 | 0.020881
Tech | Chemicals and Plastics | Process Cooling | Process Cooling | TRC | Existing | NE135 | Process Refrig Controls | Process Refrig Controls | NonEquip | 15 | Process Cooling | 20.77% | Tech/Econ | 5.077% | 144778.3656 | ProcessHeating | 19.932 | 33.8367 | 0.31821
Tech | Chemicals and Plastics | Process Cooling | Process Cooling | TRC | Existing | NE133 | Plant Energy Management | Plant Energy Management | NonEquip | 10.5 | Process Cooling | 15.02% | Tech/Econ | 12% | 251990.3267 | ProcessHeating | 34.6921 | 90.561 | 0.023178
Tech | Chemicals and Plastics | Process Cooling | Process Cooling | TRC | Turnover | ET139 | Process Refrig Equipment Upgrade | Process Refrig Equipment Upgrade | Equip | 10 | Process Cooling | 24.6% | Tech/Econ | 18.71% | 674430.6406 | ProcessHeating | 92.8503 | 0.054489 | 0.16662
Tech | Chemicals and Plastics | Process Cooling | Process Cooling | TRC | New | EN138 | Process Refrig Equipment Upgrade | Process Refrig Equipment Upgrade | Equip | 10 | Process Cooling | 24.6% | Tech/Econ | 18.71% | 405.7946 | ProcessHeating | 0.055867 | 0 | 0.16662
Tech | Chemicals and Plastics | Process Cooling | Process Cooling | TRC | Existing | EE137 | Process Refrig Equipment Upgrade | Process Refrig Equipment Upgrade | Equip | 10 | Process Cooling | 24.6% | Tech/Econ | 18.71% | 0 | ProcessHeating | 0 | 0.012615 | 0.16662
Tech | Chemicals and Plastics | Other | Other | TRC | New | NN132 | Plant Energy Management | Plant Energy Management | NonEquip | 10.5 | Other | 15.02% | Tech/Econ | 12% | 85.9802 | Other | 0.012404 | 20.9667 | 0.023178
Tech | Chemicals and Plastics | Other | Other | TRC | Existing | NE131 | Plant Energy Management | Plant Energy Management | NonEquip | 10.5 | Other | 15.02% | Tech/Econ | 12% | 142899.066 | Other | 20.6151 | 0 | 0.023178
Tech | Chemicals and Plastics | Motors Pumps | Motors Pumps | TRC | New | NN130 | Pump System Optimization | Pump System Optimization | NonEquip | 10 | Motors Pumps | 88.09% | Tech/Econ | 4.586% | 0 | MachineDrives | 0 | 0 | 0.096673
Tech | Chemicals and Plastics | Motors Pumps | Motors Pumps | TRC | New | NN128 | Pump Improved Controls | Pump Improved Controls | NonEquip | 15 | Motors Pumps | 32.22% | Tech/Econ | 1.792% | 0 | MachineDrives | 0 | 0.091434 | 0.063804
Tech | Chemicals and Plastics | Motors Pumps | Motors Pumps | TRC | New | NN123 | Plant Energy Management | Plant Energy Management | NonEquip | 10.5 | Motors Pumps | 15.02% | Tech/Econ | 12% | 697.4143 | MachineDrives | 0.093915 | 0.38696 | 0.023178
Tech | Chemicals and Plastics | Motors Pumps | Motors Pumps | TRC | New | NN121 | Motor Optimization | Motor Optimization | NonEquip | 10 | Motors Pumps | 89.67% | Tech/Econ | 9.142% | 2951.5671 | MachineDrives | 0.39746 | 0 | 0.09329
Tech | Chemicals and Plastics | Motors Pumps | Motors Pumps | TRC | New | NN119 | Motor Improved Controls | Motor Improved Controls | NonEquip | 15 | Motors Pumps | 59.98% | Tech/Econ | 0.8482% | 0 | MachineDrives | 0 | 307.0034 | 0.10598
Tech | Chemicals and Plastics | Motors Pumps | Motors Pumps | TRC | Existing | NE129 | Pump System Optimization | Pump System Optimization | NonEquip | 10 | Motors Pumps | 88.09% | Tech/Econ | 4.586% | 2341671.692 | MachineDrives | 315.332 | 40.1809 | 0.096673
Tech | Chemicals and Plastics | Motors Pumps | Motors Pumps | TRC | Existing | NE127 | Pump Improved Controls | Pump Improved Controls | NonEquip | 15 | Motors Pumps | 32.22% | Tech/Econ | 1.792% | 306480.1132 | MachineDrives | 41.2709 | 151.9634 | 0.063804
Tech | Chemicals and Plastics | Motors Pumps | Motors Pumps | TRC | Existing | NE122 | Plant Energy Management | Plant Energy Management | NonEquip | 10.5 | Motors Pumps | 15.02% | Tech/Econ | 12% | 1159102.504 | MachineDrives | 156.086 | 678.598 | 0.023178
Tech | Chemicals and Plastics | Motors Pumps | Motors Pumps | TRC | Existing | NE120 | Motor Optimization | Motor Optimization | NonEquip | 10 | Motors Pumps | 89.67% | Tech/Econ | 9.142% | 5176012.709 | MachineDrives | 697.0074 | 35.1926 | 0.09329
Tech | Chemicals and Plastics | Motors Pumps | Motors Pumps | TRC | Existing | NE118 | Motor Improved Controls | Motor Improved Controls | NonEquip | 15 | Motors Pumps | 59.98% | Tech/Econ | 0.8482% | 268432.1667 | MachineDrives | 36.1474 | 239.1833 | 0.10598
Tech | Chemicals and Plastics | Motors Pumps | Motors Pumps | TRC | Turnover | ET126 | Pump Equipment Upgrade | Pump Equipment Upgrade | Equip | 15 | Motors Pumps | 76.18% | Tech/Econ | 4.305% | 1824373.355 | MachineDrives | 245.6721 | 96.5263 | 0.22678
Tech | Chemicals and Plastics | Motors Pumps | Motors Pumps | TRC | Turnover | ET117 | Motor Equipment Upgrades | Motor Equipment Upgrades | Equip | 10 | Motors Pumps | 56.53% | Tech/Econ | 2.421% | 736255.2253 | MachineDrives | 99.1449 | 0 | 0.21443
Tech | Chemicals and Plastics | Motors Pumps | Motors Pumps | TRC | New | EN125 | Pump Equipment Upgrade | Pump Equipment Upgrade | Equip | 15 | Motors Pumps | 76.18% | Tech/Econ | 4.305% | 0 | MachineDrives | 0 | 0 | 0.22678
Tech | Chemicals and Plastics | Motors Pumps | Motors Pumps | TRC | New | EN116 | Motor Equipment Upgrades | Motor Equipment Upgrades | Equip | 10 | Motors Pumps | 56.53% | Tech/Econ | 2.421% | 0 | MachineDrives | 0 | 0 | 0.21443
Tech | Chemicals and Plastics | Motors Pumps | Motors Pumps | TRC | Existing | EE124 | Pump Equipment Upgrade | Pump Equipment Upgrade | Equip | 15 | Motors Pumps | 76.18% | Tech/Econ | 4.305% | 0 | MachineDrives | 0 | 0 | 0.22678
Tech | Chemicals and Plastics | Motors Pumps | Motors Pumps | TRC | Existing | EE115 | Motor Equipment Upgrades | Motor Equipment Upgrades | Equip | 10 | Motors Pumps | 56.53% | Tech/Econ | 2.421% | 0 | MachineDrives | 0 | 0.030271 | 0.21443
Tech | Chemicals and Plastics | Motors Fans Blowers | Motors Fans Blowers | TRC | New | NN114 | Plant Energy Management | Plant Energy Management | NonEquip | 10.5 | Motors Fans Blowers | 15.02% | Tech/Econ | 12% | 230.8948 | MachineDrives | 0.031093 | 0.14805 | 0.023178
Tech | Chemicals and Plastics | Motors Fans Blowers | Motors Fans Blowers | TRC | New | NN112 | Fan System Optimization | Fan System Optimization | NonEquip | 10 | Motors Fans Blowers | 44.87% | Tech/Econ | 14.66% | 1129.242 | MachineDrives | 0.15206 | 0.16544 | 0.082046
Tech | Chemicals and Plastics | Motors Fans Blowers | Motors Fans Blowers | TRC | New | NN110 | Fan Improved Controls | Fan Improved Controls | NonEquip | 15 | Motors Fans Blowers | 43.13% | Tech/Econ | 15.88% | 1261.9218 | MachineDrives | 0.16993 | 62.9721 | 0.024602
Tech | Chemicals and Plastics | Motors Fans Blowers | Motors Fans Blowers | TRC | Existing | NE113 | Plant Energy Management | Plant Energy Management | NonEquip | 10.5 | Motors Fans Blowers | 15.02% | Tech/Econ | 12% | 480320.5649 | MachineDrives | 64.6805 | 246.0567 | 0.023178
Tech | Chemicals and Plastics | Motors Fans Blowers | Motors Fans Blowers | TRC | Existing | NE111 | Fan System Optimization | Fan System Optimization | NonEquip | 10 | Motors Fans Blowers | 44.87% | Tech/Econ | 14.66% | 1876800.183 | MachineDrives | 252.7319 | 274.9671 | 0.082046
Tech | Chemicals and Plastics | Motors Fans Blowers | Motors Fans Blowers | TRC | Existing | NE109 | Fan Improved Controls | Fan Improved Controls | NonEquip | 15 | Motors Fans Blowers | 43.13% | Tech/Econ | 15.88% | 2097313.957 | MachineDrives | 282.4266 | 26.387 | 0.024602
Tech | Chemicals and Plastics | Motors Fans Blowers | Motors Fans Blowers | TRC | Turnover | ET108 | Fan Equipment Upgrades | Fan Equipment Upgrades | Equip | 15 | Motors Fans Blowers | 34.28% | Tech/Econ | 2.244% | 201267.1721 | MachineDrives | 27.1029 | 0 | 0.22709
Tech | Chemicals and Plastics | Motors Fans Blowers | Motors Fans Blowers | TRC | New | EN107 | Fan Equipment Upgrades | Fan Equipment Upgrades | Equip | 15 | Motors Fans Blowers | 34.28% | Tech/Econ | 2.244% | 0 | MachineDrives | 0 | 0 | 0.22709
Tech | Chemicals and Plastics | Motors Fans Blowers | Motors Fans Blowers | TRC | Existing | EE106 | Fan Equipment Upgrades | Fan Equipment Upgrades | Equip | 15 | Motors Fans Blowers | 34.28% | Tech/Econ | 2.244% | 0 | MachineDrives | 0 | 0.0092516 | 0.22709
Tech | Chemicals and Plastics | Industrial Lighting | Industrial Lighting | TRC | New | NN105 | Lighting Controls | Lighting Controls | NonEquip | 10 | Industrial Lighting | 30% | Tech/Econ | 18.84% | 66.6812 | Lighting | 0.0095179 | 57.2613 | 0.14161
Tech | Chemicals and Plastics | Industrial Lighting | Industrial Lighting | TRC | Existing | NE104 | Lighting Controls | Lighting Controls | NonEquip | 10 | Industrial Lighting | 30% | Tech/Econ | 18.84% | 412710.5479 | Lighting | 58.9092 | 394.9309 | 0.14161
Tech | Chemicals and Plastics | Industrial Lighting | Industrial Lighting | TRC | Turnover | ET103 | Efficient Lighting - Other Interior Lighting | Efficient Lighting - Other Interior Lighting | Equip | 14.4667 | Industrial Lighting | 71.94% | Tech/Econ | 38.99% | 2846462.582 | Lighting | 406.2963 | 150.9088 | 0.39837
Tech | Chemicals and Plastics | Industrial Lighting | Industrial Lighting | TRC | Turnover | ET100 | Efficient Lighting - High Bay | Efficient Lighting - High Bay | Equip | 13.6667 | Industrial Lighting | 20% | Tech/Econ | 48.41% | 1087674.414 | Lighting | 155.2517 | 0.0908 | 0.21586
Tech | Chemicals and Plastics | Industrial Lighting | Industrial Lighting | TRC | New | EN99 | Efficient Lighting - High Bay | Efficient Lighting - High Bay | Equip | 13.6667 | Industrial Lighting | 20% | Tech/Econ | 48.41% | 654.4371 | Lighting | 0.093413 | 0.23762 | 0.21586
Tech | Chemicals and Plastics | Industrial Lighting | Industrial Lighting | TRC | New | EN102 | Efficient Lighting - Other Interior Lighting | Efficient Lighting - Other Interior Lighting | Equip | 14.4667 | Industrial Lighting | 71.94% | Tech/Econ | 38.99% | 1712.673 | Lighting | 0.24446 | 0 | 0.39837
Tech | Chemicals and Plastics | Industrial Lighting | Industrial Lighting | TRC | Existing | EE98 | Efficient Lighting - High Bay | Efficient Lighting - High Bay | Equip | 13.6667 | Industrial Lighting | 20% | Tech/Econ | 48.41% | 0 | Lighting | 0 | 0 | 0.21586
Tech | Chemicals and Plastics | Industrial Lighting | Industrial Lighting | TRC | Existing | EE101 | Efficient Lighting - Other Interior Lighting | Efficient Lighting - Other Interior Lighting | Equip | 14.4667 | Industrial Lighting | 71.94% | Tech/Econ | 38.99% | 0 | Lighting | 0 | 0.015122 | 0.39837
Tech | Chemicals and Plastics | HVAC | HVAC | TRC | New | NN97 | HVAC Improved Controls | HVAC Improved Controls | NonEquip | 15 | HVAC | 18.8% | Tech/Econ | 6.544% | 108.7933 | HVAC | 0.015498 | 0.019665 | 0.017313
Tech | Chemicals and Plastics | HVAC | HVAC | TRC | New | NN92 | Building Envelope Improvements | Building Envelope Improvements | NonEquip | 15 | HVAC | 16.42% | Tech/Econ | 9.595% | 141.4809 | HVAC | 0.020154 | 25.1328 | 0.11178
Tech | Chemicals and Plastics | HVAC | HVAC | TRC | Existing | NE96 | HVAC Improved Controls | HVAC Improved Controls | NonEquip | 15 | HVAC | 18.8% | Tech/Econ | 6.544% | 180814.3947 | HVAC | 25.7577 | 32.6841 | 0.017313
Tech | Chemicals and Plastics | HVAC | HVAC | TRC | Existing | NE91 | Building Envelope Improvements | Building Envelope Improvements | NonEquip | 15 | HVAC | 16.42% | Tech/Econ | 9.595% | 235141.2344 | HVAC | 33.4967 | 89.6054 | 0.11178
Tech | Chemicals and Plastics | HVAC | HVAC | TRC | Turnover | ET95 | HVAC Equipment Upgrades | HVAC Equipment Upgrades | Equip | 18 | HVAC | 18.8% | Tech/Econ | 22.01% | 644654.359 | HVAC | 91.8334 | 0.053914 | 0.095141
Tech | Chemicals and Plastics | HVAC | HVAC | TRC | New | EN94 | HVAC Equipment Upgrades | HVAC Equipment Upgrades | Equip | 18 | HVAC | 18.8% | Tech/Econ | 22.01% | 387.8787 | HVAC | 0.055255 | 0 | 0.095141
Tech | Chemicals and Plastics | HVAC | HVAC | TRC | Existing | EE93 | HVAC Equipment Upgrades | HVAC Equipment Upgrades | Equip | 18 | HVAC | 18.8% | Tech/Econ | 22.01% | 0 | HVAC | 0 | 0 | 0.095141
Tech | Chemicals and Plastics | Exterior Lighting | Exterior Lighting | TRC | New | NN90 | Lighting Controls - Exterior | Lighting Controls - Exterior | NonEquip | 10 | Exterior Lighting | 17% | Tech/Econ | 28% | 32.2061 | Exterior | 0 | 0 | 0.14161
Tech | Chemicals and Plastics | Exterior Lighting | Exterior Lighting | TRC | Existing | NE89 | Lighting Controls - Exterior | Lighting Controls - Exterior | NonEquip | 10 | Exterior Lighting | 17% | Tech/Econ | 28% | 53526.5442 | Exterior | 0 | 0 | 0.14161
Tech | Chemicals and Plastics | Exterior Lighting | Exterior Lighting | TRC | Turnover | ET88 | Efficient Lighting - Exterior | Efficient Lighting - Exterior | Equip | 13.6 | Exterior Lighting | 15.29% | Tech/Econ | 78.74% | 153901.8206 | Exterior | 0 | 0 | 0.1144
Tech | Chemicals and Plastics | Exterior Lighting | Exterior Lighting | TRC | New | EN87 | Efficient Lighting - Exterior | Efficient Lighting - Exterior | Equip | 13.6 | Exterior Lighting | 15.29% | Tech/Econ | 78.74% | 92.6004 | Exterior | 0 | 0 | 0.1144
Tech | Chemicals and Plastics | Exterior Lighting | Exterior Lighting | TRC | Existing | EE86 | Efficient Lighting - Exterior | Efficient Lighting - Exterior | Equip | 13.6 | Exterior Lighting | 15.29% | Tech/Econ | 78.74% | 0 | Exterior | 0 | 0.02177 | 0.1144
Tech | Chemicals and Plastics | Compressed Air | Compressed Air | TRC | New | NN85 | Plant Energy Management | Plant Energy Management | NonEquip | 10.5 | Compressed Air | 15.02% | Tech/Econ | 12% | 166.051 | MachineDrives | 0.022361 | 0 | 0.023178
Tech | Chemicals and Plastics | Compressed Air | Compressed Air | TRC | New | NN83 | Compressed Air System Optimization | Compressed Air System Optimization | NonEquip | 10 | Compressed Air | 25.94% | Tech/Econ | 10.61% | 0 | MachineDrives | 0 | 0 | 0.053013
Tech | Chemicals and Plastics | Compressed Air | Compressed Air | TRC | New | NN78 | Compressed Air Controls | Compressed Air Controls | NonEquip | 12.5 | Compressed Air | 89.11% | Tech/Econ | 8.298% | 0 | MachineDrives | 0 | 36.1818 | 0.18208
Tech | Chemicals and Plastics | Compressed Air | Compressed Air | TRC | Existing | NE84 | Plant Energy Management | Plant Energy Management | NonEquip | 10.5 | Compressed Air | 15.02% | Tech/Econ | 12% | 275976.7867 | MachineDrives | 37.1633 | 48.5152 | 0.023178
Tech | Chemicals and Plastics | Compressed Air | Compressed Air | TRC | Existing | NE82 | Compressed Air System Optimization | Compressed Air System Optimization | NonEquip | 10 | Compressed Air | 25.94% | Tech/Econ | 10.61% | 370050.3743 | MachineDrives | 49.8314 | 126.7776 | 0.053013
Tech | Chemicals and Plastics | Compressed Air | Compressed Air | TRC | Existing | NE77 | Compressed Air Controls | Compressed Air Controls | NonEquip | 12.5 | Compressed Air | 89.11% | Tech/Econ | 8.298% | 966997.503 | MachineDrives | 130.2169 | 208.0986 | 0.18208
Tech | Chemicals and Plastics | Compressed Air | Compressed Air | TRC | Turnover | ET81 | Compressed Air Equipment | Compressed Air Equipment | Equip | 15 | Compressed Air | 89.09% | Tech/Econ | 11.85% | 1587274.238 | MachineDrives | 213.7441 | 0.11943 | 0.13494
Tech | Chemicals and Plastics | Compressed Air | Compressed Air | TRC | New | EN80 | Compressed Air Equipment | Compressed Air Equipment | Equip | 15 | Compressed Air | 89.09% | Tech/Econ | 11.85% | 910.991 | MachineDrives | 0.12268 | 0 | 0.13494
Tech | Chemicals and Plastics | Compressed Air | Compressed Air | TRC | Existing | EE79 | Compressed Air Equipment | Compressed Air Equipment | Equip | 15 | Compressed Air | 89.09% | Tech/Econ | 11.85% | 0 | MachineDrives | 0 | 0.0091337 | 0.13494
Tech | Construction | Process Specific | Process Specific | TRC | New | NN231 | Process Other Systems Optimization | Process Other Systems Optimization | NonEquip | 5.3333 | Process Specific | 17.64% | Tech/Econ | 48.74% | 68.0209 | ProcessHeating | 0.0093646 | 0.0030072 | 0.032717
Tech | Construction | Process Specific | Process Specific | TRC | New | NN229 | Plant Energy Management | Plant Energy Management | NonEquip | 10.5 | Process Specific | 25.8% | Tech/Econ | 12% | 22.3956 | ProcessHeating | 0.0030833 | 15.1802 | 0.023178
Tech | Construction | Process Specific | Process Specific | TRC | Existing | NE230 | Process Other Systems Optimization | Process Other Systems Optimization | NonEquip | 5.3333 | Process Specific | 17.64% | Tech/Econ | 48.74% | 113050.7556 | ProcessHeating | 15.5639 | 4.998 | 0.032717
Tech | Construction | Process Specific | Process Specific | TRC | Existing | NE228 | Plant Energy Management | Plant Energy Management | NonEquip | 10.5 | Process Specific | 25.8% | Tech/Econ | 12% | 37221.5541 | ProcessHeating | 5.1244 | 0.002141 | 0.023178
Tech | Construction | Process Heating | Process Heating | TRC | New | NN227 | Process Heat System Optimization | Process Heat System Optimization | NonEquip | 2 | Process Heating | 16.02% | Tech/Econ | 9.204% | 15.9448 | ProcessHeating | 0.0021952 | 0.00040092 | 0.30975
Tech | Construction | Process Heating | Process Heating | TRC | New | NN225 | Process Heat Improved Controls | Process Heat Improved Controls | NonEquip | 15 | Process Heating | 23.16% | Tech/Econ | 1.21% | 2.9857 | ProcessHeating | 0.00041105 | 0.0046386 | 0.96304
Tech | Construction | Process Heating | Process Heating | TRC | New | NN223 | Plant Energy Management | Plant Energy Management | NonEquip | 10.5 | Process Heating | 25.8% | Tech/Econ | 12% | 34.5448 | ProcessHeating | 0.0047559 | 3.5584 | 0.023178
Tech | Construction | Process Heating | Process Heating | TRC | Existing | NE226 | Process Heat System Optimization | Process Heat System Optimization | NonEquip | 2 | Process Heating | 16.02% | Tech/Econ | 9.204% | 26500.1916 | ProcessHeating | 3.6483 | 0.66633 | 0.30975
Tech | Construction | Process Heating | Process Heating | TRC | Existing | NE224 | Process Heat Improved Controls | Process Heat Improved Controls | NonEquip | 15 | Process Heating | 23.16% | Tech/Econ | 1.21% | 4962.2987 | ProcessHeating | 0.68317 | 7.7094 | 0.96304
Tech | Construction | Process Heating | Process Heating | TRC | Existing | NE222 | Plant Energy Management | Plant Energy Management | NonEquip | 10.5 | Process Heating | 25.8% | Tech/Econ | 12% | 57413.5029 | ProcessHeating | 7.9042 | 0.0051639 | 0.023178
Tech | Construction | Process Cooling | Process Cooling | TRC | New | NN221 | Process Refrig System Optimization | Process Refrig System Optimization | NonEquip | 4.6667 | Process Cooling | 13.75% | Tech/Econ | 45.35% | 38.4571 | ProcessHeating | 0.0052945 | 0.00045825 | 0.11299
Tech | Construction | Process Cooling | Process Cooling | TRC | New | NN216 | Process Refrig Controls | Process Refrig Controls | NonEquip | 15 | Process Cooling | 27.79% | Tech/Econ | 2.354% | 3.4127 | ProcessHeating | 0.00046983 | 0.0022377 | 0.06633
Tech | Construction | Process Cooling | Process Cooling | TRC | New | NN214 | Plant Energy Management | Plant Energy Management | NonEquip | 10.5 | Process Cooling | 25.8% | Tech/Econ | 12% | 16.6647 | ProcessHeating | 0.0022943 | 8.5825 | 0.023178
Tech | Construction | Process Cooling | Process Cooling | TRC | Existing | NE220 | Process Refrig System Optimization | Process Refrig System Optimization | NonEquip | 4.6667 | Process Cooling | 13.75% | Tech/Econ | 45.35% | 63915.7023 | ProcessHeating | 8.7994 | 0.76161 | 0.11299
Tech | Construction | Process Cooling | Process Cooling | TRC | Existing | NE215 | Process Refrig Controls | Process Refrig Controls | NonEquip | 15 | Process Cooling | 27.79% | Tech/Econ | 2.354% | 5671.8705 | ProcessHeating | 0.78086 | 3.719 | 0.06633
Tech | Construction | Process Cooling | Process Cooling | TRC | Existing | NE213 | Plant Energy Management | Plant Energy Management | NonEquip | 10.5 | Process Cooling | 25.8% | Tech/Econ | 12% | 27696.6992 | ProcessHeating | 3.8131 | 8.9449 | 0.023178
Tech | Construction | Process Cooling | Process Cooling | TRC | Turnover | ET219 | Process Refrig Equipment Upgrade | Process Refrig Equipment Upgrade | Equip | 10 | Process Cooling | 22.05% | Tech/Econ | 31.43% | 66614.7804 | ProcessHeating | 9.171 | 0.005382 | 0.20671
Tech | Construction | Process Cooling | Process Cooling | TRC | New | EN218 | Process Refrig Equipment Upgrade | Process Refrig Equipment Upgrade | Equip | 10 | Process Cooling | 22.05% | Tech/Econ | 31.43% | 40.0811 | ProcessHeating | 0.0055181 | 0 | 0.20671
Tech | Construction | Process Cooling | Process Cooling | TRC | Existing | EE217 | Process Refrig Equipment Upgrade | Process Refrig Equipment Upgrade | Equip | 10 | Process Cooling | 22.05% | Tech/Econ | 31.43% | 0 | ProcessHeating | 0 | 0.0023152 | 0.20671
Tech | Construction | Other | Other | TRC | New | NN212 | Plant Energy Management | Plant Energy Management | NonEquip | 10.5 | Other | 25.8% | Tech/Econ | 12% | 15.7793 | Other | 0.0022764 | 3.8479 | 0.023178
Tech | Construction | Other | Other | TRC | Existing | NE211 | Plant Energy Management | Plant Energy Management | NonEquip | 10.5 | Other | 25.8% | Tech/Econ | 12% | 26225.271 | Other | 3.7833 | 0 | 0.023178
Tech | Construction | Motors Pumps | Motors Pumps | TRC | New | NN210 | Pump System Optimization | Pump System Optimization | NonEquip | 10 | Motors Pumps | 59.4% | Tech/Econ | 1.68% | 0 | MachineDrives | 0 | 0 | 0.066358
Tech | Construction | Motors Pumps | Motors Pumps | TRC | New | NN208 | Pump Improved Controls | Pump Improved Controls | NonEquip | 15 | Motors Pumps | 33.73% | Tech/Econ | 1.792% | 0 | MachineDrives | 0 | 0.0088281 | 0.063804
Tech | Construction | Motors Pumps | Motors Pumps | TRC | New | NN203 | Plant Energy Management | Plant Energy Management | NonEquip | 10.5 | Motors Pumps | 25.8% | Tech/Econ | 12% | 67.3368 | MachineDrives | 0.0090676 | 0.00034777 | 0.023178
Tech | Construction | Motors Pumps | Motors Pumps | TRC | New | NN201 | Motor Optimization | Motor Optimization | NonEquip | 10 | Motors Pumps | 66.73% | Tech/Econ | 3.467% | 2.6527 | MachineDrives | 0.00035721 | 0 | 0.45607
Tech | Construction | Motors Pumps | Motors Pumps | TRC | New | NN199 | Motor Improved Controls | Motor Improved Controls | NonEquip | 15 | Motors Pumps | 42.04% | Tech/Econ | 0.4056% | 0 | MachineDrives | 0 | 4.3976 | 0.10371
Tech | Construction | Motors Pumps | Motors Pumps | TRC | Existing | NE209 | Pump System Optimization | Pump System Optimization | NonEquip | 10 | Motors Pumps | 59.4% | Tech/Econ | 1.68% | 33542.7423 | MachineDrives | 4.5169 | 2.6808 | 0.066358
Tech | Construction | Motors Pumps | Motors Pumps | TRC | Existing | NE207 | Pump Improved Controls | Pump Improved Controls | NonEquip | 15 | Motors Pumps | 33.73% | Tech/Econ | 1.792% | 20447.4632 | MachineDrives | 2.7535 | 14.6724 | 0.063804
Tech | Construction | Motors Pumps | Motors Pumps | TRC | Existing | NE202 | Plant Energy Management | Plant Energy Management | NonEquip | 10.5 | Motors Pumps | 25.8% | Tech/Econ | 12% | 111913.7561 | MachineDrives | 15.0704 | 10.6256 | 0.023178
Tech | Construction | Motors Pumps | Motors Pumps | TRC | Existing | NE200 | Motor Optimization | Motor Optimization | NonEquip | 10 | Motors Pumps | 66.73% | Tech/Econ | 3.467% | 81046.5246 | MachineDrives | 10.9138 | 0.74394 | 0.45607
Tech | Construction | Motors Pumps | Motors Pumps | TRC | Existing | NE198 | Motor Improved Controls | Motor Improved Controls | NonEquip | 15 | Motors Pumps | 42.04% | Tech/Econ | 0.4056% | 5674.4371 | MachineDrives | 0.76413 | 45.5524 | 0.10371
Tech | Construction | Motors Pumps | Motors Pumps | TRC | Turnover | ET206 | Pump Equipment Upgrade | Pump Equipment Upgrade | Equip | 15 | Motors Pumps | 70.57% | Tech/Econ | 12.43% | 347451.4608 | MachineDrives | 46.7882 | 5.2135 | 0.13315
Tech | Construction | Motors Pumps | Motors Pumps | TRC | Turnover | ET197 | Motor Equipment Upgrades | Motor Equipment Upgrades | Equip | 10 | Motors Pumps | 54.51% | Tech/Econ | 2.132% | 39765.9112 | MachineDrives | 5.3549 | 0.027408 | 0.1667
Tech | Construction | Motors Pumps | Motors Pumps | TRC | New | EN205 | Pump Equipment Upgrade | Pump Equipment Upgrade | Equip | 15 | Motors Pumps | 70.57% | Tech/Econ | 12.43% | 209.0562 | MachineDrives | 0.028152 | 0 | 0.13315
Tech | Construction | Motors Pumps | Motors Pumps | TRC | New | EN196 | Motor Equipment Upgrades | Motor Equipment Upgrades | Equip | 10 | Motors Pumps | 54.51% | Tech/Econ | 2.132% | 0 | MachineDrives | 0 | 0 | 0.1667
Tech | Construction | Motors Pumps | Motors Pumps | TRC | Existing | EE204 | Pump Equipment Upgrade | Pump Equipment Upgrade | Equip | 15 | Motors Pumps | 70.57% | Tech/Econ | 12.43% | 0 | MachineDrives | 0 | 0 | 0.13315
Tech | Construction | Motors Pumps | Motors Pumps | TRC | Existing | EE195 | Motor Equipment Upgrades | Motor Equipment Upgrades | Equip | 10 | Motors Pumps | 54.51% | Tech/Econ | 2.132% | 0 | MachineDrives | 0 | 0.0046079 | 0.1667
Tech | Construction | Motors Fans Blowers | Motors Fans Blowers | TRC | New | NN194 | Plant Energy Management | Plant Energy Management | NonEquip | 10.5 | Motors Fans Blowers | 25.8% | Tech/Econ | 12% | 35.1471 | MachineDrives | 0.0047329 | 0.0014471 | 0.023178
Tech | Construction | Motors Fans Blowers | Motors Fans Blowers | TRC | New | NN192 | Fan System Optimization | Fan System Optimization | NonEquip | 10 | Motors Fans Blowers | 79.06% | Tech/Econ | 4.879% | 11.0381 | MachineDrives | 0.0014864 | 0.0071755 | 0.035317
Tech | Construction | Motors Fans Blowers | Motors Fans Blowers | TRC | New | NN190 | Fan Improved Controls | Fan Improved Controls | NonEquip | 15 | Motors Fans Blowers | 52.56% | Tech/Econ | 9.465% | 54.7309 | MachineDrives | 0.0073701 | 7.6584 | 0.033329
Tech | Construction | Motors Fans Blowers | Motors Fans Blowers | TRC | Existing | NE193 | Plant Energy Management | Plant Energy Management | NonEquip | 10.5 | Motors Fans Blowers | 25.8% | Tech/Econ | 12% | 58414.4905 | MachineDrives | 7.8662 | 8.7855 | 0.023178
Tech | Construction | Motors Fans Blowers | Motors Fans Blowers | TRC | Existing | NE191 | Fan System Optimization | Fan System Optimization | NonEquip | 10 | Motors Fans Blowers | 79.06% | Tech/Econ | 4.879% | 67011.7104 | MachineDrives | 9.0239 | 11.9256 | 0.035317
Tech | Construction | Motors Fans Blowers | Motors Fans Blowers | TRC | Existing | NE189 | Fan Improved Controls | Fan Improved Controls | NonEquip | 15 | Motors Fans Blowers | 52.56% | Tech/Econ | 9.465% | 90962.7948 | MachineDrives | 12.2491 | 4.7575 | 0.033329
Tech | Construction | Motors Fans Blowers | Motors Fans Blowers | TRC | Turnover | ET188 | Fan Equipment Upgrades | Fan Equipment Upgrades | Equip | 15 | Motors Fans Blowers | 63.42% | Tech/Econ | 3.425% | 36287.7542 | MachineDrives | 4.8865 | 0 | 0.1824
Tech | Construction | Motors Fans Blowers | Motors Fans Blowers | TRC | New | EN187 | Fan Equipment Upgrades | Fan Equipment Upgrades | Equip | 15 | Motors Fans Blowers | 63.42% | Tech/Econ | 3.425% | 0 | MachineDrives | 0 | 0 | 0.1824
Tech | Construction | Motors Fans Blowers | Motors Fans Blowers | TRC | Existing | EE186 | Fan Equipment Upgrades | Fan Equipment Upgrades | Equip | 15 | Motors Fans Blowers | 63.42% | Tech/Econ | 3.425% | 0 | MachineDrives | 0 | 0.00052923 | 0.1824
Tech | Construction | Industrial Lighting | Industrial Lighting | TRC | New | NN185 | Lighting Controls | Lighting Controls | NonEquip | 10 | Industrial Lighting | 33.43% | Tech/Econ | 16.92% | 3.8145 | Lighting | 0.00054447 | 4.1805 | 0.13992
Tech | Construction | Industrial Lighting | Industrial Lighting | TRC | Existing | NE184 | Lighting Controls | Lighting Controls | NonEquip | 10 | Industrial Lighting | 33.43% | Tech/Econ | 16.92% | 30130.9491 | Lighting | 4.3008 | 23.6521 | 0.13992
Tech | Construction | Industrial Lighting | Industrial Lighting | TRC | Turnover | ET183 | Efficient Lighting - Other Interior Lighting | Efficient Lighting - Other Interior Lighting | Equip | 14.4667 | Industrial Lighting | 62.16% | Tech/Econ | 38.99% | 170472.2023 | Lighting | 24.3327 | 17.1008 | 0.39837
Tech | Construction | Industrial Lighting | Industrial Lighting | TRC | Turnover | ET180 | Efficient Lighting - High Bay | Efficient Lighting - High Bay | Equip | 13.6667 | Industrial Lighting | 30.8% | Tech/Econ | 48.41% | 123253.9316 | Lighting | 17.5929 | 0.014231 | 0.21586
Tech | Construction | Industrial Lighting | Industrial Lighting | TRC | New | EN182 | Efficient Lighting - Other Interior Lighting | Efficient Lighting - Other Interior Lighting | Equip | 14.4667 | Industrial Lighting | 62.16% | Tech/Econ | 38.99% | 102.5705 | Lighting | 0.014641 | 0.010289 | 0.39837
Tech | Construction | Industrial Lighting | Industrial Lighting | TRC | New | EN179 | Efficient Lighting - High Bay | Efficient Lighting - High Bay | Equip | 13.6667 | Industrial Lighting | 30.8% | Tech/Econ | 48.41% | 74.16 | Lighting | 0.010585 | 0 | 0.21586
Tech | Construction | Industrial Lighting | Industrial Lighting | TRC | Existing | EE181 | Efficient Lighting - Other Interior Lighting | Efficient Lighting - Other Interior Lighting | Equip | 14.4667 | Industrial Lighting | 62.16% | Tech/Econ | 38.99% | 0 | Lighting | 0 | 0 | 0.39837
Tech | Construction | Industrial Lighting | Industrial Lighting | TRC | Existing | EE178 | Efficient Lighting - High Bay | Efficient Lighting - High Bay | Equip | 13.6667 | Industrial Lighting | 30.8% | Tech/Econ | 48.41% | 0 | Lighting | 0 | 0.0075339 | 0.21586
Tech | Construction | HVAC | HVAC | TRC | New | NN177 | HVAC Recommissioning | HVAC Recommissioning | NonEquip | 10 | HVAC | 35.73% | Tech/Econ | 18.86% | 54.202 | HVAC | 0.0077213 | 0.0053097 | 0.23103
Tech | Construction | HVAC | HVAC | TRC | New | NN175 | HVAC Improved Controls | HVAC Improved Controls | NonEquip | 15 | HVAC | 34.58% | Tech/Econ | 14.73% | 38.1996 | HVAC | 0.0054417 | 0.0043122 | 0.050489
Tech | Construction | HVAC | HVAC | TRC | New | NN170 | Building Envelope Improvements | Building Envelope Improvements | NonEquip | 15 | HVAC | 32.06% | Tech/Econ | 14.68% | 31.0235 | HVAC | 0.0044194 | 12.5214 | 0.1444
Tech | Construction | HVAC | HVAC | TRC | Existing | NE176 | HVAC Recommissioning | HVAC Recommissioning | NonEquip | 10 | HVAC | 35.73% | Tech/Econ | 18.86% | 90083.6701 | HVAC | 12.8327 | 8.8246 | 0.23103
Tech | Construction | HVAC | HVAC | TRC | Existing | NE174 | HVAC Improved Controls | HVAC Improved Controls | NonEquip | 15 | HVAC | 34.58% | Tech/Econ | 14.73% | 63487.7559 | HVAC | 9.0441 | 7.7399 | 0.050489
Tech | Construction | HVAC | HVAC | TRC | Existing | NE169 | Building Envelope Improvements | Building Envelope Improvements | NonEquip | 15 | HVAC | 32.06% | Tech/Econ | 14.68% | 55683.9708 | HVAC | 7.9324 | 6.3645 | 0.1444
Tech | Construction | HVAC | HVAC | TRC | Turnover | ET173 | HVAC Equipment Upgrades | HVAC Equipment Upgrades | Equip | 18 | HVAC | 28.85% | Tech/Econ | 14.08% | 45788.6091 | HVAC | 6.5228 | 0 | 0.13731
Tech | Construction | HVAC | HVAC | TRC | New | EN172 | HVAC Equipment Upgrades | HVAC Equipment Upgrades | Equip | 18 | HVAC | 28.85% | Tech/Econ | 14.08% | 0 | HVAC | 0 | 0 | 0.13731
Tech | Construction | HVAC | HVAC | TRC | Existing | EE171 | HVAC Equipment Upgrades | HVAC Equipment Upgrades | Equip | 18 | HVAC | 28.85% | Tech/Econ | 14.08% | 0 | HVAC | 0 | 0 | 0.13731
Tech | Construction | Exterior Lighting | Exterior Lighting | TRC | New | NN168 | Lighting Controls - Exterior | Lighting Controls - Exterior | NonEquip | 10 | Exterior Lighting | 17% | Tech/Econ | 28% | 2.3695 | Exterior | 0 | 0 | 0.13992
Tech | Construction | Exterior Lighting | Exterior Lighting | TRC | Existing | NE167 | Lighting Controls - Exterior | Lighting Controls - Exterior | NonEquip | 10 | Exterior Lighting | 17% | Tech/Econ | 28% | 3938.137 | Exterior | 0 | 0 | 0.13992
Tech | Construction | Exterior Lighting | Exterior Lighting | TRC | Turnover | ET166 | Efficient Lighting - Exterior | Efficient Lighting - Exterior | Equip | 13.6 | Exterior Lighting | 15.29% | Tech/Econ | 78.74% | 11323.1004 | Exterior | 0 | 0 | 0.1144
Tech | Construction | Exterior Lighting | Exterior Lighting | TRC | New | EN165 | Efficient Lighting - Exterior | Efficient Lighting - Exterior | Equip | 13.6 | Exterior Lighting | 15.29% | Tech/Econ | 78.74% | 6.8129 | Exterior | 0 | 0 | 0.1144
Tech | Construction | Exterior Lighting | Exterior Lighting | TRC | Existing | EE164 | Efficient Lighting - Exterior | Efficient Lighting - Exterior | Equip | 13.6 | Exterior Lighting | 15.29% | Tech/Econ | 78.74% | 0 | Exterior | 0 | 0.002304 | 0.1144
Tech | Construction | Compressed Air | Compressed Air | TRC | New | NN163 | Plant Energy Management | Plant Energy Management | NonEquip | 10.5 | Compressed Air | 25.8% | Tech/Econ | 12% | 17.5736 | MachineDrives | 0.0023665 | 0.00236 | 0.023178
Tech | Construction | Compressed Air | Compressed Air | TRC | New | NN161 | Compressed Air System Optimization | Compressed Air System Optimization | NonEquip | 10 | Compressed Air | 30.76% | Tech/Econ | 10.64% | 18.0008 | MachineDrives | 0.002424 | 0 | 0.05397
Tech | Construction | Compressed Air | Compressed Air | TRC | New | NN156 | Compressed Air Controls | Compressed Air Controls | NonEquip | 12.5 | Compressed Air | 74.82% | Tech/Econ | 2.192% | 0 | MachineDrives | 0 | 3.8292 | 0.055306
Tech | Construction | Compressed Air | Compressed Air | TRC | Existing | NE162 | Plant Energy Management | Plant Energy Management | NonEquip | 10.5 | Compressed Air | 25.8% | Tech/Econ | 12% | 29207.2455 | MachineDrives | 3.9331 | 3.9223 | 0.023178
Tech | Construction | Compressed Air | Compressed Air | TRC | Existing | NE160 | Compressed Air System Optimization | Compressed Air System Optimization | NonEquip | 10 | Compressed Air | 30.76% | Tech/Econ | 10.64% | 29917.3874 | MachineDrives | 4.0287 | 1.8471 | 0.05397
Tech | Construction | Compressed Air | Compressed Air | TRC | Existing | NE155 | Compressed Air Controls | Compressed Air Controls | NonEquip | 12.5 | Compressed Air | 74.82% | Tech/Econ | 2.192% | 14088.9943 | MachineDrives | 1.8972 | 3.3036 | 0.055306
Tech | Construction | Compressed Air | Compressed Air | TRC | Turnover | ET159 | Compressed Air Equipment | Compressed Air Equipment | Equip | 15 | Compressed Air | 71.22% | Tech/Econ | 4.001% | 25197.8802 | MachineDrives | 3.3932 | 0.0012124 | 0.10354
Tech | Construction | Compressed Air | Compressed Air | TRC | New | EN158 | Compressed Air Equipment | Compressed Air Equipment | Equip | 15 | Compressed Air | 71.22% | Tech/Econ | 4.001% | 9.2478 | MachineDrives | 0.0012453 | 0 | 0.10354
Tech | Construction | Compressed Air | Compressed Air | TRC | Existing | EE157 | Compressed Air Equipment | Compressed Air Equipment | Equip | 15 | Compressed Air | 71.22% | Tech/Econ | 4.001% | 0 | MachineDrives | 0 | 0.0016589 | 0.10354
Tech | Electrical and Electronic Equip. | Process Specific | Process Specific | TRC | New | NN298 | Process Other Systems Optimization | Process Other Systems Optimization | NonEquip | 5.3333 | Process Specific | 2.916% | Tech/Econ | 25.45% | 12.3546 | ProcessHeating | 0.0017009 | 0.007286 | 0.11983
Tech | Electrical and Electronic Equip. | Process Specific | Process Specific | TRC | New | NN296 | Plant Energy Management | Plant Energy Management | NonEquip | 10.5 | Process Specific | 27.36% | Tech/Econ | 12% | 54.2608 | ProcessHeating | 0.0074702 | 2.7572 | 0.023178
Tech | Electrical and Electronic Equip. | Process Specific | Process Specific | TRC | Existing | NE297 | Process Other Systems Optimization | Process Other Systems Optimization | NonEquip | 5.3333 | Process Specific | 2.916% | Tech/Econ | 25.45% | 20533.3552 | ProcessHeating | 2.8269 | 12.1094 | 0.11983
Tech | Electrical and Electronic Equip. | Process Specific | Process Specific | TRC | Existing | NE295 | Plant Energy Management | Plant Energy Management | NonEquip | 10.5 | Process Specific | 27.36% | Tech/Econ | 12% | 90181.467 | ProcessHeating | 12.4155 | 0.0040513 | 0.023178
Tech | Electrical and Electronic Equip. | Process Heating | Process Heating | TRC | New | NN294 | Process Heat System Optimization | Process Heat System Optimization | NonEquip | 2 | Process Heating | 9.104% | Tech/Econ | 13.63% | 30.1711 | ProcessHeating | 0.0041537 | 0.0025682 | 0.042354
Tech | Electrical and Electronic Equip. | Process Heating | Process Heating | TRC | New | NN292 | Process Heat Improved Controls | Process Heat Improved Controls | NonEquip | 15 | Process Heating | 36.07% | Tech/Econ | 2.283% | 19.1263 | ProcessHeating | 0.0026332 | 0.010585 | 0.89743
Tech | Electrical and Electronic Equip. | Process Heating | Process Heating | TRC | New | NN290 | Plant Energy Management | Plant Energy Management | NonEquip | 10.5 | Process Heating | 27.36% | Tech/Econ | 12% | 78.8297 | ProcessHeating | 0.010853 | 6.7333 | 0.023178
Tech | Electrical and Electronic Equip. | Process Heating | Process Heating | TRC | Existing | NE293 | Process Heat System Optimization | Process Heat System Optimization | NonEquip | 2 | Process Heating | 9.104% | Tech/Econ | 13.63% | 50144.3641 | ProcessHeating | 6.9035 | 4.2684 | 0.042354
Tech | Electrical and Electronic Equip. | Process Heating | Process Heating | TRC | Existing | NE291 | Process Heat Improved Controls | Process Heat Improved Controls | NonEquip | 15 | Process Heating | 36.07% | Tech/Econ | 2.283% | 31787.9502 | ProcessHeating | 4.3763 | 17.5924 | 0.89743
Tech | Electrical and Electronic Equip. | Process Heating | Process Heating | TRC | Existing | NE289 | Plant Energy Management | Plant Energy Management | NonEquip | 10.5 | Process Heating | 27.36% | Tech/Econ | 12% | 131014.9683 | ProcessHeating | 18.0371 | 0.0089715 | 0.023178
Tech | Electrical and Electronic Equip. | Process Cooling | Process Cooling | TRC | New | NN288 | Process Refrig System Optimization | Process Refrig System Optimization | NonEquip | 4.6667 | Process Cooling | 10% | Tech/Econ | 40% | 66.813 | ProcessHeating | 0.0091983 | 0.0040398 | 0.0071838
Tech | Electrical and Electronic Equip. | Process Cooling | Process Cooling | TRC | New | NN283 | Process Refrig Controls | Process Refrig Controls | NonEquip | 15 | Process Cooling | 33.75% | Tech/Econ | 6% | 30.0855 | ProcessHeating | 0.0041419 | 0.0067731 | 0.88
Tech | Electrical and Electronic Equip. | Process Cooling | Process Cooling | TRC | New | NN281 | Plant Energy Management | Plant Energy Management | NonEquip | 10.5 | Process Cooling | 27.36% | Tech/Econ | 12% | 50.4407 | ProcessHeating | 0.0069443 | 14.9106 | 0.023178
Tech | Electrical and Electronic Equip. | Process Cooling | Process Cooling | TRC | Existing | NE287 | Process Refrig System Optimization | Process Refrig System Optimization | NonEquip | 4.6667 | Process Cooling | 10% | Tech/Econ | 40% | 111043.2573 | ProcessHeating | 15.2876 | 6.7142 | 0.0071838
Tech | Electrical and Electronic Equip. | Process Cooling | Process Cooling | TRC | Existing | NE282 | Process Refrig Controls | Process Refrig Controls | NonEquip | 15 | Process Cooling | 33.75% | Tech/Econ | 6% | 50002.1062 | ProcessHeating | 6.8839 | 11.2568 | 0.88
Tech | Electrical and Electronic Equip. | Process Cooling | Process Cooling | TRC | Existing | NE280 | Plant Energy Management | Plant Energy Management | NonEquip | 10.5 | Process Cooling | 27.36% | Tech/Econ | 12% | 83832.4977 | ProcessHeating | 11.5414 | 15.0345 | 0.023178
Tech | Electrical and Electronic Equip. | Process Cooling | Process Cooling | TRC | Turnover | ET286 | Process Refrig Equipment Upgrade | Process Refrig Equipment Upgrade | Equip | 10 | Process Cooling | 28.34% | Tech/Econ | 14.82% | 111965.7816 | ProcessHeating | 15.4146 | 0.009046 | 0.090182
Tech | Electrical and Electronic Equip. | Process Cooling | Process Cooling | TRC | New | EN285 | Process Refrig Equipment Upgrade | Process Refrig Equipment Upgrade | Equip | 10 | Process Cooling | 28.34% | Tech/Econ | 14.82% | 67.3681 | ProcessHeating | 0.0092747 | 0 | 0.090182
Tech | Electrical and Electronic Equip. | Process Cooling | Process Cooling | TRC | Existing | EE284 | Process Refrig Equipment Upgrade | Process Refrig Equipment Upgrade | Equip | 10 | Process Cooling | 28.34% | Tech/Econ | 14.82% | 0 | ProcessHeating | 0 | 0.0066031 | 0.090182
Tech | Electrical and Electronic Equip. | Other | Other | TRC | New | NN279 | Plant Energy Management | Plant Energy Management | NonEquip | 10.5 | Other | 27.36% | Tech/Econ | 12% | 45.0036 | Other | 0.0064924 | 10.9744 | 0.023178
Tech | Electrical and Electronic Equip. | Other | Other | TRC | Existing | NE278 | Plant Energy Management | Plant Energy Management | NonEquip | 10.5 | Other | 27.36% | Tech/Econ | 12% | 74795.985 | Other | 10.7903 | 0 | 0.023178
Tech | Electrical and Electronic Equip. | Motors Pumps | Motors Pumps | TRC | New | NN277 | Pump Improved Controls | Pump Improved Controls | NonEquip | 15 | Motors Pumps | 32.82% | Tech/Econ | 1.792% | 0 | MachineDrives | 0 | 0.0099235 | 0.063804
Tech | Electrical and Electronic Equip. | Motors Pumps | Motors Pumps | TRC | New | NN275 | Plant Energy Management | Plant Energy Management | NonEquip | 10.5 | Motors Pumps | 27.36% | Tech/Econ | 12% | 75.6916 | MachineDrives | 0.010193 | 0.022667 | 0.023178
Tech | Electrical and Electronic Equip. | Motors Pumps | Motors Pumps | TRC | New | NN273 | Motor Optimization | Motor Optimization | NonEquip | 10 | Motors Pumps | 87.54% | Tech/Econ | 10.68% | 172.8903 | MachineDrives | 0.023282 | 0 | 0.070953
Tech | Electrical and Electronic Equip. | Motors Pumps | Motors Pumps | TRC | New | NN271 | Motor Improved Controls | Motor Improved Controls | NonEquip | 15 | Motors Pumps | 33.67% | Tech/Econ | 1.792% | 0 | MachineDrives | 0 | 2.5748 | 0.063804
Tech | Electrical and Electronic Equip. | Motors Pumps | Motors Pumps | TRC | Existing | NE276 | Pump Improved Controls | Pump Improved Controls | NonEquip | 15 | Motors Pumps | 32.82% | Tech/Econ | 1.792% | 19639.1535 | MachineDrives | 2.6446 | 16.4928 | 0.063804
Tech | Electrical and Electronic Equip. | Motors Pumps | Motors Pumps | TRC | Existing | NE274 | Plant Energy Management | Plant Energy Management | NonEquip | 10.5 | Motors Pumps | 27.36% | Tech/Econ | 12% | 125799.3669 | MachineDrives | 16.9403 | 45.4013 | 0.023178
Tech | Electrical and Electronic Equip. | Motors Pumps | Motors Pumps | TRC | Existing | NE272 | Motor Optimization | Motor Optimization | NonEquip | 10 | Motors Pumps | 87.54% | Tech/Econ | 10.68% | 346299.1058 | MachineDrives | 46.633 | 2.6577 | 0.070953
Tech | Electrical and Electronic Equip. | Motors Pumps | Motors Pumps | TRC | Existing | NE270 | Motor Improved Controls | Motor Improved Controls | NonEquip | 15 | Motors Pumps | 33.67% | Tech/Econ | 1.792% | 20271.3804 | MachineDrives | 2.7298 | 4.773 | 0.063804
Tech | Electrical and Electronic Equip. | Motors Pumps | Motors Pumps | TRC | Turnover | ET269 | Motor Equipment Upgrades | Motor Equipment Upgrades | Equip | 10 | Motors Pumps | 87.54% | Tech/Econ | 1.253% | 36405.9478 | MachineDrives | 4.9025 | 0 | 0.16441
Tech | Electrical and Electronic Equip. | Motors Pumps | Motors Pumps | TRC | New | EN268 | Motor Equipment Upgrades | Motor Equipment Upgrades | Equip | 10 | Motors Pumps | 87.54% | Tech/Econ | 1.253% | 0 | MachineDrives | 0 | 0 | 0.16441
Tech | Electrical and Electronic Equip. | Motors Pumps | Motors Pumps | TRC | Existing | EE267 | Motor Equipment Upgrades | Motor Equipment Upgrades | Equip | 10 | Motors Pumps | 87.54% | Tech/Econ | 1.253% | 0 | MachineDrives | 0 | 0.0018527 | 0.16441
Tech | Electrical and Electronic Equip. | Motors Fans Blowers | Motors Fans Blowers | TRC | New | NN266 | Plant Energy Management | Plant Energy Management | NonEquip | 10.5 | Motors Fans Blowers | 27.36% | Tech/Econ | 12% | 14.1312 | MachineDrives | 0.0019029 | 0.020006 | 0.023178
Tech | Electrical and Electronic Equip. | Motors Fans Blowers | Motors Fans Blowers | TRC | New | NN264 | Fan Improved Controls | Fan Improved Controls | NonEquip | 15 | Motors Fans Blowers | 87.54% | Tech/Econ | 15.88% | 152.593 | MachineDrives | 0.020548 | 6.762 | 0.024602
Tech | Electrical and Electronic Equip. | Motors Fans Blowers | Motors Fans Blowers | TRC | Existing | NE265 | Plant Energy Management | Plant Energy Management | NonEquip | 10.5 | Motors Fans Blowers | 27.36% | Tech/Econ | 12% | 51576.9557 | MachineDrives | 6.9454 | 33.2493 | 0.023178
Tech | Electrical and Electronic Equip. | Motors Fans Blowers | Motors Fans Blowers | TRC | Existing | NE263 | Fan Improved Controls | Fan Improved Controls | NonEquip | 15 | Motors Fans Blowers | 87.54% | Tech/Econ | 15.88% | 253609.5566 | MachineDrives | 34.1513 | 0.0020672 | 0.024602
Tech | Electrical and Electronic Equip. | Industrial Lighting | Industrial Lighting | TRC | New | NN262 | Lighting Controls | Lighting Controls | NonEquip | 10 | Industrial Lighting | 30% | Tech/Econ | 15.17% | 14.8995 | Lighting | 0.0021267 | 9.539 | 0.14448
Tech | Electrical and Electronic Equip. | Industrial Lighting | Industrial Lighting | TRC | Existing | NE261 | Lighting Controls | Lighting Controls | NonEquip | 10 | Industrial Lighting | 30% | Tech/Econ | 15.17% | 68752.5465 | Lighting | 9.8135 | 77.4551 | 0.14448
Tech | Electrical and Electronic Equip. | Industrial Lighting | Industrial Lighting | TRC | Turnover | ET260 | Efficient Lighting - Other Interior Lighting | Efficient Lighting - Other Interior Lighting | Equip | 14.4667 | Industrial Lighting | 69.19% | Tech/Econ | 38.99% | 558256.9338 | Lighting | 79.6841 | 30.7727 | 0.39837
Tech | Electrical and Electronic Equip. | Industrial Lighting | Industrial Lighting | TRC | Turnover | ET257 | Efficient Lighting - High Bay | Efficient Lighting - High Bay | Equip | 13.6667 | Industrial Lighting | 20% | Tech/Econ | 48.41% | 221794.1804 | Lighting | 31.6583 | 0.046604 | 0.21586
Tech | Electrical and Electronic Equip. | Industrial Lighting | Industrial Lighting | TRC | New | EN259 | Efficient Lighting - Other Interior Lighting | Efficient Lighting - Other Interior Lighting | Equip | 14.4667 | Industrial Lighting | 69.19% | Tech/Econ | 38.99% | 335.8947 | Lighting | 0.047945 | 0.018515 | 0.39837
Tech | Electrical and Electronic Equip. | Industrial Lighting | Industrial Lighting | TRC | New | EN256 | Efficient Lighting - High Bay | Efficient Lighting - High Bay | Equip | 13.6667 | Industrial Lighting | 20% | Tech/Econ | 48.41% | 133.4502 | Lighting | 0.019048 | 0 | 0.21586
Tech | Electrical and Electronic Equip. | Industrial Lighting | Industrial Lighting | TRC | Existing | EE258 | Efficient Lighting - Other Interior Lighting | Efficient Lighting - Other Interior Lighting | Equip | 14.4667 | Industrial Lighting | 69.19% | Tech/Econ | 38.99% | 0 | Lighting | 0 | 0 | 0.39837
Tech | Electrical and Electronic Equip. | Industrial Lighting | Industrial Lighting | TRC | Existing | EE255 | Efficient Lighting - High Bay | Efficient Lighting - High Bay | Equip | 13.6667 | Industrial Lighting | 20% | Tech/Econ | 48.41% | 0 | Lighting | 0 | 0.0070644 | 0.21586
Tech | Electrical and Electronic Equip. | HVAC | HVAC | TRC | New | NN254 | HVAC Recommissioning | HVAC Recommissioning | NonEquip | 10 | HVAC | 22.26% | Tech/Econ | 6.681% | 50.8237 | HVAC | 0.00724 | 0.0057592 | 0.035919
Tech | Electrical and Electronic Equip. | HVAC | HVAC | TRC | New | NN252 | HVAC Improved Controls | HVAC Improved Controls | NonEquip | 15 | HVAC | 22.26% | Tech/Econ | 5.529% | 41.4337 | HVAC | 0.0059024 | 0.01562 | 0.136
Tech | Electrical and Electronic Equip. | HVAC | HVAC | TRC | New | NN247 | Building Envelope Improvements | Building Envelope Improvements | NonEquip | 15 | HVAC | 22.26% | Tech/Econ | 13.92% | 112.3755 | HVAC | 0.016008 | 11.741 | 0.17391
Tech | Electrical and Electronic Equip. | HVAC | HVAC | TRC | Existing | NE253 | HVAC Recommissioning | HVAC Recommissioning | NonEquip | 10 | HVAC | 22.26% | Tech/Econ | 6.681% | 84469.0415 | HVAC | 12.0329 | 9.5718 | 0.035919
Tech | Electrical and Electronic Equip. | HVAC | HVAC | TRC | Existing | NE251 | HVAC Improved Controls | HVAC Improved Controls | NonEquip | 15 | HVAC | 22.26% | Tech/Econ | 5.529% | 68862.8806 | HVAC | 9.8098 | 25.9603 | 0.136
Tech | Electrical and Electronic Equip. | HVAC | HVAC | TRC | Existing | NE246 | Building Envelope Improvements | Building Envelope Improvements | NonEquip | 15 | HVAC | 22.26% | Tech/Econ | 13.92% | 186768.0823 | HVAC | 26.6058 | 22.5159 | 0.17391
Tech | Electrical and Electronic Equip. | HVAC | HVAC | TRC | Turnover | ET250 | HVAC Equipment Upgrades | HVAC Equipment Upgrades | Equip | 18 | HVAC | 22.26% | Tech/Econ | 12.46% | 161987.8959 | HVAC | 23.0758 | 0.013547 | 0.1245
Tech | Electrical and Electronic Equip. | HVAC | HVAC | TRC | New | EN249 | HVAC Equipment Upgrades | HVAC Equipment Upgrades | Equip | 18 | HVAC | 22.26% | Tech/Econ | 12.46% | 97.4656 | HVAC | 0.013884 | 0 | 0.1245
Tech | Electrical and Electronic Equip. | HVAC | HVAC | TRC | Existing | EE248 | HVAC Equipment Upgrades | HVAC Equipment Upgrades | Equip | 18 | HVAC | 22.26% | Tech/Econ | 12.46% | 0 | HVAC | 0 | 0 | 0.1245
Tech | Electrical and Electronic Equip. | Exterior Lighting | Exterior Lighting | TRC | New | NN245 | Lighting Controls - Exterior | Lighting Controls - Exterior | NonEquip | 10 | Exterior Lighting | 17% | Tech/Econ | 28% | 6.5673 | Exterior | 0 | 0 | 0.14448
Tech | Electrical and Electronic Equip. | Exterior Lighting | Exterior Lighting | TRC | Existing | NE244 | Lighting Controls - Exterior | Lighting Controls - Exterior | NonEquip | 10 | Exterior Lighting | 17% | Tech/Econ | 28% | 10914.9171 | Exterior | 0 | 0 | 0.14448
Tech | Electrical and Electronic Equip. | Exterior Lighting | Exterior Lighting | TRC | Turnover | ET243 | Efficient Lighting - Exterior | Efficient Lighting - Exterior | Equip | 13.6 | Exterior Lighting | 15.29% | Tech/Econ | 78.74% | 31383.0376 | Exterior | 0 | 0 | 0.1144
Tech | Electrical and Electronic Equip. | Exterior Lighting | Exterior Lighting | TRC | New | EN242 | Efficient Lighting - Exterior | Efficient Lighting - Exterior | Equip | 13.6 | Exterior Lighting | 15.29% | Tech/Econ | 78.74% | 18.8827 | Exterior | 0 | 0 | 0.1144
Tech | Electrical and Electronic Equip. | Exterior Lighting | Exterior Lighting | TRC | Existing | EE241 | Efficient Lighting - Exterior | Efficient Lighting - Exterior | Equip | 13.6 | Exterior Lighting | 15.29% | Tech/Econ | 78.74% | 0 | Exterior | 0 | 0.0023627 | 0.1144
Tech | Electrical and Electronic Equip. | Compressed Air | Compressed Air | TRC | New | NN240 | Plant Energy Management | Plant Energy Management | NonEquip | 10.5 | Compressed Air | 27.36% | Tech/Econ | 12% | 18.0218 | MachineDrives | 0.0024268 | 0.0019357 | 0.023178
Tech | Electrical and Electronic Equip. | Compressed Air | Compressed Air | TRC | New | NN238 | Compressed Air System Optimization | Compressed Air System Optimization | NonEquip | 10 | Compressed Air | 25.94% | Tech/Econ | 10.72% | 14.7648 | MachineDrives | 0.0019882 | 0 | 0.048234
Tech | Electrical and Electronic Equip. | Compressed Air | Compressed Air | TRC | New | NN233 | Compressed Air Controls | Compressed Air Controls | NonEquip | 12.5 | Compressed Air | 87.54% | Tech/Econ | 1.483% | 0 | MachineDrives | 0 | 3.9269 | 0.030674
Tech | Electrical and Electronic Equip. | Compressed Air | Compressed Air | TRC | Existing | NE239 | Plant Energy Management | Plant Energy Management | NonEquip | 10.5 | Compressed Air | 27.36% | Tech/Econ | 12% | 29952.2302 | MachineDrives | 4.0334 | 3.2172 | 0.023178
Tech | Electrical and Electronic Equip. | Compressed Air | Compressed Air | TRC | Existing | NE237 | Compressed Air System Optimization | Compressed Air System Optimization | NonEquip | 10 | Compressed Air | 25.94% | Tech/Econ | 10.72% | 24539.0376 | MachineDrives | 3.3045 | 1.3791 | 0.048234
Tech | Electrical and Electronic Equip. | Compressed Air | Compressed Air | TRC | Existing | NE232 | Compressed Air Controls | Compressed Air Controls | NonEquip | 12.5 | Compressed Air | 87.54% | Tech/Econ | 1.483% | 10518.9912 | MachineDrives | 1.4165 | 6.2397 | 0.030674
Tech | Electrical and Electronic Equip. | Compressed Air | Compressed Air | TRC | Turnover | ET236 | Compressed Air Equipment | Compressed Air Equipment | Equip | 15 | Compressed Air | 87.54% | Tech/Econ | 6.339% | 47593.2358 | MachineDrives | 6.409 | 0.0020025 | 0.038234
Tech | Electrical and Electronic Equip. | Compressed Air | Compressed Air | TRC | New | EN235 | Compressed Air Equipment | Compressed Air Equipment | Equip | 15 | Compressed Air | 87.54% | Tech/Econ | 6.339% | 15.2745 | MachineDrives | 0.0020569 | 0 | 0.038234
Tech | Electrical and Electronic Equip. | Compressed Air | Compressed Air | TRC | Existing | EE234 | Compressed Air Equipment | Compressed Air Equipment | Equip | 15 | Compressed Air | 87.54% | Tech/Econ | 6.339% | 0 | MachineDrives | 0 | 0.0017389 | 0.038234
Tech | Lumber/Furniture/Pulp/Paper | Process Specific | Process Specific | TRC | New | NN372 | Process Other Systems Optimization | Process Other Systems Optimization | NonEquip | 5.3333 | Process Specific | 26.34% | Tech/Econ | 1.054% | 12.95 | ProcessHeating | 0.0017829 | 0.051881 | 0.11789
Tech | Lumber/Furniture/Pulp/Paper | Process Specific | Process Specific | TRC | New | NN367 | Plant Energy Management | Plant Energy Management | NonEquip | 10.5 | Process Specific | 24.68% | Tech/Econ | 31% | 386.3708 | ProcessHeating | 0.053193 | 2.89 | 0.12074
Tech | Lumber/Furniture/Pulp/Paper | Process Specific | Process Specific | TRC | Existing | NE371 | Process Other Systems Optimization | Process Other Systems Optimization | NonEquip | 5.3333 | Process Specific | 26.34% | Tech/Econ | 1.054% | 21522.9167 | ProcessHeating | 2.9631 | 86.2262 | 0.11789
Tech | Lumber/Furniture/Pulp/Paper | Process Specific | Process Specific | TRC | Existing | NE366 | Plant Energy Management | Plant Energy Management | NonEquip | 10.5 | Process Specific | 24.68% | Tech/Econ | 31% | 642148.2212 | ProcessHeating | 88.406 | 22.1432 | 0.12074
Tech | Lumber/Furniture/Pulp/Paper | Process Specific | Process Specific | TRC | Turnover | ET370 | Process Other Equipment Upgrades | Process Other Equipment Upgrades | Equip | 10 | Process Specific | 5.929% | Tech/Econ | 32.5% | 164905.9911 | ProcessHeating | 22.703 | 0.013323 | 0.087478
Tech | Lumber/Furniture/Pulp/Paper | Process Specific | Process Specific | TRC | New | EN369 | Process Other Equipment Upgrades | Process Other Equipment Upgrades | Equip | 10 | Process Specific | 5.929% | Tech/Econ | 32.5% | 99.2214 | ProcessHeating | 0.01366 | 0 | 0.087478
Tech | Lumber/Furniture/Pulp/Paper | Process Specific | Process Specific | TRC | Existing | EE368 | Process Other Equipment Upgrades | Process Other Equipment Upgrades | Equip | 10 | Process Specific | 5.929% | Tech/Econ | 32.5% | 0 | ProcessHeating | 0 | 0.0084429 | 0.087478
Tech | Lumber/Furniture/Pulp/Paper | Process Heating | Process Heating | TRC | New | NN365 | Process Heat System Optimization | Process Heat System Optimization | NonEquip | 2 | Process Heating | 4.488% | Tech/Econ | 15.81% | 62.8763 | ProcessHeating | 0.0086563 | 0.0047121 | 0.28496
Tech | Lumber/Furniture/Pulp/Paper | Process Heating | Process Heating | TRC | New | NN363 | Process Heat Improved Controls | Process Heat Improved Controls | NonEquip | 15 | Process Heating | 17.47% | Tech/Econ | 2.283% | 35.0921 | ProcessHeating | 0.0048312 | 0.098582 | 0.89743
Tech | Lumber/Furniture/Pulp/Paper | Process Heating | Process Heating | TRC | New | NN361 | Plant Energy Management | Plant Energy Management | NonEquip | 10.5 | Process Heating | 24.68% | Tech/Econ | 31% | 734.162 | ProcessHeating | 0.10107 | 14.0321 | 0.12074
Tech | Lumber/Furniture/Pulp/Paper | Process Heating | Process Heating | TRC | Existing | NE364 | Process Heat System Optimization | Process Heat System Optimization | NonEquip | 2 | Process Heating | 4.488% | Tech/Econ | 15.81% | 104500.4161 | ProcessHeating | 14.3868 | 7.8315 | 0.28496
Tech | Lumber/Furniture/Pulp/Paper | Process Heating | Process Heating | TRC | Existing | NE362 | Process Heat Improved Controls | Process Heat Improved Controls | NonEquip | 15 | Process Heating | 17.47% | Tech/Econ | 2.283% | 58323.0033 | ProcessHeating | 8.0295 | 163.8426 | 0.89743
Tech | Lumber/Furniture/Pulp/Paper | Process Heating | Process Heating | TRC | Existing | NE360 | Plant Energy Management | Plant Energy Management | NonEquip | 10.5 | Process Heating | 24.68% | Tech/Econ | 31% | 1220177.282 | ProcessHeating | 167.9845 | 0.020445 | 0.12074
Tech | Lumber/Furniture/Pulp/Paper | Process Cooling | Process Cooling | TRC | New | NN356 | Process Refrig Controls | Process Refrig Controls | NonEquip | 15 | Process Cooling | 33.05% | Tech/Econ | 6% | 152.2586 | ProcessHeating | 0.020962 | 0.085433 | 0.88
Tech | Lumber/Furniture/Pulp/Paper | Process Cooling | Process Cooling | TRC | New | NN354 | Plant Energy Management | Plant Energy Management | NonEquip | 10.5 | Process Cooling | 24.68% | Tech/Econ | 31% | 636.2392 | ProcessHeating | 0.087592 | 33.9795 | 0.12074
Tech | Lumber/Furniture/Pulp/Paper | Process Cooling | Process Cooling | TRC | Existing | NE355 | Process Refrig Controls | Process Refrig Controls | NonEquip | 15 | Process Cooling | 33.05% | Tech/Econ | 6% | 253053.7275 | ProcessHeating | 34.8385 | 141.9892 | 0.88
Tech | Lumber/Furniture/Pulp/Paper | Process Cooling | Process Cooling | TRC | Existing | NE353 | Plant Energy Management | Plant Energy Management | NonEquip | 10.5 | Process Cooling | 24.68% | Tech/Econ | 31% | 1057429.538 | ProcessHeating | 145.5786 | 10.4262 | 0.12074
Tech | Lumber/Furniture/Pulp/Paper | Process Cooling | Process Cooling | TRC | Turnover | ET359 | Process Refrig Equipment Upgrade | Process Refrig Equipment Upgrade | Equip | 10 | Process Cooling | 21% | Tech/Econ | 2.956% | 77646.367 | ProcessHeating | 10.6897 | 0.0062733 | 0.23937
Tech | Lumber/Furniture/Pulp/Paper | Process Cooling | Process Cooling | TRC | New | EN358 | Process Refrig Equipment Upgrade | Process Refrig Equipment Upgrade | Equip | 10 | Process Cooling | 21% | Tech/Econ | 2.956% | 46.7186 | ProcessHeating | 0.0064319 | 0 | 0.23937
Tech | Lumber/Furniture/Pulp/Paper | Process Cooling | Process Cooling | TRC | Existing | EE357 | Process Refrig Equipment Upgrade | Process Refrig Equipment Upgrade | Equip | 10 | Process Cooling | 21% | Tech/Econ | 2.956% | 0 | ProcessHeating | 0 | 0.092216 | 0.23937
Tech | Lumber/Furniture/Pulp/Paper | Other | Other | TRC | New | NN352 | Plant Energy Management | Plant Energy Management | NonEquip | 10.5 | Other | 24.68% | Tech/Econ | 31% | 628.5004 | Other | 0.090669 | 153.2631 | 0.12074
Tech | Lumber/Furniture/Pulp/Paper | Other | Other | TRC | Existing | NE351 | Plant Energy Management | Plant Energy Management | NonEquip | 10.5 | Other | 24.68% | Tech/Econ | 31% | 1044567.663 | Other | 150.6927 | 0.66002 | 0.12074
Tech | Lumber/Furniture/Pulp/Paper | Motors Pumps | Motors Pumps | TRC | New | NN350 | Pump System Optimization | Pump System Optimization | NonEquip | 10 | Motors Pumps | 15.43% | Tech/Econ | 43.19% | 5034.3076 | MachineDrives | 0.67793 | 0 | 0.25304
Tech | Lumber/Furniture/Pulp/Paper | Motors Pumps | Motors Pumps | TRC | New | NN348 | Pump Improved Controls | Pump Improved Controls | NonEquip | 15 | Motors Pumps | 33.81% | Tech/Econ | 1.792% | 0 | MachineDrives | 0 | 0.70715 | 0.063804
Tech | Lumber/Furniture/Pulp/Paper | Motors Pumps | Motors Pumps | TRC | New | NN343 | Plant Energy Management | Plant Energy Management | NonEquip | 10.5 | Motors Pumps | 24.68% | Tech/Econ | 31% | 5393.8133 | MachineDrives | 0.72634 | 0.034837 | 0.12074
Tech | Lumber/Furniture/Pulp/Paper | Motors Pumps | Motors Pumps | TRC | New | NN341 | Motor Optimization | Motor Optimization | NonEquip | 10 | Motors Pumps | 47.02% | Tech/Econ | 7.779% | 265.7213 | MachineDrives | 0.035782 | 0 | 0.078743
Tech | Lumber/Furniture/Pulp/Paper | Motors Pumps | Motors Pumps | TRC | New | NN339 | Motor Improved Controls | Motor Improved Controls | NonEquip | 15 | Motors Pumps | 59.74% | Tech/Econ | 1.346% | 0 | MachineDrives | 0 | 1096.9529 | 0.049216
Tech | Lumber/Furniture/Pulp/Paper | Motors Pumps | Motors Pumps | TRC | Existing | NE349 | Pump System Optimization | Pump System Optimization | NonEquip | 10 | Motors Pumps | 15.43% | Tech/Econ | 43.19% | 8367019.224 | MachineDrives | 1126.7118 | 76.7445 | 0.25304
Tech | Lumber/Furniture/Pulp/Paper | Motors Pumps | Motors Pumps | TRC | Existing | NE347 | Pump Improved Controls | Pump Improved Controls | NonEquip | 15 | Motors Pumps | 33.81% | Tech/Econ | 1.792% | 585369.1493 | MachineDrives | 78.8264 | 1175.2876 | 0.063804
Tech | Lumber/Furniture/Pulp/Paper | Motors Pumps | Motors Pumps | TRC | Existing | NE342 | Plant Energy Management | Plant Energy Management | NonEquip | 10.5 | Motors Pumps | 24.68% | Tech/Econ | 31% | 8964517.729 | MachineDrives | 1207.1716 | 491.4156 | 0.12074
Tech | Lumber/Furniture/Pulp/Paper | Motors Pumps | Motors Pumps | TRC | Existing | NE340 | Motor Optimization | Motor Optimization | NonEquip | 10 | Motors Pumps | 47.02% | Tech/Econ | 7.779% | 3748277.191 | MachineDrives | 504.747 | 101.1958 | 0.078743
Tech | Lumber/Furniture/Pulp/Paper | Motors Pumps | Motors Pumps | TRC | Existing | NE338 | Motor Improved Controls | Motor Improved Controls | NonEquip | 15 | Motors Pumps | 59.74% | Tech/Econ | 1.346% | 771872.178 | MachineDrives | 103.9411 | 750.9763 | 0.049216
Tech | Lumber/Furniture/Pulp/Paper | Motors Pumps | Motors Pumps | TRC | Turnover | ET346 | Pump Equipment Upgrade | Pump Equipment Upgrade | Equip | 15 | Motors Pumps | 54.35% | Tech/Econ | 9.741% | 5728078.929 | MachineDrives | 771.3493 | 279.1795 | 0.31607
Tech | Lumber/Furniture/Pulp/Paper | Motors Pumps | Motors Pumps | TRC | Turnover | ET337 | Motor Equipment Upgrades | Motor Equipment Upgrades | Equip | 10 | Motors Pumps | 78.03% | Tech/Econ | 2.764% | 2129444.128 | MachineDrives | 286.7532 | 0.45185 | 0.06562
Tech | Lumber/Furniture/Pulp/Paper | Motors Pumps | Motors Pumps | TRC | New | EN345 | Pump Equipment Upgrade | Pump Equipment Upgrade | Equip | 15 | Motors Pumps | 54.35% | Tech/Econ | 9.741% | 3446.4975 | MachineDrives | 0.46411 | 0 | 0.31607
Tech | Lumber/Furniture/Pulp/Paper | Motors Pumps | Motors Pumps | TRC | New | EN336 | Motor Equipment Upgrades | Motor Equipment Upgrades | Equip | 10 | Motors Pumps | 78.03% | Tech/Econ | 2.764% | 0 | MachineDrives | 0 | 0 | 0.06562
Tech | Lumber/Furniture/Pulp/Paper | Motors Pumps | Motors Pumps | TRC | Existing | EE344 | Pump Equipment Upgrade | Pump Equipment Upgrade | Equip | 15 | Motors Pumps | 54.35% | Tech/Econ | 9.741% | 0 | MachineDrives | 0 | 0 | 0.31607
Tech | Lumber/Furniture/Pulp/Paper | Motors Pumps | Motors Pumps | TRC | Existing | EE335 | Motor Equipment Upgrades | Motor Equipment Upgrades | Equip | 10 | Motors Pumps | 78.03% | Tech/Econ | 2.764% | 0 | MachineDrives | 0 | 0.36079 | 0.06562
Tech | Lumber/Furniture/Pulp/Paper | Motors Fans Blowers | Motors Fans Blowers | TRC | New | NN334 | Plant Energy Management | Plant Energy Management | NonEquip | 10.5 | Motors Fans Blowers | 24.68% | Tech/Econ | 31% | 2751.9065 | MachineDrives | 0.37057 | 0.39607 | 0.12074
Tech | Lumber/Furniture/Pulp/Paper | Motors Fans Blowers | Motors Fans Blowers | TRC | New | NN332 | Fan System Optimization | Fan System Optimization | NonEquip | 10 | Motors Fans Blowers | 44.53% | Tech/Econ | 20.43% | 3021.0372 | MachineDrives | 0.40682 | 0.0048456 | 0.03506
Tech | Lumber/Furniture/Pulp/Paper | Motors Fans Blowers | Motors Fans Blowers | TRC | New | NN330 | Fan Improved Controls | Fan Improved Controls | NonEquip | 15 | Motors Fans Blowers | 50.74% | Tech/Econ | 15.88% | 36.9597 | MachineDrives | 0.004977 | 599.628 | 0.024602
Tech | Lumber/Furniture/Pulp/Paper | Motors Fans Blowers | Motors Fans Blowers | TRC | Existing | NE333 | Plant Energy Management | Plant Energy Management | NonEquip | 10.5 | Motors Fans Blowers | 24.68% | Tech/Econ | 31% | 4573668.614 | MachineDrives | 615.8951 | 658.2704 | 0.12074
Tech | Lumber/Furniture/Pulp/Paper | Motors Fans Blowers | Motors Fans Blowers | TRC | Existing | NE331 | Fan System Optimization | Fan System Optimization | NonEquip | 10 | Motors Fans Blowers | 44.53% | Tech/Econ | 20.43% | 5020963.853 | MachineDrives | 676.1284 | 499.2813 | 0.03506
Tech | Lumber/Furniture/Pulp/Paper | Motors Fans Blowers | Motors Fans Blowers | TRC | Existing | NE329 | Fan Improved Controls | Fan Improved Controls | NonEquip | 15 | Motors Fans Blowers | 50.74% | Tech/Econ | 15.88% | 3808273.263 | MachineDrives | 512.8262 | 382.9622 | 0.024602
Tech | Lumber/Furniture/Pulp/Paper | Motors Fans Blowers | Motors Fans Blowers | TRC | Turnover | ET328 | Fan Equipment Upgrades | Fan Equipment Upgrades | Equip | 15 | Motors Fans Blowers | 29.97% | Tech/Econ | 19.42% | 2921047.986 | MachineDrives | 393.3515 | 0.23042 | 0.23152
Tech | Lumber/Furniture/Pulp/Paper | Motors Fans Blowers | Motors Fans Blowers | TRC | New | EN327 | Fan Equipment Upgrades | Fan Equipment Upgrades | Equip | 15 | Motors Fans Blowers | 29.97% | Tech/Econ | 19.42% | 1757.5499 | MachineDrives | 0.23667 | 0 | 0.23152
Tech | Lumber/Furniture/Pulp/Paper | Motors Fans Blowers | Motors Fans Blowers | TRC | Existing | EE326 | Fan Equipment Upgrades | Fan Equipment Upgrades | Equip | 15 | Motors Fans Blowers | 29.97% | Tech/Econ | 19.42% | 0 | MachineDrives | 0 | 0.1138 | 0.23152
Tech | Lumber/Furniture/Pulp/Paper | Industrial Lighting | Industrial Lighting | TRC | New | NN325 | Lighting Controls | Lighting Controls | NonEquip | 10 | Industrial Lighting | 30% | Tech/Econ | 19.92% | 820.1873 | Lighting | 0.11707 | 189.1297 | 0.17451
Tech | Lumber/Furniture/Pulp/Paper | Industrial Lighting | Industrial Lighting | TRC | Existing | NE324 | Lighting Controls | Lighting Controls | NonEquip | 10 | Industrial Lighting | 30% | Tech/Econ | 19.92% | 1363151.319 | Lighting | 194.5725 | 592.7877 | 0.17451
Tech | Lumber/Furniture/Pulp/Paper | Industrial Lighting | Industrial Lighting | TRC | Turnover | ET323 | Efficient Lighting - Other Interior Lighting | Efficient Lighting - Other Interior Lighting | Equip | 14.4667 | Industrial Lighting | 40.46% | Tech/Econ | 38.99% | 4272514.777 | Lighting | 609.847 | 402.732 | 0.39837
Tech | Lumber/Furniture/Pulp/Paper | Industrial Lighting | Industrial Lighting | TRC | Turnover | ET320 | Efficient Lighting - High Bay | Efficient Lighting - High Bay | Equip | 13.6667 | Industrial Lighting | 20% | Tech/Econ | 48.41% | 2902688.651 | Lighting | 414.3218 | 0.35667 | 0.21586
Tech | Lumber/Furniture/Pulp/Paper | Industrial Lighting | Industrial Lighting | TRC | New | EN322 | Efficient Lighting - Other Interior Lighting | Efficient Lighting - Other Interior Lighting | Equip | 14.4667 | Industrial Lighting | 40.46% | Tech/Econ | 38.99% | 2570.7068 | Lighting | 0.36694 | 0.24232 | 0.39837
Tech | Lumber/Furniture/Pulp/Paper | Industrial Lighting | Industrial Lighting | TRC | New | EN319 | Efficient Lighting - High Bay | Efficient Lighting - High Bay | Equip | 13.6667 | Industrial Lighting | 20% | Tech/Econ | 48.41% | 1746.5034 | Lighting | 0.24929 | 0 | 0.21586
Tech | Lumber/Furniture/Pulp/Paper | Industrial Lighting | Industrial Lighting | TRC | Existing | EE321 | Efficient Lighting - Other Interior Lighting | Efficient Lighting - Other Interior Lighting | Equip | 14.4667 | Industrial Lighting | 40.46% | Tech/Econ | 38.99% | 0 | Lighting | 0 | 0 | 0.39837
Tech | Lumber/Furniture/Pulp/Paper | Industrial Lighting | Industrial Lighting | TRC | Existing | EE318 | Efficient Lighting - High Bay | Efficient Lighting - High Bay | Equip | 13.6667 | Industrial Lighting | 20% | Tech/Econ | 48.41% | 0 | Lighting | 0 | 0.33311 | 0.21586
Tech | Lumber/Furniture/Pulp/Paper | HVAC | HVAC | TRC | New | NN317 | HVAC Improved Controls | HVAC Improved Controls | NonEquip | 15 | HVAC | 45.36% | Tech/Econ | 17.37% | 2396.5402 | HVAC | 0.3414 | 553.6341 | 0.017189
Tech | Lumber/Furniture/Pulp/Paper | HVAC | HVAC | TRC | Existing | NE316 | HVAC Improved Controls | HVAC Improved Controls | NonEquip | 15 | HVAC | 45.36% | Tech/Econ | 17.37% | 3983049.895 | HVAC | 567.4001 | 41.6642 | 0.017189
Tech | Lumber/Furniture/Pulp/Paper | HVAC | HVAC | TRC | Turnover | ET315 | HVAC Equipment Upgrades | HVAC Equipment Upgrades | Equip | 18 | HVAC | 5.166% | Tech/Econ | 12.46% | 299747.4893 | HVAC | 42.7001 | 0.025069 | 0.1245
Tech | Lumber/Furniture/Pulp/Paper | HVAC | HVAC | TRC | New | EN314 | HVAC Equipment Upgrades | HVAC Equipment Upgrades | Equip | 18 | HVAC | 5.166% | Tech/Econ | 12.46% | 180.3535 | HVAC | 0.025692 | 0 | 0.1245
Tech | Lumber/Furniture/Pulp/Paper | HVAC | HVAC | TRC | Existing | EE313 | HVAC Equipment Upgrades | HVAC Equipment Upgrades | Equip | 18 | HVAC | 5.166% | Tech/Econ | 12.46% | 0 | HVAC | 0 | 0 | 0.1245
Tech | Lumber/Furniture/Pulp/Paper | Exterior Lighting | Exterior Lighting | TRC | New | NN312 | Lighting Controls - Exterior | Lighting Controls - Exterior | NonEquip | 10 | Exterior Lighting | 17% | Tech/Econ | 28% | 85.9488 | Exterior | 0 | 0 | 0.17451
Tech | Lumber/Furniture/Pulp/Paper | Exterior Lighting | Exterior Lighting | TRC | Existing | NE311 | Lighting Controls - Exterior | Lighting Controls - Exterior | NonEquip | 10 | Exterior Lighting | 17% | Tech/Econ | 28% | 142846.8723 | Exterior | 0 | 0 | 0.17451
Tech | Lumber/Furniture/Pulp/Paper | Exterior Lighting | Exterior Lighting | TRC | Turnover | ET310 | Efficient Lighting - Exterior | Efficient Lighting - Exterior | Equip | 13.6 | Exterior Lighting | 15.29% | Tech/Econ | 78.74% | 410719.4515 | Exterior | 0 | 0 | 0.1144
Tech | Lumber/Furniture/Pulp/Paper | Exterior Lighting | Exterior Lighting | TRC | New | EN309 | Efficient Lighting - Exterior | Efficient Lighting - Exterior | Equip | 13.6 | Exterior Lighting | 15.29% | Tech/Econ | 78.74% | 247.1236 | Exterior | 0 | 0 | 0.1144
Tech | Lumber/Furniture/Pulp/Paper | Exterior Lighting | Exterior Lighting | TRC | Existing | EE308 | Efficient Lighting - Exterior | Efficient Lighting - Exterior | Equip | 13.6 | Exterior Lighting | 15.29% | Tech/Econ | 78.74% | 0 | Exterior | 0 | 0.18039 | 0.1144
Tech | Lumber/Furniture/Pulp/Paper | Compressed Air | Compressed Air | TRC | New | NN307 | Plant Energy Management | Plant Energy Management | NonEquip | 10.5 | Compressed Air | 24.68% | Tech/Econ | 31% | 1375.9533 | MachineDrives | 0.18529 | 0.043187 | 0.12074
Tech | Lumber/Furniture/Pulp/Paper | Compressed Air | Compressed Air | TRC | New | NN305 | Compressed Air System Optimization | Compressed Air System Optimization | NonEquip | 10 | Compressed Air | 25.94% | Tech/Econ | 10.33% | 329.4126 | MachineDrives | 0.044359 | 0 | 0.049078
Tech | Lumber/Furniture/Pulp/Paper | Compressed Air | Compressed Air | TRC | New | NN300 | Compressed Air Controls | Compressed Air Controls | NonEquip | 12.5 | Compressed Air | 78.03% | Tech/Econ | 0.8316% | 0 | MachineDrives | 0 | 299.814 | 0.03409
Tech | Lumber/Furniture/Pulp/Paper | Compressed Air | Compressed Air | TRC | Existing | NE306 | Plant Energy Management | Plant Energy Management | NonEquip | 10.5 | Compressed Air | 24.68% | Tech/Econ | 31% | 2286834.306 | MachineDrives | 307.9476 | 83.68 | 0.12074
Tech | Lumber/Furniture/Pulp/Paper | Compressed Air | Compressed Air | TRC | Existing | NE304 | Compressed Air System Optimization | Compressed Air System Optimization | NonEquip | 10 | Compressed Air | 25.94% | Tech/Econ | 10.33% | 638270.007 | MachineDrives | 85.9501 | 19.7287 | 0.049078
Tech | Lumber/Furniture/Pulp/Paper | Compressed Air | Compressed Air | TRC | Existing | NE299 | Compressed Air Controls | Compressed Air Controls | NonEquip | 12.5 | Compressed Air | 78.03% | Tech/Econ | 0.8316% | 150480.6456 | MachineDrives | 20.2639 | 494.7822 | 0.03409
Tech | Lumber/Furniture/Pulp/Paper | Compressed Air | Compressed Air | TRC | Turnover | ET303 | Compressed Air Equipment | Compressed Air Equipment | Equip | 15 | Compressed Air | 53.07% | Tech/Econ | 25.77% | 3773956.128 | MachineDrives | 508.205 | 0.2977 | 0.14555
Tech | Lumber/Furniture/Pulp/Paper | Compressed Air | Compressed Air | TRC | New | EN302 | Compressed Air Equipment | Compressed Air Equipment | Equip | 15 | Compressed Air | 53.07% | Tech/Econ | 25.77% | 2270.7317 | MachineDrives | 0.30578 | 0 | 0.14555
Tech | Lumber/Furniture/Pulp/Paper | Compressed Air | Compressed Air | TRC | Existing | EE301 | Compressed Air Equipment | Compressed Air Equipment | Equip | 15 | Compressed Air | 53.07% | Tech/Econ | 25.77% | 0 | MachineDrives | 0 | 0.0086869 | 0.14555
Tech | Metal Products and Machinery | Process Specific | Process Specific | TRC | New | NN452 | Process Other Systems Optimization | Process Other Systems Optimization | NonEquip | 5.3333 | Process Specific | 22.87% | Tech/Econ | 13.86% | 64.6934 | ProcessHeating | 0.0089065 | 0.010633 | 0.17739
Tech | Metal Products and Machinery | Process Specific | Process Specific | TRC | New | NN450 | Plant Energy Management | Plant Energy Management | NonEquip | 10.5 | Process Specific | 23.15% | Tech/Econ | 16.13% | 79.1889 | ProcessHeating | 0.010902 | 14.4376 | 0.044397
Tech | Metal Products and Machinery | Process Specific | Process Specific | TRC | Existing | NE451 | Process Other Systems Optimization | Process Other Systems Optimization | NonEquip | 5.3333 | Process Specific | 22.87% | Tech/Econ | 13.86% | 107520.3529 | ProcessHeating | 14.8026 | 17.6725 | 0.17739
Tech | Metal Products and Machinery | Process Specific | Process Specific | TRC | Existing | NE449 | Plant Energy Management | Plant Energy Management | NonEquip | 10.5 | Process Specific | 23.15% | Tech/Econ | 16.13% | 131611.9431 | ProcessHeating | 18.1193 | 0.0023692 | 0.044397
Tech | Metal Products and Machinery | Process Heating | Process Heating | TRC | New | NN448 | Process Heat System Optimization | Process Heat System Optimization | NonEquip | 2 | Process Heating | 7.401% | Tech/Econ | 5.703% | 17.6443 | ProcessHeating | 0.0024291 | 0.0011106 | 0.1927
Tech | Metal Products and Machinery | Process Heating | Process Heating | TRC | New | NN446 | Process Heat Improved Controls | Process Heat Improved Controls | NonEquip | 15 | Process Heating | 7.401% | Tech/Econ | 2.685% | 8.271 | ProcessHeating | 0.0011387 | 0.024325 | 0.89963
Tech | Metal Products and Machinery | Process Heating | Process Heating | TRC | New | NN441 | Plant Energy Management | Plant Energy Management | NonEquip | 10.5 | Process Heating | 23.15% | Tech/Econ | 17.94% | 181.1539 | ProcessHeating | 0.02494 | 3.9377 | 0.053695
Tech | Metal Products and Machinery | Process Heating | Process Heating | TRC | Existing | NE447 | Process Heat System Optimization | Process Heat System Optimization | NonEquip | 2 | Process Heating | 7.401% | Tech/Econ | 5.703% | 29324.8187 | ProcessHeating | 4.0372 | 1.8458 | 0.1927
Tech | Metal Products and Machinery | Process Heating | Process Heating | TRC | Existing | NE445 | Process Heat Improved Controls | Process Heat Improved Controls | NonEquip | 15 | Process Heating | 7.401% | Tech/Econ | 2.685% | 13746.3744 | ProcessHeating | 1.8925 | 40.428 | 0.89963
Tech | Metal Products and Machinery | Process Heating | Process Heating | TRC | Existing | NE440 | Plant Energy Management | Plant Energy Management | NonEquip | 10.5 | Process Heating | 23.15% | Tech/Econ | 17.94% | 301077.7774 | ProcessHeating | 41.45 | 22.2247 | 0.053695
Tech | Metal Products and Machinery | Process Heating | Process Heating | TRC | Turnover | ET444 | Process Heat Equipment Upgrade | Process Heat Equipment Upgrade | Equip | 10 | Process Heating | 7.861% | Tech/Econ | 28.4% | 165512.8027 | ProcessHeating | 22.7865 | 0.013372 | 0.10225
Tech | Metal Products and Machinery | Process Heating | Process Heating | TRC | New | EN443 | Process Heat Equipment Upgrade | Process Heat Equipment Upgrade | Equip | 10 | Process Heating | 7.861% | Tech/Econ | 28.4% | 99.5865 | ProcessHeating | 0.01371 | 0 | 0.10225
Tech | Metal Products and Machinery | Process Heating | Process Heating | TRC | Existing | EE442 | Process Heat Equipment Upgrade | Process Heat Equipment Upgrade | Equip | 10 | Process Heating | 7.861% | Tech/Econ | 28.4% | 0 | ProcessHeating | 0 | 8.7524e-05 | 0.10225
Tech | Metal Products and Machinery | Process Cooling | Process Cooling | TRC | New | NN439 | Process Refrig System Optimization | Process Refrig System Optimization | NonEquip | 4.6667 | Process Cooling | 0.5751% | Tech/Econ | 12.71% | 0.65182 | ProcessHeating | 8.9737e-05 | 0.0010989 | 0.0055642
Tech | Metal Products and Machinery | Process Cooling | Process Cooling | TRC | New | NN434 | Process Refrig Controls | Process Refrig Controls | NonEquip | 15 | Process Cooling | 17.9% | Tech/Econ | 5.13% | 8.1838 | ProcessHeating | 0.0011267 | 0.010203 | 0.59503
Tech | Metal Products and Machinery | Process Cooling | Process Cooling | TRC | New | NN432 | Plant Energy Management | Plant Energy Management | NonEquip | 10.5 | Process Cooling | 23.15% | Tech/Econ | 32.81% | 75.9869 | ProcessHeating | 0.010461 | 0.14547 | 0.13003
Tech | Metal Products and Machinery | Process Cooling | Process Cooling | TRC | Existing | NE438 | Process Refrig System Optimization | Process Refrig System Optimization | NonEquip | 4.6667 | Process Cooling | 0.5751% | Tech/Econ | 12.71% | 1083.3188 | ProcessHeating | 0.14914 | 1.8264 | 0.0055642
Tech | Metal Products and Machinery | Process Cooling | Process Cooling | TRC | Existing | NE433 | Process Refrig Controls | Process Refrig Controls | NonEquip | 15 | Process Cooling | 17.9% | Tech/Econ | 5.13% | 13601.4782 | ProcessHeating | 1.8725 | 16.958 | 0.59503
Tech | Metal Products and Machinery | Process Cooling | Process Cooling | TRC | Existing | NE431 | Plant Energy Management | Plant Energy Management | NonEquip | 10.5 | Process Cooling | 23.15% | Tech/Econ | 32.81% | 126290.1978 | ProcessHeating | 17.3866 | 7.2609 | 0.13003
Tech | Metal Products and Machinery | Process Cooling | Process Cooling | TRC | Turnover | ET437 | Process Refrig Equipment Upgrade | Process Refrig Equipment Upgrade | Equip | 10 | Process Cooling | 21% | Tech/Econ | 16.76% | 54073.684 | ProcessHeating | 7.4444 | 0.0043688 | 0.19556
Tech | Metal Products and Machinery | Process Cooling | Process Cooling | TRC | New | EN436 | Process Refrig Equipment Upgrade | Process Refrig Equipment Upgrade | Equip | 10 | Process Cooling | 21% | Tech/Econ | 16.76% | 32.5353 | ProcessHeating | 0.0044792 | 0 | 0.19556
Tech | Metal Products and Machinery | Process Cooling | Process Cooling | TRC | Existing | EE435 | Process Refrig Equipment Upgrade | Process Refrig Equipment Upgrade | Equip | 10 | Process Cooling | 21% | Tech/Econ | 16.76% | 0 | ProcessHeating | 0 | 0.012704 | 0.19556
Tech | Metal Products and Machinery | Other | Other | TRC | New | NN430 | Plant Energy Management | Plant Energy Management | NonEquip | 10.5 | Other | 23.15% | Tech/Econ | 27.13% | 86.5859 | Other | 0.012491 | 21.1144 | 0.10085
Tech | Metal Products and Machinery | Other | Other | TRC | Existing | NE429 | Plant Energy Management | Plant Energy Management | NonEquip | 10.5 | Other | 23.15% | Tech/Econ | 27.13% | 143905.7213 | Other | 20.7603 | 0 | 0.10085
Tech | Metal Products and Machinery | Motors Pumps | Motors Pumps | TRC | New | NN428 | Pump System Optimization | Pump System Optimization | NonEquip | 10 | Motors Pumps | 52.41% | Tech/Econ | 1.929% | 0 | MachineDrives | 0 | 0 | 0.029205
Tech | Metal Products and Machinery | Motors Pumps | Motors Pumps | TRC | New | NN426 | Pump Improved Controls | Pump Improved Controls | NonEquip | 15 | Motors Pumps | 33.67% | Tech/Econ | 1.792% | 0 | MachineDrives | 0 | 0.063331 | 0.063804
Tech | Metal Products and Machinery | Motors Pumps | Motors Pumps | TRC | New | NN421 | Plant Energy Management | Plant Energy Management | NonEquip | 10.5 | Motors Pumps | 23.15% | Tech/Econ | 29.07% | 483.0577 | MachineDrives | 0.065049 | 0.00062016 | 0.11085
Tech | Metal Products and Machinery | Motors Pumps | Motors Pumps | TRC | New | NN419 | Motor Optimization | Motor Optimization | NonEquip | 10 | Motors Pumps | 65.54% | Tech/Econ | 3.574% | 4.7303 | MachineDrives | 0.00063698 | 0 | 0.081079
Tech | Metal Products and Machinery | Motors Pumps | Motors Pumps | TRC | New | NN417 | Motor Improved Controls | Motor Improved Controls | NonEquip | 15 | Motors Pumps | 33.63% | Tech/Econ | 1.274% | 0 | MachineDrives | 0 | 13.9953 | 0.045337
Tech | Metal Products and Machinery | Motors Pumps | Motors Pumps | TRC | Existing | NE427 | Pump System Optimization | Pump System Optimization | NonEquip | 10 | Motors Pumps | 52.41% | Tech/Econ | 1.929% | 106749.3277 | MachineDrives | 14.375 | 8.2672 | 0.029205
Tech | Metal Products and Machinery | Motors Pumps | Motors Pumps | TRC | Existing | NE425 | Pump Improved Controls | Pump Improved Controls | NonEquip | 15 | Motors Pumps | 33.67% | Tech/Econ | 1.792% | 63058.3754 | MachineDrives | 8.4915 | 105.2561 | 0.063804
Tech | Metal Products and Machinery | Motors Pumps | Motors Pumps | TRC | Existing | NE420 | Plant Energy Management | Plant Energy Management | NonEquip | 10.5 | Motors Pumps | 23.15% | Tech/Econ | 29.07% | 802841.9357 | MachineDrives | 108.1116 | 33.1908 | 0.11085
Tech | Metal Products and Machinery | Motors Pumps | Motors Pumps | TRC | Existing | NE418 | Motor Optimization | Motor Optimization | NonEquip | 10 | Motors Pumps | 65.54% | Tech/Econ | 3.574% | 253163.4374 | MachineDrives | 34.0913 | 5.8085 | 0.081079
Tech | Metal Products and Machinery | Motors Pumps | Motors Pumps | TRC | Existing | NE416 | Motor Improved Controls | Motor Improved Controls | NonEquip | 15 | Motors Pumps | 33.63% | Tech/Econ | 1.274% | 44304.0958 | MachineDrives | 5.966 | 41.7089 | 0.045337
Tech | Metal Products and Machinery | Motors Pumps | Motors Pumps | TRC | Turnover | ET424 | Pump Equipment Upgrade | Pump Equipment Upgrade | Equip | 15 | Motors Pumps | 74.82% | Tech/Econ | 3.821% | 318135.2463 | MachineDrives | 42.8404 | 5.7513 | 0.14691
Tech | Metal Products and Machinery | Motors Pumps | Motors Pumps | TRC | Turnover | ET415 | Motor Equipment Upgrades | Motor Equipment Upgrades | Equip | 10 | Motors Pumps | 29.32% | Tech/Econ | 1.441% | 43868.3975 | MachineDrives | 5.9074 | 0.025096 | 0.18316
Tech | Metal Products and Machinery | Motors Pumps | Motors Pumps | TRC | New | EN423 | Pump Equipment Upgrade | Pump Equipment Upgrade | Equip | 15 | Motors Pumps | 74.82% | Tech/Econ | 3.821% | 191.4171 | MachineDrives | 0.025776 | 0 | 0.14691
Tech | Metal Products and Machinery | Motors Pumps | Motors Pumps | TRC | New | EN414 | Motor Equipment Upgrades | Motor Equipment Upgrades | Equip | 10 | Motors Pumps | 29.32% | Tech/Econ | 1.441% | 0 | MachineDrives | 0 | 0 | 0.18316
Tech | Metal Products and Machinery | Motors Pumps | Motors Pumps | TRC | Existing | EE422 | Pump Equipment Upgrade | Pump Equipment Upgrade | Equip | 15 | Motors Pumps | 74.82% | Tech/Econ | 3.821% | 0 | MachineDrives | 0 | 0 | 0.14691
Tech | Metal Products and Machinery | Motors Pumps | Motors Pumps | TRC | Existing | EE413 | Motor Equipment Upgrades | Motor Equipment Upgrades | Equip | 10 | Motors Pumps | 29.32% | Tech/Econ | 1.441% | 0 | MachineDrives | 0 | 0.030158 | 0.18316
Tech | Metal Products and Machinery | Motors Fans Blowers | Motors Fans Blowers | TRC | New | NN412 | Plant Energy Management | Plant Energy Management | NonEquip | 10.5 | Motors Fans Blowers | 23.15% | Tech/Econ | 29.07% | 230.0275 | MachineDrives | 0.030976 | 0.012334 | 0.11085
Tech | Metal Products and Machinery | Motors Fans Blowers | Motors Fans Blowers | TRC | New | NN410 | Fan System Optimization | Fan System Optimization | NonEquip | 10 | Motors Fans Blowers | 41.92% | Tech/Econ | 8.781% | 94.0788 | MachineDrives | 0.012669 | 0.027155 | 0.020613
Tech | Metal Products and Machinery | Motors Fans Blowers | Motors Fans Blowers | TRC | New | NN408 | Fan Improved Controls | Fan Improved Controls | NonEquip | 15 | Motors Fans Blowers | 40.91% | Tech/Econ | 15.88% | 207.1262 | MachineDrives | 0.027892 | 50.122 | 0.024602
Tech | Metal Products and Machinery | Motors Fans Blowers | Motors Fans Blowers | TRC | Existing | NE411 | Plant Energy Management | Plant Energy Management | NonEquip | 10.5 | Motors Fans Blowers | 23.15% | Tech/Econ | 29.07% | 382305.6837 | MachineDrives | 51.4817 | 23.9112 | 0.11085
Tech | Metal Products and Machinery | Motors Fans Blowers | Motors Fans Blowers | TRC | Existing | NE409 | Fan System Optimization | Fan System Optimization | NonEquip | 10 | Motors Fans Blowers | 41.92% | Tech/Econ | 8.781% | 182383.1082 | MachineDrives | 24.5599 | 45.1319 | 0.020613
Tech | Metal Products and Machinery | Motors Fans Blowers | Motors Fans Blowers | TRC | Existing | NE407 | Fan Improved Controls | Fan Improved Controls | NonEquip | 15 | Motors Fans Blowers | 40.91% | Tech/Econ | 15.88% | 344243.6704 | MachineDrives | 46.3562 | 18.11 | 0.024602
Tech | Metal Products and Machinery | Motors Fans Blowers | Motors Fans Blowers | TRC | Turnover | ET406 | Fan Equipment Upgrades | Fan Equipment Upgrades | Equip | 15 | Motors Fans Blowers | 75.75% | Tech/Econ | 3.821% | 138134.4145 | MachineDrives | 18.6013 | 0 | 0.14691
Tech | Metal Products and Machinery | Motors Fans Blowers | Motors Fans Blowers | TRC | New | EN405 | Fan Equipment Upgrades | Fan Equipment Upgrades | Equip | 15 | Motors Fans Blowers | 75.75% | Tech/Econ | 3.821% | 0 | MachineDrives | 0 | 0 | 0.14691
Tech | Metal Products and Machinery | Motors Fans Blowers | Motors Fans Blowers | TRC | Existing | EE404 | Fan Equipment Upgrades | Fan Equipment Upgrades | Equip | 15 | Motors Fans Blowers | 75.75% | Tech/Econ | 3.821% | 0 | MachineDrives | 0 | 0.00025506 | 0.14691
Tech | Metal Products and Machinery | Industrial Lighting | Industrial Lighting | TRC | New | NN403 | Lighting Controls | Lighting Controls | NonEquip | 10 | Industrial Lighting | 30% | Tech/Econ | 19.49% | 1.8384 | Lighting | 0.0002624 | 22.4467 | 0.15916
Tech | Metal Products and Machinery | Industrial Lighting | Industrial Lighting | TRC | Existing | NE402 | Lighting Controls | Lighting Controls | NonEquip | 10 | Industrial Lighting | 30% | Tech/Econ | 19.49% | 161784.412 | Lighting | 23.0927 | 108.7014 | 0.15916
Tech | Metal Products and Machinery | Industrial Lighting | Industrial Lighting | TRC | Turnover | ET401 | Efficient Lighting - Other Interior Lighting | Efficient Lighting - Other Interior Lighting | Equip | 14.4667 | Industrial Lighting | 56.6% | Tech/Econ | 38.99% | 783465.0699 | Lighting | 111.8297 | 128.8572 | 0.39837
Tech | Metal Products and Machinery | Industrial Lighting | Industrial Lighting | TRC | Turnover | ET398 | Efficient Lighting - High Bay | Efficient Lighting - High Bay | Equip | 13.6667 | Industrial Lighting | 42.84% | Tech/Econ | 48.41% | 928737.9678 | Lighting | 132.5655 | 0.065404 | 0.21586
Tech | Metal Products and Machinery | Industrial Lighting | Industrial Lighting | TRC | New | EN400 | Efficient Lighting - Other Interior Lighting | Efficient Lighting - Other Interior Lighting | Equip | 14.4667 | Industrial Lighting | 56.6% | Tech/Econ | 38.99% | 471.399 | Lighting | 0.067286 | 0.077531 | 0.39837
Tech | Metal Products and Machinery | Industrial Lighting | Industrial Lighting | TRC | New | EN397 | Efficient Lighting - High Bay | Efficient Lighting - High Bay | Equip | 13.6667 | Industrial Lighting | 42.84% | Tech/Econ | 48.41% | 558.8074 | Lighting | 0.079763 | 0 | 0.21586
Tech | Metal Products and Machinery | Industrial Lighting | Industrial Lighting | TRC | Existing | EE399 | Efficient Lighting - Other Interior Lighting | Efficient Lighting - Other Interior Lighting | Equip | 14.4667 | Industrial Lighting | 56.6% | Tech/Econ | 38.99% | 0 | Lighting | 0 | 0 | 0.39837
Tech | Metal Products and Machinery | Industrial Lighting | Industrial Lighting | TRC | Existing | EE396 | Efficient Lighting - High Bay | Efficient Lighting - High Bay | Equip | 13.6667 | Industrial Lighting | 42.84% | Tech/Econ | 48.41% | 0 | Lighting | 0 | 0.012573 | 0.21586
Tech | Metal Products and Machinery | HVAC | HVAC | TRC | New | NN395 | HVAC Recommissioning | HVAC Recommissioning | NonEquip | 10 | HVAC | 23.56% | Tech/Econ | 9.872% | 90.4565 | HVAC | 0.012886 | 0.026094 | 1.1647
Tech | Metal Products and Machinery | HVAC | HVAC | TRC | New | NN393 | HVAC Improved Controls | HVAC Improved Controls | NonEquip | 15 | HVAC | 25.69% | Tech/Econ | 17.46% | 187.7281 | HVAC | 0.026743 | 0.033721 | 0.058601
Tech | Metal Products and Machinery | HVAC | HVAC | TRC | New | NN388 | Building Envelope Improvements | Building Envelope Improvements | NonEquip | 15 | HVAC | 25.69% | Tech/Econ | 21.32% | 242.6039 | HVAC | 0.03456 | 21.4826 | 0.12893
Tech | Metal Products and Machinery | HVAC | HVAC | TRC | Existing | NE394 | HVAC Recommissioning | HVAC Recommissioning | NonEquip | 10 | HVAC | 23.56% | Tech/Econ | 9.872% | 154553.535 | HVAC | 22.0167 | 43.3678 | 1.1647
Tech | Metal Products and Machinery | HVAC | HVAC | TRC | Existing | NE392 | HVAC Improved Controls | HVAC Improved Controls | NonEquip | 15 | HVAC | 25.69% | Tech/Econ | 17.46% | 312004.0939 | HVAC | 44.4461 | 56.0449 | 0.058601
Tech | Metal Products and Machinery | HVAC | HVAC | TRC | Existing | NE387 | Building Envelope Improvements | Building Envelope Improvements | NonEquip | 15 | HVAC | 25.69% | Tech/Econ | 21.32% | 403207.7093 | HVAC | 57.4384 | 63.1482 | 0.12893
Tech | Metal Products and Machinery | HVAC | HVAC | TRC | Turnover | ET391 | HVAC Equipment Upgrades | HVAC Equipment Upgrades | Equip | 18 | HVAC | 25.69% | Tech/Econ | 22.63% | 454311.5577 | HVAC | 64.7184 | 0.037995 | 0.14861
Tech | Metal Products and Machinery | HVAC | HVAC | TRC | New | EN390 | HVAC Equipment Upgrades | HVAC Equipment Upgrades | Equip | 18 | HVAC | 25.69% | Tech/Econ | 22.63% | 273.3523 | HVAC | 0.03894 | 0 | 0.14861
Tech | Metal Products and Machinery | HVAC | HVAC | TRC | Existing | EE389 | HVAC Equipment Upgrades | HVAC Equipment Upgrades | Equip | 18 | HVAC | 25.69% | Tech/Econ | 22.63% | 0 | HVAC | 0 | 0 | 0.14861
Tech | Metal Products and Machinery | Exterior Lighting | Exterior Lighting | TRC | New | NN386 | Lighting Controls - Exterior | Lighting Controls - Exterior | NonEquip | 10 | Exterior Lighting | 17% | Tech/Econ | 28% | 12.8396 | Exterior | 0 | 0 | 0.15916
Tech | Metal Products and Machinery | Exterior Lighting | Exterior Lighting | TRC | Existing | NE385 | Lighting Controls - Exterior | Lighting Controls - Exterior | NonEquip | 10 | Exterior Lighting | 17% | Tech/Econ | 28% | 21339.4636 | Exterior | 0 | 0 | 0.15916
Tech | Metal Products and Machinery | Exterior Lighting | Exterior Lighting | TRC | Turnover | ET384 | Efficient Lighting - Exterior | Efficient Lighting - Exterior | Equip | 13.6 | Exterior Lighting | 15.29% | Tech/Econ | 78.74% | 61356.1422 | Exterior | 0 | 0 | 0.1144
Tech | Metal Products and Machinery | Exterior Lighting | Exterior Lighting | TRC | New | EN383 | Efficient Lighting - Exterior | Efficient Lighting - Exterior | Equip | 13.6 | Exterior Lighting | 15.29% | Tech/Econ | 78.74% | 36.9171 | Exterior | 0 | 0 | 0.1144
Tech | Metal Products and Machinery | Exterior Lighting | Exterior Lighting | TRC | Existing | EE382 | Efficient Lighting - Exterior | Efficient Lighting - Exterior | Equip | 13.6 | Exterior Lighting | 15.29% | Tech/Econ | 78.74% | 0 | Exterior | 0 | 0.015079 | 0.1144
Tech | Metal Products and Machinery | Compressed Air | Compressed Air | TRC | New | NN381 | Plant Energy Management | Plant Energy Management | NonEquip | 10.5 | Compressed Air | 23.15% | Tech/Econ | 29.07% | 115.0137 | MachineDrives | 0.015488 | 0.0060406 | 0.11085
Tech | Metal Products and Machinery | Compressed Air | Compressed Air | TRC | New | NN379 | Compressed Air System Optimization | Compressed Air System Optimization | NonEquip | 10 | Compressed Air | 25.94% | Tech/Econ | 11.14% | 46.0751 | MachineDrives | 0.0062045 | 0 | 0.047625
Tech | Metal Products and Machinery | Compressed Air | Compressed Air | TRC | New | NN374 | Compressed Air Controls | Compressed Air Controls | NonEquip | 12.5 | Compressed Air | 65.54% | Tech/Econ | 5.607% | 0 | MachineDrives | 0 | 25.061 | 0.050334
Tech | Metal Products and Machinery | Compressed Air | Compressed Air | TRC | Existing | NE380 | Plant Energy Management | Plant Energy Management | NonEquip | 10.5 | Compressed Air | 23.15% | Tech/Econ | 29.07% | 191152.842 | MachineDrives | 25.7408 | 10.0396 | 0.11085
Tech | Metal Products and Machinery | Compressed Air | Compressed Air | TRC | Existing | NE378 | Compressed Air System Optimization | Compressed Air System Optimization | NonEquip | 10 | Compressed Air | 25.94% | Tech/Econ | 11.14% | 76576.801 | MachineDrives | 10.3119 | 11.9104 | 0.047625
Tech | Metal Products and Machinery | Compressed Air | Compressed Air | TRC | Existing | NE373 | Compressed Air Controls | Compressed Air Controls | NonEquip | 12.5 | Compressed Air | 65.54% | Tech/Econ | 5.607% | 90847.0617 | MachineDrives | 12.2336 | 13.1553 | 0.050334
Tech | Metal Products and Machinery | Compressed Air | Compressed Air | TRC | Turnover | ET377 | Compressed Air Equipment | Compressed Air Equipment | Equip | 15 | Compressed Air | 65.54% | Tech/Econ | 5.951% | 100342.5461 | MachineDrives | 13.5122 | 0.0061487 | 0.098681
Tech | Metal Products and Machinery | Compressed Air | Compressed Air | TRC | New | EN376 | Compressed Air Equipment | Compressed Air Equipment | Equip | 15 | Compressed Air | 65.54% | Tech/Econ | 5.951% | 46.8996 | MachineDrives | 0.0063155 | 0 | 0.098681
Tech | Metal Products and Machinery | Compressed Air | Compressed Air | TRC | Existing | EE375 | Compressed Air Equipment | Compressed Air Equipment | Equip | 15 | Compressed Air | 65.54% | Tech/Econ | 5.951% | 0 | MachineDrives | 0 | 0.0020142 | 0.098681
Tech | Miscellaneous Manufacturing | Process Specific | Process Specific | TRC | New | NN525 | Process Other Systems Optimization | Process Other Systems Optimization | NonEquip | 5.3333 | Process Specific | 17.59% | Tech/Econ | 12% | 15.0003 | ProcessHeating | 0.0020651 | 0.0030671 | 0.023178
Tech | Miscellaneous Manufacturing | Process Specific | Process Specific | TRC | New | NN523 | Plant Energy Management | Plant Energy Management | NonEquip | 10.5 | Process Specific | 27.36% | Tech/Econ | 12% | 22.8413 | ProcessHeating | 0.0031446 | 3.3476 | 0.023178
Tech | Miscellaneous Manufacturing | Process Specific | Process Specific | TRC | Existing | NE524 | Process Other Systems Optimization | Process Other Systems Optimization | NonEquip | 5.3333 | Process Specific | 17.59% | Tech/Econ | 12% | 24930.4767 | ProcessHeating | 3.4322 | 5.0975 | 0.023178
Tech | Miscellaneous Manufacturing | Process Specific | Process Specific | TRC | Existing | NE522 | Plant Energy Management | Plant Energy Management | NonEquip | 10.5 | Process Specific | 27.36% | Tech/Econ | 12% | 37962.1678 | ProcessHeating | 5.2263 | 0.0018304 | 0.023178
Tech | Miscellaneous Manufacturing | Process Heating | Process Heating | TRC | New | NN521 | Process Heat System Optimization | Process Heat System Optimization | NonEquip | 2 | Process Heating | 2.645% | Tech/Econ | 16.1% | 13.6312 | ProcessHeating | 0.0018766 | 0.0034246 | 0.15479
Tech | Miscellaneous Manufacturing | Process Heating | Process Heating | TRC | New | NN519 | Process Heat Improved Controls | Process Heat Improved Controls | NonEquip | 15 | Process Heating | 36.23% | Tech/Econ | 2.283% | 25.504 | ProcessHeating | 0.0035112 | 0.014053 | 0.89743
Tech | Miscellaneous Manufacturing | Process Heating | Process Heating | TRC | New | NN517 | Plant Energy Management | Plant Energy Management | NonEquip | 10.5 | Process Heating | 27.36% | Tech/Econ | 12% | 104.6596 | ProcessHeating | 0.014409 | 3.0421 | 0.023178
Tech | Miscellaneous Manufacturing | Process Heating | Process Heating | TRC | Existing | NE520 | Process Heat System Optimization | Process Heat System Optimization | NonEquip | 2 | Process Heating | 2.645% | Tech/Econ | 16.1% | 22655.1181 | ProcessHeating | 3.119 | 5.6917 | 0.15479
Tech | Miscellaneous Manufacturing | Process Heating | Process Heating | TRC | Existing | NE518 | Process Heat Improved Controls | Process Heat Improved Controls | NonEquip | 15 | Process Heating | 36.23% | Tech/Econ | 2.283% | 42387.7278 | ProcessHeating | 5.8356 | 23.3568 | 0.89743
Tech | Miscellaneous Manufacturing | Process Heating | Process Heating | TRC | Existing | NE516 | Plant Energy Management | Plant Energy Management | NonEquip | 10.5 | Process Heating | 27.36% | Tech/Econ | 12% | 173944.3115 | ProcessHeating | 23.9473 | 0.026497 | 0.023178
Tech | Miscellaneous Manufacturing | Process Cooling | Process Cooling | TRC | New | NN515 | Process Refrig System Optimization | Process Refrig System Optimization | NonEquip | 4.6667 | Process Cooling | 39.01% | Tech/Econ | 25.61% | 197.3276 | ProcessHeating | 0.027167 | 0.0046581 | 0.31847
Tech | Miscellaneous Manufacturing | Process Cooling | Process Cooling | TRC | New | NN510 | Process Refrig Controls | Process Refrig Controls | NonEquip | 15 | Process Cooling | 33.75% | Tech/Econ | 6% | 34.6898 | ProcessHeating | 0.0047758 | 0.007838 | 0.88
Tech | Miscellaneous Manufacturing | Process Cooling | Process Cooling | TRC | New | NN508 | Plant Energy Management | Plant Energy Management | NonEquip | 10.5 | Process Cooling | 27.36% | Tech/Econ | 12% | 58.3717 | ProcessHeating | 0.0080362 | 44.0375 | 0.023178
Tech | Miscellaneous Manufacturing | Process Cooling | Process Cooling | TRC | Existing | NE514 | Process Refrig System Optimization | Process Refrig System Optimization | NonEquip | 4.6667 | Process Cooling | 39.01% | Tech/Econ | 25.61% | 327958.515 | ProcessHeating | 45.1508 | 7.7699 | 0.31847
Tech | Miscellaneous Manufacturing | Process Cooling | Process Cooling | TRC | Existing | NE509 | Process Refrig Controls | Process Refrig Controls | NonEquip | 15 | Process Cooling | 33.75% | Tech/Econ | 6% | 57864.1307 | ProcessHeating | 7.9663 | 13.0268 | 0.88
Tech | Miscellaneous Manufacturing | Process Cooling | Process Cooling | TRC | Existing | NE507 | Plant Energy Management | Plant Energy Management | NonEquip | 10.5 | Process Cooling | 27.36% | Tech/Econ | 12% | 97013.8056 | ProcessHeating | 13.3561 | 1.5789 | 0.023178
Tech | Miscellaneous Manufacturing | Process Cooling | Process Cooling | TRC | Turnover | ET513 | Process Refrig Equipment Upgrade | Process Refrig Equipment Upgrade | Equip | 10 | Process Cooling | 21% | Tech/Econ | 2% | 11758.4199 | ProcessHeating | 1.6188 | 0 | 0.23691
Tech | Miscellaneous Manufacturing | Process Cooling | Process Cooling | TRC | New | EN512 | Process Refrig Equipment Upgrade | Process Refrig Equipment Upgrade | Equip | 10 | Process Cooling | 21% | Tech/Econ | 2% | 0 | ProcessHeating | 0 | 0 | 0.23691
Tech | Miscellaneous Manufacturing | Process Cooling | Process Cooling | TRC | Existing | EE511 | Process Refrig Equipment Upgrade | Process Refrig Equipment Upgrade | Equip | 10 | Process Cooling | 21% | Tech/Econ | 2% | 0 | ProcessHeating | 0 | 0.0093918 | 0.23691
Tech | Miscellaneous Manufacturing | Other | Other | TRC | New | NN506 | Plant Energy Management | Plant Energy Management | NonEquip | 10.5 | Other | 27.36% | Tech/Econ | 12% | 64.0103 | Other | 0.0092343 | 15.6092 | 0.023178
Tech | Miscellaneous Manufacturing | Other | Other | TRC | Existing | NE505 | Plant Energy Management | Plant Energy Management | NonEquip | 10.5 | Other | 27.36% | Tech/Econ | 12% | 106385.1217 | Other | 15.3475 | 0.043488 | 0.023178
Tech | Miscellaneous Manufacturing | Motors Pumps | Motors Pumps | TRC | New | NN504 | Pump System Optimization | Pump System Optimization | NonEquip | 10 | Motors Pumps | 23.22% | Tech/Econ | 28.75% | 331.7049 | MachineDrives | 0.044668 | 0 | 0.14064
Tech | Miscellaneous Manufacturing | Motors Pumps | Motors Pumps | TRC | New | NN502 | Pump Improved Controls | Pump Improved Controls | NonEquip | 15 | Motors Pumps | 33.99% | Tech/Econ | 1.792% | 0 | MachineDrives | 0 | 0.015121 | 0.063804
Tech | Miscellaneous Manufacturing | Motors Pumps | Motors Pumps | TRC | New | NN497 | Plant Energy Management | Plant Energy Management | NonEquip | 10.5 | Motors Pumps | 27.36% | Tech/Econ | 12% | 115.3339 | MachineDrives | 0.015531 | 0 | 0.023178
Tech | Miscellaneous Manufacturing | Motors Pumps | Motors Pumps | TRC | New | NN495 | Motor Optimization | Motor Optimization | NonEquip | 10 | Motors Pumps | 53.47% | Tech/Econ | 2.885% | 0 | MachineDrives | 0 | 0 | 0.61947
Tech | Miscellaneous Manufacturing | Motors Pumps | Motors Pumps | TRC | New | NN493 | Motor Improved Controls | Motor Improved Controls | NonEquip | 15 | Motors Pumps | 33.71% | Tech/Econ | 1.792% | 0 | MachineDrives | 0 | 72.277 | 0.063804
Tech | Miscellaneous Manufacturing | Motors Pumps | Motors Pumps | TRC | Existing | NE503 | Pump System Optimization | Pump System Optimization | NonEquip | 10 | Motors Pumps | 23.22% | Tech/Econ | 28.75% | 551293.6248 | MachineDrives | 74.2378 | 5.4316 | 0.14064
Tech | Miscellaneous Manufacturing | Motors Pumps | Motors Pumps | TRC | Existing | NE501 | Pump Improved Controls | Pump Improved Controls | NonEquip | 15 | Motors Pumps | 33.99% | Tech/Econ | 1.792% | 41429.8187 | MachineDrives | 5.579 | 30.9284 | 0.063804
Tech | Miscellaneous Manufacturing | Motors Pumps | Motors Pumps | TRC | Existing | NE496 | Plant Energy Management | Plant Energy Management | NonEquip | 10.5 | Motors Pumps | 27.36% | Tech/Econ | 12% | 235906.5074 | MachineDrives | 31.7674 | 14.0531 | 0.023178
Tech | Miscellaneous Manufacturing | Motors Pumps | Motors Pumps | TRC | Existing | NE494 | Motor Optimization | Motor Optimization | NonEquip | 10 | Motors Pumps | 53.47% | Tech/Econ | 2.885% | 107190.1709 | MachineDrives | 14.4343 | 5.3543 | 0.61947
Tech | Miscellaneous Manufacturing | Motors Pumps | Motors Pumps | TRC | Existing | NE492 | Motor Improved Controls | Motor Improved Controls | NonEquip | 15 | Motors Pumps | 33.71% | Tech/Econ | 1.792% | 40839.8598 | MachineDrives | 5.4995 | 68.4791 | 0.063804
Tech | Miscellaneous Manufacturing | Motors Pumps | Motors Pumps | TRC | Turnover | ET500 | Pump Equipment Upgrade | Pump Equipment Upgrade | Equip | 15 | Motors Pumps | 54.55% | Tech/Econ | 12.43% | 522325.2631 | MachineDrives | 70.3369 | 5.3924 | 0.13315
Tech | Miscellaneous Manufacturing | Motors Pumps | Motors Pumps | TRC | Turnover | ET491 | Motor Equipment Upgrades | Motor Equipment Upgrades | Equip | 10 | Motors Pumps | 21% | Tech/Econ | 2.863% | 41130.3366 | MachineDrives | 5.5387 | 0.041203 | 0.21761
Tech | Miscellaneous Manufacturing | Motors Pumps | Motors Pumps | TRC | New | EN499 | Pump Equipment Upgrade | Pump Equipment Upgrade | Equip | 15 | Motors Pumps | 54.55% | Tech/Econ | 12.43% | 314.2751 | MachineDrives | 0.042321 | 0 | 0.13315
Tech | Miscellaneous Manufacturing | Motors Pumps | Motors Pumps | TRC | New | EN490 | Motor Equipment Upgrades | Motor Equipment Upgrades | Equip | 10 | Motors Pumps | 21% | Tech/Econ | 2.863% | 0 | MachineDrives | 0 | 0 | 0.21761
Tech | Miscellaneous Manufacturing | Motors Pumps | Motors Pumps | TRC | Existing | EE498 | Pump Equipment Upgrade | Pump Equipment Upgrade | Equip | 15 | Motors Pumps | 54.55% | Tech/Econ | 12.43% | 0 | MachineDrives | 0 | 0 | 0.13315
Tech | Miscellaneous Manufacturing | Motors Pumps | Motors Pumps | TRC | Existing | EE489 | Motor Equipment Upgrades | Motor Equipment Upgrades | Equip | 10 | Motors Pumps | 21% | Tech/Econ | 2.863% | 0 | MachineDrives | 0 | 0.0096299 | 0.21761
Tech | Miscellaneous Manufacturing | Motors Fans Blowers | Motors Fans Blowers | TRC | New | NN488 | Plant Energy Management | Plant Energy Management | NonEquip | 10.5 | Motors Fans Blowers | 27.36% | Tech/Econ | 12% | 73.4519 | MachineDrives | 0.0098911 | 0.016928 | 0.023178
Tech | Miscellaneous Manufacturing | Motors Fans Blowers | Motors Fans Blowers | TRC | New | NN486 | Fan Improved Controls | Fan Improved Controls | NonEquip | 15 | Motors Fans Blowers | 34.37% | Tech/Econ | 15.88% | 129.1214 | MachineDrives | 0.017388 | 16.0048 | 0.024602
Tech | Miscellaneous Manufacturing | Motors Fans Blowers | Motors Fans Blowers | TRC | Existing | NE487 | Plant Energy Management | Plant Energy Management | NonEquip | 10.5 | Motors Fans Blowers | 27.36% | Tech/Econ | 12% | 122077.1191 | MachineDrives | 16.439 | 28.135 | 0.023178
Tech | Miscellaneous Manufacturing | Motors Fans Blowers | Motors Fans Blowers | TRC | Existing | NE485 | Fan Improved Controls | Fan Improved Controls | NonEquip | 15 | Motors Fans Blowers | 34.37% | Tech/Econ | 15.88% | 214599.8331 | MachineDrives | 28.8982 | 12.3317 | 0.024602
Tech | Miscellaneous Manufacturing | Motors Fans Blowers | Motors Fans Blowers | TRC | Turnover | ET484 | Fan Equipment Upgrades | Fan Equipment Upgrades | Equip | 15 | Motors Fans Blowers | 76.37% | Tech/Econ | 3.425% | 94060.4622 | MachineDrives | 12.6663 | 0.0037184 | 0.1824
Tech | Miscellaneous Manufacturing | Motors Fans Blowers | Motors Fans Blowers | TRC | New | EN483 | Fan Equipment Upgrades | Fan Equipment Upgrades | Equip | 15 | Motors Fans Blowers | 76.37% | Tech/Econ | 3.425% | 28.3621 | MachineDrives | 0.0038193 | 0 | 0.1824
Tech | Miscellaneous Manufacturing | Motors Fans Blowers | Motors Fans Blowers | TRC | Existing | EE482 | Fan Equipment Upgrades | Fan Equipment Upgrades | Equip | 15 | Motors Fans Blowers | 76.37% | Tech/Econ | 3.425% | 0 | MachineDrives | 0 | 0.026817 | 0.1824
Tech | Miscellaneous Manufacturing | Industrial Lighting | Industrial Lighting | TRC | New | NN481 | Lighting Controls | Lighting Controls | NonEquip | 10 | Industrial Lighting | 30% | Tech/Econ | 23.03% | 193.2825 | Lighting | 0.027589 | 44.5696 | 0.11289
Tech | Miscellaneous Manufacturing | Industrial Lighting | Industrial Lighting | TRC | Existing | NE480 | Lighting Controls | Lighting Controls | NonEquip | 10 | Industrial Lighting | 30% | Tech/Econ | 23.03% | 321235.4909 | Lighting | 45.8523 | 69.6668 | 0.11289
Tech | Miscellaneous Manufacturing | Industrial Lighting | Industrial Lighting | TRC | Turnover | ET479 | Efficient Lighting - Other Interior Lighting | Efficient Lighting - Other Interior Lighting | Equip | 14.4667 | Industrial Lighting | 25% | Tech/Econ | 38.99% | 502122.9562 | Lighting | 71.6717 | 76.6081 | 0.39837
Tech | Miscellaneous Manufacturing | Industrial Lighting | Industrial Lighting | TRC | Turnover | ET476 | Efficient Lighting - High Bay | Efficient Lighting - High Bay | Equip | 13.6667 | Industrial Lighting | 20% | Tech/Econ | 48.41% | 552152.6154 | Lighting | 78.8127 | 0.041917 | 0.21586
Tech | Miscellaneous Manufacturing | Industrial Lighting | Industrial Lighting | TRC | New | EN478 | Efficient Lighting - Other Interior Lighting | Efficient Lighting - Other Interior Lighting | Equip | 14.4667 | Industrial Lighting | 25% | Tech/Econ | 38.99% | 302.1197 | Lighting | 0.043124 | 0.046094 | 0.39837
Tech | Miscellaneous Manufacturing | Industrial Lighting | Industrial Lighting | TRC | New | EN475 | Efficient Lighting - High Bay | Efficient Lighting - High Bay | Equip | 13.6667 | Industrial Lighting | 20% | Tech/Econ | 48.41% | 332.2218 | Lighting | 0.04742 | 0 | 0.21586
Tech | Miscellaneous Manufacturing | Industrial Lighting | Industrial Lighting | TRC | Existing | EE477 | Efficient Lighting - Other Interior Lighting | Efficient Lighting - Other Interior Lighting | Equip | 14.4667 | Industrial Lighting | 25% | Tech/Econ | 38.99% | 0 | Lighting | 0 | 0 | 0.39837
Tech | Miscellaneous Manufacturing | Industrial Lighting | Industrial Lighting | TRC | Existing | EE474 | Efficient Lighting - High Bay | Efficient Lighting - High Bay | Equip | 13.6667 | Industrial Lighting | 20% | Tech/Econ | 48.41% | 0 | Lighting | 0 | 0 | 0.21586
Tech | Miscellaneous Manufacturing | HVAC | HVAC | TRC | New | NN473 | HVAC Improved Controls | HVAC Improved Controls | NonEquip | 15 | HVAC | 91.99% | Tech/Econ | 5.604% | 0 | HVAC | 0 | 0.009412 | 0.0062388
Tech | Miscellaneous Manufacturing | HVAC | HVAC | TRC | New | NN468 | Building Envelope Improvements | Building Envelope Improvements | NonEquip | 15 | HVAC | 91.99% | Tech/Econ | 15.8% | 67.7135 | HVAC | 0.009646 | 54.4772 | 0.099832
Tech | Miscellaneous Manufacturing | HVAC | HVAC | TRC | Existing | NE472 | HVAC Improved Controls | HVAC Improved Controls | NonEquip | 15 | HVAC | 91.99% | Tech/Econ | 5.604% | 391929.41 | HVAC | 55.8318 | 179.7329 | 0.0062388
Tech | Miscellaneous Manufacturing | HVAC | HVAC | TRC | Existing | NE467 | Building Envelope Improvements | Building Envelope Improvements | NonEquip | 15 | HVAC | 91.99% | Tech/Econ | 15.8% | 1293065.67 | HVAC | 184.202 | 305.2802 | 0.099832
Tech | Miscellaneous Manufacturing | HVAC | HVAC | TRC | Turnover | ET471 | HVAC Equipment Upgrades | HVAC Equipment Upgrades | Equip | 18 | HVAC | 91.99% | Tech/Econ | 21.52% | 2196299.526 | HVAC | 312.8709 | 0.18368 | 0.32494
Tech | Miscellaneous Manufacturing | HVAC | HVAC | TRC | New | EN470 | HVAC Equipment Upgrades | HVAC Equipment Upgrades | Equip | 18 | HVAC | 91.99% | Tech/Econ | 21.52% | 1321.4799 | HVAC | 0.18825 | 0 | 0.32494
Tech | Miscellaneous Manufacturing | HVAC | HVAC | TRC | Existing | EE469 | HVAC Equipment Upgrades | HVAC Equipment Upgrades | Equip | 18 | HVAC | 91.99% | Tech/Econ | 21.52% | 0 | HVAC | 0 | 0 | 0.32494
Tech | Miscellaneous Manufacturing | Exterior Lighting | Exterior Lighting | TRC | New | NN466 | Lighting Controls - Exterior | Lighting Controls - Exterior | NonEquip | 10 | Exterior Lighting | 17% | Tech/Econ | 28% | 16.3493 | Exterior | 0 | 0 | 0.11289
Tech | Miscellaneous Manufacturing | Exterior Lighting | Exterior Lighting | TRC | Existing | NE465 | Lighting Controls - Exterior | Lighting Controls - Exterior | NonEquip | 10 | Exterior Lighting | 17% | Tech/Econ | 28% | 27172.4894 | Exterior | 0 | 0 | 0.11289
Tech | Miscellaneous Manufacturing | Exterior Lighting | Exterior Lighting | TRC | Turnover | ET464 | Efficient Lighting - Exterior | Efficient Lighting - Exterior | Equip | 13.6 | Exterior Lighting | 15.29% | Tech/Econ | 78.74% | 78127.5065 | Exterior | 0 | 0 | 0.1144
Tech | Miscellaneous Manufacturing | Exterior Lighting | Exterior Lighting | TRC | New | EN463 | Efficient Lighting - Exterior | Efficient Lighting - Exterior | Equip | 13.6 | Exterior Lighting | 15.29% | Tech/Econ | 78.74% | 47.0081 | Exterior | 0 | 0 | 0.1144
Tech | Miscellaneous Manufacturing | Exterior Lighting | Exterior Lighting | TRC | Existing | EE462 | Efficient Lighting - Exterior | Efficient Lighting - Exterior | Equip | 13.6 | Exterior Lighting | 15.29% | Tech/Econ | 78.74% | 0 | Exterior | 0 | 0.0050929 | 0.1144
Tech | Miscellaneous Manufacturing | Compressed Air | Compressed Air | TRC | New | NN461 | Plant Energy Management | Plant Energy Management | NonEquip | 10.5 | Compressed Air | 27.36% | Tech/Econ | 12% | 38.8459 | MachineDrives | 0.005231 | 0.0041333 | 0.023178
Tech | Miscellaneous Manufacturing | Compressed Air | Compressed Air | TRC | New | NN459 | Compressed Air System Optimization | Compressed Air System Optimization | NonEquip | 10 | Compressed Air | 25.94% | Tech/Econ | 10.62% | 31.5268 | MachineDrives | 0.0042454 | 0.0031534 | 0.073925
Tech | Miscellaneous Manufacturing | Compressed Air | Compressed Air | TRC | New | NN454 | Compressed Air Controls | Compressed Air Controls | NonEquip | 12.5 | Compressed Air | 52.89% | Tech/Econ | 4.63% | 24.0523 | MachineDrives | 0.0032389 | 8.4643 | 0.0064988
Tech | Miscellaneous Manufacturing | Compressed Air | Compressed Air | TRC | Existing | NE460 | Plant Energy Management | Plant Energy Management | NonEquip | 10.5 | Compressed Air | 27.36% | Tech/Econ | 12% | 64561.8519 | MachineDrives | 8.694 | 6.8695 | 0.023178
Tech | Miscellaneous Manufacturing | Compressed Air | Compressed Air | TRC | Existing | NE458 | Compressed Air System Optimization | Compressed Air System Optimization | NonEquip | 10 | Compressed Air | 25.94% | Tech/Econ | 10.62% | 52397.4675 | MachineDrives | 7.0559 | 5.9367 | 0.073925
Tech | Miscellaneous Manufacturing | Compressed Air | Compressed Air | TRC | Existing | NE453 | Compressed Air Controls | Compressed Air Controls | NonEquip | 12.5 | Compressed Air | 52.89% | Tech/Econ | 4.63% | 45282.4159 | MachineDrives | 6.0978 | 3.778 | 0.0064988
Tech | Miscellaneous Manufacturing | Compressed Air | Compressed Air | TRC | Turnover | ET457 | Compressed Air Equipment | Compressed Air Equipment | Equip | 15 | Compressed Air | 52.89% | Tech/Econ | 3.02% | 28816.8634 | MachineDrives | 3.8805 | 0 | 0.014415
Tech | Miscellaneous Manufacturing | Compressed Air | Compressed Air | TRC | New | EN456 | Compressed Air Equipment | Compressed Air Equipment | Equip | 15 | Compressed Air | 52.89% | Tech/Econ | 3.02% | 0 | MachineDrives | 0 | 0 | 0.014415
Tech | Miscellaneous Manufacturing | Compressed Air | Compressed Air | TRC | Existing | EE455 | Compressed Air Equipment | Compressed Air Equipment | Equip | 15 | Compressed Air | 52.89% | Tech/Econ | 3.02% | 0 | MachineDrives | 0 | 6.8043e-05 | 0.014415
Tech | Primary Resources Industries | Process Specific | Process Specific | TRC | New | NN600 | Process Other Systems Optimization | Process Other Systems Optimization | NonEquip | 5.3333 | Process Specific | 0.2023% | Tech/Econ | 14.46% | 0.50674 | ProcessHeating | 6.9764e-05 | 0.0076358 | 0.19278
Tech | Primary Resources Industries | Process Specific | Process Specific | TRC | New | NN598 | Plant Energy Management | Plant Energy Management | NonEquip | 10.5 | Process Specific | 27.36% | Tech/Econ | 12% | 56.8655 | ProcessHeating | 0.0078288 | 0.11309 | 0.023178
Tech | Primary Resources Industries | Process Specific | Process Specific | TRC | Existing | NE599 | Process Other Systems Optimization | Process Other Systems Optimization | NonEquip | 5.3333 | Process Specific | 0.2023% | Tech/Econ | 14.46% | 842.1964 | ProcessHeating | 0.11595 | 12.6906 | 0.19278
Tech | Primary Resources Industries | Process Specific | Process Specific | TRC | Existing | NE597 | Plant Energy Management | Plant Energy Management | NonEquip | 10.5 | Process Specific | 27.36% | Tech/Econ | 12% | 94510.4869 | ProcessHeating | 13.0115 | 0.0016267 | 0.023178
Tech | Primary Resources Industries | Process Heating | Process Heating | TRC | New | NN596 | Process Heat System Optimization | Process Heat System Optimization | NonEquip | 2 | Process Heating | 11.38% | Tech/Econ | 4.223% | 12.1142 | ProcessHeating | 0.0016678 | 0.00087544 | 0.1734
Tech | Primary Resources Industries | Process Heating | Process Heating | TRC | New | NN594 | Process Heat Improved Controls | Process Heat Improved Controls | NonEquip | 15 | Process Heating | 11.38% | Tech/Econ | 2.283% | 6.5196 | ProcessHeating | 0.00089757 | 0.011492 | 0.89743
Tech | Primary Resources Industries | Process Heating | Process Heating | TRC | New | NN592 | Plant Energy Management | Plant Energy Management | NonEquip | 10.5 | Process Heating | 27.36% | Tech/Econ | 12% | 85.5807 | ProcessHeating | 0.011782 | 2.7035 | 0.023178
Tech | Primary Resources Industries | Process Heating | Process Heating | TRC | Existing | NE595 | Process Heat System Optimization | Process Heat System Optimization | NonEquip | 2 | Process Heating | 11.38% | Tech/Econ | 4.223% | 20133.8813 | ProcessHeating | 2.7719 | 1.455 | 0.1734
Tech | Primary Resources Industries | Process Heating | Process Heating | TRC | Existing | NE593 | Process Heat Improved Controls | Process Heat Improved Controls | NonEquip | 15 | Process Heating | 11.38% | Tech/Econ | 2.283% | 10835.6052 | ProcessHeating | 1.4918 | 19.099 | 0.89743
Tech | Primary Resources Industries | Process Heating | Process Heating | TRC | Existing | NE591 | Plant Energy Management | Plant Energy Management | NonEquip | 10.5 | Process Heating | 27.36% | Tech/Econ | 12% | 142235.1919 | ProcessHeating | 19.5818 | 4.5377e-05 | 0.023178
Tech | Primary Resources Industries | Process Cooling | Process Cooling | TRC | New | NN590 | Process Refrig System Optimization | Process Refrig System Optimization | NonEquip | 4.6667 | Process Cooling | 2.688% | Tech/Econ | 12.71% | 0.33794 | ProcessHeating | 4.6524e-05 | 0.00025931 | 0.0055642
Tech | Primary Resources Industries | Process Cooling | Process Cooling | TRC | New | NN585 | Process Refrig Controls | Process Refrig Controls | NonEquip | 15 | Process Cooling | 33.75% | Tech/Econ | 6% | 1.9311 | ProcessHeating | 0.00026586 | 0.00043475 | 0.88
Tech | Primary Resources Industries | Process Cooling | Process Cooling | TRC | New | NN583 | Plant Energy Management | Plant Energy Management | NonEquip | 10.5 | Process Cooling | 27.36% | Tech/Econ | 12% | 3.2377 | ProcessHeating | 0.00044574 | 0.075417 | 0.023178
Tech | Primary Resources Industries | Process Cooling | Process Cooling | TRC | Existing | NE589 | Process Refrig System Optimization | Process Refrig System Optimization | NonEquip | 4.6667 | Process Cooling | 2.688% | Tech/Econ | 12.71% | 561.6483 | ProcessHeating | 0.077323 | 0.43097 | 0.0055642
Tech | Primary Resources Industries | Process Cooling | Process Cooling | TRC | Existing | NE584 | Process Refrig Controls | Process Refrig Controls | NonEquip | 15 | Process Cooling | 33.75% | Tech/Econ | 6% | 3209.5368 | ProcessHeating | 0.44186 | 0.72255 | 0.88
Tech | Primary Resources Industries | Process Cooling | Process Cooling | TRC | Existing | NE582 | Plant Energy Management | Plant Energy Management | NonEquip | 10.5 | Process Cooling | 27.36% | Tech/Econ | 12% | 5381.0431 | ProcessHeating | 0.74082 | 1.4537 | 0.023178
Tech | Primary Resources Industries | Process Cooling | Process Cooling | TRC | Turnover | ET588 | Process Refrig Equipment Upgrade | Process Refrig Equipment Upgrade | Equip | 10 | Process Cooling | 21% | Tech/Econ | 29.41% | 10826.1092 | ProcessHeating | 1.4905 | 0.00087467 | 0.14701
Tech | Primary Resources Industries | Process Cooling | Process Cooling | TRC | New | EN587 | Process Refrig Equipment Upgrade | Process Refrig Equipment Upgrade | Equip | 10 | Process Cooling | 21% | Tech/Econ | 29.41% | 6.5139 | ProcessHeating | 0.00089678 | 0 | 0.14701
Tech | Primary Resources Industries | Process Cooling | Process Cooling | TRC | Existing | EE586 | Process Refrig Equipment Upgrade | Process Refrig Equipment Upgrade | Equip | 10 | Process Cooling | 21% | Tech/Econ | 29.41% | 0 | ProcessHeating | 0 | 0.0012884 | 0.14701
Tech | Primary Resources Industries | Other | Other | TRC | New | NN581 | Plant Energy Management | Plant Energy Management | NonEquip | 10.5 | Other | 27.36% | Tech/Econ | 12% | 8.7809 | Other | 0.0012668 | 2.1413 | 0.023178
Tech | Primary Resources Industries | Other | Other | TRC | Existing | NE580 | Plant Energy Management | Plant Energy Management | NonEquip | 10.5 | Other | 27.36% | Tech/Econ | 12% | 14593.8285 | Other | 2.1054 | 0 | 0.023178
Tech | Primary Resources Industries | Motors Pumps | Motors Pumps | TRC | New | NN579 | Pump System Optimization | Pump System Optimization | NonEquip | 10 | Motors Pumps | 91.5% | Tech/Econ | 0.8574% | 0 | MachineDrives | 0 | 0 | 0.0083769
Tech | Primary Resources Industries | Motors Pumps | Motors Pumps | TRC | New | NN577 | Pump Improved Controls | Pump Improved Controls | NonEquip | 15 | Motors Pumps | 32.49% | Tech/Econ | 1.792% | 0 | MachineDrives | 0 | 0.0047163 | 0.063804
Tech | Primary Resources Industries | Motors Pumps | Motors Pumps | TRC | New | NN572 | Plant Energy Management | Plant Energy Management | NonEquip | 10.5 | Motors Pumps | 27.36% | Tech/Econ | 12% | 35.9735 | MachineDrives | 0.0048442 | 3.1242e-05 | 0.023178
Tech | Primary Resources Industries | Motors Pumps | Motors Pumps | TRC | New | NN570 | Motor Optimization | Motor Optimization | NonEquip | 10 | Motors Pumps | 91.5% | Tech/Econ | 5.31% | 0.2383 | MachineDrives | 3.209e-05 | 0 | 0.061506
Tech | Primary Resources Industries | Motors Pumps | Motors Pumps | TRC | New | NN568 | Motor Improved Controls | Motor Improved Controls | NonEquip | 15 | Motors Pumps | 33.35% | Tech/Econ | 1.792% | 0 | MachineDrives | 0 | 1.618 | 0.063804
Tech | Primary Resources Industries | Motors Pumps | Motors Pumps | TRC | Existing | NE578 | Pump System Optimization | Pump System Optimization | NonEquip | 10 | Motors Pumps | 91.5% | Tech/Econ | 0.8574% | 12341.1539 | MachineDrives | 1.6619 | 1.2092 | 0.0083769
Tech | Primary Resources Industries | Motors Pumps | Motors Pumps | TRC | Existing | NE576 | Pump Improved Controls | Pump Improved Controls | NonEquip | 15 | Motors Pumps | 32.49% | Tech/Econ | 1.792% | 9222.9321 | MachineDrives | 1.242 | 7.8385 | 0.063804
Tech | Primary Resources Industries | Motors Pumps | Motors Pumps | TRC | Existing | NE571 | Plant Energy Management | Plant Energy Management | NonEquip | 10.5 | Motors Pumps | 27.36% | Tech/Econ | 12% | 59788.0034 | MachineDrives | 8.0511 | 10.6675 | 0.023178
Tech | Primary Resources Industries | Motors Pumps | Motors Pumps | TRC | Existing | NE569 | Motor Optimization | Motor Optimization | NonEquip | 10 | Motors Pumps | 91.5% | Tech/Econ | 5.31% | 81366.1908 | MachineDrives | 10.9569 | 1.2489 | 0.061506
Tech | Primary Resources Industries | Motors Pumps | Motors Pumps | TRC | Existing | NE567 | Motor Improved Controls | Motor Improved Controls | NonEquip | 15 | Motors Pumps | 33.35% | Tech/Econ | 1.792% | 9526.0393 | MachineDrives | 1.2828 | 11.3076 | 0.063804
Tech | Primary Resources Industries | Motors Pumps | Motors Pumps | TRC | Turnover | ET575 | Pump Equipment Upgrade | Pump Equipment Upgrade | Equip | 15 | Motors Pumps | 72.19% | Tech/Econ | 6.784% | 86248.5065 | MachineDrives | 11.6143 | 0.20848 | 0.11124
Tech | Primary Resources Industries | Motors Pumps | Motors Pumps | TRC | Turnover | ET566 | Motor Equipment Upgrades | Motor Equipment Upgrades | Equip | 10 | Motors Pumps | 7.993% | Tech/Econ | 1.263% | 1590.201 | MachineDrives | 0.21414 | 0.0068036 | 0.17276
Tech | Primary Resources Industries | Motors Pumps | Motors Pumps | TRC | New | EN574 | Pump Equipment Upgrade | Pump Equipment Upgrade | Equip | 15 | Motors Pumps | 72.19% | Tech/Econ | 6.784% | 51.8944 | MachineDrives | 0.0069882 | 0 | 0.11124
Tech | Primary Resources Industries | Motors Pumps | Motors Pumps | TRC | New | EN565 | Motor Equipment Upgrades | Motor Equipment Upgrades | Equip | 10 | Motors Pumps | 7.993% | Tech/Econ | 1.263% | 0 | MachineDrives | 0 | 0 | 0.17276
Tech | Primary Resources Industries | Motors Pumps | Motors Pumps | TRC | Existing | EE573 | Pump Equipment Upgrade | Pump Equipment Upgrade | Equip | 15 | Motors Pumps | 72.19% | Tech/Econ | 6.784% | 0 | MachineDrives | 0 | 0 | 0.11124
Tech | Primary Resources Industries | Motors Pumps | Motors Pumps | TRC | Existing | EE564 | Motor Equipment Upgrades | Motor Equipment Upgrades | Equip | 10 | Motors Pumps | 7.993% | Tech/Econ | 1.263% | 0 | MachineDrives | 0 | 0.0021279 | 0.17276
Tech | Primary Resources Industries | Motors Fans Blowers | Motors Fans Blowers | TRC | New | NN563 | Plant Energy Management | Plant Energy Management | NonEquip | 10.5 | Motors Fans Blowers | 27.36% | Tech/Econ | 12% | 16.2308 | MachineDrives | 0.0021857 | 0.0017185 | 0.023178
Tech | Primary Resources Industries | Motors Fans Blowers | Motors Fans Blowers | TRC | New | NN561 | Fan System Optimization | Fan System Optimization | NonEquip | 10 | Motors Fans Blowers | 91.5% | Tech/Econ | 6.928% | 13.1077 | MachineDrives | 0.0017651 | 0.0035911 | 0.0032552
Tech | Primary Resources Industries | Motors Fans Blowers | Motors Fans Blowers | TRC | New | NN559 | Fan Improved Controls | Fan Improved Controls | NonEquip | 15 | Motors Fans Blowers | 33.06% | Tech/Econ | 15.88% | 27.391 | MachineDrives | 0.0036885 | 3.5366 | 0.024602
Tech | Primary Resources Industries | Motors Fans Blowers | Motors Fans Blowers | TRC | Existing | NE562 | Plant Energy Management | Plant Energy Management | NonEquip | 10.5 | Motors Fans Blowers | 27.36% | Tech/Econ | 12% | 26975.6583 | MachineDrives | 3.6326 | 6.6035 | 0.023178
Tech | Primary Resources Industries | Motors Fans Blowers | Motors Fans Blowers | TRC | Existing | NE560 | Fan System Optimization | Fan System Optimization | NonEquip | 10 | Motors Fans Blowers | 91.5% | Tech/Econ | 6.928% | 50368.1073 | MachineDrives | 6.7826 | 5.9684 | 0.0032552
Tech | Primary Resources Industries | Motors Fans Blowers | Motors Fans Blowers | TRC | Existing | NE558 | Fan Improved Controls | Fan Improved Controls | NonEquip | 15 | Motors Fans Blowers | 33.06% | Tech/Econ | 15.88% | 45523.9006 | MachineDrives | 6.1303 | 4.8633 | 0.024602
Tech | Primary Resources Industries | Motors Fans Blowers | Motors Fans Blowers | TRC | Turnover | ET557 | Fan Equipment Upgrades | Fan Equipment Upgrades | Equip | 15 | Motors Fans Blowers | 73.47% | Tech/Econ | 6.784% | 37094.8922 | MachineDrives | 4.9952 | 0 | 0.11124
Tech | Primary Resources Industries | Motors Fans Blowers | Motors Fans Blowers | TRC | New | EN556 | Fan Equipment Upgrades | Fan Equipment Upgrades | Equip | 15 | Motors Fans Blowers | 73.47% | Tech/Econ | 6.784% | 0 | MachineDrives | 0 | 0 | 0.11124
Tech | Primary Resources Industries | Motors Fans Blowers | Motors Fans Blowers | TRC | Existing | EE555 | Fan Equipment Upgrades | Fan Equipment Upgrades | Equip | 15 | Motors Fans Blowers | 73.47% | Tech/Econ | 6.784% | 0 | MachineDrives | 0 | 0.00087895 | 0.11124
Tech | Primary Resources Industries | Industrial Lighting | Industrial Lighting | TRC | New | NN554 | Lighting Controls | Lighting Controls | NonEquip | 10 | Industrial Lighting | 30% | Tech/Econ | 25.51% | 6.335 | Lighting | 0.00090424 | 2.4686 | 0.14699
Tech | Primary Resources Industries | Industrial Lighting | Industrial Lighting | TRC | Existing | NE553 | Lighting Controls | Lighting Controls | NonEquip | 10 | Industrial Lighting | 30% | Tech/Econ | 25.51% | 17792.258 | Lighting | 2.5396 | 6.1595 | 0.14699
Tech | Primary Resources Industries | Industrial Lighting | Industrial Lighting | TRC | Turnover | ET552 | Efficient Lighting - Other Interior Lighting | Efficient Lighting - Other Interior Lighting | Equip | 14.4667 | Industrial Lighting | 41.12% | Tech/Econ | 38.99% | 44394.6594 | Lighting | 6.3368 | 9.5474 | 0.39837
Tech | Primary Resources Industries | Industrial Lighting | Industrial Lighting | TRC | Turnover | ET549 | Efficient Lighting - High Bay | Efficient Lighting - High Bay | Equip | 13.6667 | Industrial Lighting | 41.12% | Tech/Econ | 48.41% | 68813.1852 | Lighting | 9.8222 | 0.0037061 | 0.21586
Tech | Primary Resources Industries | Industrial Lighting | Industrial Lighting | TRC | New | EN551 | Efficient Lighting - Other Interior Lighting | Efficient Lighting - Other Interior Lighting | Equip | 14.4667 | Industrial Lighting | 41.12% | Tech/Econ | 38.99% | 26.7116 | Lighting | 0.0038127 | 0.0057446 | 0.39837
Tech | Primary Resources Industries | Industrial Lighting | Industrial Lighting | TRC | New | EN548 | Efficient Lighting - High Bay | Efficient Lighting - High Bay | Equip | 13.6667 | Industrial Lighting | 41.12% | Tech/Econ | 48.41% | 41.4038 | Lighting | 0.0059099 | 0 | 0.21586
Tech | Primary Resources Industries | Industrial Lighting | Industrial Lighting | TRC | Existing | EE550 | Efficient Lighting - Other Interior Lighting | Efficient Lighting - Other Interior Lighting | Equip | 14.4667 | Industrial Lighting | 41.12% | Tech/Econ | 38.99% | 0 | Lighting | 0 | 0 | 0.39837
Tech | Primary Resources Industries | Industrial Lighting | Industrial Lighting | TRC | Existing | EE547 | Efficient Lighting - High Bay | Efficient Lighting - High Bay | Equip | 13.6667 | Industrial Lighting | 41.12% | Tech/Econ | 48.41% | 0 | Lighting | 0 | 5.4243e-05 | 0.21586
Tech | Primary Resources Industries | HVAC | HVAC | TRC | New | NN546 | HVAC Improved Controls | HVAC Improved Controls | NonEquip | 15 | HVAC | 9.958% | Tech/Econ | 1.66% | 0.39024 | HVAC | 5.5592e-05 | 0.00035232 | 0.031159
Tech | Primary Resources Industries | HVAC | HVAC | TRC | New | NN541 | Building Envelope Improvements | Building Envelope Improvements | NonEquip | 15 | HVAC | 9.958% | Tech/Econ | 10.67% | 2.5347 | HVAC | 0.00036108 | 0.090152 | 0.12994
Tech | Primary Resources Industries | HVAC | HVAC | TRC | Existing | NE545 | HVAC Improved Controls | HVAC Improved Controls | NonEquip | 15 | HVAC | 9.958% | Tech/Econ | 1.66% | 648.5859 | HVAC | 0.092393 | 0.58556 | 0.031159
Tech | Primary Resources Industries | HVAC | HVAC | TRC | Existing | NE540 | Building Envelope Improvements | Building Envelope Improvements | NonEquip | 15 | HVAC | 9.958% | Tech/Econ | 10.67% | 4212.7023 | HVAC | 0.60011 | 1.3583 | 0.12994
Tech | Primary Resources Industries | HVAC | HVAC | TRC | Turnover | ET544 | HVAC Equipment Upgrades | HVAC Equipment Upgrades | Equip | 18 | HVAC | 9.958% | Tech/Econ | 24.15% | 9771.8047 | HVAC | 1.392 | 0.00081724 | 0.23957
Tech | Primary Resources Industries | HVAC | HVAC | TRC | New | EN543 | HVAC Equipment Upgrades | HVAC Equipment Upgrades | Equip | 18 | HVAC | 9.958% | Tech/Econ | 24.15% | 5.8795 | HVAC | 0.00083756 | 0 | 0.23957
Tech | Primary Resources Industries | HVAC | HVAC | TRC | Existing | EE542 | HVAC Equipment Upgrades | HVAC Equipment Upgrades | Equip | 18 | HVAC | 9.958% | Tech/Econ | 24.15% | 0 | HVAC | 0 | 0 | 0.23957
Tech | Primary Resources Industries | Exterior Lighting | Exterior Lighting | TRC | New | NN539 | Lighting Controls - Exterior | Lighting Controls - Exterior | NonEquip | 10 | Exterior Lighting | 17% | Tech/Econ | 28% | 0.99095 | Exterior | 0 | 0 | 0.14699
Tech | Primary Resources Industries | Exterior Lighting | Exterior Lighting | TRC | Existing | NE538 | Lighting Controls - Exterior | Lighting Controls - Exterior | NonEquip | 10 | Exterior Lighting | 17% | Tech/Econ | 28% | 1646.9533 | Exterior | 0 | 0 | 0.14699
Tech | Primary Resources Industries | Exterior Lighting | Exterior Lighting | TRC | Turnover | ET537 | Efficient Lighting - Exterior | Efficient Lighting - Exterior | Equip | 13.6 | Exterior Lighting | 15.29% | Tech/Econ | 78.74% | 4735.3907 | Exterior | 0 | 0 | 0.1144
Tech | Primary Resources Industries | Exterior Lighting | Exterior Lighting | TRC | New | EN536 | Efficient Lighting - Exterior | Efficient Lighting - Exterior | Equip | 13.6 | Exterior Lighting | 15.29% | Tech/Econ | 78.74% | 2.8492 | Exterior | 0 | 0 | 0.1144
Tech | Primary Resources Industries | Exterior Lighting | Exterior Lighting | TRC | Existing | EE535 | Efficient Lighting - Exterior | Efficient Lighting - Exterior | Equip | 13.6 | Exterior Lighting | 15.29% | Tech/Econ | 78.74% | 0 | Exterior | 0 | 0.0011229 | 0.1144
Tech | Primary Resources Industries | Compressed Air | Compressed Air | TRC | New | NN534 | Plant Energy Management | Plant Energy Management | NonEquip | 10.5 | Compressed Air | 27.36% | Tech/Econ | 12% | 8.5651 | MachineDrives | 0.0011534 | 0.00091399 | 0.023178
Tech | Primary Resources Industries | Compressed Air | Compressed Air | TRC | New | NN532 | Compressed Air System Optimization | Compressed Air System Optimization | NonEquip | 10 | Compressed Air | 25.94% | Tech/Econ | 10.65% | 6.9714 | MachineDrives | 0.00093878 | 0 | 0.045746
Tech | Primary Resources Industries | Compressed Air | Compressed Air | TRC | New | NN527 | Compressed Air Controls | Compressed Air Controls | NonEquip | 12.5 | Compressed Air | 91.5% | Tech/Econ | 3.038% | 0 | MachineDrives | 0 | 1.8663 | 0.045537
Tech | Primary Resources Industries | Compressed Air | Compressed Air | TRC | Existing | NE533 | Plant Energy Management | Plant Energy Management | NonEquip | 10.5 | Compressed Air | 27.36% | Tech/Econ | 12% | 14235.2389 | MachineDrives | 1.9169 | 1.519 | 0.023178
Tech | Primary Resources Industries | Compressed Air | Compressed Air | TRC | Existing | NE531 | Compressed Air System Optimization | Compressed Air System Optimization | NonEquip | 10 | Compressed Air | 25.94% | Tech/Econ | 10.65% | 11586.5416 | MachineDrives | 1.5603 | 1.4003 | 0.045746
Tech | Primary Resources Industries | Compressed Air | Compressed Air | TRC | Existing | NE526 | Compressed Air Controls | Compressed Air Controls | NonEquip | 12.5 | Compressed Air | 91.5% | Tech/Econ | 3.038% | 10680.8425 | MachineDrives | 1.4383 | 3.0812 | 0.045537
Tech | Primary Resources Industries | Compressed Air | Compressed Air | TRC | Turnover | ET530 | Compressed Air Equipment | Compressed Air Equipment | Equip | 15 | Compressed Air | 91.5% | Tech/Econ | 6.3% | 23501.6886 | MachineDrives | 3.1648 | 0.0009461 | 0.12087
Tech | Primary Resources Industries | Compressed Air | Compressed Air | TRC | New | EN529 | Compressed Air Equipment | Compressed Air Equipment | Equip | 15 | Compressed Air | 91.5% | Tech/Econ | 6.3% | 7.2164 | MachineDrives | 0.00097177 | 0 | 0.12087
Tech | Primary Resources Industries | Compressed Air | Compressed Air | TRC | Existing | EE528 | Compressed Air Equipment | Compressed Air Equipment | Equip | 15 | Compressed Air | 91.5% | Tech/Econ | 6.3% | 0 | MachineDrives | 0 | 0.00011879 | 0.12087
Tech | Stone/Clay/Glass/Concrete | Process Specific | Process Specific | TRC | New | NN674 | Process Other Systems Optimization | Process Other Systems Optimization | NonEquip | 5.3333 | Process Specific | 27.36% | Tech/Econ | 12% | 0.88464 | ProcessHeating | 0.00012179 | 0.00012282 | 0.023178
Tech | Stone/Clay/Glass/Concrete | Process Specific | Process Specific | TRC | New | NN672 | Plant Energy Management | Plant Energy Management | NonEquip | 10.5 | Process Specific | 27.36% | Tech/Econ | 12% | 0.91468 | ProcessHeating | 0.00012593 | 0.20413 | 0.023178
Tech | Stone/Clay/Glass/Concrete | Process Specific | Process Specific | TRC | Existing | NE673 | Process Other Systems Optimization | Process Other Systems Optimization | NonEquip | 5.3333 | Process Specific | 27.36% | Tech/Econ | 12% | 1520.195 | ProcessHeating | 0.20929 | 0.19743 | 0.023178
Tech | Stone/Clay/Glass/Concrete | Process Specific | Process Specific | TRC | Existing | NE671 | Plant Energy Management | Plant Energy Management | NonEquip | 10.5 | Process Specific | 27.36% | Tech/Econ | 12% | 1470.278 | ProcessHeating | 0.20242 | 9.4684e-05 | 0.023178
Tech | Stone/Clay/Glass/Concrete | Process Heating | Process Heating | TRC | New | NN670 | Process Heat System Optimization | Process Heat System Optimization | NonEquip | 2 | Process Heating | 1.808% | Tech/Econ | 26.85% | 0.70514 | ProcessHeating | 9.7078e-05 | 0.00015531 | 0.32569
Tech | Stone/Clay/Glass/Concrete | Process Heating | Process Heating | TRC | New | NN668 | Process Heat Improved Controls | Process Heat Improved Controls | NonEquip | 15 | Process Heating | 36.23% | Tech/Econ | 2.283% | 1.1566 | ProcessHeating | 0.00015923 | 0.00063733 | 0.89743
Tech | Stone/Clay/Glass/Concrete | Process Heating | Process Heating | TRC | New | NN663 | Plant Energy Management | Plant Energy Management | NonEquip | 10.5 | Process Heating | 27.36% | Tech/Econ | 12% | 4.7463 | ProcessHeating | 0.00065344 | 0.15737 | 0.023178
Tech | Stone/Clay/Glass/Concrete | Process Heating | Process Heating | TRC | Existing | NE669 | Process Heat System Optimization | Process Heat System Optimization | NonEquip | 2 | Process Heating | 1.808% | Tech/Econ | 26.85% | 1171.9385 | ProcessHeating | 0.16134 | 0.25812 | 0.32569
Tech | Stone/Clay/Glass/Concrete | Process Heating | Process Heating | TRC | Existing | NE667 | Process Heat Improved Controls | Process Heat Improved Controls | NonEquip | 15 | Process Heating | 36.23% | Tech/Econ | 2.283% | 1922.2976 | ProcessHeating | 0.26465 | 1.0592 | 0.89743
Tech | Stone/Clay/Glass/Concrete | Process Heating | Process Heating | TRC | Existing | NE662 | Plant Energy Management | Plant Energy Management | NonEquip | 10.5 | Process Heating | 27.36% | Tech/Econ | 12% | 7888.4324 | ProcessHeating | 1.086 | 7.4806 | 0.023178
Tech | Stone/Clay/Glass/Concrete | Process Heating | Process Heating | TRC | Turnover | ET666 | Process Heat Equipment Upgrade | Process Heat Equipment Upgrade | Equip | 10 | Process Heating | 25% | Tech/Econ | 75% | 55709.95 | ProcessHeating | 7.6697 | 0.004501 | 0.232
Tech | Stone/Clay/Glass/Concrete | Process Heating | Process Heating | TRC | New | EN665 | Process Heat Equipment Upgrade | Process Heat Equipment Upgrade | Equip | 10 | Process Heating | 25% | Tech/Econ | 75% | 33.5198 | ProcessHeating | 0.0046147 | 0 | 0.232
Tech | Stone/Clay/Glass/Concrete | Process Heating | Process Heating | TRC | Existing | EE664 | Process Heat Equipment Upgrade | Process Heat Equipment Upgrade | Equip | 10 | Process Heating | 25% | Tech/Econ | 75% | 0 | ProcessHeating | 0 | 7.0899e-05 | 0.232
Tech | Stone/Clay/Glass/Concrete | Process Cooling | Process Cooling | TRC | New | NN658 | Process Refrig Controls | Process Refrig Controls | NonEquip | 15 | Process Cooling | 33.75% | Tech/Econ | 6% | 0.528 | ProcessHeating | 7.2692e-05 | 0.00012143 | 0.88
Tech | Stone/Clay/Glass/Concrete | Process Cooling | Process Cooling | TRC | New | NN656 | Plant Energy Management | Plant Energy Management | NonEquip | 10.5 | Process Cooling | 27.36% | Tech/Econ | 12% | 0.9043 | ProcessHeating | 0.0001245 | 0.11783 | 0.023178
Tech | Stone/Clay/Glass/Concrete | Process Cooling | Process Cooling | TRC | Existing | NE657 | Process Refrig Controls | Process Refrig Controls | NonEquip | 15 | Process Cooling | 33.75% | Tech/Econ | 6% | 877.5441 | ProcessHeating | 0.12081 | 0.20181 | 0.88
Tech | Stone/Clay/Glass/Concrete | Process Cooling | Process Cooling | TRC | Existing | NE655 | Plant Energy Management | Plant Energy Management | NonEquip | 10.5 | Process Cooling | 27.36% | Tech/Econ | 12% | 1502.9446 | ProcessHeating | 0.20691 | 0.12527 | 0.023178
Tech | Stone/Clay/Glass/Concrete | Process Cooling | Process Cooling | TRC | Turnover | ET661 | Process Refrig Equipment Upgrade | Process Refrig Equipment Upgrade | Equip | 10 | Process Cooling | 21% | Tech/Econ | 10.03% | 932.889 | ProcessHeating | 0.12843 | 7.5371e-05 | 0.25761
Tech | Stone/Clay/Glass/Concrete | Process Cooling | Process Cooling | TRC | New | EN660 | Process Refrig Equipment Upgrade | Process Refrig Equipment Upgrade | Equip | 10 | Process Cooling | 21% | Tech/Econ | 10.03% | 0.56131 | ProcessHeating | 7.7276e-05 | 0 | 0.25761
Tech | Stone/Clay/Glass/Concrete | Process Cooling | Process Cooling | TRC | Existing | EE659 | Process Refrig Equipment Upgrade | Process Refrig Equipment Upgrade | Equip | 10 | Process Cooling | 21% | Tech/Econ | 10.03% | 0 | ProcessHeating | 0 | 0.00010032 | 0.25761
Tech | Stone/Clay/Glass/Concrete | Other | Other | TRC | New | NN654 | Plant Energy Management | Plant Energy Management | NonEquip | 10.5 | Other | 27.36% | Tech/Econ | 12% | 0.68374 | Other | 9.8638e-05 | 0.16673 | 0.023178
Tech | Stone/Clay/Glass/Concrete | Other | Other | TRC | Existing | NE653 | Plant Energy Management | Plant Energy Management | NonEquip | 10.5 | Other | 27.36% | Tech/Econ | 12% | 1136.3727 | Other | 0.16394 | 0 | 0.023178
Tech | Stone/Clay/Glass/Concrete | Motors Pumps | Motors Pumps | TRC | New | NN652 | Pump System Optimization | Pump System Optimization | NonEquip | 10 | Motors Pumps | 77.48% | Tech/Econ | 2.389% | 0 | MachineDrives | 0 | 0 | 0.0090771
Tech | Stone/Clay/Glass/Concrete | Motors Pumps | Motors Pumps | TRC | New | NN650 | Pump Improved Controls | Pump Improved Controls | NonEquip | 15 | Motors Pumps | 33.99% | Tech/Econ | 1.792% | 0 | MachineDrives | 0 | 0.00093166 | 0.063804
Tech | Stone/Clay/Glass/Concrete | Motors Pumps | Motors Pumps | TRC | New | NN645 | Plant Energy Management | Plant Energy Management | NonEquip | 10.5 | Motors Pumps | 27.36% | Tech/Econ | 12% | 7.1062 | MachineDrives | 0.00095693 | 0.00074039 | 0.023178
Tech | Stone/Clay/Glass/Concrete | Motors Pumps | Motors Pumps | TRC | New | NN643 | Motor Optimization | Motor Optimization | NonEquip | 10 | Motors Pumps | 77.48% | Tech/Econ | 3.714% | 5.6474 | MachineDrives | 0.00076048 | 0 | 0.065314
Tech | Stone/Clay/Glass/Concrete | Motors Pumps | Motors Pumps | TRC | New | NN641 | Motor Improved Controls | Motor Improved Controls | NonEquip | 15 | Motors Pumps | 33.71% | Tech/Econ | 1.792% | 0 | MachineDrives | 0 | 0.79873 | 0.063804
Tech | Stone/Clay/Glass/Concrete | Motors Pumps | Motors Pumps | TRC | Existing | NE651 | Pump System Optimization | Pump System Optimization | NonEquip | 10 | Motors Pumps | 77.48% | Tech/Econ | 2.389% | 6092.3171 | MachineDrives | 0.8204 | 0.25646 | 0.0090771
Tech | Stone/Clay/Glass/Concrete | Motors Pumps | Motors Pumps | TRC | Existing | NE649 | Pump Improved Controls | Pump Improved Controls | NonEquip | 15 | Motors Pumps | 33.99% | Tech/Econ | 1.792% | 1956.1384 | MachineDrives | 0.26342 | 1.5484 | 0.063804
Tech | Stone/Clay/Glass/Concrete | Motors Pumps | Motors Pumps | TRC | Existing | NE644 | Plant Energy Management | Plant Energy Management | NonEquip | 10.5 | Motors Pumps | 27.36% | Tech/Econ | 12% | 11810.5318 | MachineDrives | 1.5904 | 1.3126 | 0.023178
Tech | Stone/Clay/Glass/Concrete | Motors Pumps | Motors Pumps | TRC | Existing | NE642 | Motor Optimization | Motor Optimization | NonEquip | 10 | Motors Pumps | 77.48% | Tech/Econ | 3.714% | 10011.9429 | MachineDrives | 1.3482 | 0.2559 | 0.065314
Tech | Stone/Clay/Glass/Concrete | Motors Pumps | Motors Pumps | TRC | Existing | NE640 | Motor Improved Controls | Motor Improved Controls | NonEquip | 15 | Motors Pumps | 33.71% | Tech/Econ | 1.792% | 1951.8976 | MachineDrives | 0.26284 | 1.146 | 0.063804
Tech | Stone/Clay/Glass/Concrete | Motors Pumps | Motors Pumps | TRC | Turnover | ET648 | Pump Equipment Upgrade | Pump Equipment Upgrade | Equip | 15 | Motors Pumps | 75.53% | Tech/Econ | 3.425% | 8741.4026 | MachineDrives | 1.1771 | 0.34922 | 0.1824
Tech | Stone/Clay/Glass/Concrete | Motors Pumps | Motors Pumps | TRC | Turnover | ET639 | Motor Equipment Upgrades | Motor Equipment Upgrades | Equip | 10 | Motors Pumps | 77.48% | Tech/Econ | 1.077% | 2663.7132 | MachineDrives | 0.3587 | 0 | 0.061216
Tech | Stone/Clay/Glass/Concrete | Motors Pumps | Motors Pumps | TRC | New | EN647 | Pump Equipment Upgrade | Pump Equipment Upgrade | Equip | 15 | Motors Pumps | 75.53% | Tech/Econ | 3.425% | 0 | MachineDrives | 0 | 0 | 0.1824
Tech | Stone/Clay/Glass/Concrete | Motors Pumps | Motors Pumps | TRC | New | EN638 | Motor Equipment Upgrades | Motor Equipment Upgrades | Equip | 10 | Motors Pumps | 77.48% | Tech/Econ | 1.077% | 0 | MachineDrives | 0 | 0 | 0.061216
Tech | Stone/Clay/Glass/Concrete | Motors Pumps | Motors Pumps | TRC | Existing | EE646 | Pump Equipment Upgrade | Pump Equipment Upgrade | Equip | 15 | Motors Pumps | 75.53% | Tech/Econ | 3.425% | 0 | MachineDrives | 0 | 0 | 0.1824
Tech | Stone/Clay/Glass/Concrete | Motors Pumps | Motors Pumps | TRC | Existing | EE637 | Motor Equipment Upgrades | Motor Equipment Upgrades | Equip | 10 | Motors Pumps | 77.48% | Tech/Econ | 1.077% | 0 | MachineDrives | 0 | 0.00041943 | 0.061216
Tech | Stone/Clay/Glass/Concrete | Motors Fans Blowers | Motors Fans Blowers | TRC | New | NN636 | Plant Energy Management | Plant Energy Management | NonEquip | 10.5 | Motors Fans Blowers | 27.36% | Tech/Econ | 12% | 3.1992 | MachineDrives | 0.00043081 | 0.00073733 | 0.023178
Tech | Stone/Clay/Glass/Concrete | Motors Fans Blowers | Motors Fans Blowers | TRC | New | NN634 | Fan Improved Controls | Fan Improved Controls | NonEquip | 15 | Motors Fans Blowers | 34.37% | Tech/Econ | 15.88% | 5.624 | MachineDrives | 0.00075733 | 0.6971 | 0.024602
Tech | Stone/Clay/Glass/Concrete | Motors Fans Blowers | Motors Fans Blowers | TRC | Existing | NE635 | Plant Energy Management | Plant Energy Management | NonEquip | 10.5 | Motors Fans Blowers | 27.36% | Tech/Econ | 12% | 5317.1444 | MachineDrives | 0.71601 | 1.2254 | 0.023178
Tech | Stone/Clay/Glass/Concrete | Motors Fans Blowers | Motors Fans Blowers | TRC | Existing | NE633 | Fan Improved Controls | Fan Improved Controls | NonEquip | 15 | Motors Fans Blowers | 34.37% | Tech/Econ | 15.88% | 9347.0285 | MachineDrives | 1.2587 | 0.53712 | 0.024602
Tech | Stone/Clay/Glass/Concrete | Motors Fans Blowers | Motors Fans Blowers | TRC | Turnover | ET632 | Fan Equipment Upgrades | Fan Equipment Upgrades | Equip | 15 | Motors Fans Blowers | 76.37% | Tech/Econ | 3.425% | 4096.8616 | MachineDrives | 0.55169 | 0.00016196 | 0.1824
Tech | Stone/Clay/Glass/Concrete | Motors Fans Blowers | Motors Fans Blowers | TRC | New | EN631 | Fan Equipment Upgrades | Fan Equipment Upgrades | Equip | 15 | Motors Fans Blowers | 76.37% | Tech/Econ | 3.425% | 1.2353 | MachineDrives | 0.00016635 | 0 | 0.1824
Tech | Stone/Clay/Glass/Concrete | Motors Fans Blowers | Motors Fans Blowers | TRC | Existing | EE630 | Fan Equipment Upgrades | Fan Equipment Upgrades | Equip | 15 | Motors Fans Blowers | 76.37% | Tech/Econ | 3.425% | 0 | MachineDrives | 0 | 0.0001719 | 0.1824
Tech | Stone/Clay/Glass/Concrete | Industrial Lighting | Industrial Lighting | TRC | New | NN629 | Lighting Controls | Lighting Controls | NonEquip | 10 | Industrial Lighting | 30% | Tech/Econ | 17.43% | 1.2389 | Lighting | 0.00017684 | 0.28569 | 0.14989
Tech | Stone/Clay/Glass/Concrete | Industrial Lighting | Industrial Lighting | TRC | Existing | NE628 | Lighting Controls | Lighting Controls | NonEquip | 10 | Industrial Lighting | 30% | Tech/Econ | 17.43% | 2059.1107 | Lighting | 0.29391 | 1.0591 | 0.14989
Tech | Stone/Clay/Glass/Concrete | Industrial Lighting | Industrial Lighting | TRC | Turnover | ET627 | Efficient Lighting - Other Interior Lighting | Efficient Lighting - Other Interior Lighting | Equip | 14.4667 | Industrial Lighting | 41.63% | Tech/Econ | 38.99% | 7633.6296 | Lighting | 1.0896 | 0.69932 | 0.39837
Tech | Stone/Clay/Glass/Concrete | Industrial Lighting | Industrial Lighting | TRC | Turnover | ET624 | Efficient Lighting - High Bay | Efficient Lighting - High Bay | Equip | 13.6667 | Industrial Lighting | 20% | Tech/Econ | 48.41% | 5040.3663 | Lighting | 0.71945 | 0.00063726 | 0.21586
Tech | Stone/Clay/Glass/Concrete | Industrial Lighting | Industrial Lighting | TRC | New | EN626 | Efficient Lighting - Other Interior Lighting | Efficient Lighting - Other Interior Lighting | Equip | 14.4667 | Industrial Lighting | 41.63% | Tech/Econ | 38.99% | 4.593 | Lighting | 0.0006556 | 0.00042077 | 0.39837
Tech | Stone/Clay/Glass/Concrete | Industrial Lighting | Industrial Lighting | TRC | New | EN623 | Efficient Lighting - High Bay | Efficient Lighting - High Bay | Equip | 13.6667 | Industrial Lighting | 20% | Tech/Econ | 48.41% | 3.0327 | Lighting | 0.00043288 | 0 | 0.21586
Tech | Stone/Clay/Glass/Concrete | Industrial Lighting | Industrial Lighting | TRC | Existing | EE625 | Efficient Lighting - Other Interior Lighting | Efficient Lighting - Other Interior Lighting | Equip | 14.4667 | Industrial Lighting | 41.63% | Tech/Econ | 38.99% | 0 | Lighting | 0 | 0 | 0.39837
Tech | Stone/Clay/Glass/Concrete | Industrial Lighting | Industrial Lighting | TRC | Existing | EE622 | Efficient Lighting - High Bay | Efficient Lighting - High Bay | Equip | 13.6667 | Industrial Lighting | 20% | Tech/Econ | 48.41% | 0 | Lighting | 0 | 8.5112e-06 | 0.21586
Tech | Stone/Clay/Glass/Concrete | HVAC | HVAC | TRC | New | NN621 | HVAC Improved Controls | HVAC Improved Controls | NonEquip | 15 | HVAC | 1.319% | Tech/Econ | 10.25% | 0.061233 | HVAC | 8.7228e-06 | 4.5591e-05 | 0.040722
Tech | Stone/Clay/Glass/Concrete | HVAC | HVAC | TRC | New | NN616 | Building Envelope Improvements | Building Envelope Improvements | NonEquip | 15 | HVAC | 1.319% | Tech/Econ | 54.44% | 0.328 | HVAC | 4.6725e-05 | 0.014146 | 0.15485
Tech | Stone/Clay/Glass/Concrete | HVAC | HVAC | TRC | Existing | NE620 | HVAC Improved Controls | HVAC Improved Controls | NonEquip | 15 | HVAC | 1.319% | Tech/Econ | 10.25% | 101.7686 | HVAC | 0.014497 | 0.075772 | 0.040722
Tech | Stone/Clay/Glass/Concrete | HVAC | HVAC | TRC | Existing | NE615 | Building Envelope Improvements | Building Envelope Improvements | NonEquip | 15 | HVAC | 1.319% | Tech/Econ | 54.44% | 545.133 | HVAC | 0.077656 | 0.017215 | 0.15485
Tech | Stone/Clay/Glass/Concrete | HVAC | HVAC | TRC | Turnover | ET619 | HVAC Equipment Upgrades | HVAC Equipment Upgrades | Equip | 18 | HVAC | 1.319% | Tech/Econ | 12.46% | 123.8487 | HVAC | 0.017643 | 1.0358e-05 | 0.1245
Tech | Stone/Clay/Glass/Concrete | HVAC | HVAC | TRC | New | EN618 | HVAC Equipment Upgrades | HVAC Equipment Upgrades | Equip | 18 | HVAC | 1.319% | Tech/Econ | 12.46% | 0.074518 | HVAC | 1.0615e-05 | 0 | 0.1245
Tech | Stone/Clay/Glass/Concrete | HVAC | HVAC | TRC | Existing | EE617 | HVAC Equipment Upgrades | HVAC Equipment Upgrades | Equip | 18 | HVAC | 1.319% | Tech/Econ | 12.46% | 0 | HVAC | 0 | 0 | 0.1245
Tech | Stone/Clay/Glass/Concrete | Exterior Lighting | Exterior Lighting | TRC | New | NN614 | Lighting Controls - Exterior | Lighting Controls - Exterior | NonEquip | 10 | Exterior Lighting | 17% | Tech/Econ | 28% | 0.14925 | Exterior | 0 | 0 | 0.14989
Tech | Stone/Clay/Glass/Concrete | Exterior Lighting | Exterior Lighting | TRC | Existing | NE613 | Lighting Controls - Exterior | Lighting Controls - Exterior | NonEquip | 10 | Exterior Lighting | 17% | Tech/Econ | 28% | 248.0461 | Exterior | 0 | 0 | 0.14989
Tech | Stone/Clay/Glass/Concrete | Exterior Lighting | Exterior Lighting | TRC | Turnover | ET612 | Efficient Lighting - Exterior | Efficient Lighting - Exterior | Equip | 13.6 | Exterior Lighting | 15.29% | Tech/Econ | 78.74% | 713.1928 | Exterior | 0 | 0 | 0.1144
Tech | Stone/Clay/Glass/Concrete | Exterior Lighting | Exterior Lighting | TRC | New | EN611 | Efficient Lighting - Exterior | Efficient Lighting - Exterior | Equip | 13.6 | Exterior Lighting | 15.29% | Tech/Econ | 78.74% | 0.42912 | Exterior | 0 | 0 | 0.1144
Tech | Stone/Clay/Glass/Concrete | Exterior Lighting | Exterior Lighting | TRC | Existing | EE610 | Efficient Lighting - Exterior | Efficient Lighting - Exterior | Equip | 13.6 | Exterior Lighting | 15.29% | Tech/Econ | 78.74% | 0 | Exterior | 0 | 0.00022182 | 0.1144
Tech | Stone/Clay/Glass/Concrete | Compressed Air | Compressed Air | TRC | New | NN609 | Plant Energy Management | Plant Energy Management | NonEquip | 10.5 | Compressed Air | 27.36% | Tech/Econ | 12% | 1.692 | MachineDrives | 0.00022784 | 0.00018317 | 0.023178
Tech | Stone/Clay/Glass/Concrete | Compressed Air | Compressed Air | TRC | New | NN607 | Compressed Air System Optimization | Compressed Air System Optimization | NonEquip | 10 | Compressed Air | 25.94% | Tech/Econ | 10.81% | 1.3971 | MachineDrives | 0.00018814 | 0 | 0.061575
Tech | Stone/Clay/Glass/Concrete | Compressed Air | Compressed Air | TRC | New | NN602 | Compressed Air Controls | Compressed Air Controls | NonEquip | 12.5 | Compressed Air | 77.48% | Tech/Econ | 1.027% | 0 | MachineDrives | 0 | 0.36867 | 0.05342
Tech | Stone/Clay/Glass/Concrete | Compressed Air | Compressed Air | TRC | Existing | NE608 | Plant Energy Management | Plant Energy Management | NonEquip | 10.5 | Compressed Air | 27.36% | Tech/Econ | 12% | 2812.0314 | MachineDrives | 0.37867 | 0.30442 | 0.023178
Tech | Stone/Clay/Glass/Concrete | Compressed Air | Compressed Air | TRC | Existing | NE606 | Compressed Air System Optimization | Compressed Air System Optimization | NonEquip | 10 | Compressed Air | 25.94% | Tech/Econ | 10.81% | 2321.9832 | MachineDrives | 0.31268 | 0.082667 | 0.061575
Tech | Stone/Clay/Glass/Concrete | Compressed Air | Compressed Air | TRC | Existing | NE601 | Compressed Air Controls | Compressed Air Controls | NonEquip | 12.5 | Compressed Air | 77.48% | Tech/Econ | 1.027% | 630.5438 | MachineDrives | 0.08491 | 0.16133 | 0.05342
Tech | Stone/Clay/Glass/Concrete | Compressed Air | Compressed Air | TRC | Turnover | ET605 | Compressed Air Equipment | Compressed Air Equipment | Equip | 15 | Compressed Air | 77.48% | Tech/Econ | 1.973% | 1230.5213 | MachineDrives | 0.1657 | 5.8497e-05 | 0.22138
Tech | Stone/Clay/Glass/Concrete | Compressed Air | Compressed Air | TRC | New | EN604 | Compressed Air Equipment | Compressed Air Equipment | Equip | 15 | Compressed Air | 77.48% | Tech/Econ | 1.973% | 0.44619 | MachineDrives | 6.0084e-05 | 0 | 0.22138
Tech | Stone/Clay/Glass/Concrete | Compressed Air | Compressed Air | TRC | Existing | EE603 | Compressed Air Equipment | Compressed Air Equipment | Equip | 15 | Compressed Air | 77.48% | Tech/Econ | 1.973% | 0 | MachineDrives | 0 | 6.3664e-05 | 0.22138
Tech | Textiles and Leather | Process Specific | Process Specific | TRC | New | NN732 | Process Other Systems Optimization | Process Other Systems Optimization | NonEquip | 5.3333 | Process Specific | 4.344% | Tech/Econ | 42.04% | 0.47412 | ProcessHeating | 6.5273e-05 | 0.10581 | 0.05463
Tech | Textiles and Leather | Process Specific | Process Specific | TRC | Existing | NE731 | Process Other Systems Optimization | Process Other Systems Optimization | NonEquip | 5.3333 | Process Specific | 4.344% | Tech/Econ | 42.04% | 787.9892 | ProcessHeating | 0.10848 | 0.0007432 | 0.05463
Tech | Textiles and Leather | Process Heating | Process Heating | TRC | New | NN730 | Process Heat System Optimization | Process Heat System Optimization | NonEquip | 2 | Process Heating | 24.47% | Tech/Econ | 8.837% | 5.5348 | ProcessHeating | 0.00076199 | 1.2352 | 1.0583
Tech | Textiles and Leather | Process Heating | Process Heating | TRC | Existing | NE729 | Process Heat System Optimization | Process Heat System Optimization | NonEquip | 2 | Process Heating | 24.47% | Tech/Econ | 8.837% | 9198.8607 | ProcessHeating | 1.2664 | 4.0591 | 1.0583
Tech | Textiles and Leather | Process Heating | Process Heating | TRC | Turnover | ET728 | Process Heat Equipment Upgrade | Process Heat Equipment Upgrade | Equip | 10 | Process Heating | 24.47% | Tech/Econ | 27.11% | 30229.0351 | ProcessHeating | 4.1617 | 0.0024423 | 0.037357
Tech | Textiles and Leather | Process Heating | Process Heating | TRC | New | EN727 | Process Heat Equipment Upgrade | Process Heat Equipment Upgrade | Equip | 10 | Process Heating | 24.47% | Tech/Econ | 27.11% | 18.1883 | ProcessHeating | 0.002504 | 0 | 0.037357
Tech | Textiles and Leather | Process Heating | Process Heating | TRC | Existing | EE726 | Process Heat Equipment Upgrade | Process Heat Equipment Upgrade | Equip | 10 | Process Heating | 24.47% | Tech/Econ | 27.11% | 0 | ProcessHeating | 0 | 0.0004701 | 0.037357
Tech | Textiles and Leather | Process Cooling | Process Cooling | TRC | New | NN722 | Process Refrig Controls | Process Refrig Controls | NonEquip | 15 | Process Cooling | 33.75% | Tech/Econ | 6% | 3.501 | ProcessHeating | 0.00048199 | 0.78131 | 0.88
Tech | Textiles and Leather | Process Cooling | Process Cooling | TRC | Existing | NE721 | Process Refrig Controls | Process Refrig Controls | NonEquip | 15 | Process Cooling | 33.75% | Tech/Econ | 6% | 5818.6372 | ProcessHeating | 0.80106 | 1.2112 | 0.88
Tech | Textiles and Leather | Process Cooling | Process Cooling | TRC | Turnover | ET725 | Process Refrig Equipment Upgrade | Process Refrig Equipment Upgrade | Equip | 10 | Process Cooling | 21% | Tech/Econ | 14.49% | 9020.3759 | ProcessHeating | 1.2419 | 0.00072878 | 0.16463
Tech | Textiles and Leather | Process Cooling | Process Cooling | TRC | New | EN724 | Process Refrig Equipment Upgrade | Process Refrig Equipment Upgrade | Equip | 10 | Process Cooling | 21% | Tech/Econ | 14.49% | 5.4274 | ProcessHeating | 0.00074721 | 0 | 0.16463
Tech | Textiles and Leather | Process Cooling | Process Cooling | TRC | Existing | EE723 | Process Refrig Equipment Upgrade | Process Refrig Equipment Upgrade | Equip | 10 | Process Cooling | 21% | Tech/Econ | 14.49% | 0 | ProcessHeating | 0 | 0 | 0.16463
Tech | Textiles and Leather | Motors Pumps | Motors Pumps | TRC | New | NN720 | Pump Improved Controls | Pump Improved Controls | NonEquip | 15 | Motors Pumps | 33.99% | Tech/Econ | 1.792% | 0 | MachineDrives | 0 | 0.03113 | 0.063804
Tech | Textiles and Leather | Motors Pumps | Motors Pumps | TRC | New | NN715 | Motor Optimization | Motor Optimization | NonEquip | 10 | Motors Pumps | 72.03% | Tech/Econ | 27.02% | 237.4471 | MachineDrives | 0.031975 | 0 | 0.30625
Tech | Textiles and Leather | Motors Pumps | Motors Pumps | TRC | New | NN713 | Motor Improved Controls | Motor Improved Controls | NonEquip | 15 | Motors Pumps | 33.71% | Tech/Econ | 1.792% | 0 | MachineDrives | 0 | 1.2481 | 0.063804
Tech | Textiles and Leather | Motors Pumps | Motors Pumps | TRC | Existing | NE719 | Pump Improved Controls | Pump Improved Controls | NonEquip | 15 | Motors Pumps | 33.99% | Tech/Econ | 1.792% | 9520.0159 | MachineDrives | 1.282 | 51.7387 | 0.063804
Tech | Textiles and Leather | Motors Pumps | Motors Pumps | TRC | Existing | NE714 | Motor Optimization | Motor Optimization | NonEquip | 10 | Motors Pumps | 72.03% | Tech/Econ | 27.02% | 394637.0915 | MachineDrives | 53.1423 | 1.2303 | 0.30625
Tech | Textiles and Leather | Motors Pumps | Motors Pumps | TRC | Existing | NE712 | Motor Improved Controls | Motor Improved Controls | NonEquip | 15 | Motors Pumps | 33.71% | Tech/Econ | 1.792% | 9384.4516 | MachineDrives | 1.2637 | 7.845 | 0.063804
Tech | Textiles and Leather | Motors Pumps | Motors Pumps | TRC | Turnover | ET718 | Pump Equipment Upgrade | Pump Equipment Upgrade | Equip | 15 | Motors Pumps | 75.53% | Tech/Econ | 4.851% | 59838.063 | MachineDrives | 8.0579 | 1.4087 | 0.12788
Tech | Textiles and Leather | Motors Pumps | Motors Pumps | TRC | Turnover | ET711 | Motor Equipment Upgrades | Motor Equipment Upgrades | Equip | 10 | Motors Pumps | 21% | Tech/Econ | 3.252% | 10745.2028 | MachineDrives | 1.447 | 0.0017478 | 0.14068
Tech | Textiles and Leather | Motors Pumps | Motors Pumps | TRC | New | EN717 | Pump Equipment Upgrade | Pump Equipment Upgrade | Equip | 15 | Motors Pumps | 75.53% | Tech/Econ | 4.851% | 13.3316 | MachineDrives | 0.0017952 | 0 | 0.12788
Tech | Textiles and Leather | Motors Pumps | Motors Pumps | TRC | New | EN710 | Motor Equipment Upgrades | Motor Equipment Upgrades | Equip | 10 | Motors Pumps | 21% | Tech/Econ | 3.252% | 0 | MachineDrives | 0 | 0 | 0.14068
Tech | Textiles and Leather | Motors Pumps | Motors Pumps | TRC | Existing | EE716 | Pump Equipment Upgrade | Pump Equipment Upgrade | Equip | 15 | Motors Pumps | 75.53% | Tech/Econ | 4.851% | 0 | MachineDrives | 0 | 0 | 0.12788
Tech | Textiles and Leather | Motors Pumps | Motors Pumps | TRC | Existing | EE709 | Motor Equipment Upgrades | Motor Equipment Upgrades | Equip | 10 | Motors Pumps | 21% | Tech/Econ | 3.252% | 0 | MachineDrives | 0 | 0.0041569 | 0.14068
Tech | Textiles and Leather | Motors Fans Blowers | Motors Fans Blowers | TRC | New | NN708 | Fan Improved Controls | Fan Improved Controls | NonEquip | 15 | Motors Fans Blowers | 34.37% | Tech/Econ | 15.88% | 31.7066 | MachineDrives | 0.0042696 | 6.9087 | 0.024602
Tech | Textiles and Leather | Motors Fans Blowers | Motors Fans Blowers | TRC | Existing | NE707 | Fan Improved Controls | Fan Improved Controls | NonEquip | 15 | Motors Fans Blowers | 34.37% | Tech/Econ | 15.88% | 52696.3461 | MachineDrives | 7.0961 | 4.4338 | 0.024602
Tech | Textiles and Leather | Motors Fans Blowers | Motors Fans Blowers | TRC | Turnover | ET706 | Fan Equipment Upgrades | Fan Equipment Upgrades | Equip | 15 | Motors Fans Blowers | 76.37% | Tech/Econ | 4.851% | 33818.959 | MachineDrives | 4.5541 | 0.0022928 | 0.12788
Tech | Textiles and Leather | Motors Fans Blowers | Motors Fans Blowers | TRC | New | EN705 | Fan Equipment Upgrades | Fan Equipment Upgrades | Equip | 15 | Motors Fans Blowers | 76.37% | Tech/Econ | 4.851% | 17.4884 | MachineDrives | 0.002355 | 0 | 0.12788
Tech | Textiles and Leather | Motors Fans Blowers | Motors Fans Blowers | TRC | Existing | EE704 | Fan Equipment Upgrades | Fan Equipment Upgrades | Equip | 15 | Motors Fans Blowers | 76.37% | Tech/Econ | 4.851% | 0 | MachineDrives | 0 | 0.00020881 | 0.12788
Tech | Textiles and Leather | Industrial Lighting | Industrial Lighting | TRC | New | NN703 | Lighting Controls | Lighting Controls | NonEquip | 10 | Industrial Lighting | 30% | Tech/Econ | 16.46% | 1.505 | Lighting | 0.00021482 | 3.4599 | 0.1284
Tech | Textiles and Leather | Industrial Lighting | Industrial Lighting | TRC | Existing | NE702 | Lighting Controls | Lighting Controls | NonEquip | 10 | Industrial Lighting | 30% | Tech/Econ | 16.46% | 24937.4626 | Lighting | 3.5595 | 30.053 | 0.1284
Tech | Textiles and Leather | Industrial Lighting | Industrial Lighting | TRC | Turnover | ET701 | Efficient Lighting - Other Interior Lighting | Efficient Lighting - Other Interior Lighting | Equip | 14.4667 | Industrial Lighting | 76.99% | Tech/Econ | 38.99% | 216607.1342 | Lighting | 30.9179 | 10.7309 | 0.39837
Tech | Textiles and Leather | Industrial Lighting | Industrial Lighting | TRC | Turnover | ET698 | Efficient Lighting - High Bay | Efficient Lighting - High Bay | Equip | 13.6667 | Industrial Lighting | 20% | Tech/Econ | 48.41% | 77343.1889 | Lighting | 11.0398 | 0.018082 | 0.21586
Tech | Textiles and Leather | Industrial Lighting | Industrial Lighting | TRC | New | EN700 | Efficient Lighting - Other Interior Lighting | Efficient Lighting - Other Interior Lighting | Equip | 14.4667 | Industrial Lighting | 76.99% | Tech/Econ | 38.99% | 130.3292 | Lighting | 0.018603 | 0.0064566 | 0.39837
Tech | Textiles and Leather | Industrial Lighting | Industrial Lighting | TRC | New | EN697 | Efficient Lighting - High Bay | Efficient Lighting - High Bay | Equip | 13.6667 | Industrial Lighting | 20% | Tech/Econ | 48.41% | 46.5362 | Lighting | 0.0066425 | 0 | 0.21586
Tech | Textiles and Leather | Industrial Lighting | Industrial Lighting | TRC | Existing | EE699 | Efficient Lighting - Other Interior Lighting | Efficient Lighting - Other Interior Lighting | Equip | 14.4667 | Industrial Lighting | 76.99% | Tech/Econ | 38.99% | 0 | Lighting | 0 | 0 | 0.39837
Tech | Textiles and Leather | Industrial Lighting | Industrial Lighting | TRC | Existing | EE696 | Efficient Lighting - High Bay | Efficient Lighting - High Bay | Equip | 13.6667 | Industrial Lighting | 20% | Tech/Econ | 48.41% | 0 | Lighting | 0 | 0.001893 | 0.21586
Tech | Textiles and Leather | HVAC | HVAC | TRC | New | NN695 | HVAC Recommissioning | HVAC Recommissioning | NonEquip | 10 | HVAC | 19.11% | Tech/Econ | 9.207% | 13.6189 | HVAC | 0.0019401 | 0.0027879 | 0.059357
Tech | Textiles and Leather | HVAC | HVAC | TRC | New | NN693 | HVAC Improved Controls | HVAC Improved Controls | NonEquip | 15 | HVAC | 19.11% | Tech/Econ | 13.22% | 20.057 | HVAC | 0.0028572 | 0.0014241 | 0.0032746
Tech | Textiles and Leather | HVAC | HVAC | TRC | New | NN688 | Building Envelope Improvements | Building Envelope Improvements | NonEquip | 15 | HVAC | 19.11% | Tech/Econ | 7.051% | 10.2458 | HVAC | 0.0014596 | 3.1462 | 0.28165
Tech | Textiles and Leather | HVAC | HVAC | TRC | Existing | NE694 | HVAC Recommissioning | HVAC Recommissioning | NonEquip | 10 | HVAC | 19.11% | Tech/Econ | 9.207% | 22634.6657 | HVAC | 3.2244 | 4.6334 | 0.059357
Tech | Textiles and Leather | HVAC | HVAC | TRC | Existing | NE692 | HVAC Improved Controls | HVAC Improved Controls | NonEquip | 15 | HVAC | 19.11% | Tech/Econ | 13.22% | 33334.7412 | HVAC | 4.7487 | 2.3669 | 0.0032746
Tech | Textiles and Leather | HVAC | HVAC | TRC | Existing | NE687 | Building Envelope Improvements | Building Envelope Improvements | NonEquip | 15 | HVAC | 19.11% | Tech/Econ | 7.051% | 17028.5236 | HVAC | 2.4258 | 5.4548 | 0.28165
Tech | Textiles and Leather | HVAC | HVAC | TRC | Turnover | ET691 | HVAC Equipment Upgrades | HVAC Equipment Upgrades | Equip | 18 | HVAC | 19.11% | Tech/Econ | 15.11% | 39243.8796 | HVAC | 5.5904 | 0.0032821 | 0.12765
Tech | Textiles and Leather | HVAC | HVAC | TRC | New | EN690 | HVAC Equipment Upgrades | HVAC Equipment Upgrades | Equip | 18 | HVAC | 19.11% | Tech/Econ | 15.11% | 23.6124 | HVAC | 0.0033637 | 0 | 0.12765
Tech | Textiles and Leather | HVAC | HVAC | TRC | Existing | EE689 | HVAC Equipment Upgrades | HVAC Equipment Upgrades | Equip | 18 | HVAC | 19.11% | Tech/Econ | 15.11% | 0 | HVAC | 0 | 0 | 0.12765
Tech | Textiles and Leather | Exterior Lighting | Exterior Lighting | TRC | New | NN686 | Lighting Controls - Exterior | Lighting Controls - Exterior | NonEquip | 10 | Exterior Lighting | 17% | Tech/Econ | 28% | 2.2901 | Exterior | 0 | 0 | 0.1284
Tech | Textiles and Leather | Exterior Lighting | Exterior Lighting | TRC | Existing | NE685 | Lighting Controls - Exterior | Lighting Controls - Exterior | NonEquip | 10 | Exterior Lighting | 17% | Tech/Econ | 28% | 3806.2067 | Exterior | 0 | 0 | 0.1284
Tech | Textiles and Leather | Exterior Lighting | Exterior Lighting | TRC | Turnover | ET684 | Efficient Lighting - Exterior | Efficient Lighting - Exterior | Equip | 13.6 | Exterior Lighting | 15.29% | Tech/Econ | 78.74% | 10943.7687 | Exterior | 0 | 0 | 0.1144
Tech | Textiles and Leather | Exterior Lighting | Exterior Lighting | TRC | New | EN683 | Efficient Lighting - Exterior | Efficient Lighting - Exterior | Equip | 13.6 | Exterior Lighting | 15.29% | Tech/Econ | 78.74% | 6.5847 | Exterior | 0 | 0 | 0.1144
Tech | Textiles and Leather | Exterior Lighting | Exterior Lighting | TRC | Existing | EE682 | Efficient Lighting - Exterior | Efficient Lighting - Exterior | Equip | 13.6 | Exterior Lighting | 15.29% | Tech/Econ | 78.74% | 0 | Exterior | 0 | 0.0010652 | 0.1144
Tech | Textiles and Leather | Compressed Air | Compressed Air | TRC | New | NN681 | Compressed Air System Optimization | Compressed Air System Optimization | NonEquip | 10 | Compressed Air | 25.94% | Tech/Econ | 10.78% | 8.1251 | MachineDrives | 0.0010941 | 1.3963e-05 | 0.049977
Tech | Textiles and Leather | Compressed Air | Compressed Air | TRC | New | NN676 | Compressed Air Controls | Compressed Air Controls | NonEquip | 12.5 | Compressed Air | 72.03% | Tech/Econ | 1.918% | 0.1065 | MachineDrives | 1.4342e-05 | 1.7704 | 0.054893
Tech | Textiles and Leather | Compressed Air | Compressed Air | TRC | Existing | NE680 | Compressed Air System Optimization | Compressed Air System Optimization | NonEquip | 10 | Compressed Air | 25.94% | Tech/Econ | 10.78% | 13503.955 | MachineDrives | 1.8185 | 0.82534 | 0.049977
Tech | Textiles and Leather | Compressed Air | Compressed Air | TRC | Existing | NE675 | Compressed Air Controls | Compressed Air Controls | NonEquip | 12.5 | Compressed Air | 72.03% | Tech/Econ | 1.918% | 6295.2895 | MachineDrives | 0.84773 | 1.7835 | 0.054893
Tech | Textiles and Leather | Compressed Air | Compressed Air | TRC | Turnover | ET679 | Compressed Air Equipment | Compressed Air Equipment | Equip | 15 | Compressed Air | 72.03% | Tech/Econ | 4.024% | 13603.5408 | MachineDrives | 1.8319 | 0.0010731 | 0.12591
Tech | Textiles and Leather | Compressed Air | Compressed Air | TRC | New | EN678 | Compressed Air Equipment | Compressed Air Equipment | Equip | 15 | Compressed Air | 72.03% | Tech/Econ | 4.024% | 8.185 | MachineDrives | 0.0011022 | 0 | 0.12591
Tech | Textiles and Leather | Compressed Air | Compressed Air | TRC | Existing | EE677 | Compressed Air Equipment | Compressed Air Equipment | Equip | 15 | Compressed Air | 72.03% | Tech/Econ | 4.024% | 0 | MachineDrives | 0 | 9.5728e-05 | 0.12591
Tech | Transportation Equipment | Process Specific | Process Specific | TRC | New | NN807 | Process Other Systems Optimization | Process Other Systems Optimization | NonEquip | 5.3333 | Process Specific | 1.136% | Tech/Econ | 12% | 0.71291 | ProcessHeating | 9.8148e-05 | 0.0023841 | 0.023178
Tech | Transportation Equipment | Process Specific | Process Specific | TRC | New | NN805 | Plant Energy Management | Plant Energy Management | NonEquip | 10.5 | Process Specific | 27.36% | Tech/Econ | 12% | 17.7553 | ProcessHeating | 0.0024444 | 0.1591 | 0.023178
Tech | Transportation Equipment | Process Specific | Process Specific | TRC | Existing | NE806 | Process Other Systems Optimization | Process Other Systems Optimization | NonEquip | 5.3333 | Process Specific | 1.136% | Tech/Econ | 12% | 1184.8615 | ProcessHeating | 0.16312 | 3.9624 | 0.023178
Tech | Transportation Equipment | Process Specific | Process Specific | TRC | Existing | NE804 | Plant Energy Management | Plant Energy Management | NonEquip | 10.5 | Process Specific | 27.36% | Tech/Econ | 12% | 29509.3415 | ProcessHeating | 4.0626 | 0.0013213 | 0.023178
Tech | Transportation Equipment | Process Heating | Process Heating | TRC | New | NN803 | Process Heat System Optimization | Process Heat System Optimization | NonEquip | 2 | Process Heating | 8.411% | Tech/Econ | 11.19% | 9.8397 | ProcessHeating | 0.0013547 | 0.0002671 | 0.092715
Tech | Transportation Equipment | Process Heating | Process Heating | TRC | New | NN801 | Process Heat Improved Controls | Process Heat Improved Controls | NonEquip | 15 | Process Heating | 8.411% | Tech/Econ | 2.283% | 1.9891 | ProcessHeating | 0.00027385 | 0.0047664 | 0.89743
Tech | Transportation Equipment | Process Heating | Process Heating | TRC | New | NN799 | Plant Energy Management | Plant Energy Management | NonEquip | 10.5 | Process Heating | 27.36% | Tech/Econ | 12% | 35.4963 | ProcessHeating | 0.0048868 | 2.1959 | 0.023178
Tech | Transportation Equipment | Process Heating | Process Heating | TRC | Existing | NE802 | Process Heat System Optimization | Process Heat System Optimization | NonEquip | 2 | Process Heating | 8.411% | Tech/Econ | 11.19% | 16353.596 | ProcessHeating | 2.2514 | 0.44391 | 0.092715
Tech | Transportation Equipment | Process Heating | Process Heating | TRC | Existing | NE800 | Process Heat Improved Controls | Process Heat Improved Controls | NonEquip | 15 | Process Heating | 8.411% | Tech/Econ | 2.283% | 3305.9434 | ProcessHeating | 0.45514 | 7.9217 | 0.89743
Tech | Transportation Equipment | Process Heating | Process Heating | TRC | Existing | NE798 | Plant Energy Management | Plant Energy Management | NonEquip | 10.5 | Process Heating | 27.36% | Tech/Econ | 12% | 58994.7888 | ProcessHeating | 8.1219 | 0.0013017 | 0.023178
Tech | Transportation Equipment | Process Cooling | Process Cooling | TRC | New | NN794 | Process Refrig Controls | Process Refrig Controls | NonEquip | 15 | Process Cooling | 33.75% | Tech/Econ | 6% | 9.6941 | ProcessHeating | 0.0013346 | 0.0021824 | 0.88
Tech | Transportation Equipment | Process Cooling | Process Cooling | TRC | New | NN792 | Plant Energy Management | Plant Energy Management | NonEquip | 10.5 | Process Cooling | 27.36% | Tech/Econ | 12% | 16.2529 | ProcessHeating | 0.0022376 | 2.1634 | 0.023178
Tech | Transportation Equipment | Process Cooling | Process Cooling | TRC | Existing | NE793 | Process Refrig Controls | Process Refrig Controls | NonEquip | 15 | Process Cooling | 33.75% | Tech/Econ | 6% | 16111.6131 | ProcessHeating | 2.2181 | 3.6272 | 0.88
Tech | Transportation Equipment | Process Cooling | Process Cooling | TRC | Existing | NE791 | Plant Energy Management | Plant Energy Management | NonEquip | 10.5 | Process Cooling | 27.36% | Tech/Econ | 12% | 27012.3973 | ProcessHeating | 3.7189 | 0.59098 | 0.023178
Tech | Transportation Equipment | Process Cooling | Process Cooling | TRC | Turnover | ET797 | Process Refrig Equipment Upgrade | Process Refrig Equipment Upgrade | Equip | 10 | Process Cooling | 21% | Tech/Econ | 2.689% | 4401.1874 | ProcessHeating | 0.60592 | 0.00035558 | 0.12236
Tech | Transportation Equipment | Process Cooling | Process Cooling | TRC | New | EN796 | Process Refrig Equipment Upgrade | Process Refrig Equipment Upgrade | Equip | 10 | Process Cooling | 21% | Tech/Econ | 2.689% | 2.6481 | ProcessHeating | 0.00036457 | 0 | 0.12236
Tech | Transportation Equipment | Process Cooling | Process Cooling | TRC | Existing | EE795 | Process Refrig Equipment Upgrade | Process Refrig Equipment Upgrade | Equip | 10 | Process Cooling | 21% | Tech/Econ | 2.689% | 0 | ProcessHeating | 0 | 0.0042547 | 0.12236
Tech | Transportation Equipment | Other | Other | TRC | New | NN790 | Plant Energy Management | Plant Energy Management | NonEquip | 10.5 | Other | 27.36% | Tech/Econ | 12% | 28.998 | Other | 0.0041833 | 7.0713 | 0.023178
Tech | Transportation Equipment | Other | Other | TRC | Existing | NE789 | Plant Energy Management | Plant Energy Management | NonEquip | 10.5 | Other | 27.36% | Tech/Econ | 12% | 48194.6087 | Other | 6.9527 | 0.0071616 | 0.023178
Tech | Transportation Equipment | Motors Pumps | Motors Pumps | TRC | New | NN788 | Pump System Optimization | Pump System Optimization | NonEquip | 10 | Motors Pumps | 93.35% | Tech/Econ | 3.493% | 54.6255 | MachineDrives | 0.0073559 | 0 | 0.078327
Tech | Transportation Equipment | Motors Pumps | Motors Pumps | TRC | New | NN786 | Pump Improved Controls | Pump Improved Controls | NonEquip | 15 | Motors Pumps | 33.99% | Tech/Econ | 1.792% | 0 | MachineDrives | 0 | 0.0095838 | 0.063804
Tech | Transportation Equipment | Motors Pumps | Motors Pumps | TRC | New | NN781 | Plant Energy Management | Plant Energy Management | NonEquip | 10.5 | Motors Pumps | 27.36% | Tech/Econ | 12% | 73.1005 | MachineDrives | 0.0098438 | 0 | 0.023178
Tech | Transportation Equipment | Motors Pumps | Motors Pumps | TRC | New | NN779 | Motor Optimization | Motor Optimization | NonEquip | 10 | Motors Pumps | 93.35% | Tech/Econ | 0.877% | 0 | MachineDrives | 0 | 0 | 0.083771
Tech | Transportation Equipment | Motors Pumps | Motors Pumps | TRC | New | NN777 | Motor Improved Controls | Motor Improved Controls | NonEquip | 15 | Motors Pumps | 33.71% | Tech/Econ | 1.792% | 0 | MachineDrives | 0 | 15.2975 | 0.063804
Tech | Transportation Equipment | Motors Pumps | Motors Pumps | TRC | Existing | NE787 | Pump System Optimization | Pump System Optimization | NonEquip | 10 | Motors Pumps | 93.35% | Tech/Econ | 3.493% | 116681.5306 | MachineDrives | 15.7125 | 2.6353 | 0.078327
Tech | Transportation Equipment | Motors Pumps | Motors Pumps | TRC | Existing | NE785 | Pump Improved Controls | Pump Improved Controls | NonEquip | 15 | Motors Pumps | 33.99% | Tech/Econ | 1.792% | 20100.9054 | MachineDrives | 2.7068 | 15.9283 | 0.063804
Tech | Transportation Equipment | Motors Pumps | Motors Pumps | TRC | Existing | NE780 | Plant Energy Management | Plant Energy Management | NonEquip | 10.5 | Motors Pumps | 27.36% | Tech/Econ | 12% | 121493.0648 | MachineDrives | 16.3604 | 3.4984 | 0.023178
Tech | Transportation Equipment | Motors Pumps | Motors Pumps | TRC | Existing | NE778 | Motor Optimization | Motor Optimization | NonEquip | 10 | Motors Pumps | 93.35% | Tech/Econ | 0.877% | 26683.7524 | MachineDrives | 3.5933 | 2.5978 | 0.083771
Tech | Transportation Equipment | Motors Pumps | Motors Pumps | TRC | Existing | NE776 | Motor Improved Controls | Motor Improved Controls | NonEquip | 15 | Motors Pumps | 33.71% | Tech/Econ | 1.792% | 19814.6702 | MachineDrives | 2.6683 | 9.1825 | 0.063804
Tech | Transportation Equipment | Motors Pumps | Motors Pumps | TRC | Turnover | ET784 | Pump Equipment Upgrade | Pump Equipment Upgrade | Equip | 15 | Motors Pumps | 75.53% | Tech/Econ | 2.752% | 70039.8606 | MachineDrives | 9.4316 | 12.1249 | 0.25378
Tech | Transportation Equipment | Motors Pumps | Motors Pumps | TRC | Turnover | ET775 | Motor Equipment Upgrades | Motor Equipment Upgrades | Equip | 10 | Motors Pumps | 93.35% | Tech/Econ | 2.862% | 92482.8788 | MachineDrives | 12.4538 | 0 | 0.031454
Tech | Transportation Equipment | Motors Pumps | Motors Pumps | TRC | New | EN783 | Pump Equipment Upgrade | Pump Equipment Upgrade | Equip | 15 | Motors Pumps | 75.53% | Tech/Econ | 2.752% | 0 | MachineDrives | 0 | 0 | 0.25378
Tech | Transportation Equipment | Motors Pumps | Motors Pumps | TRC | New | EN774 | Motor Equipment Upgrades | Motor Equipment Upgrades | Equip | 10 | Motors Pumps | 93.35% | Tech/Econ | 2.862% | 0 | MachineDrives | 0 | 0 | 0.031454
Tech | Transportation Equipment | Motors Pumps | Motors Pumps | TRC | Existing | EE782 | Pump Equipment Upgrade | Pump Equipment Upgrade | Equip | 15 | Motors Pumps | 75.53% | Tech/Econ | 2.752% | 0 | MachineDrives | 0 | 0 | 0.25378
Tech | Transportation Equipment | Motors Pumps | Motors Pumps | TRC | Existing | EE773 | Motor Equipment Upgrades | Motor Equipment Upgrades | Equip | 10 | Motors Pumps | 93.35% | Tech/Econ | 2.862% | 0 | MachineDrives | 0 | 0 | 0.031454
Tech | Transportation Equipment | Motors Fans Blowers | Motors Fans Blowers | TRC | New | NN772 | Plant Energy Management | Plant Energy Management | NonEquip | 10.5 | Motors Fans Blowers | 27.36% | Tech/Econ | 12% | 0 | MachineDrives | 0 | 0.026504 | 0.023178
Tech | Transportation Equipment | Motors Fans Blowers | Motors Fans Blowers | TRC | New | NN770 | Fan System Optimization | Fan System Optimization | NonEquip | 10 | Motors Fans Blowers | 93.35% | Tech/Econ | 20.43% | 202.1559 | MachineDrives | 0.027223 | 0.0010959 | 0.03506
Tech | Transportation Equipment | Motors Fans Blowers | Motors Fans Blowers | TRC | New | NN768 | Fan Improved Controls | Fan Improved Controls | NonEquip | 15 | Motors Fans Blowers | 93.35% | Tech/Econ | 14.66% | 8.3592 | MachineDrives | 0.0011257 | 5.2984 | 0.0098583
Tech | Transportation Equipment | Motors Fans Blowers | Motors Fans Blowers | TRC | Existing | NE771 | Plant Energy Management | Plant Energy Management | NonEquip | 10.5 | Motors Fans Blowers | 27.36% | Tech/Econ | 12% | 40413.7391 | MachineDrives | 5.4422 | 44.0489 | 0.023178
Tech | Transportation Equipment | Motors Fans Blowers | Motors Fans Blowers | TRC | Existing | NE769 | Fan System Optimization | Fan System Optimization | NonEquip | 10 | Motors Fans Blowers | 93.35% | Tech/Econ | 20.43% | 335983.1096 | MachineDrives | 45.2438 | 25.5844 | 0.03506
Tech | Transportation Equipment | Motors Fans Blowers | Motors Fans Blowers | TRC | Existing | NE767 | Fan Improved Controls | Fan Improved Controls | NonEquip | 15 | Motors Fans Blowers | 93.35% | Tech/Econ | 14.66% | 195145.5221 | MachineDrives | 26.2785 | 3.28 | 0.0098583
Tech | Transportation Equipment | Motors Fans Blowers | Motors Fans Blowers | TRC | Turnover | ET766 | Fan Equipment Upgrades | Fan Equipment Upgrades | Equip | 15 | Motors Fans Blowers | 76.37% | Tech/Econ | 2.752% | 25018.316 | MachineDrives | 3.369 | 0 | 0.25378
Tech | Transportation Equipment | Motors Fans Blowers | Motors Fans Blowers | TRC | New | EN765 | Fan Equipment Upgrades | Fan Equipment Upgrades | Equip | 15 | Motors Fans Blowers | 76.37% | Tech/Econ | 2.752% | 0 | MachineDrives | 0 | 0 | 0.25378
Tech | Transportation Equipment | Motors Fans Blowers | Motors Fans Blowers | TRC | Existing | EE764 | Fan Equipment Upgrades | Fan Equipment Upgrades | Equip | 15 | Motors Fans Blowers | 76.37% | Tech/Econ | 2.752% | 0 | MachineDrives | 0 | 0.00030876 | 0.25378
Tech | Transportation Equipment | Industrial Lighting | Industrial Lighting | TRC | New | NN763 | Lighting Controls | Lighting Controls | NonEquip | 10 | Industrial Lighting | 77.99% | Tech/Econ | 15.94% | 2.2254 | Lighting | 0.00031765 | 19.9005 | 0.13145
Tech | Transportation Equipment | Industrial Lighting | Industrial Lighting | TRC | Existing | NE762 | Lighting Controls | Lighting Controls | NonEquip | 10 | Industrial Lighting | 77.99% | Tech/Econ | 15.94% | 143432.773 | Lighting | 20.4732 | 69.9475 | 0.13145
Tech | Transportation Equipment | Industrial Lighting | Industrial Lighting | TRC | Turnover | ET761 | Efficient Lighting - Other Interior Lighting | Efficient Lighting - Other Interior Lighting | Equip | 14.4667 | Industrial Lighting | 77.99% | Tech/Econ | 38.99% | 504146.5011 | Lighting | 71.9605 | 24.6563 | 0.39837
Tech | Transportation Equipment | Industrial Lighting | Industrial Lighting | TRC | Turnover | ET758 | Efficient Lighting - High Bay | Efficient Lighting - High Bay | Equip | 13.6667 | Industrial Lighting | 20% | Tech/Econ | 48.41% | 177710.3824 | Lighting | 25.3659 | 0.042086 | 0.21586
Tech | Transportation Equipment | Industrial Lighting | Industrial Lighting | TRC | New | EN760 | Efficient Lighting - Other Interior Lighting | Efficient Lighting - Other Interior Lighting | Equip | 14.4667 | Industrial Lighting | 77.99% | Tech/Econ | 38.99% | 303.3372 | Lighting | 0.043298 | 0.014835 | 0.39837
Tech | Transportation Equipment | Industrial Lighting | Industrial Lighting | TRC | New | EN757 | Efficient Lighting - High Bay | Efficient Lighting - High Bay | Equip | 13.6667 | Industrial Lighting | 20% | Tech/Econ | 48.41% | 106.9256 | Lighting | 0.015262 | 0 | 0.21586
Tech | Transportation Equipment | Industrial Lighting | Industrial Lighting | TRC | Existing | EE759 | Efficient Lighting - Other Interior Lighting | Efficient Lighting - Other Interior Lighting | Equip | 14.4667 | Industrial Lighting | 77.99% | Tech/Econ | 38.99% | 0 | Lighting | 0 | 0 | 0.39837
Tech | Transportation Equipment | Industrial Lighting | Industrial Lighting | TRC | Existing | EE756 | Efficient Lighting - High Bay | Efficient Lighting - High Bay | Equip | 13.6667 | Industrial Lighting | 20% | Tech/Econ | 48.41% | 0 | Lighting | 0 | 0.014666 | 0.21586
Tech | Transportation Equipment | HVAC | HVAC | TRC | New | NN755 | HVAC Recommissioning | HVAC Recommissioning | NonEquip | 10 | HVAC | 48.92% | Tech/Econ | 12.44% | 105.5122 | HVAC | 0.015031 | 0 | 0.23283
Tech | Transportation Equipment | HVAC | HVAC | TRC | New | NN753 | HVAC Improved Controls | HVAC Improved Controls | NonEquip | 15 | HVAC | 48.92% | Tech/Econ | 6.312% | 0 | HVAC | 0 | 0.0005777 | 0.015056
Tech | Transportation Equipment | HVAC | HVAC | TRC | New | NN748 | Building Envelope Improvements | Building Envelope Improvements | NonEquip | 15 | HVAC | 48.92% | Tech/Econ | 11.86% | 4.1562 | HVAC | 0.00059207 | 24.3748 | 0.13548
Tech | Transportation Equipment | HVAC | HVAC | TRC | Existing | NE754 | HVAC Recommissioning | HVAC Recommissioning | NonEquip | 10 | HVAC | 48.92% | Tech/Econ | 12.44% | 175361.2464 | HVAC | 24.9809 | 10.9376 | 0.23283
Tech | Transportation Equipment | HVAC | HVAC | TRC | Existing | NE752 | HVAC Improved Controls | HVAC Improved Controls | NonEquip | 15 | HVAC | 48.92% | Tech/Econ | 6.312% | 78689.1123 | HVAC | 11.2096 | 21.8181 | 0.015056
Tech | Transportation Equipment | HVAC | HVAC | TRC | Existing | NE747 | Building Envelope Improvements | Building Envelope Improvements | NonEquip | 15 | HVAC | 48.92% | Tech/Econ | 11.86% | 156967.2414 | HVAC | 22.3606 | 25.9862 | 0.13548
Tech | Transportation Equipment | HVAC | HVAC | TRC | Turnover | ET751 | HVAC Equipment Upgrades | HVAC Equipment Upgrades | Equip | 18 | HVAC | 48.92% | Tech/Econ | 12.46% | 186954.5692 | HVAC | 26.6324 | 0.015636 | 0.1245
Tech | Transportation Equipment | HVAC | HVAC | TRC | New | EN750 | HVAC Equipment Upgrades | HVAC Equipment Upgrades | Equip | 18 | HVAC | 48.92% | Tech/Econ | 12.46% | 112.4877 | HVAC | 0.016024 | 0 | 0.1245
Tech | Transportation Equipment | HVAC | HVAC | TRC | Existing | EE749 | HVAC Equipment Upgrades | HVAC Equipment Upgrades | Equip | 18 | HVAC | 48.92% | Tech/Econ | 12.46% | 0 | HVAC | 0 | 0 | 0.1245
Tech | Transportation Equipment | Exterior Lighting | Exterior Lighting | TRC | New | NN746 | Lighting Controls - Exterior | Lighting Controls - Exterior | NonEquip | 10 | Exterior Lighting | 17% | Tech/Econ | 28% | 5.262 | Exterior | 0 | 0 | 0.13145
Tech | Transportation Equipment | Exterior Lighting | Exterior Lighting | TRC | Existing | NE745 | Lighting Controls - Exterior | Lighting Controls - Exterior | NonEquip | 10 | Exterior Lighting | 17% | Tech/Econ | 28% | 8745.4688 | Exterior | 0 | 0 | 0.13145
Tech | Transportation Equipment | Exterior Lighting | Exterior Lighting | TRC | Turnover | ET744 | Efficient Lighting - Exterior | Efficient Lighting - Exterior | Equip | 13.6 | Exterior Lighting | 15.29% | Tech/Econ | 78.74% | 25145.3469 | Exterior | 0 | 0 | 0.1144
Tech | Transportation Equipment | Exterior Lighting | Exterior Lighting | TRC | New | EN743 | Efficient Lighting - Exterior | Efficient Lighting - Exterior | Equip | 13.6 | Exterior Lighting | 15.29% | Tech/Econ | 78.74% | 15.1296 | Exterior | 0 | 0 | 0.1144
Tech | Transportation Equipment | Exterior Lighting | Exterior Lighting | TRC | Existing | EE742 | Efficient Lighting - Exterior | Efficient Lighting - Exterior | Equip | 13.6 | Exterior Lighting | 15.29% | Tech/Econ | 78.74% | 0 | Exterior | 0 | 0.00049027 | 0.1144
Tech | Transportation Equipment | Compressed Air | Compressed Air | TRC | New | NN741 | Plant Energy Management | Plant Energy Management | NonEquip | 10.5 | Compressed Air | 27.36% | Tech/Econ | 12% | 3.7396 | MachineDrives | 0.00050357 | 0.0080192 | 0.023178
Tech | Transportation Equipment | Compressed Air | Compressed Air | TRC | New | NN739 | Compressed Air System Optimization | Compressed Air System Optimization | NonEquip | 10 | Compressed Air | 93.35% | Tech/Econ | 12.36% | 61.1662 | MachineDrives | 0.0082367 | 0 | 0.061071
Tech | Transportation Equipment | Compressed Air | Compressed Air | TRC | New | NN734 | Compressed Air Controls | Compressed Air Controls | NonEquip | 12.5 | Compressed Air | 93.35% | Tech/Econ | 1.281% | 0 | MachineDrives | 0 | 3.3548 | 0.068082
Tech | Transportation Equipment | Compressed Air | Compressed Air | TRC | Existing | NE740 | Plant Energy Management | Plant Energy Management | NonEquip | 10.5 | Compressed Air | 27.36% | Tech/Econ | 12% | 25588.8761 | MachineDrives | 3.4458 | 13.3278 | 0.023178
Tech | Transportation Equipment | Compressed Air | Compressed Air | TRC | Existing | NE738 | Compressed Air System Optimization | Compressed Air System Optimization | NonEquip | 10 | Compressed Air | 93.35% | Tech/Econ | 12.36% | 101658.2901 | MachineDrives | 13.6894 | 1.0956 | 0.061071
Tech | Transportation Equipment | Compressed Air | Compressed Air | TRC | Existing | NE733 | Compressed Air Controls | Compressed Air Controls | NonEquip | 12.5 | Compressed Air | 93.35% | Tech/Econ | 1.281% | 8357.0146 | MachineDrives | 1.1254 | 7.2218 | 0.068082
Tech | Transportation Equipment | Compressed Air | Compressed Air | TRC | Turnover | ET737 | Compressed Air Equipment | Compressed Air Equipment | Equip | 15 | Compressed Air | 93.35% | Tech/Econ | 7.829% | 55084.5724 | MachineDrives | 7.4177 | 0 | 0.086663
Tech | Transportation Equipment | Compressed Air | Compressed Air | TRC | New | EN736 | Compressed Air Equipment | Compressed Air Equipment | Equip | 15 | Compressed Air | 93.35% | Tech/Econ | 7.829% | 0 | MachineDrives | 0 | 0 | 0.086663
Tech | Transportation Equipment | Compressed Air | Compressed Air | TRC | Existing | EE735 | Compressed Air Equipment | Compressed Air Equipment | Equip | 15 | Compressed Air | 93.35% | Tech/Econ | 7.829% | 0 | MachineDrives | 0 | 0.042624 | 0.086663
Tech | Water and Wastewater | Process Specific | Process Specific | TRC | New | NN961 | Process Other Systems Optimization | Process Other Systems Optimization | NonEquip | 5.3333 | Process Specific | 17.64% | Tech/Econ | 48.74% | 317.4309 | ProcessHeating | 0.043701 | 0.014034 | 0.032717
Tech | Water and Wastewater | Process Specific | Process Specific | TRC | New | NN959 | Plant Energy Management | Plant Energy Management | NonEquip | 10.5 | Process Specific | 25.8% | Tech/Econ | 12% | 104.513 | ProcessHeating | 0.014389 | 70.8409 | 0.023178
Tech | Water and Wastewater | Process Specific | Process Specific | TRC | Existing | NE960 | Process Other Systems Optimization | Process Other Systems Optimization | NonEquip | 5.3333 | Process Specific | 17.64% | Tech/Econ | 48.74% | 527570.1935 | ProcessHeating | 72.6317 | 23.3241 | 0.032717
Tech | Water and Wastewater | Process Specific | Process Specific | TRC | Existing | NE958 | Plant Energy Management | Plant Energy Management | NonEquip | 10.5 | Process Specific | 25.8% | Tech/Econ | 12% | 173700.5854 | ProcessHeating | 23.9137 | 0.0099915 | 0.023178
Tech | Water and Wastewater | Process Heating | Process Heating | TRC | New | NN957 | Process Heat System Optimization | Process Heat System Optimization | NonEquip | 2 | Process Heating | 16.02% | Tech/Econ | 9.204% | 74.4089 | ProcessHeating | 0.010244 | 0.001871 | 0.30975
Tech | Water and Wastewater | Process Heating | Process Heating | TRC | New | NN955 | Process Heat Improved Controls | Process Heat Improved Controls | NonEquip | 15 | Process Heating | 23.16% | Tech/Econ | 1.21% | 13.9335 | ProcessHeating | 0.0019182 | 0.021647 | 0.96304
Tech | Water and Wastewater | Process Heating | Process Heating | TRC | New | NN953 | Plant Energy Management | Plant Energy Management | NonEquip | 10.5 | Process Heating | 25.8% | Tech/Econ | 12% | 161.2092 | ProcessHeating | 0.022194 | 16.6058 | 0.023178
Tech | Water and Wastewater | Process Heating | Process Heating | TRC | Existing | NE956 | Process Heat System Optimization | Process Heat System Optimization | NonEquip | 2 | Process Heating | 16.02% | Tech/Econ | 9.204% | 123667.5612 | ProcessHeating | 17.0256 | 3.1095 | 0.30975
Tech | Water and Wastewater | Process Heating | Process Heating | TRC | Existing | NE954 | Process Heat Improved Controls | Process Heat Improved Controls | NonEquip | 15 | Process Heating | 23.16% | Tech/Econ | 1.21% | 23157.3943 | ProcessHeating | 3.1881 | 35.977 | 0.96304
Tech | Water and Wastewater | Process Heating | Process Heating | TRC | Existing | NE952 | Plant Energy Management | Plant Energy Management | NonEquip | 10.5 | Process Heating | 25.8% | Tech/Econ | 12% | 267929.6807 | ProcessHeating | 36.8865 | 0.024098 | 0.023178
Tech | Water and Wastewater | Process Cooling | Process Cooling | TRC | New | NN951 | Process Refrig System Optimization | Process Refrig System Optimization | NonEquip | 4.6667 | Process Cooling | 13.75% | Tech/Econ | 45.35% | 179.4665 | ProcessHeating | 0.024708 | 0.0021385 | 0.11299
Tech | Water and Wastewater | Process Cooling | Process Cooling | TRC | New | NN946 | Process Refrig Controls | Process Refrig Controls | NonEquip | 15 | Process Cooling | 27.79% | Tech/Econ | 2.354% | 15.9258 | ProcessHeating | 0.0021925 | 0.010443 | 0.06633
Tech | Water and Wastewater | Process Cooling | Process Cooling | TRC | New | NN944 | Plant Energy Management | Plant Energy Management | NonEquip | 10.5 | Process Cooling | 25.8% | Tech/Econ | 12% | 77.7685 | ProcessHeating | 0.010707 | 40.0514 | 0.023178
Tech | Water and Wastewater | Process Cooling | Process Cooling | TRC | Existing | NE950 | Process Refrig System Optimization | Process Refrig System Optimization | NonEquip | 4.6667 | Process Cooling | 13.75% | Tech/Econ | 45.35% | 298273.2771 | ProcessHeating | 41.0639 | 3.5542 | 0.11299
Tech | Water and Wastewater | Process Cooling | Process Cooling | TRC | Existing | NE945 | Process Refrig Controls | Process Refrig Controls | NonEquip | 15 | Process Cooling | 27.79% | Tech/Econ | 2.354% | 26468.7298 | ProcessHeating | 3.644 | 17.3556 | 0.06633
Tech | Water and Wastewater | Process Cooling | Process Cooling | TRC | Existing | NE943 | Plant Energy Management | Plant Energy Management | NonEquip | 10.5 | Process Cooling | 25.8% | Tech/Econ | 12% | 129251.2636 | ProcessHeating | 17.7943 | 41.7428 | 0.023178
Tech | Water and Wastewater | Process Cooling | Process Cooling | TRC | Turnover | ET949 | Process Refrig Equipment Upgrade | Process Refrig Equipment Upgrade | Equip | 10 | Process Cooling | 22.05% | Tech/Econ | 31.43% | 310868.975 | ProcessHeating | 42.798 | 0.025116 | 0.20671
Tech | Water and Wastewater | Process Cooling | Process Cooling | TRC | New | EN948 | Process Refrig Equipment Upgrade | Process Refrig Equipment Upgrade | Equip | 10 | Process Cooling | 22.05% | Tech/Econ | 31.43% | 187.0451 | ProcessHeating | 0.025751 | 0 | 0.20671
Tech | Water and Wastewater | Process Cooling | Process Cooling | TRC | Existing | EE947 | Process Refrig Equipment Upgrade | Process Refrig Equipment Upgrade | Equip | 10 | Process Cooling | 22.05% | Tech/Econ | 31.43% | 0 | ProcessHeating | 0 | 0.010804 | 0.20671
Tech | Water and Wastewater | Other | Other | TRC | New | NN942 | Plant Energy Management | Plant Energy Management | NonEquip | 10.5 | Other | 25.8% | Tech/Econ | 12% | 73.6369 | Other | 0.010623 | 17.9567 | 0.023178
Tech | Water and Wastewater | Other | Other | TRC | Existing | NE941 | Plant Energy Management | Plant Energy Management | NonEquip | 10.5 | Other | 25.8% | Tech/Econ | 12% | 122384.5974 | Other | 17.6556 | 0 | 0.023178
Tech | Water and Wastewater | Motors Pumps | Motors Pumps | TRC | New | NN940 | Pump System Optimization | Pump System Optimization | NonEquip | 10 | Motors Pumps | 59.4% | Tech/Econ | 1.68% | 0 | MachineDrives | 0 | 0 | 0.066358
Tech | Water and Wastewater | Motors Pumps | Motors Pumps | TRC | New | NN938 | Pump Improved Controls | Pump Improved Controls | NonEquip | 15 | Motors Pumps | 33.73% | Tech/Econ | 1.792% | 0 | MachineDrives | 0 | 0.041198 | 0.063804
Tech | Water and Wastewater | Motors Pumps | Motors Pumps | TRC | New | NN933 | Plant Energy Management | Plant Energy Management | NonEquip | 10.5 | Motors Pumps | 25.8% | Tech/Econ | 12% | 314.2384 | MachineDrives | 0.042316 | 0.0016229 | 0.023178
Tech | Water and Wastewater | Motors Pumps | Motors Pumps | TRC | New | NN931 | Motor Optimization | Motor Optimization | NonEquip | 10 | Motors Pumps | 66.73% | Tech/Econ | 3.467% | 12.3791 | MachineDrives | 0.001667 | 0 | 0.45607
Tech | Water and Wastewater | Motors Pumps | Motors Pumps | TRC | New | NN929 | Motor Improved Controls | Motor Improved Controls | NonEquip | 15 | Motors Pumps | 42.04% | Tech/Econ | 0.4056% | 0 | MachineDrives | 0 | 20.5221 | 0.10371
Tech | Water and Wastewater | Motors Pumps | Motors Pumps | TRC | Existing | NE939 | Pump System Optimization | Pump System Optimization | NonEquip | 10 | Motors Pumps | 59.4% | Tech/Econ | 1.68% | 156532.7973 | MachineDrives | 21.0789 | 12.5102 | 0.066358
Tech | Water and Wastewater | Motors Pumps | Motors Pumps | TRC | Existing | NE937 | Pump Improved Controls | Pump Improved Controls | NonEquip | 15 | Motors Pumps | 33.73% | Tech/Econ | 1.792% | 95421.4941 | MachineDrives | 12.8496 | 68.4711 | 0.063804
Tech | Water and Wastewater | Motors Pumps | Motors Pumps | TRC | Existing | NE932 | Plant Energy Management | Plant Energy Management | NonEquip | 10.5 | Motors Pumps | 25.8% | Tech/Econ | 12% | 522264.1993 | MachineDrives | 70.3287 | 49.5859 | 0.023178
Tech | Water and Wastewater | Motors Pumps | Motors Pumps | TRC | Existing | NE930 | Motor Optimization | Motor Optimization | NonEquip | 10 | Motors Pumps | 66.73% | Tech/Econ | 3.467% | 378217.118 | MachineDrives | 50.9311 | 3.4717 | 0.45607
Tech | Water and Wastewater | Motors Pumps | Motors Pumps | TRC | Existing | NE928 | Motor Improved Controls | Motor Improved Controls | NonEquip | 15 | Motors Pumps | 42.04% | Tech/Econ | 0.4056% | 26480.7044 | MachineDrives | 3.5659 | 212.5779 | 0.10371
Tech | Water and Wastewater | Motors Pumps | Motors Pumps | TRC | Turnover | ET936 | Pump Equipment Upgrade | Pump Equipment Upgrade | Equip | 15 | Motors Pumps | 70.57% | Tech/Econ | 12.43% | 1621440.149 | MachineDrives | 218.3449 | 24.3296 | 0.13315
Tech | Water and Wastewater | Motors Pumps | Motors Pumps | TRC | Turnover | ET927 | Motor Equipment Upgrades | Motor Equipment Upgrades | Equip | 10 | Motors Pumps | 54.51% | Tech/Econ | 2.132% | 185574.2525 | MachineDrives | 24.9896 | 0.1279 | 0.1667
Tech | Water and Wastewater | Motors Pumps | Motors Pumps | TRC | New | EN935 | Pump Equipment Upgrade | Pump Equipment Upgrade | Equip | 15 | Motors Pumps | 70.57% | Tech/Econ | 12.43% | 975.5958 | MachineDrives | 0.13137 | 0 | 0.13315
Tech | Water and Wastewater | Motors Pumps | Motors Pumps | TRC | New | EN926 | Motor Equipment Upgrades | Motor Equipment Upgrades | Equip | 10 | Motors Pumps | 54.51% | Tech/Econ | 2.132% | 0 | MachineDrives | 0 | 0 | 0.1667
Tech | Water and Wastewater | Motors Pumps | Motors Pumps | TRC | Existing | EE934 | Pump Equipment Upgrade | Pump Equipment Upgrade | Equip | 15 | Motors Pumps | 70.57% | Tech/Econ | 12.43% | 0 | MachineDrives | 0 | 0 | 0.13315
Tech | Water and Wastewater | Motors Pumps | Motors Pumps | TRC | Existing | EE925 | Motor Equipment Upgrades | Motor Equipment Upgrades | Equip | 10 | Motors Pumps | 54.51% | Tech/Econ | 2.132% | 0 | MachineDrives | 0 | 0.021504 | 0.1667
Tech | Water and Wastewater | Motors Fans Blowers | Motors Fans Blowers | TRC | New | NN924 | Plant Energy Management | Plant Energy Management | NonEquip | 10.5 | Motors Fans Blowers | 25.8% | Tech/Econ | 12% | 164.0198 | MachineDrives | 0.022087 | 0.0067533 | 0.023178
Tech | Water and Wastewater | Motors Fans Blowers | Motors Fans Blowers | TRC | New | NN922 | Fan System Optimization | Fan System Optimization | NonEquip | 10 | Motors Fans Blowers | 79.06% | Tech/Econ | 4.879% | 51.511 | MachineDrives | 0.0069365 | 0.033485 | 0.035317
Tech | Water and Wastewater | Motors Fans Blowers | Motors Fans Blowers | TRC | New | NN920 | Fan Improved Controls | Fan Improved Controls | NonEquip | 15 | Motors Fans Blowers | 52.56% | Tech/Econ | 9.465% | 255.411 | MachineDrives | 0.034394 | 35.7392 | 0.033329
Tech | Water and Wastewater | Motors Fans Blowers | Motors Fans Blowers | TRC | Existing | NE923 | Plant Energy Management | Plant Energy Management | NonEquip | 10.5 | Motors Fans Blowers | 25.8% | Tech/Econ | 12% | 272600.9575 | MachineDrives | 36.7087 | 40.9991 | 0.023178
Tech | Water and Wastewater | Motors Fans Blowers | Motors Fans Blowers | TRC | Existing | NE921 | Fan System Optimization | Fan System Optimization | NonEquip | 10 | Motors Fans Blowers | 79.06% | Tech/Econ | 4.879% | 312721.3156 | MachineDrives | 42.1114 | 55.6529 | 0.035317
Tech | Water and Wastewater | Motors Fans Blowers | Motors Fans Blowers | TRC | Existing | NE919 | Fan Improved Controls | Fan Improved Controls | NonEquip | 15 | Motors Fans Blowers | 52.56% | Tech/Econ | 9.465% | 424493.0428 | MachineDrives | 57.1627 | 22.2016 | 0.033329
Tech | Water and Wastewater | Motors Fans Blowers | Motors Fans Blowers | TRC | Turnover | ET918 | Fan Equipment Upgrades | Fan Equipment Upgrades | Equip | 15 | Motors Fans Blowers | 63.42% | Tech/Econ | 3.425% | 169342.8543 | MachineDrives | 22.8039 | 0 | 0.1824
Tech | Water and Wastewater | Motors Fans Blowers | Motors Fans Blowers | TRC | New | EN917 | Fan Equipment Upgrades | Fan Equipment Upgrades | Equip | 15 | Motors Fans Blowers | 63.42% | Tech/Econ | 3.425% | 0 | MachineDrives | 0 | 0 | 0.1824
Tech | Water and Wastewater | Motors Fans Blowers | Motors Fans Blowers | TRC | Existing | EE916 | Fan Equipment Upgrades | Fan Equipment Upgrades | Equip | 15 | Motors Fans Blowers | 63.42% | Tech/Econ | 3.425% | 0 | MachineDrives | 0 | 0.0024698 | 0.1824
Tech | Water and Wastewater | Industrial Lighting | Industrial Lighting | TRC | New | NN915 | Lighting Controls | Lighting Controls | NonEquip | 10 | Industrial Lighting | 33.43% | Tech/Econ | 16.92% | 17.8008 | Lighting | 0.0025408 | 19.509 | 0.13992
Tech | Water and Wastewater | Industrial Lighting | Industrial Lighting | TRC | Existing | NE914 | Lighting Controls | Lighting Controls | NonEquip | 10 | Industrial Lighting | 33.43% | Tech/Econ | 16.92% | 140611.0961 | Lighting | 20.0704 | 110.3763 | 0.13992
Tech | Water and Wastewater | Industrial Lighting | Industrial Lighting | TRC | Turnover | ET913 | Efficient Lighting - Other Interior Lighting | Efficient Lighting - Other Interior Lighting | Equip | 14.4667 | Industrial Lighting | 62.16% | Tech/Econ | 38.99% | 795536.9424 | Lighting | 113.5528 | 79.8037 | 0.39837
Tech | Water and Wastewater | Industrial Lighting | Industrial Lighting | TRC | Turnover | ET910 | Efficient Lighting - High Bay | Efficient Lighting - High Bay | Equip | 13.6667 | Industrial Lighting | 30.8% | Tech/Econ | 48.41% | 575185.0146 | Lighting | 82.1003 | 0.066412 | 0.21586
Tech | Water and Wastewater | Industrial Lighting | Industrial Lighting | TRC | New | EN912 | Efficient Lighting - Other Interior Lighting | Efficient Lighting - Other Interior Lighting | Equip | 14.4667 | Industrial Lighting | 62.16% | Tech/Econ | 38.99% | 478.6624 | Lighting | 0.068323 | 0.048017 | 0.39837
Tech | Water and Wastewater | Industrial Lighting | Industrial Lighting | TRC | New | EN909 | Efficient Lighting - High Bay | Efficient Lighting - High Bay | Equip | 13.6667 | Industrial Lighting | 30.8% | Tech/Econ | 48.41% | 346.08 | Lighting | 0.049399 | 0 | 0.21586
Tech | Water and Wastewater | Industrial Lighting | Industrial Lighting | TRC | Existing | EE911 | Efficient Lighting - Other Interior Lighting | Efficient Lighting - Other Interior Lighting | Equip | 14.4667 | Industrial Lighting | 62.16% | Tech/Econ | 38.99% | 0 | Lighting | 0 | 0 | 0.39837
Tech | Water and Wastewater | Industrial Lighting | Industrial Lighting | TRC | Existing | EE908 | Efficient Lighting - High Bay | Efficient Lighting - High Bay | Equip | 13.6667 | Industrial Lighting | 30.8% | Tech/Econ | 48.41% | 0 | Lighting | 0 | 0.035158 | 0.21586
Tech | Water and Wastewater | HVAC | HVAC | TRC | New | NN907 | HVAC Recommissioning | HVAC Recommissioning | NonEquip | 10 | HVAC | 35.73% | Tech/Econ | 18.86% | 252.9425 | HVAC | 0.036033 | 0.024778 | 0.23103
Tech | Water and Wastewater | HVAC | HVAC | TRC | New | NN905 | HVAC Improved Controls | HVAC Improved Controls | NonEquip | 15 | HVAC | 34.58% | Tech/Econ | 14.73% | 178.2649 | HVAC | 0.025394 | 0.020124 | 0.050489
Tech | Water and Wastewater | HVAC | HVAC | TRC | New | NN900 | Building Envelope Improvements | Building Envelope Improvements | NonEquip | 15 | HVAC | 32.06% | Tech/Econ | 14.68% | 144.7763 | HVAC | 0.020624 | 58.4332 | 0.1444
Tech | Water and Wastewater | HVAC | HVAC | TRC | Existing | NE906 | HVAC Recommissioning | HVAC Recommissioning | NonEquip | 10 | HVAC | 35.73% | Tech/Econ | 18.86% | 420390.4608 | HVAC | 59.8862 | 41.1817 | 0.23103
Tech | Water and Wastewater | HVAC | HVAC | TRC | Existing | NE904 | HVAC Improved Controls | HVAC Improved Controls | NonEquip | 15 | HVAC | 34.58% | Tech/Econ | 14.73% | 296276.1924 | HVAC | 42.2056 | 36.1197 | 0.050489
Tech | Water and Wastewater | HVAC | HVAC | TRC | Existing | NE899 | Building Envelope Improvements | Building Envelope Improvements | NonEquip | 15 | HVAC | 32.06% | Tech/Econ | 14.68% | 259858.5308 | HVAC | 37.0178 | 29.701 | 0.1444
Tech | Water and Wastewater | HVAC | HVAC | TRC | Turnover | ET903 | HVAC Equipment Upgrades | HVAC Equipment Upgrades | Equip | 18 | HVAC | 28.85% | Tech/Econ | 14.08% | 213680.1757 | HVAC | 30.4395 | 0 | 0.13731
Tech | Water and Wastewater | HVAC | HVAC | TRC | New | EN902 | HVAC Equipment Upgrades | HVAC Equipment Upgrades | Equip | 18 | HVAC | 28.85% | Tech/Econ | 14.08% | 0 | HVAC | 0 | 0 | 0.13731
Tech | Water and Wastewater | HVAC | HVAC | TRC | Existing | EE901 | HVAC Equipment Upgrades | HVAC Equipment Upgrades | Equip | 18 | HVAC | 28.85% | Tech/Econ | 14.08% | 0 | HVAC | 0 | 0 | 0.13731
Tech | Water and Wastewater | Exterior Lighting | Exterior Lighting | TRC | New | NN898 | Lighting Controls - Exterior | Lighting Controls - Exterior | NonEquip | 10 | Exterior Lighting | 17% | Tech/Econ | 28% | 11.0577 | Exterior | 0 | 0 | 0.13992
Tech | Water and Wastewater | Exterior Lighting | Exterior Lighting | TRC | Existing | NE897 | Lighting Controls - Exterior | Lighting Controls - Exterior | NonEquip | 10 | Exterior Lighting | 17% | Tech/Econ | 28% | 18377.9728 | Exterior | 0 | 0 | 0.13992
Tech | Water and Wastewater | Exterior Lighting | Exterior Lighting | TRC | Turnover | ET896 | Efficient Lighting - Exterior | Efficient Lighting - Exterior | Equip | 13.6 | Exterior Lighting | 15.29% | Tech/Econ | 78.74% | 52841.1351 | Exterior | 0 | 0 | 0.1144
Tech | Water and Wastewater | Exterior Lighting | Exterior Lighting | TRC | New | EN895 | Efficient Lighting - Exterior | Efficient Lighting - Exterior | Equip | 13.6 | Exterior Lighting | 15.29% | Tech/Econ | 78.74% | 31.7937 | Exterior | 0 | 0 | 0.1144
Tech | Water and Wastewater | Exterior Lighting | Exterior Lighting | TRC | Existing | EE894 | Efficient Lighting - Exterior | Efficient Lighting - Exterior | Equip | 13.6 | Exterior Lighting | 15.29% | Tech/Econ | 78.74% | 0 | Exterior | 0 | 0.010752 | 0.1144
Tech | Water and Wastewater | Compressed Air | Compressed Air | TRC | New | NN893 | Plant Energy Management | Plant Energy Management | NonEquip | 10.5 | Compressed Air | 25.8% | Tech/Econ | 12% | 82.0099 | MachineDrives | 0.011044 | 0.011013 | 0.023178
Tech | Water and Wastewater | Compressed Air | Compressed Air | TRC | New | NN891 | Compressed Air System Optimization | Compressed Air System Optimization | NonEquip | 10 | Compressed Air | 30.76% | Tech/Econ | 10.64% | 84.0039 | MachineDrives | 0.011312 | 0 | 0.05397
Tech | Water and Wastewater | Compressed Air | Compressed Air | TRC | New | NN886 | Compressed Air Controls | Compressed Air Controls | NonEquip | 12.5 | Compressed Air | 74.82% | Tech/Econ | 2.192% | 0 | MachineDrives | 0 | 17.8696 | 0.055306
Tech | Water and Wastewater | Compressed Air | Compressed Air | TRC | Existing | NE892 | Plant Energy Management | Plant Energy Management | NonEquip | 10.5 | Compressed Air | 25.8% | Tech/Econ | 12% | 136300.4789 | MachineDrives | 18.3544 | 18.3041 | 0.023178
Tech | Water and Wastewater | Compressed Air | Compressed Air | TRC | Existing | NE890 | Compressed Air System Optimization | Compressed Air System Optimization | NonEquip | 10 | Compressed Air | 30.76% | Tech/Econ | 10.64% | 139614.4742 | MachineDrives | 18.8006 | 8.6199 | 0.05397
Tech | Water and Wastewater | Compressed Air | Compressed Air | TRC | Existing | NE885 | Compressed Air Controls | Compressed Air Controls | NonEquip | 12.5 | Compressed Air | 74.82% | Tech/Econ | 2.192% | 65748.6396 | MachineDrives | 8.8538 | 15.4166 | 0.055306
Tech | Water and Wastewater | Compressed Air | Compressed Air | TRC | Turnover | ET889 | Compressed Air Equipment | Compressed Air Equipment | Equip | 15 | Compressed Air | 71.22% | Tech/Econ | 4.001% | 117590.1091 | MachineDrives | 15.8348 | 0.005658 | 0.10354
Tech | Water and Wastewater | Compressed Air | Compressed Air | TRC | New | EN888 | Compressed Air Equipment | Compressed Air Equipment | Equip | 15 | Compressed Air | 71.22% | Tech/Econ | 4.001% | 43.1564 | MachineDrives | 0.0058115 | 0 | 0.10354
Tech | Water and Wastewater | Compressed Air | Compressed Air | TRC | Existing | EE887 | Compressed Air Equipment | Compressed Air Equipment | Equip | 15 | Compressed Air | 71.22% | Tech/Econ | 4.001% | 0 | MachineDrives | 0 | 0.15022 | 0.10354
Tech | Other | Other | Other | TRC | New | NN865 | Plant Energy Management | Plant Energy Management | NonEquip | 10.5 | Other | 25.8% | Tech/Econ | 12% | 1023.8043 | Other | 0.1477 | 249.6599 | 0.023178
Tech | Other | Other | Other | TRC | Existing | NE864 | Plant Energy Management | Plant Energy Management | NonEquip | 10.5 | Other | 25.8% | Tech/Econ | 12% | 1701562.674 | Other | 245.4729 | 0 | 0.023178
Tech | Other | Motors Pumps | Motors Pumps | TRC | New | NN863 | Pump System Optimization | Pump System Optimization | NonEquip | 10 | Motors Pumps | 59.4% | Tech/Econ | 1.68% | 0 | MachineDrives | 0 | 0 | 0.066358
Tech | Other | Motors Pumps | Motors Pumps | TRC | New | NN861 | Pump Improved Controls | Pump Improved Controls | NonEquip | 15 | Motors Pumps | 33.73% | Tech/Econ | 1.792% | 0 | MachineDrives | 0 | 0.44262 | 0.063804
Tech | Other | Motors Pumps | Motors Pumps | TRC | New | NN856 | Plant Energy Management | Plant Energy Management | NonEquip | 10.5 | Motors Pumps | 25.8% | Tech/Econ | 12% | 3376.0855 | MachineDrives | 0.45463 | 0.017436 | 0.023178
Tech | Other | Motors Pumps | Motors Pumps | TRC | New | NN854 | Motor Optimization | Motor Optimization | NonEquip | 10 | Motors Pumps | 66.73% | Tech/Econ | 3.467% | 132.9969 | MachineDrives | 0.01791 | 0 | 0.45607
Tech | Other | Motors Pumps | Motors Pumps | TRC | New | NN852 | Motor Improved Controls | Motor Improved Controls | NonEquip | 15 | Motors Pumps | 42.04% | Tech/Econ | 0.4056% | 0 | MachineDrives | 0 | 220.4838 | 0.10371
Tech | Other | Motors Pumps | Motors Pumps | TRC | Existing | NE862 | Pump System Optimization | Pump System Optimization | NonEquip | 10 | Motors Pumps | 59.4% | Tech/Econ | 1.68% | 1681742.713 | MachineDrives | 226.4653 | 134.4057 | 0.066358
Tech | Other | Motors Pumps | Motors Pumps | TRC | Existing | NE860 | Pump Improved Controls | Pump Improved Controls | NonEquip | 15 | Motors Pumps | 33.73% | Tech/Econ | 1.792% | 1025180.718 | MachineDrives | 138.0519 | 735.6338 | 0.063804
Tech | Other | Motors Pumps | Motors Pumps | TRC | Existing | NE855 | Plant Energy Management | Plant Energy Management | NonEquip | 10.5 | Motors Pumps | 25.8% | Tech/Econ | 12% | 5611054.198 | MachineDrives | 755.5906 | 532.7367 | 0.023178
Tech | Other | Motors Pumps | Motors Pumps | TRC | Existing | NE853 | Motor Optimization | Motor Optimization | NonEquip | 10 | Motors Pumps | 66.73% | Tech/Econ | 3.467% | 4063454.357 | MachineDrives | 547.1891 | 37.2993 | 0.45607
Tech | Other | Motors Pumps | Motors Pumps | TRC | Existing | NE851 | Motor Improved Controls | Motor Improved Controls | NonEquip | 15 | Motors Pumps | 42.04% | Tech/Econ | 0.4056% | 284501.0265 | MachineDrives | 38.3112 | 2283.8751 | 0.10371
Tech | Other | Motors Pumps | Motors Pumps | TRC | Turnover | ET859 | Pump Equipment Upgrade | Pump Equipment Upgrade | Equip | 15 | Motors Pumps | 70.57% | Tech/Econ | 12.43% | 17420280.01 | MachineDrives | 2345.8336 | 261.3901 | 0.13315
Tech | Other | Motors Pumps | Motors Pumps | TRC | Turnover | ET850 | Motor Equipment Upgrades | Motor Equipment Upgrades | Equip | 10 | Motors Pumps | 54.51% | Tech/Econ | 2.132% | 1993755.629 | MachineDrives | 268.4813 | 1.3742 | 0.1667
Tech | Other | Motors Pumps | Motors Pumps | TRC | New | EN858 | Pump Equipment Upgrade | Pump Equipment Upgrade | Equip | 15 | Motors Pumps | 70.57% | Tech/Econ | 12.43% | 10481.5162 | MachineDrives | 1.4115 | 0 | 0.13315
Tech | Other | Motors Pumps | Motors Pumps | TRC | New | EN849 | Motor Equipment Upgrades | Motor Equipment Upgrades | Equip | 10 | Motors Pumps | 54.51% | Tech/Econ | 2.132% | 0 | MachineDrives | 0 | 0 | 0.1667
Tech | Other | Motors Pumps | Motors Pumps | TRC | Existing | EE857 | Pump Equipment Upgrade | Pump Equipment Upgrade | Equip | 15 | Motors Pumps | 70.57% | Tech/Econ | 12.43% | 0 | MachineDrives | 0 | 0 | 0.13315
Tech | Other | Motors Pumps | Motors Pumps | TRC | Existing | EE848 | Motor Equipment Upgrades | Motor Equipment Upgrades | Equip | 10 | Motors Pumps | 54.51% | Tech/Econ | 2.132% | 0 | MachineDrives | 0 | 0.23103 | 0.1667
Tech | Other | Motors Fans Blowers | Motors Fans Blowers | TRC | New | NN847 | Plant Energy Management | Plant Energy Management | NonEquip | 10.5 | Motors Fans Blowers | 25.8% | Tech/Econ | 12% | 1762.1812 | MachineDrives | 0.2373 | 0.072556 | 0.023178
Tech | Other | Motors Fans Blowers | Motors Fans Blowers | TRC | New | NN845 | Fan System Optimization | Fan System Optimization | NonEquip | 10 | Motors Fans Blowers | 79.06% | Tech/Econ | 4.879% | 553.4196 | MachineDrives | 0.074524 | 0.35976 | 0.035317
Tech | Other | Motors Fans Blowers | Motors Fans Blowers | TRC | New | NN843 | Fan Improved Controls | Fan Improved Controls | NonEquip | 15 | Motors Fans Blowers | 52.56% | Tech/Econ | 9.465% | 2744.061 | MachineDrives | 0.36952 | 383.9713 | 0.033329
Tech | Other | Motors Fans Blowers | Motors Fans Blowers | TRC | Existing | NE846 | Plant Energy Management | Plant Energy Management | NonEquip | 10.5 | Motors Fans Blowers | 25.8% | Tech/Econ | 12% | 2928745.16 | MachineDrives | 394.388 | 440.4828 | 0.023178
Tech | Other | Motors Fans Blowers | Motors Fans Blowers | TRC | Existing | NE844 | Fan System Optimization | Fan System Optimization | NonEquip | 10 | Motors Fans Blowers | 79.06% | Tech/Econ | 4.879% | 3359786.645 | MachineDrives | 452.4325 | 597.9185 | 0.035317
Tech | Other | Motors Fans Blowers | Motors Fans Blowers | TRC | Existing | NE842 | Fan Improved Controls | Fan Improved Controls | NonEquip | 15 | Motors Fans Blowers | 52.56% | Tech/Econ | 9.465% | 4560629.4 | MachineDrives | 614.1393 | 238.5274 | 0.033329
Tech | Other | Motors Fans Blowers | Motors Fans Blowers | TRC | Turnover | ET841 | Fan Equipment Upgrades | Fan Equipment Upgrades | Equip | 15 | Motors Fans Blowers | 63.42% | Tech/Econ | 3.425% | 1819370.204 | MachineDrives | 244.9983 | 0 | 0.1824
Tech | Other | Motors Fans Blowers | Motors Fans Blowers | TRC | New | EN840 | Fan Equipment Upgrades | Fan Equipment Upgrades | Equip | 15 | Motors Fans Blowers | 63.42% | Tech/Econ | 3.425% | 0 | MachineDrives | 0 | 0 | 0.1824
Tech | Other | Motors Fans Blowers | Motors Fans Blowers | TRC | Existing | EE839 | Fan Equipment Upgrades | Fan Equipment Upgrades | Equip | 15 | Motors Fans Blowers | 63.42% | Tech/Econ | 3.425% | 0 | MachineDrives | 0 | 0.041758 | 0.1824
Tech | Other | Industrial Lighting | Industrial Lighting | TRC | New | NN838 | Lighting Controls | Lighting Controls | NonEquip | 10 | Industrial Lighting | 33.43% | Tech/Econ | 16.92% | 300.973 | Lighting | 0.04296 | 329.8551 | 0.13992
Tech | Other | Industrial Lighting | Industrial Lighting | TRC | Existing | NE837 | Lighting Controls | Lighting Controls | NonEquip | 10 | Industrial Lighting | 33.43% | Tech/Econ | 16.92% | 2377429.333 | Lighting | 339.3477 | 1866.2251 | 0.13992
Tech | Other | Industrial Lighting | Industrial Lighting | TRC | Turnover | ET836 | Efficient Lighting - Other Interior Lighting | Efficient Lighting - Other Interior Lighting | Equip | 14.4667 | Industrial Lighting | 62.16% | Tech/Econ | 38.99% | 13450808.06 | Lighting | 1919.9314 | 1349.3084 | 0.39837
Tech | Other | Industrial Lighting | Industrial Lighting | TRC | Turnover | ET833 | Efficient Lighting - High Bay | Efficient Lighting - High Bay | Equip | 13.6667 | Industrial Lighting | 30.8% | Tech/Econ | 48.41% | 9725133.828 | Lighting | 1388.1389 | 1.1229 | 0.21586
Tech | Other | Industrial Lighting | Industrial Lighting | TRC | New | EN835 | Efficient Lighting - Other Interior Lighting | Efficient Lighting - Other Interior Lighting | Equip | 14.4667 | Industrial Lighting | 62.16% | Tech/Econ | 38.99% | 8093.1456 | Lighting | 1.1552 | 0.81186 | 0.39837
Tech | Other | Industrial Lighting | Industrial Lighting | TRC | New | EN832 | Efficient Lighting - High Bay | Efficient Lighting - High Bay | Equip | 13.6667 | Industrial Lighting | 30.8% | Tech/Econ | 48.41% | 5851.4644 | Lighting | 0.83522 | 0 | 0.21586
Tech | Other | Industrial Lighting | Industrial Lighting | TRC | Existing | EE834 | Efficient Lighting - Other Interior Lighting | Efficient Lighting - Other Interior Lighting | Equip | 14.4667 | Industrial Lighting | 62.16% | Tech/Econ | 38.99% | 0 | Lighting | 0 | 0 | 0.39837
Tech | Other | Industrial Lighting | Industrial Lighting | TRC | Existing | EE831 | Efficient Lighting - High Bay | Efficient Lighting - High Bay | Equip | 13.6667 | Industrial Lighting | 30.8% | Tech/Econ | 48.41% | 0 | Lighting | 0 | 0.67616 | 0.21586
Tech | Other | HVAC | HVAC | TRC | New | NN830 | HVAC Recommissioning | HVAC Recommissioning | NonEquip | 10 | HVAC | 35.73% | Tech/Econ | 18.86% | 4864.5805 | HVAC | 0.69298 | 0.47654 | 0.23103
Tech | Other | HVAC | HVAC | TRC | New | NN828 | HVAC Improved Controls | HVAC Improved Controls | NonEquip | 15 | HVAC | 34.58% | Tech/Econ | 14.73% | 3428.3827 | HVAC | 0.48839 | 0.38702 | 0.050489
Tech | Other | HVAC | HVAC | TRC | New | NN823 | Building Envelope Improvements | Building Envelope Improvements | NonEquip | 15 | HVAC | 32.06% | Tech/Econ | 14.68% | 2784.3313 | HVAC | 0.39664 | 1123.7858 | 0.1444
Tech | Other | HVAC | HVAC | TRC | Existing | NE829 | HVAC Recommissioning | HVAC Recommissioning | NonEquip | 10 | HVAC | 35.73% | Tech/Econ | 18.86% | 8084932.812 | HVAC | 1151.7284 | 792.0041 | 0.23103
Tech | Other | HVAC | HVAC | TRC | Existing | NE827 | HVAC Improved Controls | HVAC Improved Controls | NonEquip | 15 | HVAC | 34.58% | Tech/Econ | 14.73% | 5697972.086 | HVAC | 811.6971 | 694.6526 | 0.050489
Tech | Other | HVAC | HVAC | TRC | Existing | NE822 | Building Envelope Improvements | Building Envelope Improvements | NonEquip | 15 | HVAC | 32.06% | Tech/Econ | 14.68% | 4997589.028 | HVAC | 711.9249 | 571.2088 | 0.1444
Tech | Other | HVAC | HVAC | TRC | Turnover | ET826 | HVAC Equipment Upgrades | HVAC Equipment Upgrades | Equip | 18 | HVAC | 28.85% | Tech/Econ | 14.08% | 4109488.725 | HVAC | 585.4118 | 0 | 0.13731
Tech | Other | HVAC | HVAC | TRC | New | EN825 | HVAC Equipment Upgrades | HVAC Equipment Upgrades | Equip | 18 | HVAC | 28.85% | Tech/Econ | 14.08% | 0 | HVAC | 0 | 0 | 0.13731
Tech | Other | HVAC | HVAC | TRC | Existing | EE824 | HVAC Equipment Upgrades | HVAC Equipment Upgrades | Equip | 18 | HVAC | 28.85% | Tech/Econ | 14.08% | 0 | HVAC | 0 | 0 | 0.13731
Tech | Other | Exterior Lighting | Exterior Lighting | TRC | New | NN821 | Lighting Controls - Exterior | Lighting Controls - Exterior | NonEquip | 10 | Exterior Lighting | 17% | Tech/Econ | 28% | 186.9625 | Exterior | 0 | 0 | 0.13992
Tech | Other | Exterior Lighting | Exterior Lighting | TRC | Existing | NE820 | Lighting Controls - Exterior | Lighting Controls - Exterior | NonEquip | 10 | Exterior Lighting | 17% | Tech/Econ | 28% | 310731.7468 | Exterior | 0 | 0 | 0.13992
Tech | Other | Exterior Lighting | Exterior Lighting | TRC | Turnover | ET819 | Efficient Lighting - Exterior | Efficient Lighting - Exterior | Equip | 13.6 | Exterior Lighting | 15.29% | Tech/Econ | 78.74% | 893429.2409 | Exterior | 0 | 0 | 0.1144
Tech | Other | Exterior Lighting | Exterior Lighting | TRC | New | EN818 | Efficient Lighting - Exterior | Efficient Lighting - Exterior | Equip | 13.6 | Exterior Lighting | 15.29% | Tech/Econ | 78.74% | 537.5627 | Exterior | 0 | 0 | 0.1144
Tech | Other | Exterior Lighting | Exterior Lighting | TRC | Existing | EE817 | Efficient Lighting - Exterior | Efficient Lighting - Exterior | Equip | 13.6 | Exterior Lighting | 15.29% | Tech/Econ | 78.74% | 0 | Exterior | 0 | 0.11551 | 0.1144
Tech | Other | Compressed Air | Compressed Air | TRC | New | NN816 | Plant Energy Management | Plant Energy Management | NonEquip | 10.5 | Compressed Air | 25.8% | Tech/Econ | 12% | 881.0906 | MachineDrives | 0.11865 | 0.11832 | 0.023178
Tech | Other | Compressed Air | Compressed Air | TRC | New | NN814 | Compressed Air System Optimization | Compressed Air System Optimization | NonEquip | 10 | Compressed Air | 30.76% | Tech/Econ | 10.64% | 902.5133 | MachineDrives | 0.12153 | 0 | 0.05397
Tech | Other | Compressed Air | Compressed Air | TRC | New | NN809 | Compressed Air Controls | Compressed Air Controls | NonEquip | 12.5 | Compressed Air | 74.82% | Tech/Econ | 2.192% | 0 | MachineDrives | 0 | 191.9857 | 0.055306
Tech | Other | Compressed Air | Compressed Air | TRC | Existing | NE815 | Plant Energy Management | Plant Energy Management | NonEquip | 10.5 | Compressed Air | 25.8% | Tech/Econ | 12% | 1464372.574 | MachineDrives | 197.194 | 196.6536 | 0.023178
Tech | Other | Compressed Air | Compressed Air | TRC | Existing | NE813 | Compressed Air System Optimization | Compressed Air System Optimization | NonEquip | 10 | Compressed Air | 30.76% | Tech/Econ | 10.64% | 1499977.182 | MachineDrives | 201.9885 | 92.6101 | 0.05397
Tech | Other | Compressed Air | Compressed Air | TRC | Existing | NE808 | Compressed Air Controls | Compressed Air Controls | NonEquip | 12.5 | Compressed Air | 74.82% | Tech/Econ | 2.192% | 706384.1907 | MachineDrives | 95.1225 | 165.6312 | 0.055306
Tech | Other | Compressed Air | Compressed Air | TRC | Turnover | ET812 | Compressed Air Equipment | Compressed Air Equipment | Equip | 15 | Compressed Air | 71.22% | Tech/Econ | 4.001% | 1263353.843 | MachineDrives | 170.1246 | 0.060788 | 0.10354
Tech | Other | Compressed Air | Compressed Air | TRC | New | EN811 | Compressed Air Equipment | Compressed Air Equipment | Equip | 15 | Compressed Air | 71.22% | Tech/Econ | 4.001% | 463.6601 | MachineDrives | 0.062437 | 0 | 0.10354
Tech | Other | Compressed Air | Compressed Air | TRC | Existing | EE810 | Compressed Air Equipment | Compressed Air Equipment | Equip | 15 | Compressed Air | 71.22% | Tech/Econ | 4.001% | 0 | MachineDrives | 0 | 0 | 0.10354

## Gulf_Econ_RES_TRC
Scenario | Segment | EndUse | EquipType | CE Test | Vintage | Measure Code | Name | Description | Type | Measure Life | Competition Group | Applicability | Adoption Curve | Energy Savings % | 2020 Energy Savings | 2020 Summer Peak Savings | 2020 Winter Peak Savings
Econ | Single Family | Electronics | Television | TRC | New | NN596 | Smart Power Strip | Smart Power Strip | NonEquip | 5 |  | 22.5% | Tech/Econ | 2.366% | 2732.9693 | 0.30104 | 0.2349
Econ | Single Family | Electronics | Television | TRC | Existing | NE593 | Smart Power Strip | Smart Power Strip | NonEquip | 5 |  | 22.5% | Tech/Econ | 2.366% | 255094.3264 | 28.0989 | 21.9253
Econ | Single Family | Domestic Hot Water | Solar | TRC | New | NN584 | Water Heater Thermostat Setback | Water Heater Thermostat Setback | NonEquip | 4 |  | 9.142% | Tech/Econ | 1.894% | 95.1838 | 0.0085733 | 0.018455
Econ | Single Family | Domestic Hot Water | Solar | TRC | New | NN578 | Water Heater Blanket | Water Heater Blanket | NonEquip | 7 |  | 1.582% | Tech/Econ | 13.08% | 0 | 0 | 0
Econ | Single Family | Domestic Hot Water | Solar | TRC | New | NN572 | Thermostatic Shower Restriction Valve | Thermostatic Shower Restriction Valve | NonEquip | 10 |  | 12.19% | Tech/Econ | 4.798% | 0 | 0 | 0
Econ | Single Family | Domestic Hot Water | Solar | TRC | New | NN566 | Low Flow Showerhead | Low Flow Showerhead | NonEquip | 9 |  | 80% | Tech/Econ | 15.28% | 7652.0578 | 0.68923 | 1.4836
Econ | Single Family | Domestic Hot Water | Solar | TRC | New | NN560 | Hot Water Pipe Insulation | Hot Water Pipe Insulation | NonEquip | 13 |  | 11.43% | Tech/Econ | 7.656% | 0 | 0 | 0
Econ | Single Family | Domestic Hot Water | Solar | TRC | New | NN548 | Faucet Aerator | Faucet Aerator | NonEquip | 10 |  | 13.71% | Tech/Econ | 1.502% | 89.447 | 0.0080566 | 0.017343
Econ | Single Family | Domestic Hot Water | Solar | TRC | Existing | NE581 | Water Heater Thermostat Setback | Water Heater Thermostat Setback | NonEquip | 4 |  | 1.582% | Tech/Econ | 1.894% | 1744.6479 | 0.15714 | 0.33826
Econ | Single Family | Domestic Hot Water | Solar | TRC | Existing | NE575 | Water Heater Blanket | Water Heater Blanket | NonEquip | 7 |  | 9.142% | Tech/Econ | 13.67% | 72523.8939 | 6.5323 | 14.0614
Econ | Single Family | Domestic Hot Water | Solar | TRC | Existing | NE569 | Thermostatic Shower Restriction Valve | Thermostatic Shower Restriction Valve | NonEquip | 10 |  | 2.11% | Tech/Econ | 4.798% | 5880.1496 | 0.52963 | 1.1401
Econ | Single Family | Domestic Hot Water | Solar | TRC | Existing | NE563 | Low Flow Showerhead | Low Flow Showerhead | NonEquip | 9 |  | 2.11% | Tech/Econ | 15.28% | 18835.2503 | 1.6965 | 3.6519
Econ | Single Family | Domestic Hot Water | Solar | TRC | Existing | NE557 | Hot Water Pipe Insulation | Hot Water Pipe Insulation | NonEquip | 13 |  | 1.978% | Tech/Econ | 7.656% | 8810.5419 | 0.79357 | 1.7082
Econ | Single Family | Domestic Hot Water | Solar | TRC | Existing | NE545 | Faucet Aerator | Faucet Aerator | NonEquip | 10 |  | 2.373% | Tech/Econ | 3.604% | 4982.2456 | 0.44876 | 0.96599
Econ | Single Family | Space Heating | Room heating | TRC | New | NN788 | Programmable Thermostat | Programmable Thermostat | NonEquip | 11 |  | 24.5% | Tech/Econ | 1.72% | 645.6679 | 0 | 0
Econ | Single Family | Space Heating | Room heating | TRC | New | NN764 | Home Energy Management System | Home Energy Management System | NonEquip | 11 |  | 0.95% | Tech/Econ | 15% | 217.418 | 0 | 0.03388
Econ | Single Family | Space Heating | Room heating | TRC | New | NN698 | Energy Star Certified Roof Products | Energy Star Certified Roof Products | NonEquip | 20 |  | 32.4% | Tech/Econ | 12.5% | 6467.3258 | 0 | 5.7591
Econ | Single Family | Space Heating | Room heating | TRC | New | NN638 | Ceiling Insulation(R2 to R38) | Ceiling Insulation(R2 to R38) | NonEquip | 20 |  | 0% | Tech/Econ | 34.48% | 0 | 0 | 0
Econ | Single Family | Space Heating | Room heating | TRC | New | NN614 | Ceiling Insulation(R12 to R38) | Ceiling Insulation(R12 to R38) | NonEquip | 20 |  | 0% | Tech/Econ | 11.98% | 0 | 0 | 0
Econ | Single Family | Space Heating | Room heating | TRC | Existing | NE761 | Home Energy Management System | Home Energy Management System | NonEquip | 11 |  | 0.95% | Tech/Econ | 15% | 18087.2953 | 0 | 2.4355
Econ | Single Family | Space Heating | Room heating | TRC | Existing | NE743 | Heat Pump Tune Up | Heat Pump Tune Up | NonEquip | 2 | Heat pump-heating | 0% | Tech/Econ | 5% | 0 | 0 | 0
Econ | Single Family | Space Heating | Room heating | TRC | Existing | NE719 | Energy Star Windows | Energy Star Windows | NonEquip | 20 |  | 19% | Tech/Econ | 3.473% | 84306.456 | 0 | 107.9431
Econ | Single Family | Space Heating | Room heating | TRC | Existing | NE695 | Energy Star Certified Roof Products | Energy Star Certified Roof Products | NonEquip | 20 |  | 32.4% | Tech/Econ | 12.5% | 603657.7471 | 0 | 537.5494
Econ | Single Family | Space Heating | Room heating | TRC | Existing | NE683 | Duct Repair | Duct Repair | NonEquip | 11 |  | 14.08% | Tech/Econ | 12% | 228150.7428 | 0 | 203.1653
Econ | Single Family | Space Heating | Room heating | TRC | Existing | NE635 | Ceiling Insulation(R2 to R38) | Ceiling Insulation(R2 to R38) | NonEquip | 20 |  | 16.25% | Tech/Econ | 34.48% | 801427.8504 | 0 | 781.1505
Econ | Single Family | Space Heating | Room heating | TRC | Existing | NE611 | Ceiling Insulation(R12 to R38) | Ceiling Insulation(R12 to R38) | NonEquip | 20 |  | 15.79% | Tech/Econ | 11.98% | 250996.8035 | 0 | 247.3479
Econ | Single Family | Space Heating | Room heating | TRC | Existing | NE605 | Air Sealing-Infiltration Control | Air Sealing-Infiltration Control | NonEquip | 11 |  | 20.8% | Tech/Econ | 9% | 243751.1819 | 0 | 217.0573
Econ | Single Family | Space Cooling | Room AC | TRC | New | NN782 | Programmable Thermostat | Programmable Thermostat | NonEquip | 11 |  | 24.5% | Tech/Econ | 1.72% | 575.9838 | 0 | 0
Econ | Single Family | Space Cooling | Room AC | TRC | New | NN758 | Home Energy Management System | Home Energy Management System | NonEquip | 11 |  | 0.95% | Tech/Econ | 7.12% | 92.063 | 0.03667 | 0
Econ | Single Family | Space Cooling | Room AC | TRC | New | NN692 | Energy Star Certified Roof Products | Energy Star Certified Roof Products | NonEquip | 20 |  | 32.4% | Tech/Econ | 12.5% | 6140.857 | 3.791 | 0
Econ | Single Family | Space Cooling | Room AC | TRC | New | NN644 | Ceiling Insulation(R2 to R38) | Ceiling Insulation(R2 to R38) | NonEquip | 20 |  | 0% | Tech/Econ | 29.55% | 0 | 0 | 0
Econ | Single Family | Space Cooling | Room AC | TRC | New | NN620 | Ceiling Insulation(R12 to R38) | Ceiling Insulation(R12 to R38) | NonEquip | 20 |  | 0% | Tech/Econ | 9.56% | 0 | 0 | 0
Econ | Single Family | Space Cooling | Room AC | TRC | Existing | NE755 | Home Energy Management System | Home Energy Management System | NonEquip | 11 |  | 0.95% | Tech/Econ | 7.12% | 7687.8562 | 3.0754 | 0
Econ | Single Family | Space Cooling | Room AC | TRC | Existing | NE749 | Heat Pump Tune Up | Heat Pump Tune Up | NonEquip | 2 | Heat pump-cooling | 0% | Tech/Econ | 5% | 0 | 0 | 0
Econ | Single Family | Space Cooling | Room AC | TRC | Existing | NE713 | Energy Star Windows | Energy Star Windows | NonEquip | 20 |  | 19% | Tech/Econ | 7.932% | 173910.0313 | 29.2455 | 0
Econ | Single Family | Space Cooling | Room AC | TRC | Existing | NE689 | Energy Star Certified Roof Products | Energy Star Certified Roof Products | NonEquip | 20 |  | 32.4% | Tech/Econ | 12.5% | 573185.2814 | 353.8509 | 0
Econ | Single Family | Space Cooling | Room AC | TRC | Existing | NE677 | Duct Repair | Duct Repair | NonEquip | 11 |  | 14.08% | Tech/Econ | 12% | 205257.1171 | 126.7137 | 0
Econ | Single Family | Space Cooling | Room AC | TRC | Existing | NE659 | Central AC Tune Up | Central AC Tune Up | NonEquip | 2 | CAC | 0% | Tech/Econ | 5% | 0 | 0 | 0
Econ | Single Family | Space Cooling | Room AC | TRC | Existing | NE641 | Ceiling Insulation(R2 to R38) | Ceiling Insulation(R2 to R38) | NonEquip | 20 |  | 16.25% | Tech/Econ | 29.55% | 612584.0836 | 291.1851 | 0
Econ | Single Family | Space Cooling | Room AC | TRC | Existing | NE617 | Ceiling Insulation(R12 to R38) | Ceiling Insulation(R12 to R38) | NonEquip | 20 |  | 15.79% | Tech/Econ | 9.56% | 180236.2507 | 116.9706 | 0
Econ | Single Family | Space Cooling | Room AC | TRC | Existing | NE599 | Air Sealing-Infiltration Control | Air Sealing-Infiltration Control | NonEquip | 11 |  | 20.8% | Tech/Econ | 9% | 220145.2942 | 135.9048 | 0
Econ | Single Family | Space Cooling | Room AC | TRC | Turnover | ET317 | Energy Star Room AC | Energy Star Room AC | Equip | 9 | Room AC | 66% | Tech/Econ | 9.167% | 821562.0342 | 507.1841 | 0
Econ | Single Family | Space Cooling | Room AC | TRC | New | EN323 | Energy Star Room AC | Energy Star Room AC | Equip | 9 | Room AC | 66% | Tech/Econ | 9.167% | 8801.8572 | 5.4337 | 0
Econ | Single Family | Appliances | Refrigerator | TRC | New | NN536 | Removal of 2nd Refrigerator-Freezer | Removal of 2nd Refrigerator-Freezer | NonEquip | 5 | Refrigerator | 0% | Tech/Econ | 100% | 0 | 0 | 0
Econ | Single Family | Appliances | Refrigerator | TRC | Existing | NE533 | Removal of 2nd Refrigerator-Freezer | Removal of 2nd Refrigerator-Freezer | NonEquip | 5 | Refrigerator | 3.325% | Tech/Econ | 100% | 13731744.34 | 1433.3671 | 477.5641
Econ | Single Family | Cooking | Range | TRC | Turnover | ET65 | High Efficiency Induction Cooktop | High Efficiency Induction Cooktop | Equip | 10 | Range | 77.95% | Tech/Econ | 18.82% | 18583614.27 | 4406.9392 | 1057.3336
Econ | Single Family | Cooking | Range | TRC | New | EN71 | High Efficiency Induction Cooktop | High Efficiency Induction Cooktop | Equip | 10 | Range | 77.95% | Tech/Econ | 18.82% | 199096.7358 | 47.214 | 11.3278
Econ | Single Family | Miscellaneous | Pool pump | TRC | Turnover | ET524 | Variable Speed Pool Pump | Variable Speed Pool Pump | Equip | 10 | Pool pump | 57% | Tech/Econ | 72.24% | 39808905.64 | 21635.2738 | 0
Econ | Single Family | Miscellaneous | Pool pump | TRC | Turnover | ET515 | Two Speed Pool Pump | Two Speed Pool Pump | Equip | 10 | Pool pump | 0% | Tech/Econ | 23.9% | 0 | 0 | 0
Econ | Single Family | Miscellaneous | Pool pump | TRC | New | EN530 | Variable Speed Pool Pump | Variable Speed Pool Pump | Equip | 10 | Pool pump | 57% | Tech/Econ | 72.24% | 426495.2489 | 231.7909 | 0
Econ | Single Family | Miscellaneous | Pool pump | TRC | New | EN521 | Two Speed Pool Pump | Two Speed Pool Pump | Equip | 10 | Pool pump | 0% | Tech/Econ | 23.9% | 0 | 0 | 0
Econ | Single Family | Miscellaneous | Pool heater | TRC | Turnover | ET497 | Solar Pool Heater | Solar Pool Heater | Equip | 15 | Pool heater | 0% | Tech/Econ | 86.11% | 0 | 0 | 0
Econ | Single Family | Miscellaneous | Pool heater | TRC | Turnover | ET488 | Heat Pump Pool Heater | Heat Pump Pool Heater | Equip | 15 | Pool heater | 57% | Tech/Econ | 80% | 42594976.94 | 0 | 0
Econ | Single Family | Miscellaneous | Pool heater | TRC | New | EN503 | Solar Pool Heater | Solar Pool Heater | Equip | 15 | Pool heater | 0% | Tech/Econ | 86.11% | 0 | 0 | 0
Econ | Single Family | Miscellaneous | Pool heater | TRC | New | EN494 | Heat Pump Pool Heater | Heat Pump Pool Heater | Equip | 15 | Pool heater | 57% | Tech/Econ | 80% | 456344.002 | 0 | 0
Econ | Single Family | Domestic Hot Water | Point-of-use | TRC | New | NN584 | Water Heater Thermostat Setback | Water Heater Thermostat Setback | NonEquip | 4 |  | 9.142% | Tech/Econ | 1.894% | 202.9432 | 0.018279 | 0.039348
Econ | Single Family | Domestic Hot Water | Point-of-use | TRC | New | NN578 | Water Heater Blanket | Water Heater Blanket | NonEquip | 7 |  | 1.582% | Tech/Econ | 13.08% | 0 | 0 | 0
Econ | Single Family | Domestic Hot Water | Point-of-use | TRC | New | NN572 | Thermostatic Shower Restriction Valve | Thermostatic Shower Restriction Valve | NonEquip | 10 |  | 12.19% | Tech/Econ | 4.798% | 0 | 0 | 0
Econ | Single Family | Domestic Hot Water | Point-of-use | TRC | New | NN566 | Low Flow Showerhead | Low Flow Showerhead | NonEquip | 9 |  | 80% | Tech/Econ | 15.28% | 16315.0942 | 1.4695 | 3.1633
Econ | Single Family | Domestic Hot Water | Point-of-use | TRC | New | NN560 | Hot Water Pipe Insulation | Hot Water Pipe Insulation | NonEquip | 13 |  | 11.43% | Tech/Econ | 7.656% | 0 | 0 | 0
Econ | Single Family | Domestic Hot Water | Point-of-use | TRC | New | NN548 | Faucet Aerator | Faucet Aerator | NonEquip | 10 |  | 13.71% | Tech/Econ | 1.502% | 190.7116 | 0.017178 | 0.036976
Econ | Single Family | Domestic Hot Water | Point-of-use | TRC | Existing | NE581 | Water Heater Thermostat Setback | Water Heater Thermostat Setback | NonEquip | 4 |  | 1.582% | Tech/Econ | 1.894% | 3719.7961 | 0.33505 | 0.72122
Econ | Single Family | Domestic Hot Water | Point-of-use | TRC | Existing | NE575 | Water Heater Blanket | Water Heater Blanket | NonEquip | 7 |  | 9.142% | Tech/Econ | 13.67% | 154629.5372 | 13.9276 | 29.9806
Econ | Single Family | Domestic Hot Water | Point-of-use | TRC | Existing | NE569 | Thermostatic Shower Restriction Valve | Thermostatic Shower Restriction Valve | NonEquip | 10 |  | 2.11% | Tech/Econ | 4.798% | 12537.1759 | 1.1292 | 2.4308
Econ | Single Family | Domestic Hot Water | Point-of-use | TRC | Existing | NE563 | Low Flow Showerhead | Low Flow Showerhead | NonEquip | 9 |  | 2.11% | Tech/Econ | 15.28% | 40158.9859 | 3.6172 | 7.7863
Econ | Single Family | Domestic Hot Water | Point-of-use | TRC | Existing | NE557 | Hot Water Pipe Insulation | Hot Water Pipe Insulation | NonEquip | 13 |  | 1.978% | Tech/Econ | 7.656% | 18785.1195 | 1.692 | 3.6422
Econ | Single Family | Domestic Hot Water | Point-of-use | TRC | Existing | NE545 | Faucet Aerator | Faucet Aerator | NonEquip | 10 |  | 2.373% | Tech/Econ | 3.604% | 10622.7381 | 0.9568 | 2.0596
Econ | Single Family | Electronics | Other AV | TRC | New | NN596 | Smart Power Strip | Smart Power Strip | NonEquip | 5 |  | 22.5% | Tech/Econ | 2.366% | 5062.5195 | 0.55764 | 0.43512
Econ | Single Family | Electronics | Other AV | TRC | Existing | NE593 | Smart Power Strip | Smart Power Strip | NonEquip | 5 |  | 22.5% | Tech/Econ | 2.366% | 472533.6696 | 52.05 | 40.6141
Econ | Single Family | Miscellaneous | Other | TRC | Turnover | ET479 | Energy Star Dehumidifier | Energy Star Dehumidifier | Equip | 12 | Other | 0.3002% | Tech/Econ | 25% | 357107.8017 | 58.5694 | 11.094
Econ | Single Family | Miscellaneous | Other | TRC | New | EN485 | Energy Star Dehumidifier | Energy Star Dehumidifier | Equip | 12 | Other | 0.3002% | Tech/Econ | 25% | 3825.8972 | 0.62749 | 0.11886
Econ | Single Family | Lighting | Interior specialty | TRC | Turnover | ET434 | LED Specialty Lamps-5W Chandelier | LED Specialty Lamps-5W Chandelier | Equip | 10 | Interior specialty | 50% | Tech/Econ | 58.33% | 1178484.166 | 103.6609 | 108.8376
Econ | Single Family | Lighting | Interior specialty | TRC | New | EN440 | LED Specialty Lamps-5W Chandelier | LED Specialty Lamps-5W Chandelier | Equip | 10 | Interior specialty | 50% | Tech/Econ | 58.33% | 12625.7653 | 1.1106 | 1.166
Econ | Single Family | Lighting | Interior screw-in | TRC | Turnover | ET416 | LED - 9W Flood | LED - 9W Flood | Equip | 10 | Interior screw-in | 50% | Tech/Econ | 53.85% | 19232602.32 | 1691.7237 | 1776.2055
Econ | Single Family | Lighting | Interior screw-in | TRC | Turnover | ET398 | LED - 14W | LED - 14W | Equip | 10 | Interior screw-in | 50% | Tech/Econ | 53.33% | 25976501.82 | 2284.9255 | 2399.0308
Econ | Single Family | Lighting | Interior screw-in | TRC | New | EN422 | LED - 9W Flood | LED - 9W Flood | Equip | 10 | Interior screw-in | 50% | Tech/Econ | 53.85% | 206049.7114 | 18.1244 | 19.0295
Econ | Single Family | Lighting | Interior screw-in | TRC | New | EN404 | LED - 14W | LED - 14W | Equip | 10 | Interior screw-in | 50% | Tech/Econ | 53.33% | 278300.9089 | 24.4797 | 25.7022
Econ | Single Family | Lighting | Interior fluorescent | TRC | Turnover | ET452 | Low Wattage T8 Fixture | Low Wattage T8 Fixture | Equip | 15 | Interior fluorescent | 79% | Tech/Econ | 18.75% | 2916048.249 | 0 | 0.00054716
Econ | Single Family | Lighting | Interior fluorescent | TRC | Turnover | ET443 | Linear LED | Linear LED | Equip | 15 | Interior fluorescent | 0% | Tech/Econ | 43.75% | 0 | 0 | 0
Econ | Single Family | Lighting | Interior fluorescent | TRC | New | EN458 | Low Wattage T8 Fixture | Low Wattage T8 Fixture | Equip | 15 | Interior fluorescent | 79% | Tech/Econ | 18.75% | 31241.2689 | 0 | 5.862e-06
Econ | Single Family | Lighting | Interior fluorescent | TRC | New | EN449 | Linear LED | Linear LED | Equip | 15 | Interior fluorescent | 0% | Tech/Econ | 43.75% | 0 | 0 | 0
Econ | Single Family | Electronics | Home office | TRC | New | NN596 | Smart Power Strip | Smart Power Strip | NonEquip | 5 |  | 22.5% | Tech/Econ | 2.366% | 4576.5747 | 0.50411 | 0.39335
Econ | Single Family | Electronics | Home office | TRC | Existing | NE593 | Smart Power Strip | Smart Power Strip | NonEquip | 5 |  | 22.5% | Tech/Econ | 2.366% | 427175.7724 | 47.0538 | 36.7156
Econ | Single Family | Electronics | Home office | TRC | Turnover | ET128 | Energy Star Personal Computer | Energy Star Personal Computer | Equip | 4 | Home office | 35% | Tech/Econ | 43.62% | 12186697.25 | 1932.1501 | 414.2167
Econ | Single Family | Electronics | Home office | TRC | Turnover | ET119 | Energy Star Imaging Equipment | Energy Star Imaging Equipment | Equip | 5 | Home office | 1% | Tech/Econ | 42.61% | 343411.6742 | 31.1347 | 18.1791
Econ | Single Family | Electronics | Home office | TRC | New | EN134 | Energy Star Personal Computer | Energy Star Personal Computer | Equip | 4 | Home office | 35% | Tech/Econ | 43.62% | 130562.958 | 20.7002 | 4.4377
Econ | Single Family | Electronics | Home office | TRC | New | EN125 | Energy Star Imaging Equipment | Energy Star Imaging Equipment | Equip | 5 | Home office | 1% | Tech/Econ | 42.61% | 3679.1629 | 0.33356 | 0.19476
Econ | Single Family | Space Heating | Heat pump-heating | TRC | New | NN788 | Programmable Thermostat | Programmable Thermostat | NonEquip | 11 |  | 24.5% | Tech/Econ | 1.72% | 3559.6784 | 0 | 0
Econ | Single Family | Space Heating | Heat pump-heating | TRC | New | NN764 | Home Energy Management System | Home Energy Management System | NonEquip | 11 |  | 0.95% | Tech/Econ | 15% | 1198.663 | 0 | 0.18679
Econ | Single Family | Space Heating | Heat pump-heating | TRC | New | NN698 | Energy Star Certified Roof Products | Energy Star Certified Roof Products | NonEquip | 20 |  | 32.4% | Tech/Econ | 12.5% | 46738.5709 | 0 | 41.6201
Econ | Single Family | Space Heating | Heat pump-heating | TRC | New | NN638 | Ceiling Insulation(R2 to R38) | Ceiling Insulation(R2 to R38) | NonEquip | 20 |  | 0% | Tech/Econ | 34.48% | 0 | 0 | 0
Econ | Single Family | Space Heating | Heat pump-heating | TRC | New | NN614 | Ceiling Insulation(R12 to R38) | Ceiling Insulation(R12 to R38) | NonEquip | 20 |  | 0% | Tech/Econ | 11.98% | 0 | 0 | 0
Econ | Single Family | Space Heating | Heat pump-heating | TRC | Existing | NE761 | Home Energy Management System | Home Energy Management System | NonEquip | 11 |  | 0.95% | Tech/Econ | 15% | 98596.5382 | 0 | 13.2765
Econ | Single Family | Space Heating | Heat pump-heating | TRC | Existing | NE743 | Heat Pump Tune Up | Heat Pump Tune Up | NonEquip | 2 | Heat pump-heating | 22.5% | Tech/Econ | 5% | 823165.1021 | 0 | 733.0179
Econ | Single Family | Space Heating | Heat pump-heating | TRC | Existing | NE719 | Energy Star Windows | Energy Star Windows | NonEquip | 20 |  | 19% | Tech/Econ | 3.473% | 459567.038 | 0 | 588.414
Econ | Single Family | Space Heating | Heat pump-heating | TRC | Existing | NE695 | Energy Star Certified Roof Products | Energy Star Certified Roof Products | NonEquip | 20 |  | 32.4% | Tech/Econ | 12.5% | 4362560.574 | 0 | 3884.8039
Econ | Single Family | Space Heating | Heat pump-heating | TRC | Existing | NE683 | Duct Repair | Duct Repair | NonEquip | 11 |  | 14.08% | Tech/Econ | 12% | 1257834.288 | 0 | 1120.0852
Econ | Single Family | Space Heating | Heat pump-heating | TRC | Existing | NE635 | Ceiling Insulation(R2 to R38) | Ceiling Insulation(R2 to R38) | NonEquip | 20 |  | 16.25% | Tech/Econ | 34.48% | 4418409.587 | 0 | 4306.6172
Econ | Single Family | Space Heating | Heat pump-heating | TRC | Existing | NE611 | Ceiling Insulation(R12 to R38) | Ceiling Insulation(R12 to R38) | NonEquip | 20 |  | 15.79% | Tech/Econ | 11.98% | 1368220.928 | 0 | 1348.3299
Econ | Single Family | Space Heating | Heat pump-heating | TRC | Existing | NE605 | Air Sealing-Infiltration Control | Air Sealing-Infiltration Control | NonEquip | 11 |  | 20.8% | Tech/Econ | 9% | 1328723.967 | 0 | 1183.2115
Econ | Single Family | Space Heating | Heat pump-heating | TRC | Turnover | ET299 | 21 SEER ASHP from base electric resistance heating | 21 SEER ASHP from base electric resistance heating | Equip | 15 | Heat pump-heating | 0% | Tech/Econ | 65.9% | 0 | 0 | 0
Econ | Single Family | Space Heating | Heat pump-heating | TRC | Turnover | ET155 | 14 SEER ASHP from base electric resistance heating | 14 SEER ASHP from base electric resistance heating | Equip | 15 | Heat pump-heating | 40.59% | Tech/Econ | 58.41% | 24508510.44 | 0 | 6912.5232
Econ | Single Family | Space Heating | Heat pump-heating | TRC | New | EN305 | 21 SEER ASHP from base electric resistance heating | 21 SEER ASHP from base electric resistance heating | Equip | 15 | Heat pump-heating | 0% | Tech/Econ | 65.9% | 0 | 0 | 0
Econ | Single Family | Space Heating | Heat pump-heating | TRC | New | EN161 | 14 SEER ASHP from base electric resistance heating | 14 SEER ASHP from base electric resistance heating | Equip | 15 | Heat pump-heating | 40.59% | Tech/Econ | 58.41% | 262573.4894 | 0 | 74.0578
Econ | Single Family | Space Cooling | Heat pump-cooling | TRC | New | NN782 | Programmable Thermostat | Programmable Thermostat | NonEquip | 11 |  | 24.5% | Tech/Econ | 1.72% | 14874.6479 | 0 | 0
Econ | Single Family | Space Cooling | Heat pump-cooling | TRC | New | NN758 | Home Energy Management System | Home Energy Management System | NonEquip | 11 |  | 0.95% | Tech/Econ | 7.12% | 2377.5069 | 0.947 | 0
Econ | Single Family | Space Cooling | Heat pump-cooling | TRC | New | NN692 | Energy Star Certified Roof Products | Energy Star Certified Roof Products | NonEquip | 20 |  | 32.4% | Tech/Econ | 12.5% | 148991.745 | 91.9787 | 0
Econ | Single Family | Space Cooling | Heat pump-cooling | TRC | New | NN644 | Ceiling Insulation(R2 to R38) | Ceiling Insulation(R2 to R38) | NonEquip | 20 |  | 0% | Tech/Econ | 29.55% | 0 | 0 | 0
Econ | Single Family | Space Cooling | Heat pump-cooling | TRC | New | NN620 | Ceiling Insulation(R12 to R38) | Ceiling Insulation(R12 to R38) | NonEquip | 20 |  | 0% | Tech/Econ | 9.56% | 0 | 0 | 0
Econ | Single Family | Space Cooling | Heat pump-cooling | TRC | Existing | NE755 | Home Energy Management System | Home Energy Management System | NonEquip | 11 |  | 0.95% | Tech/Econ | 7.12% | 196303.5629 | 78.5273 | 0
Econ | Single Family | Space Cooling | Heat pump-cooling | TRC | Existing | NE749 | Heat Pump Tune Up | Heat Pump Tune Up | NonEquip | 2 | Heat pump-cooling | 22.5% | Tech/Econ | 5% | 3468951.097 | 2141.5264 | 0
Econ | Single Family | Space Cooling | Heat pump-cooling | TRC | Existing | NE713 | Energy Star Windows | Energy Star Windows | NonEquip | 20 |  | 19% | Tech/Econ | 7.932% | 4440660.446 | 746.7609 | 0
Econ | Single Family | Space Cooling | Heat pump-cooling | TRC | Existing | NE689 | Energy Star Certified Roof Products | Energy Star Certified Roof Products | NonEquip | 20 |  | 32.4% | Tech/Econ | 12.5% | 13906833.35 | 8585.261 | 0
Econ | Single Family | Space Cooling | Heat pump-cooling | TRC | Existing | NE677 | Duct Repair | Duct Repair | NonEquip | 11 |  | 14.08% | Tech/Econ | 12% | 5300717.524 | 3272.3513 | 0
Econ | Single Family | Space Cooling | Heat pump-cooling | TRC | Existing | NE659 | Central AC Tune Up | Central AC Tune Up | NonEquip | 2 | CAC | 0% | Tech/Econ | 5% | 0 | 0 | 0
Econ | Single Family | Space Cooling | Heat pump-cooling | TRC | Existing | NE641 | Ceiling Insulation(R2 to R38) | Ceiling Insulation(R2 to R38) | NonEquip | 20 |  | 16.25% | Tech/Econ | 29.55% | 15819842.12 | 7519.7874 | 0
Econ | Single Family | Space Cooling | Heat pump-cooling | TRC | Existing | NE617 | Ceiling Insulation(R12 to R38) | Ceiling Insulation(R12 to R38) | NonEquip | 20 |  | 15.79% | Tech/Econ | 9.56% | 4602195.65 | 2986.7552 | 0
Econ | Single Family | Space Cooling | Heat pump-cooling | TRC | Existing | NE599 | Air Sealing-Infiltration Control | Air Sealing-Infiltration Control | NonEquip | 11 |  | 20.8% | Tech/Econ | 9% | 5621242.736 | 3470.2247 | 0
Econ | Single Family | Space Cooling | Heat pump-cooling | TRC | Turnover | ET290 | 21 SEER ASHP from base electric resistance heating | 21 SEER ASHP from base electric resistance heating | Equip | 15 | Heat pump-cooling | 0% | Tech/Econ | 33.33% | 0 | 0 | 0
Econ | Single Family | Space Cooling | Heat pump-cooling | TRC | Turnover | ET146 | 14 SEER ASHP from base electric resistance heating | 14 SEER ASHP from base electric resistance heating | Equip | 15 | Heat pump-cooling | 40.59% | Tech/Econ | 0% | 0.036242 | 0 | 0
Econ | Single Family | Space Cooling | Heat pump-cooling | TRC | New | EN296 | 21 SEER ASHP from base electric resistance heating | 21 SEER ASHP from base electric resistance heating | Equip | 15 | Heat pump-cooling | 0% | Tech/Econ | 33.33% | 0 | 0 | 0
Econ | Single Family | Space Cooling | Heat pump-cooling | TRC | New | EN152 | 14 SEER ASHP from base electric resistance heating | 14 SEER ASHP from base electric resistance heating | Equip | 15 | Heat pump-cooling | 40.59% | Tech/Econ | 0% | 0 | 0 | 0
Econ | Single Family | Domestic Hot Water | Heat pump water heater | TRC | New | NN584 | Water Heater Thermostat Setback | Water Heater Thermostat Setback | NonEquip | 4 |  | 9.142% | Tech/Econ | 1.894% | 4.8805 | 0.00043959 | 0.00094626
Econ | Single Family | Domestic Hot Water | Heat pump water heater | TRC | New | NN578 | Water Heater Blanket | Water Heater Blanket | NonEquip | 7 |  | 1.582% | Tech/Econ | 13.08% | 0 | 0 | 0
Econ | Single Family | Domestic Hot Water | Heat pump water heater | TRC | New | NN572 | Thermostatic Shower Restriction Valve | Thermostatic Shower Restriction Valve | NonEquip | 10 |  | 12.19% | Tech/Econ | 4.798% | 0 | 0 | 0
Econ | Single Family | Domestic Hot Water | Heat pump water heater | TRC | New | NN566 | Low Flow Showerhead | Low Flow Showerhead | NonEquip | 9 |  | 80% | Tech/Econ | 15.28% | 392.3541 | 0.03534 | 0.076072
Econ | Single Family | Domestic Hot Water | Heat pump water heater | TRC | New | NN560 | Hot Water Pipe Insulation | Hot Water Pipe Insulation | NonEquip | 13 |  | 11.43% | Tech/Econ | 7.656% | 0 | 0 | 0
Econ | Single Family | Domestic Hot Water | Heat pump water heater | TRC | New | NN548 | Faucet Aerator | Faucet Aerator | NonEquip | 10 |  | 13.71% | Tech/Econ | 1.502% | 4.5863 | 0.0004131 | 0.00088923
Econ | Single Family | Domestic Hot Water | Heat pump water heater | TRC | Existing | NE581 | Water Heater Thermostat Setback | Water Heater Thermostat Setback | NonEquip | 4 |  | 1.582% | Tech/Econ | 1.894% | 89.4557 | 0.0080573 | 0.017344
Econ | Single Family | Domestic Hot Water | Heat pump water heater | TRC | Existing | NE575 | Water Heater Blanket | Water Heater Blanket | NonEquip | 7 |  | 9.142% | Tech/Econ | 13.67% | 2579.5822 | 0.23235 | 0.50015
Econ | Single Family | Domestic Hot Water | Heat pump water heater | TRC | Existing | NE569 | Thermostatic Shower Restriction Valve | Thermostatic Shower Restriction Valve | NonEquip | 10 |  | 2.11% | Tech/Econ | 4.798% | 301.5007 | 0.027156 | 0.058457
Econ | Single Family | Domestic Hot Water | Heat pump water heater | TRC | Existing | NE563 | Low Flow Showerhead | Low Flow Showerhead | NonEquip | 9 |  | 2.11% | Tech/Econ | 15.28% | 965.7648 | 0.086987 | 0.18725
Econ | Single Family | Domestic Hot Water | Heat pump water heater | TRC | Existing | NE557 | Hot Water Pipe Insulation | Hot Water Pipe Insulation | NonEquip | 13 |  | 1.978% | Tech/Econ | 7.656% | 451.7546 | 0.04069 | 0.087589
Econ | Single Family | Domestic Hot Water | Heat pump water heater | TRC | Existing | NE545 | Faucet Aerator | Faucet Aerator | NonEquip | 10 |  | 2.373% | Tech/Econ | 3.604% | 255.4613 | 0.02301 | 0.049531
Econ | Single Family | Domestic Hot Water | Heat pump water heater | TRC | Turnover | ET74 | Heat Pump Water Heater | Heat Pump Water Heater | Equip | 10 | Heat pump water heater | 49% | Tech/Econ | 62.51% | 91151.5376 | 6.1288 | 22.8929
Econ | Single Family | Domestic Hot Water | Heat pump water heater | TRC | New | EN80 | Heat Pump Water Heater | Heat Pump Water Heater | Equip | 10 | Heat pump water heater | 49% | Tech/Econ | 62.51% | 860.2509 | 0.057841 | 0.21605
Econ | Single Family | Appliances | Freezer | TRC | New | NN536 | Removal of 2nd Refrigerator-Freezer | Removal of 2nd Refrigerator-Freezer | NonEquip | 5 | Refrigerator | 0% | Tech/Econ | 100% | 0 | 0 | 0
Econ | Single Family | Appliances | Freezer | TRC | Existing | NE533 | Removal of 2nd Refrigerator-Freezer | Removal of 2nd Refrigerator-Freezer | NonEquip | 5 | Refrigerator | 0% | Tech/Econ | 100% | 0 | 0 | 0
Econ | Single Family | Lighting | Exterior screw-in | TRC | Turnover | ET407 | LED - 9W Flood (Exterior) | LED - 9W Flood (Exterior) | Equip | 10 | Exterior screw-in | 22% | Tech/Econ | 86.15% | 1660783.246 | 0 | 0
Econ | Single Family | Lighting | Exterior screw-in | TRC | Turnover | ET362 | CFL - 15W Flood (Exterior) | CFL - 15W Flood (Exterior) | Equip | 7.8 | Exterior screw-in | 0% | Tech/Econ | 76.92% | 0 | 0 | 0
Econ | Single Family | Lighting | Exterior screw-in | TRC | New | EN413 | LED - 9W Flood (Exterior) | LED - 9W Flood (Exterior) | Equip | 10 | Exterior screw-in | 22% | Tech/Econ | 86.15% | 17792.9072 | 0 | 0
Econ | Single Family | Lighting | Exterior screw-in | TRC | New | EN368 | CFL - 15W Flood (Exterior) | CFL - 15W Flood (Exterior) | Equip | 7.8 | Exterior screw-in | 0% | Tech/Econ | 76.92% | 0 | 0 | 0
Econ | Single Family | Appliances | Dishwasher | TRC | New | NN536 | Removal of 2nd Refrigerator-Freezer | Removal of 2nd Refrigerator-Freezer | NonEquip | 5 | Refrigerator | 0% | Tech/Econ | 100% | 0 | 0 | 0
Econ | Single Family | Appliances | Dishwasher | TRC | Existing | NE533 | Removal of 2nd Refrigerator-Freezer | Removal of 2nd Refrigerator-Freezer | NonEquip | 5 | Refrigerator | 0% | Tech/Econ | 100% | 0 | 0 | 0
Econ | Single Family | Appliances | Dishwasher | TRC | Turnover | ET20 | Energy Star Dishwasher | Energy Star Dishwasher | Equip | 10 | Dishwasher | 9% | Tech/Econ | 13.13% | 1127580.425 | 123.4542 | 134.2065
Econ | Single Family | Appliances | Dishwasher | TRC | New | EN26 | Energy Star Dishwasher | Energy Star Dishwasher | Equip | 10 | Dishwasher | 9% | Tech/Econ | 13.13% | 12080.4047 | 1.3226 | 1.4378
Econ | Single Family | Domestic Hot Water | Conventional Tank | TRC | New | NN584 | Water Heater Thermostat Setback | Water Heater Thermostat Setback | NonEquip | 4 |  | 9.142% | Tech/Econ | 1.894% | 9923.1285 | 0.89378 | 1.924
Econ | Single Family | Domestic Hot Water | Conventional Tank | TRC | New | NN578 | Water Heater Blanket | Water Heater Blanket | NonEquip | 7 |  | 1.582% | Tech/Econ | 13.08% | 0 | 0 | 0
Econ | Single Family | Domestic Hot Water | Conventional Tank | TRC | New | NN572 | Thermostatic Shower Restriction Valve | Thermostatic Shower Restriction Valve | NonEquip | 10 |  | 12.19% | Tech/Econ | 4.798% | 0 | 0 | 0
Econ | Single Family | Domestic Hot Water | Conventional Tank | TRC | New | NN566 | Low Flow Showerhead | Low Flow Showerhead | NonEquip | 9 |  | 80% | Tech/Econ | 15.28% | 797744.4137 | 71.8535 | 154.6719
Econ | Single Family | Domestic Hot Water | Conventional Tank | TRC | New | NN560 | Hot Water Pipe Insulation | Hot Water Pipe Insulation | NonEquip | 13 |  | 11.43% | Tech/Econ | 7.656% | 0 | 0 | 0
Econ | Single Family | Domestic Hot Water | Conventional Tank | TRC | New | NN548 | Faucet Aerator | Faucet Aerator | NonEquip | 10 |  | 13.71% | Tech/Econ | 1.502% | 9325.0547 | 0.83992 | 1.808
Econ | Single Family | Domestic Hot Water | Conventional Tank | TRC | Existing | NE581 | Water Heater Thermostat Setback | Water Heater Thermostat Setback | NonEquip | 4 |  | 1.582% | Tech/Econ | 1.894% | 181883.506 | 16.3824 | 35.2648
Econ | Single Family | Domestic Hot Water | Conventional Tank | TRC | Existing | NE575 | Water Heater Blanket | Water Heater Blanket | NonEquip | 7 |  | 9.142% | Tech/Econ | 13.67% | 5244872.043 | 472.4101 | 1016.91
Econ | Single Family | Domestic Hot Water | Conventional Tank | TRC | Existing | NE569 | Thermostatic Shower Restriction Valve | Thermostatic Shower Restriction Valve | NonEquip | 10 |  | 2.11% | Tech/Econ | 4.798% | 613018.9589 | 55.2151 | 118.8561
Econ | Single Family | Domestic Hot Water | Conventional Tank | TRC | Existing | NE563 | Low Flow Showerhead | Low Flow Showerhead | NonEquip | 9 |  | 2.11% | Tech/Econ | 15.28% | 1963617.632 | 176.8647 | 380.719
Econ | Single Family | Domestic Hot Water | Conventional Tank | TRC | Existing | NE557 | Hot Water Pipe Insulation | Hot Water Pipe Insulation | NonEquip | 13 |  | 1.978% | Tech/Econ | 7.656% | 918519.0097 | 82.7318 | 178.0885
Econ | Single Family | Domestic Hot Water | Conventional Tank | TRC | Existing | NE545 | Faucet Aerator | Faucet Aerator | NonEquip | 10 |  | 2.373% | Tech/Econ | 3.604% | 519410.4228 | 46.7837 | 100.7067
Econ | Single Family | Domestic Hot Water | Conventional Tank | TRC | Turnover | ET971 | Heat Pump Water Heater | Heat Pump Water Heater | Equip | 10 | Conventional Tank | 49% | Tech/Econ | 62.51% | 185331622.8 | 12461.2463 | 46546.4778
Econ | Single Family | Domestic Hot Water | Conventional Tank | TRC | New | EN977 | Heat Pump Water Heater | Heat Pump Water Heater | Equip | 10 | Conventional Tank | 49% | Tech/Econ | 62.51% | 1749084.007 | 117.6041 | 439.2866
Econ | Single Family | Appliances | Clothes washer | TRC | New | NN536 | Removal of 2nd Refrigerator-Freezer | Removal of 2nd Refrigerator-Freezer | NonEquip | 5 | Refrigerator | 0% | Tech/Econ | 100% | 0 | 0 | 0
Econ | Single Family | Appliances | Clothes washer | TRC | Existing | NE533 | Removal of 2nd Refrigerator-Freezer | Removal of 2nd Refrigerator-Freezer | NonEquip | 5 | Refrigerator | 0% | Tech/Econ | 100% | 0 | 0 | 0
Econ | Single Family | Appliances | Clothes washer | TRC | Turnover | ET11 | Energy Star Clothes Washer | Energy Star Clothes Washer | Equip | 11 | Clothes washer | 54% | Tech/Econ | 37.8% | 4506248.269 | 708.6607 | 411.5935
Econ | Single Family | Appliances | Clothes washer | TRC | New | EN17 | Energy Star Clothes Washer | Energy Star Clothes Washer | Equip | 11 | Clothes washer | 54% | Tech/Econ | 37.8% | 48277.9781 | 7.5923 | 4.4096
Econ | Single Family | Appliances | Clothes dryer | TRC | New | NN536 | Removal of 2nd Refrigerator-Freezer | Removal of 2nd Refrigerator-Freezer | NonEquip | 5 | Refrigerator | 0% | Tech/Econ | 100% | 0 | 0 | 0
Econ | Single Family | Appliances | Clothes dryer | TRC | Existing | NE533 | Removal of 2nd Refrigerator-Freezer | Removal of 2nd Refrigerator-Freezer | NonEquip | 5 | Refrigerator | 0% | Tech/Econ | 100% | 0 | 0 | 0
Econ | Single Family | Space Heating | Central forced air | TRC | New | NN788 | Programmable Thermostat | Programmable Thermostat | NonEquip | 11 |  | 24.5% | Tech/Econ | 1.72% | 14192.9297 | 0 | 0
Econ | Single Family | Space Heating | Central forced air | TRC | New | NN764 | Home Energy Management System | Home Energy Management System | NonEquip | 11 |  | 0.95% | Tech/Econ | 15% | 4779.2352 | 0 | 0.74475
Econ | Single Family | Space Heating | Central forced air | TRC | New | NN698 | Energy Star Certified Roof Products | Energy Star Certified Roof Products | NonEquip | 20 |  | 32.4% | Tech/Econ | 12.5% | 142163.3229 | 0 | 126.5946
Econ | Single Family | Space Heating | Central forced air | TRC | New | NN638 | Ceiling Insulation(R2 to R38) | Ceiling Insulation(R2 to R38) | NonEquip | 20 |  | 0% | Tech/Econ | 34.48% | 0 | 0 | 0
Econ | Single Family | Space Heating | Central forced air | TRC | New | NN614 | Ceiling Insulation(R12 to R38) | Ceiling Insulation(R12 to R38) | NonEquip | 20 |  | 0% | Tech/Econ | 11.98% | 0 | 0 | 0
Econ | Single Family | Space Heating | Central forced air | TRC | Existing | NE761 | Home Energy Management System | Home Energy Management System | NonEquip | 11 |  | 0.95% | Tech/Econ | 15% | 397590.9197 | 0 | 53.5377
Econ | Single Family | Space Heating | Central forced air | TRC | Existing | NE743 | Heat Pump Tune Up | Heat Pump Tune Up | NonEquip | 2 | Heat pump-heating | 0% | Tech/Econ | 5% | 0 | 0 | 0
Econ | Single Family | Space Heating | Central forced air | TRC | Existing | NE719 | Energy Star Windows | Energy Star Windows | NonEquip | 20 |  | 19% | Tech/Econ | 3.473% | 1853205.849 | 0 | 2372.7815
Econ | Single Family | Space Heating | Central forced air | TRC | Existing | NE695 | Energy Star Certified Roof Products | Energy Star Certified Roof Products | NonEquip | 20 |  | 32.4% | Tech/Econ | 12.5% | 13269470.93 | 0 | 11816.2926
Econ | Single Family | Space Heating | Central forced air | TRC | Existing | NE683 | Duct Repair | Duct Repair | NonEquip | 11 |  | 14.08% | Tech/Econ | 12% | 5015159.11 | 0 | 4465.9345
Econ | Single Family | Space Heating | Central forced air | TRC | Existing | NE635 | Ceiling Insulation(R2 to R38) | Ceiling Insulation(R2 to R38) | NonEquip | 20 |  | 16.25% | Tech/Econ | 34.48% | 17616809.55 | 0 | 17171.0779
Econ | Single Family | Space Heating | Central forced air | TRC | Existing | NE611 | Ceiling Insulation(R12 to R38) | Ceiling Insulation(R12 to R38) | NonEquip | 20 |  | 15.79% | Tech/Econ | 11.98% | 5517356.157 | 0 | 5437.1457
Econ | Single Family | Space Heating | Central forced air | TRC | Existing | NE605 | Air Sealing-Infiltration Control | Air Sealing-Infiltration Control | NonEquip | 11 |  | 20.8% | Tech/Econ | 9% | 5358084.506 | 0 | 4771.3051
Econ | Single Family | Space Cooling | CAC | TRC | New | NN782 | Programmable Thermostat | Programmable Thermostat | NonEquip | 11 |  | 24.5% | Tech/Econ | 1.72% | 27465.9554 | 0 | 0
Econ | Single Family | Space Cooling | CAC | TRC | New | NN758 | Home Energy Management System | Home Energy Management System | NonEquip | 11 |  | 0.95% | Tech/Econ | 7.12% | 4390.0533 | 1.7486 | 0
Econ | Single Family | Space Cooling | CAC | TRC | New | NN692 | Energy Star Certified Roof Products | Energy Star Certified Roof Products | NonEquip | 20 |  | 32.4% | Tech/Econ | 12.5% | 275112.4369 | 169.8382 | 0
Econ | Single Family | Space Cooling | CAC | TRC | New | NN644 | Ceiling Insulation(R2 to R38) | Ceiling Insulation(R2 to R38) | NonEquip | 20 |  | 0% | Tech/Econ | 29.55% | 0 | 0 | 0
Econ | Single Family | Space Cooling | CAC | TRC | New | NN620 | Ceiling Insulation(R12 to R38) | Ceiling Insulation(R12 to R38) | NonEquip | 20 |  | 0% | Tech/Econ | 9.56% | 0 | 0 | 0
Econ | Single Family | Space Cooling | CAC | TRC | Existing | NE755 | Home Energy Management System | Home Energy Management System | NonEquip | 11 |  | 0.95% | Tech/Econ | 7.12% | 359998.9139 | 144.0103 | 0
Econ | Single Family | Space Cooling | CAC | TRC | Existing | NE749 | Heat Pump Tune Up | Heat Pump Tune Up | NonEquip | 2 | Heat pump-cooling | 0% | Tech/Econ | 5% | 0 | 0 | 0
Econ | Single Family | Space Cooling | CAC | TRC | Existing | NE713 | Energy Star Windows | Energy Star Windows | NonEquip | 20 |  | 19% | Tech/Econ | 7.932% | 8292950.764 | 1394.5788 | 0
Econ | Single Family | Space Cooling | CAC | TRC | Existing | NE689 | Energy Star Certified Roof Products | Energy Star Certified Roof Products | NonEquip | 20 |  | 32.4% | Tech/Econ | 12.5% | 25678891.22 | 15852.6372 | 0
Econ | Single Family | Space Cooling | CAC | TRC | Existing | NE677 | Duct Repair | Duct Repair | NonEquip | 11 |  | 14.08% | Tech/Econ | 12% | 9787745.728 | 6042.3786 | 0
Econ | Single Family | Space Cooling | CAC | TRC | Existing | NE659 | Central AC Tune Up | Central AC Tune Up | NonEquip | 2 | CAC | 36% | Tech/Econ | 5% | 9755703.94 | 6022.5979 | 0
Econ | Single Family | Space Cooling | CAC | TRC | Existing | NE641 | Ceiling Insulation(R2 to R38) | Ceiling Insulation(R2 to R38) | NonEquip | 20 |  | 16.25% | Tech/Econ | 29.55% | 29211251.39 | 13885.2461 | 0
Econ | Single Family | Space Cooling | CAC | TRC | Existing | NE617 | Ceiling Insulation(R12 to R38) | Ceiling Insulation(R12 to R38) | NonEquip | 20 |  | 15.79% | Tech/Econ | 9.56% | 8594618.389 | 5577.7771 | 0
Econ | Single Family | Space Cooling | CAC | TRC | Existing | NE599 | Air Sealing-Infiltration Control | Air Sealing-Infiltration Control | NonEquip | 11 |  | 20.8% | Tech/Econ | 9% | 10497692.81 | 6480.6582 | 0
Econ | Single Family | Space Heating | Baseboards | TRC | New | NN788 | Programmable Thermostat | Programmable Thermostat | NonEquip | 11 |  | 24.5% | Tech/Econ | 1.72% | 2.5865 | 0 | 0
Econ | Single Family | Space Heating | Baseboards | TRC | New | NN764 | Home Energy Management System | Home Energy Management System | NonEquip | 11 |  | 0.95% | Tech/Econ | 15% | 0.87095 | 0 | 0.00013572
Econ | Single Family | Space Heating | Baseboards | TRC | New | NN698 | Energy Star Certified Roof Products | Energy Star Certified Roof Products | NonEquip | 20 |  | 32.4% | Tech/Econ | 12.5% | 25.9073 | 0 | 0.02307
Econ | Single Family | Space Heating | Baseboards | TRC | New | NN638 | Ceiling Insulation(R2 to R38) | Ceiling Insulation(R2 to R38) | NonEquip | 20 |  | 0% | Tech/Econ | 34.48% | 0 | 0 | 0
Econ | Single Family | Space Heating | Baseboards | TRC | New | NN614 | Ceiling Insulation(R12 to R38) | Ceiling Insulation(R12 to R38) | NonEquip | 20 |  | 0% | Tech/Econ | 11.98% | 0 | 0 | 0
Econ | Single Family | Space Heating | Baseboards | TRC | Existing | NE761 | Home Energy Management System | Home Energy Management System | NonEquip | 11 |  | 0.95% | Tech/Econ | 15% | 72.4555 | 0 | 0.0097565
Econ | Single Family | Space Heating | Baseboards | TRC | Existing | NE743 | Heat Pump Tune Up | Heat Pump Tune Up | NonEquip | 2 | Heat pump-heating | 0% | Tech/Econ | 5% | 0 | 0 | 0
Econ | Single Family | Space Heating | Baseboards | TRC | Existing | NE719 | Energy Star Windows | Energy Star Windows | NonEquip | 20 |  | 19% | Tech/Econ | 3.473% | 337.7214 | 0 | 0.43241
Econ | Single Family | Space Heating | Baseboards | TRC | Existing | NE695 | Energy Star Certified Roof Products | Energy Star Certified Roof Products | NonEquip | 20 |  | 32.4% | Tech/Econ | 12.5% | 2418.1794 | 0 | 2.1534
Econ | Single Family | Space Heating | Baseboards | TRC | Existing | NE683 | Duct Repair | Duct Repair | NonEquip | 11 |  | 14.08% | Tech/Econ | 12% | 913.9441 | 0 | 0.81386
Econ | Single Family | Space Heating | Baseboards | TRC | Existing | NE635 | Ceiling Insulation(R2 to R38) | Ceiling Insulation(R2 to R38) | NonEquip | 20 |  | 16.25% | Tech/Econ | 34.48% | 3210.4224 | 0 | 3.1292
Econ | Single Family | Space Heating | Baseboards | TRC | Existing | NE611 | Ceiling Insulation(R12 to R38) | Ceiling Insulation(R12 to R38) | NonEquip | 20 |  | 15.79% | Tech/Econ | 11.98% | 1005.4626 | 0 | 0.99085
Econ | Single Family | Space Heating | Baseboards | TRC | Existing | NE605 | Air Sealing-Infiltration Control | Air Sealing-Infiltration Control | NonEquip | 11 |  | 20.8% | Tech/Econ | 9% | 976.4376 | 0 | 0.86951
Econ | Single Family | Electronics | Air quality | TRC | New | NN596 | Smart Power Strip | Smart Power Strip | NonEquip | 5 |  | 22.5% | Tech/Econ | 2.366% | 441.4452 | 0.048626 | 0.037942
Econ | Single Family | Electronics | Air quality | TRC | Existing | NE593 | Smart Power Strip | Smart Power Strip | NonEquip | 5 |  | 22.5% | Tech/Econ | 2.366% | 41204.3256 | 4.5387 | 3.5415
Econ | Single Family | Electronics | Air quality | TRC | Turnover | ET101 | Energy Star Air Purifier | Energy Star Air Purifier | Equip | 9 | Air quality | 61% | Tech/Econ | 59.88% | 4455261.02 | 590.3849 | 426.0176
Econ | Single Family | Electronics | Air quality | TRC | New | EN107 | Energy Star Air Purifier | Energy Star Air Purifier | Equip | 9 | Air quality | 61% | Tech/Econ | 59.88% | 47731.723 | 6.3251 | 4.5642
Econ | Multi-Family | Electronics | Television | TRC | New | NN597 | Smart Power Strip | Smart Power Strip | NonEquip | 5 |  | 90% | Tech/Econ | 4.575% | 5462.8729 | 0.60174 | 0.46953
Econ | Multi-Family | Electronics | Television | TRC | Existing | NE594 | Smart Power Strip | Smart Power Strip | NonEquip | 5 |  | 90% | Tech/Econ | 4.575% | 509902.4943 | 56.1662 | 43.8259
Econ | Multi-Family | Domestic Hot Water | Solar | TRC | New | NN585 | Water Heater Thermostat Setback | Water Heater Thermostat Setback | NonEquip | 4 |  | 12% | Tech/Econ | 2.212% | 9.5646 | 0.00086149 | 0.0018544
Econ | Multi-Family | Domestic Hot Water | Solar | TRC | New | NN579 | Water Heater Blanket | Water Heater Blanket | NonEquip | 7 |  | 1.582% | Tech/Econ | 15.27% | 0 | 0 | 0
Econ | Multi-Family | Domestic Hot Water | Solar | TRC | New | NN573 | Thermostatic Shower Restriction Valve | Thermostatic Shower Restriction Valve | NonEquip | 10 |  | 16% | Tech/Econ | 4.403% | 0 | 0 | 0
Econ | Multi-Family | Domestic Hot Water | Solar | TRC | New | NN567 | Low Flow Showerhead | Low Flow Showerhead | NonEquip | 9 |  | 80% | Tech/Econ | 14.02% | 455.2502 | 0.041005 | 0.088267
Econ | Multi-Family | Domestic Hot Water | Solar | TRC | New | NN561 | Hot Water Pipe Insulation | Hot Water Pipe Insulation | NonEquip | 13 |  | 15% | Tech/Econ | 7.656% | 0 | 0 | 0
Econ | Multi-Family | Domestic Hot Water | Solar | TRC | New | NN549 | Faucet Aerator | Faucet Aerator | NonEquip | 10 |  | 18% | Tech/Econ | 1.378% | 3.9608 | 0.00035676 | 0.00076795
Econ | Multi-Family | Domestic Hot Water | Solar | TRC | Existing | NE582 | Water Heater Thermostat Setback | Water Heater Thermostat Setback | NonEquip | 4 |  | 27% | Tech/Econ | 2.212% | 2148.2622 | 0.1935 | 0.41652
Econ | Multi-Family | Domestic Hot Water | Solar | TRC | Existing | NE576 | Water Heater Blanket | Water Heater Blanket | NonEquip | 7 |  | 3.25% | Tech/Econ | 15.96% | 1754.2186 | 0.158 | 0.34012
Econ | Multi-Family | Domestic Hot Water | Solar | TRC | Existing | NE570 | Thermostatic Shower Restriction Valve | Thermostatic Shower Restriction Valve | NonEquip | 10 |  | 36% | Tech/Econ | 4.403% | 5447.4119 | 0.49065 | 1.0562
Econ | Multi-Family | Domestic Hot Water | Solar | TRC | Existing | NE564 | Low Flow Showerhead | Low Flow Showerhead | NonEquip | 9 |  | 36% | Tech/Econ | 14.02% | 19121.7949 | 1.7223 | 3.7075
Econ | Multi-Family | Domestic Hot Water | Solar | TRC | Existing | NE558 | Hot Water Pipe Insulation | Hot Water Pipe Insulation | NonEquip | 13 |  | 33.75% | Tech/Econ | 7.656% | 9116.1174 | 0.8211 | 1.7675
Econ | Multi-Family | Domestic Hot Water | Solar | TRC | Existing | NE546 | Faucet Aerator | Faucet Aerator | NonEquip | 10 |  | 40.5% | Tech/Econ | 3.306% | 4788.026 | 0.43126 | 0.92833
Econ | Multi-Family | Space Heating | Room heating | TRC | New | NN699 | Energy Star Certified Roof Products | Energy Star Certified Roof Products | NonEquip | 20 |  | 54% | Tech/Econ | 12.5% | 3931.9392 | 0 | 3.5013
Econ | Multi-Family | Space Heating | Room heating | TRC | New | NN639 | Ceiling Insulation(R2 to R38) | Ceiling Insulation(R2 to R38) | NonEquip | 20 |  | 0% | Tech/Econ | 48.5% | 0 | 0 | 0
Econ | Multi-Family | Space Heating | Room heating | TRC | New | NN615 | Ceiling Insulation(R12 to R38) | Ceiling Insulation(R12 to R38) | NonEquip | 20 |  | 0% | Tech/Econ | 19.75% | 0 | 0 | 0
Econ | Multi-Family | Space Heating | Room heating | TRC | Existing | NE744 | Heat Pump Tune Up | Heat Pump Tune Up | NonEquip | 2 | Heat pump-heating | 0% | Tech/Econ | 5% | 0 | 0 | 0
Econ | Multi-Family | Space Heating | Room heating | TRC | Existing | NE720 | Energy Star Windows | Energy Star Windows | NonEquip | 20 |  | 19% | Tech/Econ | 4.006% | 31243.2263 | 0 | 40.0028
Econ | Multi-Family | Space Heating | Room heating | TRC | Existing | NE696 | Energy Star Certified Roof Products | Energy Star Certified Roof Products | NonEquip | 20 |  | 54% | Tech/Econ | 12.5% | 367005.7228 | 0 | 326.8139
Econ | Multi-Family | Space Heating | Room heating | TRC | Existing | NE684 | Duct Repair | Duct Repair | NonEquip | 11 |  | 65% | Tech/Econ | 12% | 364295.9164 | 0 | 324.4008
Econ | Multi-Family | Space Heating | Room heating | TRC | Existing | NE636 | Ceiling Insulation(R2 to R38) | Ceiling Insulation(R2 to R38) | NonEquip | 20 |  | 16.25% | Tech/Econ | 48.5% | 399655.6508 | 0 | 409.7764
Econ | Multi-Family | Space Heating | Room heating | TRC | Existing | NE612 | Ceiling Insulation(R12 to R38) | Ceiling Insulation(R12 to R38) | NonEquip | 20 |  | 15.79% | Tech/Econ | 19.75% | 127039.5977 | 0 | 131.0405
Econ | Multi-Family | Space Heating | Room heating | TRC | Existing | NE606 | Air Sealing-Infiltration Control | Air Sealing-Infiltration Control | NonEquip | 11 |  | 52% | Tech/Econ | 9% | 201528.5019 | 0 | 179.4585
Econ | Multi-Family | Space Cooling | Room AC | TRC | New | NN693 | Energy Star Certified Roof Products | Energy Star Certified Roof Products | NonEquip | 20 |  | 54% | Tech/Econ | 12.5% | 3168.6636 | 1.9561 | 0
Econ | Multi-Family | Space Cooling | Room AC | TRC | New | NN645 | Ceiling Insulation(R2 to R38) | Ceiling Insulation(R2 to R38) | NonEquip | 20 |  | 0% | Tech/Econ | 36.07% | 0 | 0 | 0
Econ | Multi-Family | Space Cooling | Room AC | TRC | New | NN621 | Ceiling Insulation(R12 to R38) | Ceiling Insulation(R12 to R38) | NonEquip | 20 |  | 0% | Tech/Econ | 12.59% | 0 | 0 | 0
Econ | Multi-Family | Space Cooling | Room AC | TRC | Existing | NE750 | Heat Pump Tune Up | Heat Pump Tune Up | NonEquip | 2 | Heat pump-cooling | 0% | Tech/Econ | 5% | 0 | 0 | 0
Econ | Multi-Family | Space Cooling | Room AC | TRC | Existing | NE714 | Energy Star Windows | Energy Star Windows | NonEquip | 20 |  | 19% | Tech/Econ | 16.38% | 98811.3815 | 16.6166 | 0
Econ | Multi-Family | Space Cooling | Room AC | TRC | Existing | NE690 | Energy Star Certified Roof Products | Energy Star Certified Roof Products | NonEquip | 20 |  | 54% | Tech/Econ | 12.5% | 295761.8624 | 182.586 | 0
Econ | Multi-Family | Space Cooling | Room AC | TRC | Existing | NE678 | Duct Repair | Duct Repair | NonEquip | 11 |  | 65% | Tech/Econ | 12% | 281868.6623 | 174.0091 | 0
Econ | Multi-Family | Space Cooling | Room AC | TRC | Existing | NE642 | Ceiling Insulation(R2 to R38) | Ceiling Insulation(R2 to R38) | NonEquip | 20 |  | 16.25% | Tech/Econ | 36.07% | 224997.9029 | 102.4152 | 0
Econ | Multi-Family | Space Cooling | Room AC | TRC | Existing | NE618 | Ceiling Insulation(R12 to R38) | Ceiling Insulation(R12 to R38) | NonEquip | 20 |  | 15.79% | Tech/Econ | 12.59% | 61164.6868 | 38.1291 | 0
Econ | Multi-Family | Space Cooling | Room AC | TRC | Existing | NE600 | Air Sealing-Infiltration Control | Air Sealing-Infiltration Control | NonEquip | 11 |  | 52% | Tech/Econ | 9% | 155929.7443 | 96.2619 | 0
Econ | Multi-Family | Space Cooling | Room AC | TRC | Turnover | ET318 | Energy Star Room AC | Energy Star Room AC | Equip | 9 | Room AC | 66% | Tech/Econ | 9.167% | 247196.6708 | 152.6047 | 0
Econ | Multi-Family | Space Cooling | Room AC | TRC | New | EN324 | Energy Star Room AC | Energy Star Room AC | Equip | 9 | Room AC | 66% | Tech/Econ | 9.167% | 2648.3573 | 1.6349 | 0
Econ | Multi-Family | Appliances | Refrigerator | TRC | New | NN537 | Removal of 2nd Refrigerator-Freezer | Removal of 2nd Refrigerator-Freezer | NonEquip | 5 | Refrigerator | 0% | Tech/Econ | 100% | 0 | 0 | 0
Econ | Multi-Family | Appliances | Refrigerator | TRC | Existing | NE534 | Removal of 2nd Refrigerator-Freezer | Removal of 2nd Refrigerator-Freezer | NonEquip | 5 | Refrigerator | 1.108% | Tech/Econ | 100% | 1017905.373 | 106.2525 | 35.4008
Econ | Multi-Family | Cooking | Range | TRC | Turnover | ET66 | High Efficiency Induction Cooktop | High Efficiency Induction Cooktop | Equip | 10 | Range | 80% | Tech/Econ | 18.82% | 3962959.505 | 939.7807 | 225.4766
Econ | Multi-Family | Cooking | Range | TRC | New | EN72 | High Efficiency Induction Cooktop | High Efficiency Induction Cooktop | Equip | 10 | Range | 80% | Tech/Econ | 18.82% | 42457.4193 | 10.0684 | 2.4157
Econ | Multi-Family | Miscellaneous | Pool pump | TRC | Turnover | ET525 | Variable Speed Pool Pump | Variable Speed Pool Pump | Equip | 10 | Pool pump | 57% | Tech/Econ | 72.24% | 0 | 0 | 0
Econ | Multi-Family | Miscellaneous | Pool pump | TRC | Turnover | ET516 | Two Speed Pool Pump | Two Speed Pool Pump | Equip | 10 | Pool pump | 0% | Tech/Econ | 23.9% | 0 | 0 | 0
Econ | Multi-Family | Miscellaneous | Pool pump | TRC | New | EN531 | Variable Speed Pool Pump | Variable Speed Pool Pump | Equip | 10 | Pool pump | 57% | Tech/Econ | 72.24% | 0 | 0 | 0
Econ | Multi-Family | Miscellaneous | Pool pump | TRC | New | EN522 | Two Speed Pool Pump | Two Speed Pool Pump | Equip | 10 | Pool pump | 0% | Tech/Econ | 23.9% | 0 | 0 | 0
Econ | Multi-Family | Miscellaneous | Pool heater | TRC | Turnover | ET498 | Solar Pool Heater | Solar Pool Heater | Equip | 15 | Pool heater | 0% | Tech/Econ | 86.11% | 0 | 0 | 0
Econ | Multi-Family | Miscellaneous | Pool heater | TRC | Turnover | ET489 | Heat Pump Pool Heater | Heat Pump Pool Heater | Equip | 15 | Pool heater | 57% | Tech/Econ | 80% | 0 | 0 | 0
Econ | Multi-Family | Miscellaneous | Pool heater | TRC | New | EN504 | Solar Pool Heater | Solar Pool Heater | Equip | 15 | Pool heater | 0% | Tech/Econ | 86.11% | 0 | 0 | 0
Econ | Multi-Family | Miscellaneous | Pool heater | TRC | New | EN495 | Heat Pump Pool Heater | Heat Pump Pool Heater | Equip | 15 | Pool heater | 57% | Tech/Econ | 80% | 0 | 0 | 0
Econ | Multi-Family | Domestic Hot Water | Point-of-use | TRC | New | NN585 | Water Heater Thermostat Setback | Water Heater Thermostat Setback | NonEquip | 4 |  | 12% | Tech/Econ | 2.212% | 26.33 | 0.0023716 | 0.005105
Econ | Multi-Family | Domestic Hot Water | Point-of-use | TRC | New | NN579 | Water Heater Blanket | Water Heater Blanket | NonEquip | 7 |  | 1.582% | Tech/Econ | 15.27% | 0 | 0 | 0
Econ | Multi-Family | Domestic Hot Water | Point-of-use | TRC | New | NN573 | Thermostatic Shower Restriction Valve | Thermostatic Shower Restriction Valve | NonEquip | 10 |  | 16% | Tech/Econ | 4.403% | 0 | 0 | 0
Econ | Multi-Family | Domestic Hot Water | Point-of-use | TRC | New | NN567 | Low Flow Showerhead | Low Flow Showerhead | NonEquip | 9 |  | 80% | Tech/Econ | 14.02% | 1253.2411 | 0.11288 | 0.24299
Econ | Multi-Family | Domestic Hot Water | Point-of-use | TRC | New | NN561 | Hot Water Pipe Insulation | Hot Water Pipe Insulation | NonEquip | 13 |  | 15% | Tech/Econ | 7.656% | 0 | 0 | 0
Econ | Multi-Family | Domestic Hot Water | Point-of-use | TRC | New | NN549 | Faucet Aerator | Faucet Aerator | NonEquip | 10 |  | 18% | Tech/Econ | 1.378% | 10.9037 | 0.0009821 | 0.0021141
Econ | Multi-Family | Domestic Hot Water | Point-of-use | TRC | Existing | NE582 | Water Heater Thermostat Setback | Water Heater Thermostat Setback | NonEquip | 4 |  | 27% | Tech/Econ | 2.212% | 5913.8707 | 0.53267 | 1.1466
Econ | Multi-Family | Domestic Hot Water | Point-of-use | TRC | Existing | NE576 | Water Heater Blanket | Water Heater Blanket | NonEquip | 7 |  | 3.25% | Tech/Econ | 15.96% | 4829.1229 | 0.43496 | 0.9363
Econ | Multi-Family | Domestic Hot Water | Point-of-use | TRC | Existing | NE570 | Thermostatic Shower Restriction Valve | Thermostatic Shower Restriction Valve | NonEquip | 10 |  | 36% | Tech/Econ | 4.403% | 14995.9766 | 1.3507 | 2.9075
Econ | Multi-Family | Domestic Hot Water | Point-of-use | TRC | Existing | NE564 | Low Flow Showerhead | Low Flow Showerhead | NonEquip | 9 |  | 36% | Tech/Econ | 14.02% | 52639.674 | 4.7413 | 10.2061
Econ | Multi-Family | Domestic Hot Water | Point-of-use | TRC | Existing | NE558 | Hot Water Pipe Insulation | Hot Water Pipe Insulation | NonEquip | 13 |  | 33.75% | Tech/Econ | 7.656% | 25095.4185 | 2.2604 | 4.8657
Econ | Multi-Family | Domestic Hot Water | Point-of-use | TRC | Existing | NE546 | Faucet Aerator | Faucet Aerator | NonEquip | 10 |  | 40.5% | Tech/Econ | 3.306% | 13180.7777 | 1.1872 | 2.5556
Econ | Multi-Family | Electronics | Other AV | TRC | New | NN597 | Smart Power Strip | Smart Power Strip | NonEquip | 5 |  | 90% | Tech/Econ | 4.575% | 7030.5256 | 0.77442 | 0.60427
Econ | Multi-Family | Electronics | Other AV | TRC | Existing | NE594 | Smart Power Strip | Smart Power Strip | NonEquip | 5 |  | 90% | Tech/Econ | 4.575% | 656226.6051 | 72.2839 | 56.4024
Econ | Multi-Family | Miscellaneous | Other | TRC | Turnover | ET480 | Energy Star Dehumidifier | Energy Star Dehumidifier | Equip | 12 | Other | 0.7084% | Tech/Econ | 25% | 222507.6156 | 36.4936 | 6.9125
Econ | Multi-Family | Miscellaneous | Other | TRC | New | EN486 | Energy Star Dehumidifier | Energy Star Dehumidifier | Equip | 12 | Other | 0.7084% | Tech/Econ | 25% | 2383.8495 | 0.39098 | 0.074057
Econ | Multi-Family | Lighting | Interior specialty | TRC | Turnover | ET435 | LED Specialty Lamps-5W Chandelier | LED Specialty Lamps-5W Chandelier | Equip | 10 | Interior specialty | 50% | Tech/Econ | 58.33% | 230800.4051 | 20.3015 | 21.3153
Econ | Multi-Family | Lighting | Interior specialty | TRC | New | EN441 | LED Specialty Lamps-5W Chandelier | LED Specialty Lamps-5W Chandelier | Equip | 10 | Interior specialty | 50% | Tech/Econ | 58.33% | 2472.6949 | 0.2175 | 0.22836
Econ | Multi-Family | Lighting | Interior screw-in | TRC | Turnover | ET417 | LED - 9W Flood | LED - 9W Flood | Equip | 10 | Interior screw-in | 50% | Tech/Econ | 53.85% | 3718071.611 | 327.0462 | 343.3783
Econ | Multi-Family | Lighting | Interior screw-in | TRC | Turnover | ET399 | LED - 14W | LED - 14W | Equip | 10 | Interior screw-in | 50% | Tech/Econ | 53.33% | 5021811.013 | 441.7248 | 463.7837
Econ | Multi-Family | Lighting | Interior screw-in | TRC | New | EN423 | LED - 9W Flood | LED - 9W Flood | Equip | 10 | Interior screw-in | 50% | Tech/Econ | 53.85% | 39833.7973 | 3.5038 | 3.6788
Econ | Multi-Family | Lighting | Interior screw-in | TRC | New | EN405 | LED - 14W | LED - 14W | Equip | 10 | Interior screw-in | 50% | Tech/Econ | 53.33% | 53801.4925 | 4.7324 | 4.9688
Econ | Multi-Family | Lighting | Interior fluorescent | TRC | Turnover | ET453 | Low Wattage T8 Fixture | Low Wattage T8 Fixture | Equip | 15 | Interior fluorescent | 79% | Tech/Econ | 18.75% | 563527.0887 | 0 | 0.00010574
Econ | Multi-Family | Lighting | Interior fluorescent | TRC | Turnover | ET444 | Linear LED | Linear LED | Equip | 15 | Interior fluorescent | 0% | Tech/Econ | 43.75% | 0 | 0 | 0
Econ | Multi-Family | Lighting | Interior fluorescent | TRC | New | EN459 | Low Wattage T8 Fixture | Low Wattage T8 Fixture | Equip | 15 | Interior fluorescent | 79% | Tech/Econ | 18.75% | 6037.3834 | 0 | 1.1328e-06
Econ | Multi-Family | Lighting | Interior fluorescent | TRC | New | EN450 | Linear LED | Linear LED | Equip | 15 | Interior fluorescent | 0% | Tech/Econ | 43.75% | 0 | 0 | 0
Econ | Multi-Family | Electronics | Home office | TRC | New | NN597 | Smart Power Strip | Smart Power Strip | NonEquip | 5 |  | 90% | Tech/Econ | 4.575% | 5612.1076 | 0.61818 | 0.48236
Econ | Multi-Family | Electronics | Home office | TRC | Existing | NE594 | Smart Power Strip | Smart Power Strip | NonEquip | 5 |  | 90% | Tech/Econ | 4.575% | 523832.0097 | 57.7006 | 45.0231
Econ | Multi-Family | Electronics | Home office | TRC | Turnover | ET129 | Energy Star Personal Computer | Energy Star Personal Computer | Equip | 4 | Home office | 35% | Tech/Econ | 43.62% | 1862291.595 | 295.2586 | 63.2979
Econ | Multi-Family | Electronics | Home office | TRC | Turnover | ET120 | Energy Star Imaging Equipment | Energy Star Imaging Equipment | Equip | 5 | Home office | 1% | Tech/Econ | 42.61% | 54440.1311 | 4.9357 | 2.8819
Econ | Multi-Family | Electronics | Home office | TRC | New | EN135 | Energy Star Personal Computer | Energy Star Personal Computer | Equip | 4 | Home office | 35% | Tech/Econ | 43.62% | 19951.7798 | 3.1633 | 0.67815
Econ | Multi-Family | Electronics | Home office | TRC | New | EN126 | Energy Star Imaging Equipment | Energy Star Imaging Equipment | Equip | 5 | Home office | 1% | Tech/Econ | 42.61% | 583.2478 | 0.052879 | 0.030875
Econ | Multi-Family | Space Heating | Heat pump-heating | TRC | New | NN699 | Energy Star Certified Roof Products | Energy Star Certified Roof Products | NonEquip | 20 |  | 54% | Tech/Econ | 12.5% | 10584.9004 | 0 | 9.4257
Econ | Multi-Family | Space Heating | Heat pump-heating | TRC | New | NN639 | Ceiling Insulation(R2 to R38) | Ceiling Insulation(R2 to R38) | NonEquip | 20 |  | 0% | Tech/Econ | 48.5% | 0 | 0 | 0
Econ | Multi-Family | Space Heating | Heat pump-heating | TRC | New | NN615 | Ceiling Insulation(R12 to R38) | Ceiling Insulation(R12 to R38) | NonEquip | 20 |  | 0% | Tech/Econ | 19.75% | 0 | 0 | 0
Econ | Multi-Family | Space Heating | Heat pump-heating | TRC | Existing | NE744 | Heat Pump Tune Up | Heat Pump Tune Up | NonEquip | 2 | Heat pump-heating | 25% | Tech/Econ | 5% | 117814.2353 | 0 | 104.9121
Econ | Multi-Family | Space Heating | Heat pump-heating | TRC | Existing | NE720 | Energy Star Windows | Energy Star Windows | NonEquip | 20 |  | 19% | Tech/Econ | 4.006% | 67528.9677 | 0 | 86.4618
Econ | Multi-Family | Space Heating | Heat pump-heating | TRC | Existing | NE696 | Energy Star Certified Roof Products | Energy Star Certified Roof Products | NonEquip | 20 |  | 54% | Tech/Econ | 12.5% | 987990.6136 | 0 | 879.7929
Econ | Multi-Family | Space Heating | Heat pump-heating | TRC | Existing | NE684 | Duct Repair | Duct Repair | NonEquip | 11 |  | 65% | Tech/Econ | 12% | 797354.4735 | 0 | 710.0339
Econ | Multi-Family | Space Heating | Heat pump-heating | TRC | Existing | NE636 | Ceiling Insulation(R2 to R38) | Ceiling Insulation(R2 to R38) | NonEquip | 20 |  | 16.25% | Tech/Econ | 48.5% | 874748.2654 | 0 | 896.9
Econ | Multi-Family | Space Heating | Heat pump-heating | TRC | Existing | NE612 | Ceiling Insulation(R12 to R38) | Ceiling Insulation(R12 to R38) | NonEquip | 20 |  | 15.79% | Tech/Econ | 19.75% | 274582.8107 | 0 | 283.2303
Econ | Multi-Family | Space Heating | Heat pump-heating | TRC | Existing | NE606 | Air Sealing-Infiltration Control | Air Sealing-Infiltration Control | NonEquip | 11 |  | 52% | Tech/Econ | 9% | 435582.7904 | 0 | 387.8809
Econ | Multi-Family | Space Heating | Heat pump-heating | TRC | Turnover | ET156 | 14 SEER ASHP from base electric resistance heating | 14 SEER ASHP from base electric resistance heating | Equip | 15 | Heat pump-heating | 32% | Tech/Econ | 58.41% | 2551665.895 | 0 | 719.6867
Econ | Multi-Family | Space Heating | Heat pump-heating | TRC | New | EN162 | 14 SEER ASHP from base electric resistance heating | 14 SEER ASHP from base electric resistance heating | Equip | 15 | Heat pump-heating | 32% | Tech/Econ | 58.41% | 27337.4353 | 0 | 7.7104
Econ | Multi-Family | Space Cooling | Heat pump-cooling | TRC | New | NN693 | Energy Star Certified Roof Products | Energy Star Certified Roof Products | NonEquip | 20 |  | 54% | Tech/Econ | 12.5% | 27327.6778 | 16.8705 | 0
Econ | Multi-Family | Space Cooling | Heat pump-cooling | TRC | New | NN645 | Ceiling Insulation(R2 to R38) | Ceiling Insulation(R2 to R38) | NonEquip | 20 |  | 0% | Tech/Econ | 36.07% | 0 | 0 | 0
Econ | Multi-Family | Space Cooling | Heat pump-cooling | TRC | New | NN621 | Ceiling Insulation(R12 to R38) | Ceiling Insulation(R12 to R38) | NonEquip | 20 |  | 0% | Tech/Econ | 12.59% | 0 | 0 | 0
Econ | Multi-Family | Space Cooling | Heat pump-cooling | TRC | Existing | NE750 | Heat Pump Tune Up | Heat Pump Tune Up | NonEquip | 2 | Heat pump-cooling | 25% | Tech/Econ | 5% | 382316.4145 | 236.0197 | 0
Econ | Multi-Family | Space Cooling | Heat pump-cooling | TRC | Existing | NE714 | Energy Star Windows | Energy Star Windows | NonEquip | 20 |  | 19% | Tech/Econ | 16.38% | 895723.3363 | 150.6287 | 0
Econ | Multi-Family | Space Cooling | Heat pump-cooling | TRC | Existing | NE690 | Energy Star Certified Roof Products | Energy Star Certified Roof Products | NonEquip | 20 |  | 54% | Tech/Econ | 12.5% | 2550755.137 | 1574.6862 | 0
Econ | Multi-Family | Space Cooling | Heat pump-cooling | TRC | Existing | NE678 | Duct Repair | Duct Repair | NonEquip | 11 |  | 65% | Tech/Econ | 12% | 2587477.654 | 1597.3565 | 0
Econ | Multi-Family | Space Cooling | Heat pump-cooling | TRC | Existing | NE642 | Ceiling Insulation(R2 to R38) | Ceiling Insulation(R2 to R38) | NonEquip | 20 |  | 16.25% | Tech/Econ | 36.07% | 2065419.551 | 940.1439 | 0
Econ | Multi-Family | Space Cooling | Heat pump-cooling | TRC | Existing | NE618 | Ceiling Insulation(R12 to R38) | Ceiling Insulation(R12 to R38) | NonEquip | 20 |  | 15.79% | Tech/Econ | 12.59% | 554456.7489 | 345.6394 | 0
Econ | Multi-Family | Space Cooling | Heat pump-cooling | TRC | Existing | NE600 | Air Sealing-Infiltration Control | Air Sealing-Infiltration Control | NonEquip | 11 |  | 52% | Tech/Econ | 9% | 1413500.233 | 872.6119 | 0
Econ | Multi-Family | Space Cooling | Heat pump-cooling | TRC | Turnover | ET147 | 14 SEER ASHP from base electric resistance heating | 14 SEER ASHP from base electric resistance heating | Equip | 15 | Heat pump-cooling | 32% | Tech/Econ | 0% | 0.00012303 | 0 | 0
Econ | Multi-Family | Space Cooling | Heat pump-cooling | TRC | New | EN153 | 14 SEER ASHP from base electric resistance heating | 14 SEER ASHP from base electric resistance heating | Equip | 15 | Heat pump-cooling | 32% | Tech/Econ | 0% | 0 | 0 | 0
Econ | Multi-Family | Domestic Hot Water | Heat pump water heater | TRC | New | NN585 | Water Heater Thermostat Setback | Water Heater Thermostat Setback | NonEquip | 4 |  | 12% | Tech/Econ | 2.212% | 1.5545 | 0.00014002 | 0.00030141
Econ | Multi-Family | Domestic Hot Water | Heat pump water heater | TRC | New | NN579 | Water Heater Blanket | Water Heater Blanket | NonEquip | 7 |  | 1.582% | Tech/Econ | 15.27% | 0 | 0 | 0
Econ | Multi-Family | Domestic Hot Water | Heat pump water heater | TRC | New | NN573 | Thermostatic Shower Restriction Valve | Thermostatic Shower Restriction Valve | NonEquip | 10 |  | 16% | Tech/Econ | 4.403% | 0 | 0 | 0
Econ | Multi-Family | Domestic Hot Water | Heat pump water heater | TRC | New | NN567 | Low Flow Showerhead | Low Flow Showerhead | NonEquip | 9 |  | 80% | Tech/Econ | 14.02% | 73.9926 | 0.0066646 | 0.014346
Econ | Multi-Family | Domestic Hot Water | Heat pump water heater | TRC | New | NN561 | Hot Water Pipe Insulation | Hot Water Pipe Insulation | NonEquip | 13 |  | 15% | Tech/Econ | 7.656% | 0 | 0 | 0
Econ | Multi-Family | Domestic Hot Water | Heat pump water heater | TRC | New | NN549 | Faucet Aerator | Faucet Aerator | NonEquip | 10 |  | 18% | Tech/Econ | 1.378% | 0.64376 | 5.7984e-05 | 0.00012482
Econ | Multi-Family | Domestic Hot Water | Heat pump water heater | TRC | Existing | NE582 | Water Heater Thermostat Setback | Water Heater Thermostat Setback | NonEquip | 4 |  | 27% | Tech/Econ | 2.212% | 349.1609 | 0.031449 | 0.067698
Econ | Multi-Family | Domestic Hot Water | Heat pump water heater | TRC | Existing | NE576 | Water Heater Blanket | Water Heater Blanket | NonEquip | 7 |  | 3.25% | Tech/Econ | 15.96% | 285.1163 | 0.025681 | 0.05528
Econ | Multi-Family | Domestic Hot Water | Heat pump water heater | TRC | Existing | NE570 | Thermostatic Shower Restriction Valve | Thermostatic Shower Restriction Valve | NonEquip | 10 |  | 36% | Tech/Econ | 4.403% | 885.3777 | 0.079747 | 0.17166
Econ | Multi-Family | Domestic Hot Water | Heat pump water heater | TRC | Existing | NE564 | Low Flow Showerhead | Low Flow Showerhead | NonEquip | 9 |  | 36% | Tech/Econ | 14.02% | 3107.8999 | 0.27993 | 0.60258
Econ | Multi-Family | Domestic Hot Water | Heat pump water heater | TRC | Existing | NE558 | Hot Water Pipe Insulation | Hot Water Pipe Insulation | NonEquip | 13 |  | 33.75% | Tech/Econ | 7.656% | 1481.659 | 0.13345 | 0.28727
Econ | Multi-Family | Domestic Hot Water | Heat pump water heater | TRC | Existing | NE546 | Faucet Aerator | Faucet Aerator | NonEquip | 10 |  | 40.5% | Tech/Econ | 3.306% | 778.2065 | 0.070094 | 0.15088
Econ | Multi-Family | Domestic Hot Water | Heat pump water heater | TRC | Turnover | ET75 | Heat Pump Water Heater | Heat Pump Water Heater | Equip | 10 | Heat pump water heater | 49% | Tech/Econ | 62.51% | 16751.5796 | 1.1263 | 4.2072
Econ | Multi-Family | Domestic Hot Water | Heat pump water heater | TRC | New | EN81 | Heat Pump Water Heater | Heat Pump Water Heater | Equip | 10 | Heat pump water heater | 49% | Tech/Econ | 62.51% | 178.7333 | 0.012018 | 0.044889
Econ | Multi-Family | Appliances | Freezer | TRC | New | NN537 | Removal of 2nd Refrigerator-Freezer | Removal of 2nd Refrigerator-Freezer | NonEquip | 5 | Refrigerator | 0% | Tech/Econ | 100% | 0 | 0 | 0
Econ | Multi-Family | Appliances | Freezer | TRC | Existing | NE534 | Removal of 2nd Refrigerator-Freezer | Removal of 2nd Refrigerator-Freezer | NonEquip | 5 | Refrigerator | 0% | Tech/Econ | 100% | 0 | 0 | 0
Econ | Multi-Family | Lighting | Exterior screw-in | TRC | Turnover | ET408 | LED - 9W Flood (Exterior) | LED - 9W Flood (Exterior) | Equip | 10 | Exterior screw-in | 22% | Tech/Econ | 86.15% | 324486.25 | 0 | 0
Econ | Multi-Family | Lighting | Exterior screw-in | TRC | Turnover | ET363 | CFL - 15W Flood (Exterior) | CFL - 15W Flood (Exterior) | Equip | 7.8 | Exterior screw-in | 0% | Tech/Econ | 76.92% | 0 | 0 | 0
Econ | Multi-Family | Lighting | Exterior screw-in | TRC | New | EN414 | LED - 9W Flood (Exterior) | LED - 9W Flood (Exterior) | Equip | 10 | Exterior screw-in | 22% | Tech/Econ | 86.15% | 3476.4041 | 0 | 0
Econ | Multi-Family | Lighting | Exterior screw-in | TRC | New | EN369 | CFL - 15W Flood (Exterior) | CFL - 15W Flood (Exterior) | Equip | 7.8 | Exterior screw-in | 0% | Tech/Econ | 76.92% | 0 | 0 | 0
Econ | Multi-Family | Appliances | Dishwasher | TRC | New | NN537 | Removal of 2nd Refrigerator-Freezer | Removal of 2nd Refrigerator-Freezer | NonEquip | 5 | Refrigerator | 0% | Tech/Econ | 100% | 0 | 0 | 0
Econ | Multi-Family | Appliances | Dishwasher | TRC | Existing | NE534 | Removal of 2nd Refrigerator-Freezer | Removal of 2nd Refrigerator-Freezer | NonEquip | 5 | Refrigerator | 0% | Tech/Econ | 100% | 0 | 0 | 0
Econ | Multi-Family | Appliances | Dishwasher | TRC | Turnover | ET21 | Energy Star Dishwasher | Energy Star Dishwasher | Equip | 10 | Dishwasher | 9% | Tech/Econ | 13.13% | 234087.6465 | 25.6293 | 27.8615
Econ | Multi-Family | Appliances | Dishwasher | TRC | New | EN27 | Energy Star Dishwasher | Energy Star Dishwasher | Equip | 10 | Dishwasher | 9% | Tech/Econ | 13.13% | 2507.9129 | 0.27458 | 0.2985
Econ | Multi-Family | Domestic Hot Water | Conventional Tank | TRC | New | NN585 | Water Heater Thermostat Setback | Water Heater Thermostat Setback | NonEquip | 4 |  | 12% | Tech/Econ | 2.212% | 3030.1022 | 0.27292 | 0.5875
Econ | Multi-Family | Domestic Hot Water | Conventional Tank | TRC | New | NN579 | Water Heater Blanket | Water Heater Blanket | NonEquip | 7 |  | 1.582% | Tech/Econ | 15.27% | 0 | 0 | 0
Econ | Multi-Family | Domestic Hot Water | Conventional Tank | TRC | New | NN573 | Thermostatic Shower Restriction Valve | Thermostatic Shower Restriction Valve | NonEquip | 10 |  | 16% | Tech/Econ | 4.403% | 0 | 0 | 0
Econ | Multi-Family | Domestic Hot Water | Conventional Tank | TRC | New | NN567 | Low Flow Showerhead | Low Flow Showerhead | NonEquip | 9 |  | 80% | Tech/Econ | 14.02% | 144225.4155 | 12.9905 | 27.9634
Econ | Multi-Family | Domestic Hot Water | Conventional Tank | TRC | New | NN561 | Hot Water Pipe Insulation | Hot Water Pipe Insulation | NonEquip | 13 |  | 15% | Tech/Econ | 7.656% | 0 | 0 | 0
Econ | Multi-Family | Domestic Hot Water | Conventional Tank | TRC | New | NN549 | Faucet Aerator | Faucet Aerator | NonEquip | 10 |  | 18% | Tech/Econ | 1.378% | 1254.8153 | 0.11302 | 0.24329
Econ | Multi-Family | Domestic Hot Water | Conventional Tank | TRC | Existing | NE582 | Water Heater Thermostat Setback | Water Heater Thermostat Setback | NonEquip | 4 |  | 27% | Tech/Econ | 2.212% | 680579.7017 | 61.3004 | 131.9552
Econ | Multi-Family | Domestic Hot Water | Conventional Tank | TRC | Existing | NE576 | Water Heater Blanket | Water Heater Blanket | NonEquip | 7 |  | 3.25% | Tech/Econ | 15.96% | 555744.8133 | 50.0564 | 107.7514
Econ | Multi-Family | Domestic Hot Water | Conventional Tank | TRC | Existing | NE570 | Thermostatic Shower Restriction Valve | Thermostatic Shower Restriction Valve | NonEquip | 10 |  | 36% | Tech/Econ | 4.403% | 1725766.033 | 155.4412 | 334.6028
Econ | Multi-Family | Domestic Hot Water | Conventional Tank | TRC | Existing | NE564 | Low Flow Showerhead | Low Flow Showerhead | NonEquip | 9 |  | 36% | Tech/Econ | 14.02% | 6057875.66 | 545.6381 | 1174.5405
Econ | Multi-Family | Domestic Hot Water | Conventional Tank | TRC | Existing | NE558 | Hot Water Pipe Insulation | Hot Water Pipe Insulation | NonEquip | 13 |  | 33.75% | Tech/Econ | 7.656% | 2888029.375 | 260.1273 | 559.95
Econ | Multi-Family | Domestic Hot Water | Conventional Tank | TRC | Existing | NE546 | Faucet Aerator | Faucet Aerator | NonEquip | 10 |  | 40.5% | Tech/Econ | 3.306% | 1516869.436 | 136.6257 | 294.1006
Econ | Multi-Family | Domestic Hot Water | Conventional Tank | TRC | Turnover | ET972 | Heat Pump Water Heater | Heat Pump Water Heater | Equip | 10 | Conventional Tank | 49% | Tech/Econ | 62.51% | 32651948.36 | 2195.4374 | 8200.6145
Econ | Multi-Family | Domestic Hot Water | Conventional Tank | TRC | New | EN978 | Heat Pump Water Heater | Heat Pump Water Heater | Equip | 10 | Conventional Tank | 49% | Tech/Econ | 62.51% | 348384.552 | 23.4245 | 87.4976
Econ | Multi-Family | Appliances | Clothes washer | TRC | New | NN537 | Removal of 2nd Refrigerator-Freezer | Removal of 2nd Refrigerator-Freezer | NonEquip | 5 | Refrigerator | 0% | Tech/Econ | 100% | 0 | 0 | 0
Econ | Multi-Family | Appliances | Clothes washer | TRC | Existing | NE534 | Removal of 2nd Refrigerator-Freezer | Removal of 2nd Refrigerator-Freezer | NonEquip | 5 | Refrigerator | 0% | Tech/Econ | 100% | 0 | 0 | 0
Econ | Multi-Family | Appliances | Clothes washer | TRC | Turnover | ET12 | Energy Star Clothes Washer | Energy Star Clothes Washer | Equip | 11 | Clothes washer | 54% | Tech/Econ | 37.8% | 837319.7019 | 131.6784 | 76.4794
Econ | Multi-Family | Appliances | Clothes washer | TRC | New | EN18 | Energy Star Clothes Washer | Energy Star Clothes Washer | Equip | 11 | Clothes washer | 54% | Tech/Econ | 37.8% | 8970.678 | 1.4107 | 0.81937
Econ | Multi-Family | Appliances | Clothes dryer | TRC | New | NN537 | Removal of 2nd Refrigerator-Freezer | Removal of 2nd Refrigerator-Freezer | NonEquip | 5 | Refrigerator | 0% | Tech/Econ | 100% | 0 | 0 | 0
Econ | Multi-Family | Appliances | Clothes dryer | TRC | Existing | NE534 | Removal of 2nd Refrigerator-Freezer | Removal of 2nd Refrigerator-Freezer | NonEquip | 5 | Refrigerator | 0% | Tech/Econ | 100% | 0 | 0 | 0
Econ | Multi-Family | Space Heating | Central forced air | TRC | New | NN699 | Energy Star Certified Roof Products | Energy Star Certified Roof Products | NonEquip | 20 |  | 54% | Tech/Econ | 12.5% | 48496.9652 | 0 | 43.1859
Econ | Multi-Family | Space Heating | Central forced air | TRC | New | NN639 | Ceiling Insulation(R2 to R38) | Ceiling Insulation(R2 to R38) | NonEquip | 20 |  | 0% | Tech/Econ | 48.5% | 0 | 0 | 0
Econ | Multi-Family | Space Heating | Central forced air | TRC | New | NN615 | Ceiling Insulation(R12 to R38) | Ceiling Insulation(R12 to R38) | NonEquip | 20 |  | 0% | Tech/Econ | 19.75% | 0 | 0 | 0
Econ | Multi-Family | Space Heating | Central forced air | TRC | Existing | NE744 | Heat Pump Tune Up | Heat Pump Tune Up | NonEquip | 2 | Heat pump-heating | 0% | Tech/Econ | 5% | 0 | 0 | 0
Econ | Multi-Family | Space Heating | Central forced air | TRC | Existing | NE720 | Energy Star Windows | Energy Star Windows | NonEquip | 20 |  | 19% | Tech/Econ | 4.006% | 385357.3453 | 0 | 493.3984
Econ | Multi-Family | Space Heating | Central forced air | TRC | Existing | NE696 | Energy Star Certified Roof Products | Energy Star Certified Roof Products | NonEquip | 20 |  | 54% | Tech/Econ | 12.5% | 4526688.433 | 0 | 4030.9576
Econ | Multi-Family | Space Heating | Central forced air | TRC | Existing | NE684 | Duct Repair | Duct Repair | NonEquip | 11 |  | 65% | Tech/Econ | 12% | 4493265.387 | 0 | 4001.1948
Econ | Multi-Family | Space Heating | Central forced air | TRC | Existing | NE636 | Ceiling Insulation(R2 to R38) | Ceiling Insulation(R2 to R38) | NonEquip | 20 |  | 16.25% | Tech/Econ | 48.5% | 4929396.19 | 0 | 5054.2262
Econ | Multi-Family | Space Heating | Central forced air | TRC | Existing | NE612 | Ceiling Insulation(R12 to R38) | Ceiling Insulation(R12 to R38) | NonEquip | 20 |  | 15.79% | Tech/Econ | 19.75% | 1566920.192 | 0 | 1616.2674
Econ | Multi-Family | Space Heating | Central forced air | TRC | Existing | NE606 | Air Sealing-Infiltration Control | Air Sealing-Infiltration Control | NonEquip | 11 |  | 52% | Tech/Econ | 9% | 2485674.423 | 0 | 2213.461
Econ | Multi-Family | Space Cooling | CAC | TRC | New | NN693 | Energy Star Certified Roof Products | Energy Star Certified Roof Products | NonEquip | 20 |  | 54% | Tech/Econ | 12.5% | 108277.761 | 66.8443 | 0
Econ | Multi-Family | Space Cooling | CAC | TRC | New | NN645 | Ceiling Insulation(R2 to R38) | Ceiling Insulation(R2 to R38) | NonEquip | 20 |  | 0% | Tech/Econ | 36.07% | 0 | 0 | 0
Econ | Multi-Family | Space Cooling | CAC | TRC | New | NN621 | Ceiling Insulation(R12 to R38) | Ceiling Insulation(R12 to R38) | NonEquip | 20 |  | 0% | Tech/Econ | 12.59% | 0 | 0 | 0
Econ | Multi-Family | Space Cooling | CAC | TRC | Existing | NE750 | Heat Pump Tune Up | Heat Pump Tune Up | NonEquip | 2 | Heat pump-cooling | 0% | Tech/Econ | 5% | 0 | 0 | 0
Econ | Multi-Family | Space Cooling | CAC | TRC | Existing | NE714 | Energy Star Windows | Energy Star Windows | NonEquip | 20 |  | 19% | Tech/Econ | 16.38% | 3593960.689 | 604.3761 | 0
Econ | Multi-Family | Space Cooling | CAC | TRC | Existing | NE690 | Energy Star Certified Roof Products | Energy Star Certified Roof Products | NonEquip | 20 |  | 54% | Tech/Econ | 12.5% | 10106605.36 | 6239.2238 | 0
Econ | Multi-Family | Space Cooling | CAC | TRC | Existing | NE678 | Duct Repair | Duct Repair | NonEquip | 11 |  | 65% | Tech/Econ | 12% | 10252107.36 | 6329.0482 | 0
Econ | Multi-Family | Space Cooling | CAC | TRC | Existing | NE642 | Ceiling Insulation(R2 to R38) | Ceiling Insulation(R2 to R38) | NonEquip | 20 |  | 16.25% | Tech/Econ | 36.07% | 8183608.057 | 3725.0394 | 0
Econ | Multi-Family | Space Cooling | CAC | TRC | Existing | NE618 | Ceiling Insulation(R12 to R38) | Ceiling Insulation(R12 to R38) | NonEquip | 20 |  | 15.79% | Tech/Econ | 12.59% | 2224677.731 | 1386.8282 | 0
Econ | Multi-Family | Space Cooling | CAC | TRC | Existing | NE600 | Air Sealing-Infiltration Control | Air Sealing-Infiltration Control | NonEquip | 11 |  | 52% | Tech/Econ | 9% | 5671465.803 | 3501.2294 | 0
Econ | Multi-Family | Space Heating | Baseboards | TRC | New | NN699 | Energy Star Certified Roof Products | Energy Star Certified Roof Products | NonEquip | 20 |  | 54% | Tech/Econ | 12.5% | 10.2417 | 0 | 0.0091201
Econ | Multi-Family | Space Heating | Baseboards | TRC | New | NN639 | Ceiling Insulation(R2 to R38) | Ceiling Insulation(R2 to R38) | NonEquip | 20 |  | 0% | Tech/Econ | 48.5% | 0 | 0 | 0
Econ | Multi-Family | Space Heating | Baseboards | TRC | New | NN615 | Ceiling Insulation(R12 to R38) | Ceiling Insulation(R12 to R38) | NonEquip | 20 |  | 0% | Tech/Econ | 19.75% | 0 | 0 | 0
Econ | Multi-Family | Space Heating | Baseboards | TRC | Existing | NE744 | Heat Pump Tune Up | Heat Pump Tune Up | NonEquip | 2 | Heat pump-heating | 0% | Tech/Econ | 5% | 0 | 0 | 0
Econ | Multi-Family | Space Heating | Baseboards | TRC | Existing | NE720 | Energy Star Windows | Energy Star Windows | NonEquip | 20 |  | 19% | Tech/Econ | 4.006% | 81.3805 | 0 | 0.1042
Econ | Multi-Family | Space Heating | Baseboards | TRC | Existing | NE696 | Energy Star Certified Roof Products | Energy Star Certified Roof Products | NonEquip | 20 |  | 54% | Tech/Econ | 12.5% | 955.9544 | 0 | 0.85127
Econ | Multi-Family | Space Heating | Baseboards | TRC | Existing | NE684 | Duct Repair | Duct Repair | NonEquip | 11 |  | 65% | Tech/Econ | 12% | 948.8961 | 0 | 0.84498
Econ | Multi-Family | Space Heating | Baseboards | TRC | Existing | NE636 | Ceiling Insulation(R2 to R38) | Ceiling Insulation(R2 to R38) | NonEquip | 20 |  | 16.25% | Tech/Econ | 48.5% | 1040.999 | 0 | 1.0674
Econ | Multi-Family | Space Heating | Baseboards | TRC | Existing | NE612 | Ceiling Insulation(R12 to R38) | Ceiling Insulation(R12 to R38) | NonEquip | 20 |  | 15.79% | Tech/Econ | 19.75% | 330.9051 | 0 | 0.34133
Econ | Multi-Family | Space Heating | Baseboards | TRC | Existing | NE606 | Air Sealing-Infiltration Control | Air Sealing-Infiltration Control | NonEquip | 11 |  | 52% | Tech/Econ | 9% | 524.9293 | 0 | 0.46744
Econ | Multi-Family | Electronics | Air quality | TRC | New | NN597 | Smart Power Strip | Smart Power Strip | NonEquip | 5 |  | 90% | Tech/Econ | 4.575% | 928.006 | 0.10222 | 0.079762
Econ | Multi-Family | Electronics | Air quality | TRC | Existing | NE594 | Smart Power Strip | Smart Power Strip | NonEquip | 5 |  | 90% | Tech/Econ | 4.575% | 86619.733 | 9.5412 | 7.4449
Econ | Multi-Family | Electronics | Air quality | TRC | Turnover | ET102 | Energy Star Air Purifier | Energy Star Air Purifier | Equip | 9 | Air quality | 61% | Tech/Econ | 59.88% | 1210781.763 | 160.4456 | 115.7765
Econ | Multi-Family | Electronics | Air quality | TRC | New | EN108 | Energy Star Air Purifier | Energy Star Air Purifier | Equip | 9 | Air quality | 61% | Tech/Econ | 59.88% | 12971.7876 | 1.7189 | 1.2404
Econ | Manufactured Home | Electronics | Television | TRC | New | NN598 | Smart Power Strip | Smart Power Strip | NonEquip | 5 |  | 90% | Tech/Econ | 2.865% | 1087.9075 | 0.11983 | 0.093505
Econ | Manufactured Home | Electronics | Television | TRC | Existing | NE595 | Smart Power Strip | Smart Power Strip | NonEquip | 5 |  | 90% | Tech/Econ | 2.865% | 101544.8805 | 11.1853 | 8.7277
Econ | Manufactured Home | Domestic Hot Water | Solar | TRC | New | NN586 | Water Heater Thermostat Setback | Water Heater Thermostat Setback | NonEquip | 4 |  | 12% | Tech/Econ | 1.494% | 0 | 0 | 0
Econ | Manufactured Home | Domestic Hot Water | Solar | TRC | New | NN580 | Water Heater Blanket | Water Heater Blanket | NonEquip | 7 |  | 1.582% | Tech/Econ | 10.31% | 0 | 0 | 0
Econ | Manufactured Home | Domestic Hot Water | Solar | TRC | New | NN574 | Thermostatic Shower Restriction Valve | Thermostatic Shower Restriction Valve | NonEquip | 10 |  | 16% | Tech/Econ | 2.95% | 0 | 0 | 0
Econ | Manufactured Home | Domestic Hot Water | Solar | TRC | New | NN568 | Low Flow Showerhead | Low Flow Showerhead | NonEquip | 9 |  | 80% | Tech/Econ | 9.393% | 0 | 0 | 0
Econ | Manufactured Home | Domestic Hot Water | Solar | TRC | New | NN562 | Hot Water Pipe Insulation | Hot Water Pipe Insulation | NonEquip | 13 |  | 15% | Tech/Econ | 7.656% | 0 | 0 | 0
Econ | Manufactured Home | Domestic Hot Water | Solar | TRC | New | NN550 | Faucet Aerator | Faucet Aerator | NonEquip | 10 |  | 18% | Tech/Econ | 0.9235% | 0 | 0 | 0
Econ | Manufactured Home | Domestic Hot Water | Solar | TRC | Existing | NE583 | Water Heater Thermostat Setback | Water Heater Thermostat Setback | NonEquip | 4 |  | 27% | Tech/Econ | 1.494% | 0 | 0 | 0
Econ | Manufactured Home | Domestic Hot Water | Solar | TRC | Existing | NE577 | Water Heater Blanket | Water Heater Blanket | NonEquip | 7 |  | 3.25% | Tech/Econ | 10.78% | 0 | 0 | 0
Econ | Manufactured Home | Domestic Hot Water | Solar | TRC | Existing | NE571 | Thermostatic Shower Restriction Valve | Thermostatic Shower Restriction Valve | NonEquip | 10 |  | 36% | Tech/Econ | 2.95% | 0 | 0 | 0
Econ | Manufactured Home | Domestic Hot Water | Solar | TRC | Existing | NE565 | Low Flow Showerhead | Low Flow Showerhead | NonEquip | 9 |  | 36% | Tech/Econ | 9.393% | 0 | 0 | 0
Econ | Manufactured Home | Domestic Hot Water | Solar | TRC | Existing | NE559 | Hot Water Pipe Insulation | Hot Water Pipe Insulation | NonEquip | 13 |  | 33.75% | Tech/Econ | 7.656% | 0 | 0 | 0
Econ | Manufactured Home | Domestic Hot Water | Solar | TRC | Existing | NE547 | Faucet Aerator | Faucet Aerator | NonEquip | 10 |  | 40.5% | Tech/Econ | 2.216% | 0 | 0 | 0
Econ | Manufactured Home | Space Heating | Room heating | TRC | New | NN790 | Programmable Thermostat | Programmable Thermostat | NonEquip | 11 |  | 92% | Tech/Econ | 1.72% | 511.4831 | 0 | 0
Econ | Manufactured Home | Space Heating | Room heating | TRC | New | NN766 | Home Energy Management System | Home Energy Management System | NonEquip | 11 |  | 6.5% | Tech/Econ | 15% | 0 | 0 | 0
Econ | Manufactured Home | Space Heating | Room heating | TRC | New | NN700 | Energy Star Certified Roof Products | Energy Star Certified Roof Products | NonEquip | 20 |  | 54% | Tech/Econ | 12.5% | 4679.5049 | 0 | 4.167
Econ | Manufactured Home | Space Heating | Room heating | TRC | New | NN640 | Ceiling Insulation(R2 to R38) | Ceiling Insulation(R2 to R38) | NonEquip | 20 |  | 0% | Tech/Econ | 48.55% | 0 | 0 | 0
Econ | Manufactured Home | Space Heating | Room heating | TRC | New | NN616 | Ceiling Insulation(R12 to R38) | Ceiling Insulation(R12 to R38) | NonEquip | 20 |  | 0% | Tech/Econ | 19.59% | 0 | 0 | 0
Econ | Manufactured Home | Space Heating | Room heating | TRC | Existing | NE895 | Wall Insulation | Wall Insulation | NonEquip | 20 |  | 6.75% | Tech/Econ | 34.34% | 112673.6677 | 0 | 100.3344
Econ | Manufactured Home | Space Heating | Room heating | TRC | Existing | NE763 | Home Energy Management System | Home Energy Management System | NonEquip | 11 |  | 6.5% | Tech/Econ | 15% | 46300.2797 | 0 | 4.9937
Econ | Manufactured Home | Space Heating | Room heating | TRC | Existing | NE745 | Heat Pump Tune Up | Heat Pump Tune Up | NonEquip | 2 | Heat pump-heating | 0% | Tech/Econ | 5% | 0 | 0 | 0
Econ | Manufactured Home | Space Heating | Room heating | TRC | Existing | NE721 | Energy Star Windows | Energy Star Windows | NonEquip | 20 |  | 19% | Tech/Econ | 2.504% | 23242.5146 | 0 | 29.7589
Econ | Manufactured Home | Space Heating | Room heating | TRC | Existing | NE697 | Energy Star Certified Roof Products | Energy Star Certified Roof Products | NonEquip | 20 |  | 54% | Tech/Econ | 12.5% | 436783.2258 | 0 | 388.9498
Econ | Manufactured Home | Space Heating | Room heating | TRC | Existing | NE685 | Duct Repair | Duct Repair | NonEquip | 11 |  | 65% | Tech/Econ | 12% | 470658.193 | 0 | 419.115
Econ | Manufactured Home | Space Heating | Room heating | TRC | Existing | NE637 | Ceiling Insulation(R2 to R38) | Ceiling Insulation(R2 to R38) | NonEquip | 20 |  | 16.25% | Tech/Econ | 48.55% | 438932.3104 | 0 | 425.5581
Econ | Manufactured Home | Space Heating | Room heating | TRC | Existing | NE613 | Ceiling Insulation(R12 to R38) | Ceiling Insulation(R12 to R38) | NonEquip | 20 |  | 15.79% | Tech/Econ | 19.59% | 145428.371 | 0 | 141.1521
Econ | Manufactured Home | Space Heating | Room heating | TRC | Existing | NE607 | Air Sealing-Infiltration Control | Air Sealing-Infiltration Control | NonEquip | 11 |  | 52% | Tech/Econ | 9% | 239826.08 | 0 | 213.562
Econ | Manufactured Home | Space Cooling | Room AC | TRC | New | NN784 | Programmable Thermostat | Programmable Thermostat | NonEquip | 11 |  | 92% | Tech/Econ | 1.72% | 331.3387 | 0 | 0
Econ | Manufactured Home | Space Cooling | Room AC | TRC | New | NN760 | Home Energy Management System | Home Energy Management System | NonEquip | 11 |  | 6.5% | Tech/Econ | 7.12% | 0 | 0 | 0
Econ | Manufactured Home | Space Cooling | Room AC | TRC | New | NN694 | Energy Star Certified Roof Products | Energy Star Certified Roof Products | NonEquip | 20 |  | 54% | Tech/Econ | 12.5% | 3226.5921 | 1.9919 | 0
Econ | Manufactured Home | Space Cooling | Room AC | TRC | New | NN646 | Ceiling Insulation(R2 to R38) | Ceiling Insulation(R2 to R38) | NonEquip | 20 |  | 0% | Tech/Econ | 25.25% | 0 | 0 | 0
Econ | Manufactured Home | Space Cooling | Room AC | TRC | New | NN622 | Ceiling Insulation(R12 to R38) | Ceiling Insulation(R12 to R38) | NonEquip | 20 |  | 0% | Tech/Econ | 7.735% | 0 | 0 | 0
Econ | Manufactured Home | Space Cooling | Room AC | TRC | Existing | NE889 | Wall Insulation | Wall Insulation | NonEquip | 20 |  | 6.75% | Tech/Econ | 4.781% | 10391.6088 | 6.4152 | 0
Econ | Manufactured Home | Space Cooling | Room AC | TRC | Existing | NE757 | Home Energy Management System | Home Energy Management System | NonEquip | 11 |  | 6.5% | Tech/Econ | 7.12% | 14852.7824 | 9.9189 | 0
Econ | Manufactured Home | Space Cooling | Room AC | TRC | Existing | NE751 | Heat Pump Tune Up | Heat Pump Tune Up | NonEquip | 2 | Heat pump-cooling | 0% | Tech/Econ | 5% | 0 | 0 | 0
Econ | Manufactured Home | Space Cooling | Room AC | TRC | Existing | NE715 | Energy Star Windows | Energy Star Windows | NonEquip | 20 |  | 19% | Tech/Econ | 11.92% | 74621.3443 | 12.5487 | 0
Econ | Manufactured Home | Space Cooling | Room AC | TRC | Existing | NE691 | Energy Star Certified Roof Products | Energy Star Certified Roof Products | NonEquip | 20 |  | 54% | Tech/Econ | 12.5% | 301168.8898 | 185.924 | 0
Econ | Manufactured Home | Space Cooling | Room AC | TRC | Existing | NE679 | Duct Repair | Duct Repair | NonEquip | 11 |  | 65% | Tech/Econ | 12% | 304892.3764 | 188.2226 | 0
Econ | Manufactured Home | Space Cooling | Room AC | TRC | Existing | NE643 | Ceiling Insulation(R2 to R38) | Ceiling Insulation(R2 to R38) | NonEquip | 20 |  | 16.25% | Tech/Econ | 25.25% | 147895.6765 | 70.6383 | 0
Econ | Manufactured Home | Space Cooling | Room AC | TRC | Existing | NE619 | Ceiling Insulation(R12 to R38) | Ceiling Insulation(R12 to R38) | NonEquip | 20 |  | 15.79% | Tech/Econ | 7.735% | 39012.4792 | 25.6805 | 0
Econ | Manufactured Home | Space Cooling | Room AC | TRC | Existing | NE601 | Air Sealing-Infiltration Control | Air Sealing-Infiltration Control | NonEquip | 11 |  | 52% | Tech/Econ | 9% | 161744.9448 | 99.8518 | 0
Econ | Manufactured Home | Space Cooling | Room AC | TRC | Turnover | ET319 | Energy Star Room AC | Energy Star Room AC | Equip | 9 | Room AC | 66% | Tech/Econ | 9.167% | 251715.8437 | 155.3946 | 0
Econ | Manufactured Home | Space Cooling | Room AC | TRC | New | EN325 | Energy Star Room AC | Energy Star Room AC | Equip | 9 | Room AC | 66% | Tech/Econ | 9.167% | 2696.7737 | 1.6648 | 0
Econ | Manufactured Home | Appliances | Refrigerator | TRC | New | NN538 | Removal of 2nd Refrigerator-Freezer | Removal of 2nd Refrigerator-Freezer | NonEquip | 5 | Refrigerator | 0% | Tech/Econ | 100% | 0 | 0 | 0
Econ | Manufactured Home | Appliances | Refrigerator | TRC | Existing | NE535 | Removal of 2nd Refrigerator-Freezer | Removal of 2nd Refrigerator-Freezer | NonEquip | 5 | Refrigerator | 1.108% | Tech/Econ | 100% | 323762.5897 | 33.7955 | 11.2598
Econ | Manufactured Home | Cooking | Range | TRC | Turnover | ET67 | High Efficiency Induction Cooktop | High Efficiency Induction Cooktop | Equip | 10 | Range | 80% | Tech/Econ | 18.82% | 1305352.506 | 309.5528 | 74.2694
Econ | Manufactured Home | Cooking | Range | TRC | New | EN73 | High Efficiency Induction Cooktop | High Efficiency Induction Cooktop | Equip | 10 | Range | 80% | Tech/Econ | 18.82% | 13984.9773 | 3.3164 | 0.79569
Econ | Manufactured Home | Miscellaneous | Pool pump | TRC | Turnover | ET526 | Variable Speed Pool Pump | Variable Speed Pool Pump | Equip | 10 | Pool pump | 57% | Tech/Econ | 72.24% | 0 | 0 | 0
Econ | Manufactured Home | Miscellaneous | Pool pump | TRC | Turnover | ET517 | Two Speed Pool Pump | Two Speed Pool Pump | Equip | 10 | Pool pump | 0% | Tech/Econ | 23.9% | 0 | 0 | 0
Econ | Manufactured Home | Miscellaneous | Pool pump | TRC | New | EN532 | Variable Speed Pool Pump | Variable Speed Pool Pump | Equip | 10 | Pool pump | 57% | Tech/Econ | 72.24% | 0 | 0 | 0
Econ | Manufactured Home | Miscellaneous | Pool pump | TRC | New | EN523 | Two Speed Pool Pump | Two Speed Pool Pump | Equip | 10 | Pool pump | 0% | Tech/Econ | 23.9% | 0 | 0 | 0
Econ | Manufactured Home | Miscellaneous | Pool heater | TRC | Turnover | ET499 | Solar Pool Heater | Solar Pool Heater | Equip | 15 | Pool heater | 0% | Tech/Econ | 86.11% | 0 | 0 | 0
Econ | Manufactured Home | Miscellaneous | Pool heater | TRC | Turnover | ET490 | Heat Pump Pool Heater | Heat Pump Pool Heater | Equip | 15 | Pool heater | 57% | Tech/Econ | 80% | 0 | 0 | 0
Econ | Manufactured Home | Miscellaneous | Pool heater | TRC | New | EN505 | Solar Pool Heater | Solar Pool Heater | Equip | 15 | Pool heater | 0% | Tech/Econ | 86.11% | 0 | 0 | 0
Econ | Manufactured Home | Miscellaneous | Pool heater | TRC | New | EN496 | Heat Pump Pool Heater | Heat Pump Pool Heater | Equip | 15 | Pool heater | 57% | Tech/Econ | 80% | 0 | 0 | 0
Econ | Manufactured Home | Domestic Hot Water | Point-of-use | TRC | New | NN586 | Water Heater Thermostat Setback | Water Heater Thermostat Setback | NonEquip | 4 |  | 12% | Tech/Econ | 1.494% | 0.05084 | 4.5792e-06 | 9.8573e-06
Econ | Manufactured Home | Domestic Hot Water | Point-of-use | TRC | New | NN580 | Water Heater Blanket | Water Heater Blanket | NonEquip | 7 |  | 1.582% | Tech/Econ | 10.31% | 0 | 0 | 0
Econ | Manufactured Home | Domestic Hot Water | Point-of-use | TRC | New | NN574 | Thermostatic Shower Restriction Valve | Thermostatic Shower Restriction Valve | NonEquip | 10 |  | 16% | Tech/Econ | 2.95% | 0 | 0 | 0
Econ | Manufactured Home | Domestic Hot Water | Point-of-use | TRC | New | NN568 | Low Flow Showerhead | Low Flow Showerhead | NonEquip | 9 |  | 80% | Tech/Econ | 9.393% | 2.3045 | 0.00020757 | 0.00044681
Econ | Manufactured Home | Domestic Hot Water | Point-of-use | TRC | New | NN562 | Hot Water Pipe Insulation | Hot Water Pipe Insulation | NonEquip | 13 |  | 15% | Tech/Econ | 7.656% | 0.1734 | 1.5619e-05 | 3.3621e-05
Econ | Manufactured Home | Domestic Hot Water | Point-of-use | TRC | New | NN550 | Faucet Aerator | Faucet Aerator | NonEquip | 10 |  | 18% | Tech/Econ | 0.9235% | 0 | 0 | 0
Econ | Manufactured Home | Domestic Hot Water | Point-of-use | TRC | Existing | NE583 | Water Heater Thermostat Setback | Water Heater Thermostat Setback | NonEquip | 4 |  | 27% | Tech/Econ | 1.494% | 11.1544 | 0.0010047 | 0.0021627
Econ | Manufactured Home | Domestic Hot Water | Point-of-use | TRC | Existing | NE577 | Water Heater Blanket | Water Heater Blanket | NonEquip | 7 |  | 3.25% | Tech/Econ | 10.78% | 9.2157 | 0.00083006 | 0.0017868
Econ | Manufactured Home | Domestic Hot Water | Point-of-use | TRC | Existing | NE571 | Thermostatic Shower Restriction Valve | Thermostatic Shower Restriction Valve | NonEquip | 10 |  | 36% | Tech/Econ | 2.95% | 28.2394 | 0.0025435 | 0.0054752
Econ | Manufactured Home | Domestic Hot Water | Point-of-use | TRC | Existing | NE565 | Low Flow Showerhead | Low Flow Showerhead | NonEquip | 9 |  | 36% | Tech/Econ | 9.393% | 96.7961 | 0.0087185 | 0.018767
Econ | Manufactured Home | Domestic Hot Water | Point-of-use | TRC | Existing | NE559 | Hot Water Pipe Insulation | Hot Water Pipe Insulation | NonEquip | 13 |  | 33.75% | Tech/Econ | 7.656% | 70.535 | 0.0063532 | 0.013676
Econ | Manufactured Home | Domestic Hot Water | Point-of-use | TRC | Existing | NE547 | Faucet Aerator | Faucet Aerator | NonEquip | 10 |  | 40.5% | Tech/Econ | 2.216% | 24.7256 | 0.0022271 | 0.004794
Econ | Manufactured Home | Electronics | Other AV | TRC | New | NN598 | Smart Power Strip | Smart Power Strip | NonEquip | 5 |  | 90% | Tech/Econ | 2.865% | 1725.0596 | 0.19002 | 0.14827
Econ | Manufactured Home | Electronics | Other AV | TRC | Existing | NE595 | Smart Power Strip | Smart Power Strip | NonEquip | 5 |  | 90% | Tech/Econ | 2.865% | 161016.4152 | 17.7361 | 13.8393
Econ | Manufactured Home | Miscellaneous | Other | TRC | Turnover | ET481 | Energy Star Dehumidifier | Energy Star Dehumidifier | Equip | 12 | Other | 0.3874% | Tech/Econ | 25% | 45567.7828 | 7.4736 | 1.4156
Econ | Manufactured Home | Miscellaneous | Other | TRC | New | EN487 | Energy Star Dehumidifier | Energy Star Dehumidifier | Equip | 12 | Other | 0.3874% | Tech/Econ | 25% | 488.1933 | 0.080069 | 0.015166
Econ | Manufactured Home | Lighting | Interior specialty | TRC | Turnover | ET436 | LED Specialty Lamps-5W Chandelier | LED Specialty Lamps-5W Chandelier | Equip | 10 | Interior specialty | 50% | Tech/Econ | 58.33% | 83437.1364 | 7.3392 | 7.7057
Econ | Manufactured Home | Lighting | Interior specialty | TRC | New | EN442 | LED Specialty Lamps-5W Chandelier | LED Specialty Lamps-5W Chandelier | Equip | 10 | Interior specialty | 50% | Tech/Econ | 58.33% | 893.9091 | 0.078629 | 0.082556
Econ | Manufactured Home | Lighting | Interior screw-in | TRC | Turnover | ET418 | LED - 9W Flood | LED - 9W Flood | Equip | 10 | Interior screw-in | 50% | Tech/Econ | 53.85% | 1356049.145 | 119.2798 | 125.2364
Econ | Manufactured Home | Lighting | Interior screw-in | TRC | Turnover | ET400 | LED - 14W | LED - 14W | Equip | 10 | Interior screw-in | 50% | Tech/Econ | 53.33% | 1831546.899 | 161.1052 | 169.1505
Econ | Manufactured Home | Lighting | Interior screw-in | TRC | New | EN424 | LED - 9W Flood | LED - 9W Flood | Equip | 10 | Interior screw-in | 50% | Tech/Econ | 53.85% | 14528.119 | 1.2779 | 1.3417
Econ | Manufactured Home | Lighting | Interior screw-in | TRC | New | EN406 | LED - 14W | LED - 14W | Equip | 10 | Interior screw-in | 50% | Tech/Econ | 53.33% | 19622.3945 | 1.726 | 1.8122
Econ | Manufactured Home | Lighting | Interior fluorescent | TRC | Turnover | ET454 | Low Wattage T8 Fixture | Low Wattage T8 Fixture | Equip | 15 | Interior fluorescent | 79% | Tech/Econ | 18.75% | 205411.2556 | 0 | 3.8543e-05
Econ | Manufactured Home | Lighting | Interior fluorescent | TRC | Turnover | ET445 | Linear LED | Linear LED | Equip | 15 | Interior fluorescent | 0% | Tech/Econ | 43.75% | 0 | 0 | 0
Econ | Manufactured Home | Lighting | Interior fluorescent | TRC | New | EN460 | Low Wattage T8 Fixture | Low Wattage T8 Fixture | Equip | 15 | Interior fluorescent | 79% | Tech/Econ | 18.75% | 2200.6866 | 0 | 4.1293e-07
Econ | Manufactured Home | Lighting | Interior fluorescent | TRC | New | EN451 | Linear LED | Linear LED | Equip | 15 | Interior fluorescent | 0% | Tech/Econ | 43.75% | 0 | 0 | 0
Econ | Manufactured Home | Electronics | Home office | TRC | New | NN598 | Smart Power Strip | Smart Power Strip | NonEquip | 5 |  | 90% | Tech/Econ | 2.865% | 1270.6333 | 0.13996 | 0.10921
Econ | Manufactured Home | Electronics | Home office | TRC | Existing | NE595 | Smart Power Strip | Smart Power Strip | NonEquip | 5 |  | 90% | Tech/Econ | 2.865% | 118600.4321 | 13.0639 | 10.1937
Econ | Manufactured Home | Electronics | Home office | TRC | Turnover | ET130 | Energy Star Personal Computer | Energy Star Personal Computer | Equip | 4 | Home office | 35% | Tech/Econ | 43.62% | 684141.746 | 108.4678 | 23.2535
Econ | Manufactured Home | Electronics | Home office | TRC | Turnover | ET121 | Energy Star Imaging Equipment | Energy Star Imaging Equipment | Equip | 5 | Home office | 1% | Tech/Econ | 42.61% | 19683.47 | 1.7846 | 1.042
Econ | Manufactured Home | Electronics | Home office | TRC | New | EN136 | Energy Star Personal Computer | Energy Star Personal Computer | Equip | 4 | Home office | 35% | Tech/Econ | 43.62% | 7329.5962 | 1.1621 | 0.24913
Econ | Manufactured Home | Electronics | Home office | TRC | New | EN127 | Energy Star Imaging Equipment | Energy Star Imaging Equipment | Equip | 5 | Home office | 1% | Tech/Econ | 42.61% | 210.8801 | 0.019119 | 0.011163
Econ | Manufactured Home | Space Heating | Heat pump-heating | TRC | New | NN790 | Programmable Thermostat | Programmable Thermostat | NonEquip | 11 |  | 92% | Tech/Econ | 1.72% | 266.8784 | 0 | 0
Econ | Manufactured Home | Space Heating | Heat pump-heating | TRC | New | NN766 | Home Energy Management System | Home Energy Management System | NonEquip | 11 |  | 6.5% | Tech/Econ | 15% | 0 | 0 | 0
Econ | Manufactured Home | Space Heating | Heat pump-heating | TRC | New | NN700 | Energy Star Certified Roof Products | Energy Star Certified Roof Products | NonEquip | 20 |  | 54% | Tech/Econ | 12.5% | 3003.066 | 0 | 2.6742
Econ | Manufactured Home | Space Heating | Heat pump-heating | TRC | New | NN640 | Ceiling Insulation(R2 to R38) | Ceiling Insulation(R2 to R38) | NonEquip | 20 |  | 0% | Tech/Econ | 48.55% | 0 | 0 | 0
Econ | Manufactured Home | Space Heating | Heat pump-heating | TRC | New | NN616 | Ceiling Insulation(R12 to R38) | Ceiling Insulation(R12 to R38) | NonEquip | 20 |  | 0% | Tech/Econ | 19.59% | 0 | 0 | 0
Econ | Manufactured Home | Space Heating | Heat pump-heating | TRC | Existing | NE895 | Wall Insulation | Wall Insulation | NonEquip | 20 |  | 6.75% | Tech/Econ | 34.34% | 58055.2701 | 0 | 51.6975
Econ | Manufactured Home | Space Heating | Heat pump-heating | TRC | Existing | NE763 | Home Energy Management System | Home Energy Management System | NonEquip | 11 |  | 6.5% | Tech/Econ | 15% | 23856.286 | 0 | 2.573
Econ | Manufactured Home | Space Heating | Heat pump-heating | TRC | Existing | NE745 | Heat Pump Tune Up | Heat Pump Tune Up | NonEquip | 2 | Heat pump-heating | 25% | Tech/Econ | 5% | 33422.7889 | 0 | 29.7626
Econ | Manufactured Home | Space Heating | Heat pump-heating | TRC | Existing | NE721 | Energy Star Windows | Energy Star Windows | NonEquip | 20 |  | 19% | Tech/Econ | 2.504% | 11975.7393 | 0 | 15.3333
Econ | Manufactured Home | Space Heating | Heat pump-heating | TRC | Existing | NE697 | Energy Star Certified Roof Products | Energy Star Certified Roof Products | NonEquip | 20 |  | 54% | Tech/Econ | 12.5% | 280305.046 | 0 | 249.608
Econ | Manufactured Home | Space Heating | Heat pump-heating | TRC | Existing | NE685 | Duct Repair | Duct Repair | NonEquip | 11 |  | 65% | Tech/Econ | 12% | 245577.027 | 0 | 218.6832
Econ | Manufactured Home | Space Heating | Heat pump-heating | TRC | Existing | NE637 | Ceiling Insulation(R2 to R38) | Ceiling Insulation(R2 to R38) | NonEquip | 20 |  | 16.25% | Tech/Econ | 48.55% | 229023.2985 | 0 | 222.045
Econ | Manufactured Home | Space Heating | Heat pump-heating | TRC | Existing | NE613 | Ceiling Insulation(R12 to R38) | Ceiling Insulation(R12 to R38) | NonEquip | 20 |  | 15.79% | Tech/Econ | 19.59% | 74932.1784 | 0 | 72.7288
Econ | Manufactured Home | Space Heating | Heat pump-heating | TRC | Existing | NE607 | Air Sealing-Infiltration Control | Air Sealing-Infiltration Control | NonEquip | 11 |  | 52% | Tech/Econ | 9% | 123570.7343 | 0 | 110.0381
Econ | Manufactured Home | Space Heating | Heat pump-heating | TRC | Turnover | ET301 | 21 SEER ASHP from base electric resistance heating | 21 SEER ASHP from base electric resistance heating | Equip | 15 | Heat pump-heating | 0% | Tech/Econ | 65.9% | 0 | 0 | 0
Econ | Manufactured Home | Space Heating | Heat pump-heating | TRC | Turnover | ET157 | 14 SEER ASHP from base electric resistance heating | 14 SEER ASHP from base electric resistance heating | Equip | 15 | Heat pump-heating | 32% | Tech/Econ | 58.41% | 723938.8878 | 0 | 204.1839
Econ | Manufactured Home | Space Heating | Heat pump-heating | TRC | New | EN163 | 14 SEER ASHP from base electric resistance heating | 14 SEER ASHP from base electric resistance heating | Equip | 15 | Heat pump-heating | 32% | Tech/Econ | 58.41% | 7755.9654 | 0 | 2.1875
Econ | Manufactured Home | Space Cooling | Heat pump-cooling | TRC | New | NN784 | Programmable Thermostat | Programmable Thermostat | NonEquip | 11 |  | 92% | Tech/Econ | 1.72% | 1590.5056 | 0 | 0
Econ | Manufactured Home | Space Cooling | Heat pump-cooling | TRC | New | NN760 | Home Energy Management System | Home Energy Management System | NonEquip | 11 |  | 6.5% | Tech/Econ | 7.12% | 0 | 0 | 0
Econ | Manufactured Home | Space Cooling | Heat pump-cooling | TRC | New | NN694 | Energy Star Certified Roof Products | Energy Star Certified Roof Products | NonEquip | 20 |  | 54% | Tech/Econ | 12.5% | 14551.3688 | 8.9832 | 0
Econ | Manufactured Home | Space Cooling | Heat pump-cooling | TRC | New | NN646 | Ceiling Insulation(R2 to R38) | Ceiling Insulation(R2 to R38) | NonEquip | 20 |  | 0% | Tech/Econ | 25.25% | 0 | 0 | 0
Econ | Manufactured Home | Space Cooling | Heat pump-cooling | TRC | New | NN622 | Ceiling Insulation(R12 to R38) | Ceiling Insulation(R12 to R38) | NonEquip | 20 |  | 0% | Tech/Econ | 7.735% | 0 | 0 | 0
Econ | Manufactured Home | Space Cooling | Heat pump-cooling | TRC | Existing | NE889 | Wall Insulation | Wall Insulation | NonEquip | 20 |  | 6.75% | Tech/Econ | 4.781% | 49258.6939 | 30.4094 | 0
Econ | Manufactured Home | Space Cooling | Heat pump-cooling | TRC | Existing | NE757 | Home Energy Management System | Home Energy Management System | NonEquip | 11 |  | 6.5% | Tech/Econ | 7.12% | 70405.7163 | 47.0177 | 0
Econ | Manufactured Home | Space Cooling | Heat pump-cooling | TRC | Existing | NE751 | Heat Pump Tune Up | Heat Pump Tune Up | NonEquip | 2 | Heat pump-cooling | 25% | Tech/Econ | 5% | 207375.7063 | 128.0216 | 0
Econ | Manufactured Home | Space Cooling | Heat pump-cooling | TRC | Existing | NE715 | Energy Star Windows | Energy Star Windows | NonEquip | 20 |  | 19% | Tech/Econ | 11.92% | 353722.895 | 59.4836 | 0
Econ | Manufactured Home | Space Cooling | Heat pump-cooling | TRC | Existing | NE691 | Energy Star Certified Roof Products | Energy Star Certified Roof Products | NonEquip | 20 |  | 54% | Tech/Econ | 12.5% | 1358219.277 | 838.4847 | 0
Econ | Manufactured Home | Space Cooling | Heat pump-cooling | TRC | Existing | NE679 | Duct Repair | Duct Repair | NonEquip | 11 |  | 65% | Tech/Econ | 12% | 1463556.737 | 903.5139 | 0
Econ | Manufactured Home | Space Cooling | Heat pump-cooling | TRC | Existing | NE643 | Ceiling Insulation(R2 to R38) | Ceiling Insulation(R2 to R38) | NonEquip | 20 |  | 16.25% | Tech/Econ | 25.25% | 709934.8178 | 339.0808 | 0
Econ | Manufactured Home | Space Cooling | Heat pump-cooling | TRC | Existing | NE619 | Ceiling Insulation(R12 to R38) | Ceiling Insulation(R12 to R38) | NonEquip | 20 |  | 15.79% | Tech/Econ | 7.735% | 184928.4169 | 121.7317 | 0
Econ | Manufactured Home | Space Cooling | Heat pump-cooling | TRC | Existing | NE601 | Air Sealing-Infiltration Control | Air Sealing-Infiltration Control | NonEquip | 11 |  | 52% | Tech/Econ | 9% | 766709.4533 | 473.3213 | 0
Econ | Manufactured Home | Space Cooling | Heat pump-cooling | TRC | Turnover | ET292 | 21 SEER ASHP from base electric resistance heating | 21 SEER ASHP from base electric resistance heating | Equip | 15 | Heat pump-cooling | 0% | Tech/Econ | 33.33% | 0 | 0 | 0
Econ | Manufactured Home | Space Cooling | Heat pump-cooling | TRC | Turnover | ET148 | 14 SEER ASHP from base electric resistance heating | 14 SEER ASHP from base electric resistance heating | Equip | 15 | Heat pump-cooling | 32% | Tech/Econ | 0% | 0.0024784 | 0 | 0
Econ | Manufactured Home | Space Cooling | Heat pump-cooling | TRC | New | EN154 | 14 SEER ASHP from base electric resistance heating | 14 SEER ASHP from base electric resistance heating | Equip | 15 | Heat pump-cooling | 32% | Tech/Econ | 0% | 0 | 0 | 0
Econ | Manufactured Home | Domestic Hot Water | Heat pump water heater | TRC | New | NN586 | Water Heater Thermostat Setback | Water Heater Thermostat Setback | NonEquip | 4 |  | 12% | Tech/Econ | 1.494% | 0.3425 | 3.085e-05 | 6.6407e-05
Econ | Manufactured Home | Domestic Hot Water | Heat pump water heater | TRC | New | NN580 | Water Heater Blanket | Water Heater Blanket | NonEquip | 7 |  | 1.582% | Tech/Econ | 10.31% | 0 | 0 | 0
Econ | Manufactured Home | Domestic Hot Water | Heat pump water heater | TRC | New | NN574 | Thermostatic Shower Restriction Valve | Thermostatic Shower Restriction Valve | NonEquip | 10 |  | 16% | Tech/Econ | 2.95% | 0 | 0 | 0
Econ | Manufactured Home | Domestic Hot Water | Heat pump water heater | TRC | New | NN568 | Low Flow Showerhead | Low Flow Showerhead | NonEquip | 9 |  | 80% | Tech/Econ | 9.393% | 15.5251 | 0.0013984 | 0.0030101
Econ | Manufactured Home | Domestic Hot Water | Heat pump water heater | TRC | New | NN562 | Hot Water Pipe Insulation | Hot Water Pipe Insulation | NonEquip | 13 |  | 15% | Tech/Econ | 7.656% | 1.1682 | 0.00010522 | 0.0002265
Econ | Manufactured Home | Domestic Hot Water | Heat pump water heater | TRC | New | NN550 | Faucet Aerator | Faucet Aerator | NonEquip | 10 |  | 18% | Tech/Econ | 0.9235% | 0 | 0 | 0
Econ | Manufactured Home | Domestic Hot Water | Heat pump water heater | TRC | Existing | NE583 | Water Heater Thermostat Setback | Water Heater Thermostat Setback | NonEquip | 4 |  | 27% | Tech/Econ | 1.494% | 75.1451 | 0.0067684 | 0.01457
Econ | Manufactured Home | Domestic Hot Water | Heat pump water heater | TRC | Existing | NE577 | Water Heater Blanket | Water Heater Blanket | NonEquip | 7 |  | 3.25% | Tech/Econ | 10.78% | 62.0846 | 0.005592 | 0.012037
Econ | Manufactured Home | Domestic Hot Water | Heat pump water heater | TRC | Existing | NE571 | Thermostatic Shower Restriction Valve | Thermostatic Shower Restriction Valve | NonEquip | 10 |  | 36% | Tech/Econ | 2.95% | 190.2446 | 0.017135 | 0.036886
Econ | Manufactured Home | Domestic Hot Water | Heat pump water heater | TRC | Existing | NE565 | Low Flow Showerhead | Low Flow Showerhead | NonEquip | 9 |  | 36% | Tech/Econ | 9.393% | 652.0998 | 0.058735 | 0.12643
Econ | Manufactured Home | Domestic Hot Water | Heat pump water heater | TRC | Existing | NE559 | Hot Water Pipe Insulation | Hot Water Pipe Insulation | NonEquip | 13 |  | 33.75% | Tech/Econ | 7.656% | 475.1834 | 0.0428 | 0.092132
Econ | Manufactured Home | Domestic Hot Water | Heat pump water heater | TRC | Existing | NE547 | Faucet Aerator | Faucet Aerator | NonEquip | 10 |  | 40.5% | Tech/Econ | 2.216% | 166.5723 | 0.015003 | 0.032296
Econ | Manufactured Home | Domestic Hot Water | Heat pump water heater | TRC | Turnover | ET76 | Heat Pump Water Heater | Heat Pump Water Heater | Equip | 10 | Heat pump water heater | 49% | Tech/Econ | 62.51% | 5410.099 | 0.36376 | 1.3588
Econ | Manufactured Home | Domestic Hot Water | Heat pump water heater | TRC | New | EN82 | Heat Pump Water Heater | Heat Pump Water Heater | Equip | 10 | Heat pump water heater | 49% | Tech/Econ | 62.51% | 58.0639 | 0.0039041 | 0.014583
Econ | Manufactured Home | Appliances | Freezer | TRC | New | NN538 | Removal of 2nd Refrigerator-Freezer | Removal of 2nd Refrigerator-Freezer | NonEquip | 5 | Refrigerator | 0% | Tech/Econ | 100% | 0 | 0 | 0
Econ | Manufactured Home | Appliances | Freezer | TRC | Existing | NE535 | Removal of 2nd Refrigerator-Freezer | Removal of 2nd Refrigerator-Freezer | NonEquip | 5 | Refrigerator | 0% | Tech/Econ | 100% | 0 | 0 | 0
Econ | Manufactured Home | Lighting | Exterior screw-in | TRC | Turnover | ET409 | LED - 9W Flood (Exterior) | LED - 9W Flood (Exterior) | Equip | 10 | Exterior screw-in | 22% | Tech/Econ | 86.15% | 117782.5544 | 0 | 0
Econ | Manufactured Home | Lighting | Exterior screw-in | TRC | Turnover | ET364 | CFL - 15W Flood (Exterior) | CFL - 15W Flood (Exterior) | Equip | 7.8 | Exterior screw-in | 0% | Tech/Econ | 76.92% | 0 | 0 | 0
Econ | Manufactured Home | Lighting | Exterior screw-in | TRC | New | EN415 | LED - 9W Flood (Exterior) | LED - 9W Flood (Exterior) | Equip | 10 | Exterior screw-in | 22% | Tech/Econ | 86.15% | 1261.8709 | 0 | 0
Econ | Manufactured Home | Lighting | Exterior screw-in | TRC | New | EN370 | CFL - 15W Flood (Exterior) | CFL - 15W Flood (Exterior) | Equip | 7.8 | Exterior screw-in | 0% | Tech/Econ | 76.92% | 0 | 0 | 0
Econ | Manufactured Home | Appliances | Dishwasher | TRC | New | NN538 | Removal of 2nd Refrigerator-Freezer | Removal of 2nd Refrigerator-Freezer | NonEquip | 5 | Refrigerator | 0% | Tech/Econ | 100% | 0 | 0 | 0
Econ | Manufactured Home | Appliances | Dishwasher | TRC | Existing | NE535 | Removal of 2nd Refrigerator-Freezer | Removal of 2nd Refrigerator-Freezer | NonEquip | 5 | Refrigerator | 0% | Tech/Econ | 100% | 0 | 0 | 0
Econ | Manufactured Home | Appliances | Dishwasher | TRC | Turnover | ET22 | Energy Star Dishwasher | Energy Star Dishwasher | Equip | 10 | Dishwasher | 9% | Tech/Econ | 13.13% | 57606.8505 | 6.3071 | 6.8565
Econ | Manufactured Home | Appliances | Dishwasher | TRC | New | EN28 | Energy Star Dishwasher | Energy Star Dishwasher | Equip | 10 | Dishwasher | 9% | Tech/Econ | 13.13% | 617.1747 | 0.067572 | 0.073457
Econ | Manufactured Home | Domestic Hot Water | Conventional Tank | TRC | New | NN586 | Water Heater Thermostat Setback | Water Heater Thermostat Setback | NonEquip | 4 |  | 12% | Tech/Econ | 1.494% | 786.1739 | 0.070811 | 0.15243
Econ | Manufactured Home | Domestic Hot Water | Conventional Tank | TRC | New | NN580 | Water Heater Blanket | Water Heater Blanket | NonEquip | 7 |  | 1.582% | Tech/Econ | 10.31% | 0 | 0 | 0
Econ | Manufactured Home | Domestic Hot Water | Conventional Tank | TRC | New | NN574 | Thermostatic Shower Restriction Valve | Thermostatic Shower Restriction Valve | NonEquip | 10 |  | 16% | Tech/Econ | 2.95% | 0 | 0 | 0
Econ | Manufactured Home | Domestic Hot Water | Conventional Tank | TRC | New | NN568 | Low Flow Showerhead | Low Flow Showerhead | NonEquip | 9 |  | 80% | Tech/Econ | 9.393% | 35635.9869 | 3.2098 | 6.9093
Econ | Manufactured Home | Domestic Hot Water | Conventional Tank | TRC | New | NN562 | Hot Water Pipe Insulation | Hot Water Pipe Insulation | NonEquip | 13 |  | 15% | Tech/Econ | 7.656% | 2681.4501 | 0.24152 | 0.5199
Econ | Manufactured Home | Domestic Hot Water | Conventional Tank | TRC | New | NN550 | Faucet Aerator | Faucet Aerator | NonEquip | 10 |  | 18% | Tech/Econ | 0.9235% | 0 | 0 | 0
Econ | Manufactured Home | Domestic Hot Water | Conventional Tank | TRC | Existing | NE583 | Water Heater Thermostat Setback | Water Heater Thermostat Setback | NonEquip | 4 |  | 27% | Tech/Econ | 1.494% | 172486.1253 | 15.536 | 33.4427
Econ | Manufactured Home | Domestic Hot Water | Conventional Tank | TRC | Existing | NE577 | Water Heater Blanket | Water Heater Blanket | NonEquip | 7 |  | 3.25% | Tech/Econ | 10.78% | 142507.3215 | 12.8358 | 27.6303
Econ | Manufactured Home | Domestic Hot Water | Conventional Tank | TRC | Existing | NE571 | Thermostatic Shower Restriction Valve | Thermostatic Shower Restriction Valve | NonEquip | 10 |  | 36% | Tech/Econ | 2.95% | 436682.2322 | 39.3323 | 84.6668
Econ | Manufactured Home | Domestic Hot Water | Conventional Tank | TRC | Existing | NE565 | Low Flow Showerhead | Low Flow Showerhead | NonEquip | 9 |  | 36% | Tech/Econ | 9.393% | 1496812.308 | 134.8192 | 290.2117
Econ | Manufactured Home | Domestic Hot Water | Conventional Tank | TRC | Existing | NE559 | Hot Water Pipe Insulation | Hot Water Pipe Insulation | NonEquip | 13 |  | 33.75% | Tech/Econ | 7.656% | 1090723.184 | 98.2424 | 211.4765
Econ | Manufactured Home | Domestic Hot Water | Conventional Tank | TRC | Existing | NE547 | Faucet Aerator | Faucet Aerator | NonEquip | 10 |  | 40.5% | Tech/Econ | 2.216% | 382345.4752 | 34.4382 | 74.1316
Econ | Manufactured Home | Domestic Hot Water | Conventional Tank | TRC | Turnover | ET973 | Heat Pump Water Heater | Heat Pump Water Heater | Equip | 10 | Conventional Tank | 49% | Tech/Econ | 62.51% | 12418196.11 | 834.9692 | 3118.8595
Econ | Manufactured Home | Domestic Hot Water | Conventional Tank | TRC | New | EN979 | Heat Pump Water Heater | Heat Pump Water Heater | Equip | 10 | Conventional Tank | 49% | Tech/Econ | 62.51% | 133278.2326 | 8.9613 | 33.4731
Econ | Manufactured Home | Appliances | Clothes washer | TRC | New | NN538 | Removal of 2nd Refrigerator-Freezer | Removal of 2nd Refrigerator-Freezer | NonEquip | 5 | Refrigerator | 0% | Tech/Econ | 100% | 0 | 0 | 0
Econ | Manufactured Home | Appliances | Clothes washer | TRC | Existing | NE535 | Removal of 2nd Refrigerator-Freezer | Removal of 2nd Refrigerator-Freezer | NonEquip | 5 | Refrigerator | 0% | Tech/Econ | 100% | 0 | 0 | 0
Econ | Manufactured Home | Appliances | Clothes washer | TRC | Turnover | ET13 | Energy Star Clothes Washer | Energy Star Clothes Washer | Equip | 11 | Clothes washer | 54% | Tech/Econ | 37.8% | 340966.3555 | 53.621 | 31.1433
Econ | Manufactured Home | Appliances | Clothes washer | TRC | New | EN19 | Energy Star Clothes Washer | Energy Star Clothes Washer | Equip | 11 | Clothes washer | 54% | Tech/Econ | 37.8% | 3652.9648 | 0.57447 | 0.33366
Econ | Manufactured Home | Appliances | Clothes dryer | TRC | New | NN538 | Removal of 2nd Refrigerator-Freezer | Removal of 2nd Refrigerator-Freezer | NonEquip | 5 | Refrigerator | 0% | Tech/Econ | 100% | 0 | 0 | 0
Econ | Manufactured Home | Appliances | Clothes dryer | TRC | Existing | NE535 | Removal of 2nd Refrigerator-Freezer | Removal of 2nd Refrigerator-Freezer | NonEquip | 5 | Refrigerator | 0% | Tech/Econ | 100% | 0 | 0 | 0
Econ | Manufactured Home | Space Heating | Central forced air | TRC | New | NN790 | Programmable Thermostat | Programmable Thermostat | NonEquip | 11 |  | 92% | Tech/Econ | 1.72% | 1670.9839 | 0 | 0
Econ | Manufactured Home | Space Heating | Central forced air | TRC | New | NN766 | Home Energy Management System | Home Energy Management System | NonEquip | 11 |  | 6.5% | Tech/Econ | 15% | 0 | 0 | 0
Econ | Manufactured Home | Space Heating | Central forced air | TRC | New | NN700 | Energy Star Certified Roof Products | Energy Star Certified Roof Products | NonEquip | 20 |  | 54% | Tech/Econ | 12.5% | 15287.6563 | 0 | 13.6135
Econ | Manufactured Home | Space Heating | Central forced air | TRC | New | NN640 | Ceiling Insulation(R2 to R38) | Ceiling Insulation(R2 to R38) | NonEquip | 20 |  | 0% | Tech/Econ | 48.55% | 0 | 0 | 0
Econ | Manufactured Home | Space Heating | Central forced air | TRC | New | NN616 | Ceiling Insulation(R12 to R38) | Ceiling Insulation(R12 to R38) | NonEquip | 20 |  | 0% | Tech/Econ | 19.59% | 0 | 0 | 0
Econ | Manufactured Home | Space Heating | Central forced air | TRC | Existing | NE895 | Wall Insulation | Wall Insulation | NonEquip | 20 |  | 6.75% | Tech/Econ | 34.34% | 368097.9792 | 0 | 327.7865
Econ | Manufactured Home | Space Heating | Central forced air | TRC | Existing | NE763 | Home Energy Management System | Home Energy Management System | NonEquip | 11 |  | 6.5% | Tech/Econ | 15% | 151260.1813 | 0 | 16.3142
Econ | Manufactured Home | Space Heating | Central forced air | TRC | Existing | NE745 | Heat Pump Tune Up | Heat Pump Tune Up | NonEquip | 2 | Heat pump-heating | 0% | Tech/Econ | 5% | 0 | 0 | 0
Econ | Manufactured Home | Space Heating | Central forced air | TRC | Existing | NE721 | Energy Star Windows | Energy Star Windows | NonEquip | 20 |  | 19% | Tech/Econ | 2.504% | 75931.8734 | 0 | 97.2206
Econ | Manufactured Home | Space Heating | Central forced air | TRC | Existing | NE697 | Energy Star Certified Roof Products | Energy Star Certified Roof Products | NonEquip | 20 |  | 54% | Tech/Econ | 12.5% | 1426944.077 | 0 | 1270.6753
Econ | Manufactured Home | Space Heating | Central forced air | TRC | Existing | NE685 | Duct Repair | Duct Repair | NonEquip | 11 |  | 65% | Tech/Econ | 12% | 1537611.523 | 0 | 1369.2232
Econ | Manufactured Home | Space Heating | Central forced air | TRC | Existing | NE637 | Ceiling Insulation(R2 to R38) | Ceiling Insulation(R2 to R38) | NonEquip | 20 |  | 16.25% | Tech/Econ | 48.55% | 1433965.005 | 0 | 1390.2722
Econ | Manufactured Home | Space Heating | Central forced air | TRC | Existing | NE613 | Ceiling Insulation(R12 to R38) | Ceiling Insulation(R12 to R38) | NonEquip | 20 |  | 15.79% | Tech/Econ | 19.59% | 475105.591 | 0 | 461.1351
Econ | Manufactured Home | Space Heating | Central forced air | TRC | Existing | NE607 | Air Sealing-Infiltration Control | Air Sealing-Infiltration Control | NonEquip | 11 |  | 52% | Tech/Econ | 9% | 783497.1312 | 0 | 697.6941
Econ | Manufactured Home | Space Cooling | CAC | TRC | New | NN784 | Programmable Thermostat | Programmable Thermostat | NonEquip | 11 |  | 92% | Tech/Econ | 1.72% | 3585.2102 | 0 | 0
Econ | Manufactured Home | Space Cooling | CAC | TRC | New | NN760 | Home Energy Management System | Home Energy Management System | NonEquip | 11 |  | 6.5% | Tech/Econ | 7.12% | 0 | 0 | 0
Econ | Manufactured Home | Space Cooling | CAC | TRC | New | NN694 | Energy Star Certified Roof Products | Energy Star Certified Roof Products | NonEquip | 20 |  | 54% | Tech/Econ | 12.5% | 32800.7126 | 20.2492 | 0
Econ | Manufactured Home | Space Cooling | CAC | TRC | New | NN646 | Ceiling Insulation(R2 to R38) | Ceiling Insulation(R2 to R38) | NonEquip | 20 |  | 0% | Tech/Econ | 25.25% | 0 | 0 | 0
Econ | Manufactured Home | Space Cooling | CAC | TRC | New | NN622 | Ceiling Insulation(R12 to R38) | Ceiling Insulation(R12 to R38) | NonEquip | 20 |  | 0% | Tech/Econ | 7.735% | 0 | 0 | 0
Econ | Manufactured Home | Space Cooling | CAC | TRC | Existing | NE889 | Wall Insulation | Wall Insulation | NonEquip | 20 |  | 6.75% | Tech/Econ | 4.781% | 112441.1343 | 69.4145 | 0
Econ | Manufactured Home | Space Cooling | CAC | TRC | Existing | NE757 | Home Energy Management System | Home Energy Management System | NonEquip | 11 |  | 6.5% | Tech/Econ | 7.12% | 160712.7185 | 107.3258 | 0
Econ | Manufactured Home | Space Cooling | CAC | TRC | Existing | NE751 | Heat Pump Tune Up | Heat Pump Tune Up | NonEquip | 2 | Heat pump-cooling | 0% | Tech/Econ | 5% | 0 | 0 | 0
Econ | Manufactured Home | Space Cooling | CAC | TRC | Existing | NE715 | Energy Star Windows | Energy Star Windows | NonEquip | 20 |  | 19% | Tech/Econ | 11.92% | 807431.1439 | 135.7811 | 0
Econ | Manufactured Home | Space Cooling | CAC | TRC | Existing | NE691 | Energy Star Certified Roof Products | Energy Star Certified Roof Products | NonEquip | 20 |  | 54% | Tech/Econ | 12.5% | 3061606.141 | 1890.0556 | 0
Econ | Manufactured Home | Space Cooling | CAC | TRC | Existing | NE679 | Duct Repair | Duct Repair | NonEquip | 11 |  | 65% | Tech/Econ | 12% | 3299050.726 | 2036.6399 | 0
Econ | Manufactured Home | Space Cooling | CAC | TRC | Existing | NE643 | Ceiling Insulation(R2 to R38) | Ceiling Insulation(R2 to R38) | NonEquip | 20 |  | 16.25% | Tech/Econ | 25.25% | 1600287.107 | 764.333 | 0
Econ | Manufactured Home | Space Cooling | CAC | TRC | Existing | NE619 | Ceiling Insulation(R12 to R38) | Ceiling Insulation(R12 to R38) | NonEquip | 20 |  | 15.79% | Tech/Econ | 7.735% | 422129.7668 | 277.8728 | 0
Econ | Manufactured Home | Space Cooling | CAC | TRC | Existing | NE601 | Air Sealing-Infiltration Control | Air Sealing-Infiltration Control | NonEquip | 11 |  | 52% | Tech/Econ | 9% | 1750141.423 | 1080.4344 | 0
Econ | Manufactured Home | Space Heating | Baseboards | TRC | New | NN790 | Programmable Thermostat | Programmable Thermostat | NonEquip | 11 |  | 92% | Tech/Econ | 1.72% | 0 | 0 | 0
Econ | Manufactured Home | Space Heating | Baseboards | TRC | New | NN766 | Home Energy Management System | Home Energy Management System | NonEquip | 11 |  | 6.5% | Tech/Econ | 15% | 0 | 0 | 0
Econ | Manufactured Home | Space Heating | Baseboards | TRC | New | NN700 | Energy Star Certified Roof Products | Energy Star Certified Roof Products | NonEquip | 20 |  | 54% | Tech/Econ | 12.5% | 0 | 0 | 0
Econ | Manufactured Home | Space Heating | Baseboards | TRC | New | NN640 | Ceiling Insulation(R2 to R38) | Ceiling Insulation(R2 to R38) | NonEquip | 20 |  | 0% | Tech/Econ | 48.55% | 0 | 0 | 0
Econ | Manufactured Home | Space Heating | Baseboards | TRC | New | NN616 | Ceiling Insulation(R12 to R38) | Ceiling Insulation(R12 to R38) | NonEquip | 20 |  | 0% | Tech/Econ | 19.59% | 0 | 0 | 0
Econ | Manufactured Home | Space Heating | Baseboards | TRC | Existing | NE895 | Wall Insulation | Wall Insulation | NonEquip | 20 |  | 6.75% | Tech/Econ | 34.34% | 0 | 0 | 0
Econ | Manufactured Home | Space Heating | Baseboards | TRC | Existing | NE763 | Home Energy Management System | Home Energy Management System | NonEquip | 11 |  | 6.5% | Tech/Econ | 15% | 0 | 0 | 0
Econ | Manufactured Home | Space Heating | Baseboards | TRC | Existing | NE745 | Heat Pump Tune Up | Heat Pump Tune Up | NonEquip | 2 | Heat pump-heating | 0% | Tech/Econ | 5% | 0 | 0 | 0
Econ | Manufactured Home | Space Heating | Baseboards | TRC | Existing | NE721 | Energy Star Windows | Energy Star Windows | NonEquip | 20 |  | 19% | Tech/Econ | 2.504% | 0 | 0 | 0
Econ | Manufactured Home | Space Heating | Baseboards | TRC | Existing | NE697 | Energy Star Certified Roof Products | Energy Star Certified Roof Products | NonEquip | 20 |  | 54% | Tech/Econ | 12.5% | 0 | 0 | 0
Econ | Manufactured Home | Space Heating | Baseboards | TRC | Existing | NE685 | Duct Repair | Duct Repair | NonEquip | 11 |  | 65% | Tech/Econ | 12% | 0 | 0 | 0
Econ | Manufactured Home | Space Heating | Baseboards | TRC | Existing | NE637 | Ceiling Insulation(R2 to R38) | Ceiling Insulation(R2 to R38) | NonEquip | 20 |  | 16.25% | Tech/Econ | 48.55% | 0 | 0 | 0
Econ | Manufactured Home | Space Heating | Baseboards | TRC | Existing | NE613 | Ceiling Insulation(R12 to R38) | Ceiling Insulation(R12 to R38) | NonEquip | 20 |  | 15.79% | Tech/Econ | 19.59% | 0 | 0 | 0
Econ | Manufactured Home | Space Heating | Baseboards | TRC | Existing | NE607 | Air Sealing-Infiltration Control | Air Sealing-Infiltration Control | NonEquip | 11 |  | 52% | Tech/Econ | 9% | 0 | 0 | 0
Econ | Manufactured Home | Electronics | Air quality | TRC | New | NN598 | Smart Power Strip | Smart Power Strip | NonEquip | 5 |  | 90% | Tech/Econ | 2.865% | 242.6724 | 0.026731 | 0.020858
Econ | Manufactured Home | Electronics | Air quality | TRC | Existing | NE595 | Smart Power Strip | Smart Power Strip | NonEquip | 5 |  | 90% | Tech/Econ | 2.865% | 22650.9469 | 2.495 | 1.9468
Econ | Manufactured Home | Electronics | Air quality | TRC | Turnover | ET103 | Energy Star Air Purifier | Energy Star Air Purifier | Equip | 9 | Air quality | 61% | Tech/Econ | 59.88% | 505619.3128 | 67.0017 | 48.348
Econ | Manufactured Home | Electronics | Air quality | TRC | New | EN109 | Energy Star Air Purifier | Energy Star Air Purifier | Equip | 9 | Air quality | 61% | Tech/Econ | 59.88% | 5416.9847 | 0.71783 | 0.51798

## Gulf_Econ_RES_RIM
Scenario | Segment | EndUse | EquipType | CE Test | Vintage | Measure Code | Name | Description | Type | Measure Life | Competition Group | Applicability | Adoption Curve | Energy Savings % | 2020 Energy Savings | 2020 Summer Peak Savings | 2020 Winter Peak Savings
Econ | Multi-Family | Space Heating | Room heating | RIM | Existing | NE894 | Wall Insulation | Wall Insulation | NonEquip | 20 |  | 15% | Tech/Econ | 27.94% | 227869.3672 | 0 | 202.9147
Econ | Multi-Family | Space Cooling | Room AC | RIM | Existing | NE888 | Wall Insulation | Wall Insulation | NonEquip | 20 |  | 15% | Tech/Econ | 2.51% | 16497.4997 | 10.1846 | 0
Econ | Multi-Family | Space Heating | Heat pump-heating | RIM | Existing | NE894 | Wall Insulation | Wall Insulation | NonEquip | 20 |  | 15% | Tech/Econ | 27.94% | 613431.2952 | 0 | 546.2527
Econ | Multi-Family | Space Cooling | Heat pump-cooling | RIM | Existing | NE888 | Wall Insulation | Wall Insulation | NonEquip | 20 |  | 15% | Tech/Econ | 2.51% | 142280.2856 | 87.8355 | 0
Econ | Multi-Family | Space Heating | Central forced air | RIM | Existing | NE894 | Wall Insulation | Wall Insulation | NonEquip | 20 |  | 15% | Tech/Econ | 27.94% | 2810565.516 | 0 | 2502.7723
Econ | Multi-Family | Space Cooling | CAC | RIM | Existing | NE888 | Wall Insulation | Wall Insulation | NonEquip | 20 |  | 15% | Tech/Econ | 2.51% | 563743.1344 | 348.0219 | 0
Econ | Multi-Family | Space Heating | Baseboards | RIM | Existing | NE894 | Wall Insulation | Wall Insulation | NonEquip | 20 |  | 15% | Tech/Econ | 27.94% | 593.5404 | 0 | 0.52854

## Gulf_Econ_COM_TRC
Scenario | Segment | EndUse | EquipType | CE Test | Vintage | Measure Code | Name | Description | Type | Measure Life | Competition Group | Applicability | Adoption Curve | Energy Savings % | 2020 Energy Savings | 2020 Summer Peak Savings | 2020 Winter Peak Savings
Econ | Assembly | Refrigeration | Walk-in cooler | TRC | New | NN5313 | Retro-Commissioning | Retro-Commissioning | NonEquip | 5 |  | 0% | Tech/Econ | 16% | 0 | 0 | 0
Econ | Assembly | Refrigeration | Walk-in cooler | TRC | New | NN4897 | Strip Curtains for Walk-ins | Strip Curtains for Walk-ins | NonEquip | 4 | Walk-in cooler | 3.76% | Tech/Econ | 2.115% | 0.19414 | 2.8069e-05 | 7.7304e-06
Econ | Assembly | Refrigeration | Walk-in cooler | TRC | New | NN4845 | PSC to ECM Evaporator Fan Motor (Walk-In, Refrigerator) | PSC to ECM Evaporator Fan Motor (Walk-In, Refrigerator) | NonEquip | 15 | Walk-in cooler | 68.68% | Tech/Econ | 37.5% | 62.8102 | 0.0087421 | 0.00080085
Econ | Assembly | Refrigeration | Walk-in cooler | TRC | New | NN4819 | PSC to ECM Evaporator Fan Motor (Reach-In) | PSC to ECM Evaporator Fan Motor (Reach-In) | NonEquip | 15 | Display cases | 0% | Tech/Econ | 37.5% | 0 | 0 | 0
Econ | Assembly | Refrigeration | Walk-in cooler | TRC | New | NN4689 | Floating Head Pressure Controls | Floating Head Pressure Controls | NonEquip | 15 |  | 0% | Tech/Econ | 6.05% | 0 | 0 | 0
Econ | Assembly | Refrigeration | Walk-in cooler | TRC | New | NN4611 | Anti-Sweat Controls | Anti-Sweat Controls | NonEquip | 8 | Display cases | 0% | Tech/Econ | 85% | 0 | 0 | 0
Econ | Assembly | Refrigeration | Walk-in cooler | TRC | Existing | NE5300 | Retro-Commissioning | Retro-Commissioning | NonEquip | 5 |  | 21.99% | Tech/Econ | 16% | 1025.9612 | 0.17152 | 0.53179
Econ | Assembly | Refrigeration | Walk-in cooler | TRC | Existing | NE4884 | Strip Curtains for Walk-ins | Strip Curtains for Walk-ins | NonEquip | 4 | Walk-in cooler | 3.76% | Tech/Econ | 2.115% | 22.3802 | 0.0032357 | 0.00089115
Econ | Assembly | Refrigeration | Walk-in cooler | TRC | Existing | NE4832 | PSC to ECM Evaporator Fan Motor (Walk-In, Refrigerator) | PSC to ECM Evaporator Fan Motor (Walk-In, Refrigerator) | NonEquip | 15 | Walk-in cooler | 17.17% | Tech/Econ | 37.5% | 1810.1608 | 0.25194 | 0.02308
Econ | Assembly | Refrigeration | Walk-in cooler | TRC | Existing | NE4806 | PSC to ECM Evaporator Fan Motor (Reach-In) | PSC to ECM Evaporator Fan Motor (Reach-In) | NonEquip | 15 | Display cases | 0% | Tech/Econ | 37.5% | 0 | 0 | 0
Econ | Assembly | Refrigeration | Walk-in cooler | TRC | Existing | NE4702 | Freezer-Cooler Replacement Gaskets | Freezer-Cooler Replacement Gaskets | NonEquip | 4 | Display cases | 0% | Tech/Econ | 3.131% | 0 | 0 | 0
Econ | Assembly | Refrigeration | Walk-in cooler | TRC | Existing | NE4676 | Floating Head Pressure Controls | Floating Head Pressure Controls | NonEquip | 15 |  | 0% | Tech/Econ | 6.05% | 0 | 0 | 0
Econ | Assembly | Refrigeration | Walk-in cooler | TRC | Existing | NE4598 | Anti-Sweat Controls | Anti-Sweat Controls | NonEquip | 8 | Display cases | 0% | Tech/Econ | 85% | 0 | 0 | 0
Econ | Assembly | Refrigeration | Vending and ice makers | TRC | New | NN5313 | Retro-Commissioning | Retro-Commissioning | NonEquip | 5 |  | 0% | Tech/Econ | 16% | 0 | 0 | 0
Econ | Assembly | Refrigeration | Vending and ice makers | TRC | New | NN4897 | Strip Curtains for Walk-ins | Strip Curtains for Walk-ins | NonEquip | 4 | Walk-in cooler | 0% | Tech/Econ | 2.115% | 0 | 0 | 0
Econ | Assembly | Refrigeration | Vending and ice makers | TRC | New | NN4845 | PSC to ECM Evaporator Fan Motor (Walk-In, Refrigerator) | PSC to ECM Evaporator Fan Motor (Walk-In, Refrigerator) | NonEquip | 15 | Walk-in cooler | 0% | Tech/Econ | 37.5% | 0 | 0 | 0
Econ | Assembly | Refrigeration | Vending and ice makers | TRC | New | NN4819 | PSC to ECM Evaporator Fan Motor (Reach-In) | PSC to ECM Evaporator Fan Motor (Reach-In) | NonEquip | 15 | Display cases | 0% | Tech/Econ | 37.5% | 0 | 0 | 0
Econ | Assembly | Refrigeration | Vending and ice makers | TRC | New | NN4689 | Floating Head Pressure Controls | Floating Head Pressure Controls | NonEquip | 15 |  | 0% | Tech/Econ | 6.05% | 0 | 0 | 0
Econ | Assembly | Refrigeration | Vending and ice makers | TRC | New | NN4611 | Anti-Sweat Controls | Anti-Sweat Controls | NonEquip | 8 | Display cases | 0% | Tech/Econ | 85% | 0 | 0 | 0
Econ | Assembly | Refrigeration | Vending and ice makers | TRC | Existing | NE5300 | Retro-Commissioning | Retro-Commissioning | NonEquip | 5 |  | 21.99% | Tech/Econ | 16% | 13577.7827 | 2.27 | 7.0378
Econ | Assembly | Refrigeration | Vending and ice makers | TRC | Existing | NE4884 | Strip Curtains for Walk-ins | Strip Curtains for Walk-ins | NonEquip | 4 | Walk-in cooler | 0% | Tech/Econ | 2.115% | 0 | 0 | 0
Econ | Assembly | Refrigeration | Vending and ice makers | TRC | Existing | NE4832 | PSC to ECM Evaporator Fan Motor (Walk-In, Refrigerator) | PSC to ECM Evaporator Fan Motor (Walk-In, Refrigerator) | NonEquip | 15 | Walk-in cooler | 0% | Tech/Econ | 37.5% | 0 | 0 | 0
Econ | Assembly | Refrigeration | Vending and ice makers | TRC | Existing | NE4806 | PSC to ECM Evaporator Fan Motor (Reach-In) | PSC to ECM Evaporator Fan Motor (Reach-In) | NonEquip | 15 | Display cases | 0% | Tech/Econ | 37.5% | 0 | 0 | 0
Econ | Assembly | Refrigeration | Vending and ice makers | TRC | Existing | NE4702 | Freezer-Cooler Replacement Gaskets | Freezer-Cooler Replacement Gaskets | NonEquip | 4 | Display cases | 0% | Tech/Econ | 3.131% | 0 | 0 | 0
Econ | Assembly | Refrigeration | Vending and ice makers | TRC | Existing | NE4676 | Floating Head Pressure Controls | Floating Head Pressure Controls | NonEquip | 15 |  | 0% | Tech/Econ | 6.05% | 0 | 0 | 0
Econ | Assembly | Refrigeration | Vending and ice makers | TRC | Existing | NE4598 | Anti-Sweat Controls | Anti-Sweat Controls | NonEquip | 8 | Display cases | 0% | Tech/Econ | 85% | 0 | 0 | 0
Econ | Assembly | Exterior Lighting | Street lighting | TRC | New | NN5287 | Retro-Commissioning | Retro-Commissioning | NonEquip | 5 |  | 0% | Tech/Econ | 16% | 0 | 0 | 0
Econ | Assembly | Exterior Lighting | Street lighting | TRC | New | NN2973 | Outdoor Lighting Controls | Outdoor Lighting Controls | NonEquip | 8 | Exterior parking/lot lighting | 0% | Tech/Econ | 28% | 0 | 0 | 0
Econ | Assembly | Exterior Lighting | Street lighting | TRC | New | NN2947 | Bi-Level Lighting Control (Exterior) | Bi-Level Lighting Control (Exterior) | NonEquip | 9 | Exterior parking/lot lighting | 0% | Tech/Econ | 31% | 0 | 0 | 0
Econ | Assembly | Exterior Lighting | Street lighting | TRC | Existing | NE5274 | Retro-Commissioning | Retro-Commissioning | NonEquip | 5 |  | 21.99% | Tech/Econ | 16% | 0 | 0 | 0
Econ | Assembly | Exterior Lighting | Street lighting | TRC | Existing | NE2960 | Outdoor Lighting Controls | Outdoor Lighting Controls | NonEquip | 8 | Exterior parking/lot lighting | 0% | Tech/Econ | 28% | 0 | 0 | 0
Econ | Assembly | Exterior Lighting | Street lighting | TRC | Existing | NE2934 | Bi-Level Lighting Control (Exterior) | Bi-Level Lighting Control (Exterior) | NonEquip | 9 | Exterior parking/lot lighting | 0% | Tech/Econ | 31% | 0 | 0 | 0
Econ | Assembly | Exterior Lighting | Street lighting | TRC | Turnover | ET743 | LED Street Lights | LED Street Lights | Equip | 18 | Street lighting | 0% | Tech/Econ | 66.53% | 0 | 0 | 0
Econ | Assembly | Exterior Lighting | Street lighting | TRC | New | EN769 | LED Street Lights | LED Street Lights | Equip | 18 | Street lighting | 0% | Tech/Econ | 66.53% | 0 | 0 | 0
Econ | Assembly | Cooking | Steamer | TRC | Turnover | ET197 | Energy Star Steamer | Energy Star Steamer | Equip | 12 | Steamer | 0% | Tech/Econ | 56.63% | 0 | 0 | 0
Econ | Assembly | Cooking | Steamer | TRC | New | EN223 | Energy Star Steamer | Energy Star Steamer | Equip | 12 | Steamer | 0% | Tech/Econ | 56.63% | 0 | 0 | 0
Econ | Assembly | Exterior Lighting | Spot lighting/Security/Flood | TRC | New | NN5287 | Retro-Commissioning | Retro-Commissioning | NonEquip | 5 |  | 0% | Tech/Econ | 16% | 0 | 0 | 0
Econ | Assembly | Exterior Lighting | Spot lighting/Security/Flood | TRC | New | NN2973 | Outdoor Lighting Controls | Outdoor Lighting Controls | NonEquip | 8 | Exterior parking/lot lighting | 0% | Tech/Econ | 28% | 0 | 0 | 0
Econ | Assembly | Exterior Lighting | Spot lighting/Security/Flood | TRC | New | NN2947 | Bi-Level Lighting Control (Exterior) | Bi-Level Lighting Control (Exterior) | NonEquip | 9 | Exterior parking/lot lighting | 0% | Tech/Econ | 31% | 0 | 0 | 0
Econ | Assembly | Exterior Lighting | Spot lighting/Security/Flood | TRC | Existing | NE5274 | Retro-Commissioning | Retro-Commissioning | NonEquip | 5 |  | 21.99% | Tech/Econ | 16% | 0 | 0 | 0
Econ | Assembly | Exterior Lighting | Spot lighting/Security/Flood | TRC | Existing | NE2960 | Outdoor Lighting Controls | Outdoor Lighting Controls | NonEquip | 8 | Exterior parking/lot lighting | 0% | Tech/Econ | 28% | 0 | 0 | 0
Econ | Assembly | Exterior Lighting | Spot lighting/Security/Flood | TRC | Existing | NE2934 | Bi-Level Lighting Control (Exterior) | Bi-Level Lighting Control (Exterior) | NonEquip | 9 | Exterior parking/lot lighting | 0% | Tech/Econ | 31% | 0 | 0 | 0
Econ | Assembly | Exterior Lighting | Spot lighting/Security/Flood | TRC | Turnover | ET665 | LED Exterior Lighting | LED Exterior Lighting | Equip | 13 | Spot lighting/Security/Flood | 4.268% | Tech/Econ | 60.51% | 0 | 0 | 0
Econ | Assembly | Exterior Lighting | Spot lighting/Security/Flood | TRC | Turnover | ET548 | LED - 9W Flood | LED - 9W Flood | Equip | 15 | Spot lighting/Security/Flood | 13.31% | Tech/Econ | 86.15% | 0 | 0 | 0
Econ | Assembly | Exterior Lighting | Spot lighting/Security/Flood | TRC | Turnover | ET470 | CFL - 15W Flood | CFL - 15W Flood | Equip | 7.8 | Spot lighting/Security/Flood | 0% | Tech/Econ | 76.92% | 0 | 0 | 0
Econ | Assembly | Exterior Lighting | Spot lighting/Security/Flood | TRC | New | EN691 | LED Exterior Lighting | LED Exterior Lighting | Equip | 13 | Spot lighting/Security/Flood | 4.624% | Tech/Econ | 60.51% | 0 | 0 | 0
Econ | Assembly | Exterior Lighting | Spot lighting/Security/Flood | TRC | New | EN574 | LED - 9W Flood | LED - 9W Flood | Equip | 15 | Spot lighting/Security/Flood | 86.42% | Tech/Econ | 86.15% | 0 | 0 | 0
Econ | Assembly | Exterior Lighting | Spot lighting/Security/Flood | TRC | New | EN496 | CFL - 15W Flood | CFL - 15W Flood | Equip | 7.8 | Spot lighting/Security/Flood | 0% | Tech/Econ | 76.92% | 0 | 0 | 0
Econ | Assembly | Interior Lighting | Spot lighting | TRC | New | NN5261 | Retro-Commissioning | Retro-Commissioning | NonEquip | 5 |  | 0% | Tech/Econ | 16% | 0 | 0 | 0
Econ | Assembly | Interior Lighting | Spot lighting | TRC | New | NN4429 | Interior Lighting Controls | Interior Lighting Controls | NonEquip | 8 | Overhead (fluorescent/LED/CFL U-shape) | 0% | Tech/Econ | 28% | 0 | 0 | 0
Econ | Assembly | Interior Lighting | Spot lighting | TRC | Existing | NE5248 | Retro-Commissioning | Retro-Commissioning | NonEquip | 5 |  | 21.99% | Tech/Econ | 16% | 265.8622 | 0.044447 | 0.1378
Econ | Assembly | Interior Lighting | Spot lighting | TRC | Existing | NE4416 | Interior Lighting Controls | Interior Lighting Controls | NonEquip | 8 | Overhead (fluorescent/LED/CFL U-shape) | 0% | Tech/Econ | 28% | 0 | 0 | 0
Econ | Assembly | Interior Lighting | Spot lighting | TRC | Turnover | ET1601 | LED Display Lighting (Interior) | LED Display Lighting (Interior) | Equip | 15 | Spot lighting | 2.129% | Tech/Econ | 87.04% | 142.6522 | 0.035031 | 0.0079135
Econ | Assembly | Interior Lighting | Spot lighting | TRC | Turnover | ET1562 | LED - 14W | LED - 14W | Equip | 15 | Spot lighting | 86.42% | Tech/Econ | 53.33% | 6582.038 | 1.5793 | 0.36514
Econ | Assembly | Interior Lighting | Spot lighting | TRC | Turnover | ET1445 | CFL-23W | CFL-23W | Equip | 7.8 | Spot lighting | 0% | Tech/Econ | 23.33% | 0 | 0 | 0
Econ | Assembly | Interior Lighting | Spot lighting | TRC | New | EN1627 | LED Display Lighting (Interior) | LED Display Lighting (Interior) | Equip | 15 | Spot lighting | 0% | Tech/Econ | 87.04% | 0 | 0 | 0
Econ | Assembly | Interior Lighting | Spot lighting | TRC | New | EN1588 | LED - 14W | LED - 14W | Equip | 15 | Spot lighting | 0% | Tech/Econ | 53.33% | 0 | 0 | 0
Econ | Assembly | Interior Lighting | Spot lighting | TRC | New | EN1471 | CFL-23W | CFL-23W | Equip | 7.8 | Spot lighting | 0% | Tech/Econ | 23.33% | 0 | 0 | 0
Econ | Assembly | Office Equipment | Servers | TRC | New | NN4585 | Smart Strip Plug Outlet | Smart Strip Plug Outlet | NonEquip | 4 |  | 43.9% | Tech/Econ | 1.187% | 0.83937 | 0.00012481 | 0
Econ | Assembly | Office Equipment | Servers | TRC | New | NN4559 | Network PC Power Management | Network PC Power Management | NonEquip | 5 | Computers | 0% | Tech/Econ | 56.5% | 0 | 0 | 0
Econ | Assembly | Office Equipment | Servers | TRC | Existing | NE4572 | Smart Strip Plug Outlet | Smart Strip Plug Outlet | NonEquip | 4 |  | 43.9% | Tech/Econ | 1.187% | 100.2892 | 0.014912 | 0
Econ | Assembly | Office Equipment | Servers | TRC | Existing | NE4546 | Network PC Power Management | Network PC Power Management | NonEquip | 5 | Computers | 0% | Tech/Econ | 56.5% | 0 | 0 | 0
Econ | Assembly | Office Equipment | Servers | TRC | Turnover | ET2219 | Energy Star Servers | Energy Star Servers | Equip | 4 | Servers | 0% | Tech/Econ | 23.08% | 0 | 0 | 0
Econ | Assembly | Office Equipment | Servers | TRC | New | EN2245 | Energy Star Servers | Energy Star Servers | Equip | 4 | Servers | 0% | Tech/Econ | 23.08% | 0 | 0 | 0
Econ | Assembly | Space Cooling | Residential-type central air conditioners | TRC | New | NN5365 | Retro-Commissioning | Retro-Commissioning | NonEquip | 5 |  | 0% | Tech/Econ | 16% | 0 | 0 | 0
Econ | Assembly | Space Cooling | Residential-type central air conditioners | TRC | New | NN4195 | Thermal Energy Storage | Thermal Energy Storage | NonEquip | 20 |  | 50% | Tech/Econ | 0% | 0 | 0 | 0
Econ | Assembly | Space Cooling | Residential-type central air conditioners | TRC | New | NN3909 | HVAC tune-up_RTU | HVAC tune-up_RTU | NonEquip | 5 | Packaged air conditioning units (RTUs) | 0% | Tech/Econ | 5% | 0 | 0 | 0
Econ | Assembly | Space Cooling | Residential-type central air conditioners | TRC | New | NN3883 | HVAC tune-up | HVAC tune-up | NonEquip | 5 | Residential-type central air conditioners | 49.09% | Tech/Econ | 5% | 28.0775 | 0.004542 | 0.00018793
Econ | Assembly | Space Cooling | Residential-type central air conditioners | TRC | New | NN3519 | Duct Sealing Repair | Duct Sealing Repair | NonEquip | 15 |  | 0% | Tech/Econ | 12% | 0 | 0 | 0
Econ | Assembly | Space Cooling | Residential-type central air conditioners | TRC | New | NN3415 | Dedicated Outdoor Air System on VRF unit | Dedicated Outdoor Air System on VRF unit | NonEquip | 15 | Residential-type central air conditioners | 58.91% | Tech/Econ | 17.5% | 3.5345 | 0.0010755 | 0
Econ | Assembly | Space Cooling | Residential-type central air conditioners | TRC | New | NN3311 | Chilled Water System - Variable Speed Drives | Chilled Water System - Variable Speed Drives | NonEquip | 13 | Central chillers inside | 0% | Tech/Econ | 24.74% | 0 | 0 | 0
Econ | Assembly | Space Cooling | Residential-type central air conditioners | TRC | New | NN3285 | Chilled Water Controls Optimization | Chilled Water Controls Optimization | NonEquip | 10 | Central chillers inside | 0% | Tech/Econ | 12.5% | 0 | 0 | 0
Econ | Assembly | Space Cooling | Residential-type central air conditioners | TRC | New | NN3207 | Ceiling Insulation(R2 to R38) | Ceiling Insulation(R2 to R38) | NonEquip | 20 |  | 0% | Tech/Econ | 49.84% | 0 | 0 | 0
Econ | Assembly | Space Cooling | Residential-type central air conditioners | TRC | New | NN3051 | Airside Economizer | Airside Economizer | NonEquip | 10 | Packaged air conditioning units (RTUs) | 0% | Tech/Econ | 5.556% | 0 | 0 | 0
Econ | Assembly | Space Cooling | Residential-type central air conditioners | TRC | Existing | NE5352 | Retro-Commissioning | Retro-Commissioning | NonEquip | 5 |  | 21.99% | Tech/Econ | 16% | 4808.2338 | 0.80385 | 0
Econ | Assembly | Space Cooling | Residential-type central air conditioners | TRC | Existing | NE4208 | Wall Insulation | Wall Insulation | NonEquip | 20 |  | 0% | Tech/Econ | 29.66% | 0 | 0 | 0
Econ | Assembly | Space Cooling | Residential-type central air conditioners | TRC | Existing | NE4182 | Thermal Energy Storage | Thermal Energy Storage | NonEquip | 20 |  | 50% | Tech/Econ | 0% | 2.2136e-05 | -1.1347e-07 | -7.4421e-09
Econ | Assembly | Space Cooling | Residential-type central air conditioners | TRC | Existing | NE3896 | HVAC tune-up_RTU | HVAC tune-up_RTU | NonEquip | 5 | Packaged air conditioning units (RTUs) | 0% | Tech/Econ | 5% | 0 | 0 | 0
Econ | Assembly | Space Cooling | Residential-type central air conditioners | TRC | Existing | NE3870 | HVAC tune-up | HVAC tune-up | NonEquip | 5 | Residential-type central air conditioners | 49.09% | Tech/Econ | 5% | 3236.7256 | 0.52359 | 0.021664
Econ | Assembly | Space Cooling | Residential-type central air conditioners | TRC | Existing | NE3506 | Duct Sealing Repair | Duct Sealing Repair | NonEquip | 15 |  | 0% | Tech/Econ | 12% | 0 | 0 | 0
Econ | Assembly | Space Cooling | Residential-type central air conditioners | TRC | Existing | NE3402 | Dedicated Outdoor Air System on VRF unit | Dedicated Outdoor Air System on VRF unit | NonEquip | 15 | Residential-type central air conditioners | 58.91% | Tech/Econ | 17.5% | 13260.5432 | 4.0351 | 0
Econ | Assembly | Space Cooling | Residential-type central air conditioners | TRC | Existing | NE3298 | Chilled Water System - Variable Speed Drives | Chilled Water System - Variable Speed Drives | NonEquip | 13 | Central chillers inside | 0% | Tech/Econ | 24.74% | 0 | 0 | 0
Econ | Assembly | Space Cooling | Residential-type central air conditioners | TRC | Existing | NE3272 | Chilled Water Controls Optimization | Chilled Water Controls Optimization | NonEquip | 10 | Central chillers inside | 0% | Tech/Econ | 12.5% | 0 | 0 | 0
Econ | Assembly | Space Cooling | Residential-type central air conditioners | TRC | Existing | NE3194 | Ceiling Insulation(R2 to R38) | Ceiling Insulation(R2 to R38) | NonEquip | 20 |  | 0% | Tech/Econ | 49.84% | 0 | 0 | 0
Econ | Assembly | Space Cooling | Residential-type central air conditioners | TRC | Existing | NE3038 | Airside Economizer | Airside Economizer | NonEquip | 10 | Packaged air conditioning units (RTUs) | 0% | Tech/Econ | 5.556% | 0 | 0 | 0
Econ | Assembly | Space Cooling | Residential-type central air conditioners | TRC | Turnover | ET1367 | Variable Refrigerant Flow (VRF) HVAC Systems | Variable Refrigerant Flow (VRF) HVAC Systems | Equip | 15 | Residential-type central air conditioners | 0% | Tech/Econ | 36.88% | 0 | 0 | 0
Econ | Assembly | Space Cooling | Residential-type central air conditioners | TRC | Turnover | ET1289 | High Efficiency PTHP | High Efficiency PTHP | Equip | 15 | Residential-type central air conditioners | 49.09% | Tech/Econ | 23.64% | 17940.7304 | 8.9232 | 0
Econ | Assembly | Space Cooling | Residential-type central air conditioners | TRC | Turnover | ET1250 | High Efficiency PTAC | High Efficiency PTAC | Equip | 15 | Residential-type central air conditioners | 0% | Tech/Econ | 23.64% | 0 | 0 | 0
Econ | Assembly | Space Cooling | Residential-type central air conditioners | TRC | New | EN1393 | Variable Refrigerant Flow (VRF) HVAC Systems | Variable Refrigerant Flow (VRF) HVAC Systems | Equip | 15 | Residential-type central air conditioners | 0% | Tech/Econ | 36.88% | 0 | 0 | 0
Econ | Assembly | Space Cooling | Residential-type central air conditioners | TRC | New | EN1315 | High Efficiency PTHP | High Efficiency PTHP | Equip | 15 | Residential-type central air conditioners | 49.09% | Tech/Econ | 23.64% | 150.1543 | 0.074682 | 0
Econ | Assembly | Space Cooling | Residential-type central air conditioners | TRC | New | EN1276 | High Efficiency PTAC | High Efficiency PTAC | Equip | 15 | Residential-type central air conditioners | 0% | Tech/Econ | 23.64% | 0 | 0 | 0
Econ | Assembly | Space Heating | Residential/split system heat pump | TRC | New | NN5339 | Retro-Commissioning | Retro-Commissioning | NonEquip | 5 |  | 0% | Tech/Econ | 16% | 0 | 0 | 0
Econ | Assembly | Space Heating | Residential/split system heat pump | TRC | New | NN3545 | Duct Sealing Repair | Duct Sealing Repair | NonEquip | 15 |  | 0% | Tech/Econ | 12% | 0 | 0 | 0
Econ | Assembly | Space Heating | Residential/split system heat pump | TRC | New | NN3389 | Dedicated Outdoor Air System on VRF unit | Dedicated Outdoor Air System on VRF unit | NonEquip | 15 | Residential/split system heat pump | 58.91% | Tech/Econ | 10% | 631.7314 | 0 | 0.19429
Econ | Assembly | Space Heating | Residential/split system heat pump | TRC | New | NN3181 | Ceiling Insulation(R2 to R38) | Ceiling Insulation(R2 to R38) | NonEquip | 20 |  | 0% | Tech/Econ | 17.46% | 0 | 0 | 0
Econ | Assembly | Space Heating | Residential/split system heat pump | TRC | Existing | NE5326 | Retro-Commissioning | Retro-Commissioning | NonEquip | 5 |  | 21.99% | Tech/Econ | 16% | 52168.0214 | 0 | 27.0402
Econ | Assembly | Space Heating | Residential/split system heat pump | TRC | Existing | NE4234 | Wall Insulation | Wall Insulation | NonEquip | 20 |  | 0% | Tech/Econ | 1.674% | 0 | 0 | 0
Econ | Assembly | Space Heating | Residential/split system heat pump | TRC | Existing | NE3532 | Duct Sealing Repair | Duct Sealing Repair | NonEquip | 15 |  | 0% | Tech/Econ | 12% | 0 | 0 | 0
Econ | Assembly | Space Heating | Residential/split system heat pump | TRC | Existing | NE3376 | Dedicated Outdoor Air System on VRF unit | Dedicated Outdoor Air System on VRF unit | NonEquip | 15 | Residential/split system heat pump | 58.91% | Tech/Econ | 10% | 84282.208 | 0 | 25.9218
Econ | Assembly | Space Heating | Residential/split system heat pump | TRC | Existing | NE3168 | Ceiling Insulation(R2 to R38) | Ceiling Insulation(R2 to R38) | NonEquip | 20 |  | 0% | Tech/Econ | 19.27% | 0 | 0 | 0
Econ | Assembly | Space Heating | Residential/split system heat pump | TRC | Turnover | ET1406 | Variable Refrigerant Flow (VRF) HVAC Systems | Variable Refrigerant Flow (VRF) HVAC Systems | Equip | 15 | Residential/split system heat pump | 0% | Tech/Econ | 31.25% | 0 | 0 | 0
Econ | Assembly | Space Heating | Residential/split system heat pump | TRC | Turnover | ET1328 | High Efficiency PTHP | High Efficiency PTHP | Equip | 15 | Residential/split system heat pump | 49.09% | Tech/Econ | 9.375% | 71539.2839 | 0 | 0.013028
Econ | Assembly | Space Heating | Residential/split system heat pump | TRC | New | EN1432 | Variable Refrigerant Flow (VRF) HVAC Systems | Variable Refrigerant Flow (VRF) HVAC Systems | Equip | 15 | Residential/split system heat pump | 0% | Tech/Econ | 31.25% | 0 | 0 | 0
Econ | Assembly | Space Heating | Residential/split system heat pump | TRC | New | EN1354 | High Efficiency PTHP | High Efficiency PTHP | Equip | 15 | Residential/split system heat pump | 49.09% | Tech/Econ | 9.375% | 598.7456 | 0 | 0.00010904
Econ | Assembly | Refrigeration | Residential style | TRC | New | NN5313 | Retro-Commissioning | Retro-Commissioning | NonEquip | 5 |  | 0% | Tech/Econ | 16% | 0 | 0 | 0
Econ | Assembly | Refrigeration | Residential style | TRC | New | NN4897 | Strip Curtains for Walk-ins | Strip Curtains for Walk-ins | NonEquip | 4 | Walk-in cooler | 0% | Tech/Econ | 2.115% | 0 | 0 | 0
Econ | Assembly | Refrigeration | Residential style | TRC | New | NN4845 | PSC to ECM Evaporator Fan Motor (Walk-In, Refrigerator) | PSC to ECM Evaporator Fan Motor (Walk-In, Refrigerator) | NonEquip | 15 | Walk-in cooler | 0% | Tech/Econ | 37.5% | 0 | 0 | 0
Econ | Assembly | Refrigeration | Residential style | TRC | New | NN4819 | PSC to ECM Evaporator Fan Motor (Reach-In) | PSC to ECM Evaporator Fan Motor (Reach-In) | NonEquip | 15 | Display cases | 0% | Tech/Econ | 37.5% | 0 | 0 | 0
Econ | Assembly | Refrigeration | Residential style | TRC | New | NN4689 | Floating Head Pressure Controls | Floating Head Pressure Controls | NonEquip | 15 |  | 0% | Tech/Econ | 6.05% | 0 | 0 | 0
Econ | Assembly | Refrigeration | Residential style | TRC | New | NN4611 | Anti-Sweat Controls | Anti-Sweat Controls | NonEquip | 8 | Display cases | 0% | Tech/Econ | 85% | 0 | 0 | 0
Econ | Assembly | Refrigeration | Residential style | TRC | Existing | NE5300 | Retro-Commissioning | Retro-Commissioning | NonEquip | 5 |  | 21.99% | Tech/Econ | 16% | 30623.347 | 5.1197 | 15.873
Econ | Assembly | Refrigeration | Residential style | TRC | Existing | NE4884 | Strip Curtains for Walk-ins | Strip Curtains for Walk-ins | NonEquip | 4 | Walk-in cooler | 0% | Tech/Econ | 2.115% | 0 | 0 | 0
Econ | Assembly | Refrigeration | Residential style | TRC | Existing | NE4832 | PSC to ECM Evaporator Fan Motor (Walk-In, Refrigerator) | PSC to ECM Evaporator Fan Motor (Walk-In, Refrigerator) | NonEquip | 15 | Walk-in cooler | 0% | Tech/Econ | 37.5% | 0 | 0 | 0
Econ | Assembly | Refrigeration | Residential style | TRC | Existing | NE4806 | PSC to ECM Evaporator Fan Motor (Reach-In) | PSC to ECM Evaporator Fan Motor (Reach-In) | NonEquip | 15 | Display cases | 0% | Tech/Econ | 37.5% | 0 | 0 | 0
Econ | Assembly | Refrigeration | Residential style | TRC | Existing | NE4702 | Freezer-Cooler Replacement Gaskets | Freezer-Cooler Replacement Gaskets | NonEquip | 4 | Display cases | 0% | Tech/Econ | 3.131% | 0 | 0 | 0
Econ | Assembly | Refrigeration | Residential style | TRC | Existing | NE4676 | Floating Head Pressure Controls | Floating Head Pressure Controls | NonEquip | 15 |  | 0% | Tech/Econ | 6.05% | 0 | 0 | 0
Econ | Assembly | Refrigeration | Residential style | TRC | Existing | NE4598 | Anti-Sweat Controls | Anti-Sweat Controls | NonEquip | 8 | Display cases | 0% | Tech/Econ | 85% | 0 | 0 | 0
Econ | Assembly | Miscellaneous | Pool pump | TRC | New | NN5443 | Retro-Commissioning | Retro-Commissioning | NonEquip | 5 |  | 0% | Tech/Econ | 16% | 0 | 0 | 0
Econ | Assembly | Miscellaneous | Pool pump | TRC | New | NN4533 | VSD Controlled Compressor | VSD Controlled Compressor | NonEquip | 15 | Others | 0% | Tech/Econ | 20.79% | 0 | 0 | 0
Econ | Assembly | Miscellaneous | Pool pump | TRC | New | NN4481 | Engine Block Timer | Engine Block Timer | NonEquip | 5 | Others | 0% | Tech/Econ | 36% | 0 | 0 | 0
Econ | Assembly | Miscellaneous | Pool pump | TRC | Existing | NE5430 | Retro-Commissioning | Retro-Commissioning | NonEquip | 5 |  | 21.99% | Tech/Econ | 16% | 43.1526 | 0.0072143 | 0.022367
Econ | Assembly | Miscellaneous | Pool pump | TRC | Existing | NE4520 | VSD Controlled Compressor | VSD Controlled Compressor | NonEquip | 15 | Others | 0% | Tech/Econ | 20.79% | 0 | 0 | 0
Econ | Assembly | Miscellaneous | Pool pump | TRC | Existing | NE4468 | Engine Block Timer | Engine Block Timer | NonEquip | 5 | Others | 0% | Tech/Econ | 36% | 0 | 0 | 0
Econ | Assembly | Miscellaneous | Pool pump | TRC | Turnover | ET2105 | Variable Speed Pool Pump | Variable Speed Pool Pump | Equip | 10 | Pool pump | 0% | Tech/Econ | 64.36% | 0 | 0 | 0
Econ | Assembly | Miscellaneous | Pool pump | TRC | Turnover | ET2066 | Two Speed Pool Pump | Two Speed Pool Pump | Equip | 10 | Pool pump | 54.15% | Tech/Econ | 61.79% | 1727.5081 | 0.40655 | 0.063105
Econ | Assembly | Miscellaneous | Pool pump | TRC | Turnover | ET2030 | Solar Powered Pool Pump | Solar Powered Pool Pump | Equip | 10 | Pool pump | 0% | Tech/Econ | 81% | 0 | 0 | 0
Econ | Assembly | Miscellaneous | Pool pump | TRC | Turnover | ET1991 | Solar Pool Heater | Solar Pool Heater | Equip | 15 | Pool pump | 0% | Tech/Econ | 86.11% | 0 | 0 | 0
Econ | Assembly | Miscellaneous | Pool pump | TRC | Turnover | ET1952 | Heat Pump Pool Heater | Heat Pump Pool Heater | Equip | 15 | Pool pump | 80.38% | Tech/Econ | 80% | 2209.39 | 0 | 0.080708
Econ | Assembly | Miscellaneous | Pool pump | TRC | New | EN2129 | Variable Speed Pool Pump | Variable Speed Pool Pump | Equip | 10 | Pool pump | 0% | Tech/Econ | 64.36% | 0 | 0 | 0
Econ | Assembly | Miscellaneous | Pool pump | TRC | New | EN2092 | Two Speed Pool Pump | Two Speed Pool Pump | Equip | 10 | Pool pump | 54.15% | Tech/Econ | 61.79% | 14.4583 | 0.0034026 | 0.00052816
Econ | Assembly | Miscellaneous | Pool pump | TRC | New | EN2054 | Solar Powered Pool Pump | Solar Powered Pool Pump | Equip | 10 | Pool pump | 0% | Tech/Econ | 81% | 0 | 0 | 0
Econ | Assembly | Miscellaneous | Pool pump | TRC | New | EN2017 | Solar Pool Heater | Solar Pool Heater | Equip | 15 | Pool pump | 0% | Tech/Econ | 86.11% | 0 | 0 | 0
Econ | Assembly | Miscellaneous | Pool pump | TRC | New | EN1978 | Heat Pump Pool Heater | Heat Pump Pool Heater | Equip | 15 | Pool pump | 80.38% | Tech/Econ | 80% | 10.548 | 0 | 0.00038531
Econ | Assembly | Space Heating | Packaged central unit | TRC | New | NN5339 | Retro-Commissioning | Retro-Commissioning | NonEquip | 5 |  | 0% | Tech/Econ | 16% | 0 | 0 | 0
Econ | Assembly | Space Heating | Packaged central unit | TRC | New | NN3545 | Duct Sealing Repair | Duct Sealing Repair | NonEquip | 15 |  | 0% | Tech/Econ | 12% | 0 | 0 | 0
Econ | Assembly | Space Heating | Packaged central unit | TRC | New | NN3389 | Dedicated Outdoor Air System on VRF unit | Dedicated Outdoor Air System on VRF unit | NonEquip | 15 | Residential/split system heat pump | 0% | Tech/Econ | 10% | 0 | 0 | 0
Econ | Assembly | Space Heating | Packaged central unit | TRC | New | NN3181 | Ceiling Insulation(R2 to R38) | Ceiling Insulation(R2 to R38) | NonEquip | 20 |  | 0% | Tech/Econ | 17.46% | 0 | 0 | 0
Econ | Assembly | Space Heating | Packaged central unit | TRC | Existing | NE5326 | Retro-Commissioning | Retro-Commissioning | NonEquip | 5 |  | 21.99% | Tech/Econ | 16% | 97882.5938 | 0 | 50.7354
Econ | Assembly | Space Heating | Packaged central unit | TRC | Existing | NE4234 | Wall Insulation | Wall Insulation | NonEquip | 20 |  | 0% | Tech/Econ | 1.674% | 0 | 0 | 0
Econ | Assembly | Space Heating | Packaged central unit | TRC | Existing | NE3532 | Duct Sealing Repair | Duct Sealing Repair | NonEquip | 15 |  | 0% | Tech/Econ | 12% | 0 | 0 | 0
Econ | Assembly | Space Heating | Packaged central unit | TRC | Existing | NE3376 | Dedicated Outdoor Air System on VRF unit | Dedicated Outdoor Air System on VRF unit | NonEquip | 15 | Residential/split system heat pump | 0% | Tech/Econ | 10% | 0 | 0 | 0
Econ | Assembly | Space Heating | Packaged central unit | TRC | Existing | NE3168 | Ceiling Insulation(R2 to R38) | Ceiling Insulation(R2 to R38) | NonEquip | 20 |  | 0% | Tech/Econ | 19.27% | 0 | 0 | 0
Econ | Assembly | Space Cooling | Packaged air conditioning units (RTUs) | TRC | New | NN5365 | Retro-Commissioning | Retro-Commissioning | NonEquip | 5 |  | 0% | Tech/Econ | 16% | 0 | 0 | 0
Econ | Assembly | Space Cooling | Packaged air conditioning units (RTUs) | TRC | New | NN4195 | Thermal Energy Storage | Thermal Energy Storage | NonEquip | 20 |  | 50% | Tech/Econ | 0% | 0 | 0 | 0
Econ | Assembly | Space Cooling | Packaged air conditioning units (RTUs) | TRC | New | NN3909 | HVAC tune-up_RTU | HVAC tune-up_RTU | NonEquip | 5 | Packaged air conditioning units (RTUs) | 94.56% | Tech/Econ | 5% | 11417.1441 | 1.8469 | 0.076419
Econ | Assembly | Space Cooling | Packaged air conditioning units (RTUs) | TRC | New | NN3883 | HVAC tune-up | HVAC tune-up | NonEquip | 5 | Residential-type central air conditioners | 0% | Tech/Econ | 5% | 0 | 0 | 0
Econ | Assembly | Space Cooling | Packaged air conditioning units (RTUs) | TRC | New | NN3519 | Duct Sealing Repair | Duct Sealing Repair | NonEquip | 15 |  | 0% | Tech/Econ | 12% | 0 | 0 | 0
Econ | Assembly | Space Cooling | Packaged air conditioning units (RTUs) | TRC | New | NN3415 | Dedicated Outdoor Air System on VRF unit | Dedicated Outdoor Air System on VRF unit | NonEquip | 15 | Residential-type central air conditioners | 0% | Tech/Econ | 17.5% | 0 | 0 | 0
Econ | Assembly | Space Cooling | Packaged air conditioning units (RTUs) | TRC | New | NN3311 | Chilled Water System - Variable Speed Drives | Chilled Water System - Variable Speed Drives | NonEquip | 13 | Central chillers inside | 0% | Tech/Econ | 24.74% | 0 | 0 | 0
Econ | Assembly | Space Cooling | Packaged air conditioning units (RTUs) | TRC | New | NN3285 | Chilled Water Controls Optimization | Chilled Water Controls Optimization | NonEquip | 10 | Central chillers inside | 0% | Tech/Econ | 12.5% | 0 | 0 | 0
Econ | Assembly | Space Cooling | Packaged air conditioning units (RTUs) | TRC | New | NN3207 | Ceiling Insulation(R2 to R38) | Ceiling Insulation(R2 to R38) | NonEquip | 20 |  | 0% | Tech/Econ | 49.84% | 0 | 0 | 0
Econ | Assembly | Space Cooling | Packaged air conditioning units (RTUs) | TRC | New | NN3051 | Airside Economizer | Airside Economizer | NonEquip | 10 | Packaged air conditioning units (RTUs) | 4.552% | Tech/Econ | 5.556% | 612.2703 | -0.10256 | 1.0286e-06
Econ | Assembly | Space Cooling | Packaged air conditioning units (RTUs) | TRC | Existing | NE5352 | Retro-Commissioning | Retro-Commissioning | NonEquip | 5 |  | 21.99% | Tech/Econ | 16% | 1017652.401 | 170.1329 | 0
Econ | Assembly | Space Cooling | Packaged air conditioning units (RTUs) | TRC | Existing | NE4208 | Wall Insulation | Wall Insulation | NonEquip | 20 |  | 0% | Tech/Econ | 29.66% | 0 | 0 | 0
Econ | Assembly | Space Cooling | Packaged air conditioning units (RTUs) | TRC | Existing | NE4182 | Thermal Energy Storage | Thermal Energy Storage | NonEquip | 20 |  | 50% | Tech/Econ | 0% | 0.0045644 | -2.3397e-05 | -1.5345e-06
Econ | Assembly | Space Cooling | Packaged air conditioning units (RTUs) | TRC | Existing | NE3896 | HVAC tune-up_RTU | HVAC tune-up_RTU | NonEquip | 5 | Packaged air conditioning units (RTUs) | 94.56% | Tech/Econ | 5% | 1316147.983 | 212.9073 | 8.8094
Econ | Assembly | Space Cooling | Packaged air conditioning units (RTUs) | TRC | Existing | NE3870 | HVAC tune-up | HVAC tune-up | NonEquip | 5 | Residential-type central air conditioners | 0% | Tech/Econ | 5% | 0 | 0 | 0
Econ | Assembly | Space Cooling | Packaged air conditioning units (RTUs) | TRC | Existing | NE3506 | Duct Sealing Repair | Duct Sealing Repair | NonEquip | 15 |  | 0% | Tech/Econ | 12% | 0 | 0 | 0
Econ | Assembly | Space Cooling | Packaged air conditioning units (RTUs) | TRC | Existing | NE3402 | Dedicated Outdoor Air System on VRF unit | Dedicated Outdoor Air System on VRF unit | NonEquip | 15 | Residential-type central air conditioners | 0% | Tech/Econ | 17.5% | 0 | 0 | 0
Econ | Assembly | Space Cooling | Packaged air conditioning units (RTUs) | TRC | Existing | NE3298 | Chilled Water System - Variable Speed Drives | Chilled Water System - Variable Speed Drives | NonEquip | 13 | Central chillers inside | 0% | Tech/Econ | 24.74% | 0 | 0 | 0
Econ | Assembly | Space Cooling | Packaged air conditioning units (RTUs) | TRC | Existing | NE3272 | Chilled Water Controls Optimization | Chilled Water Controls Optimization | NonEquip | 10 | Central chillers inside | 0% | Tech/Econ | 12.5% | 0 | 0 | 0
Econ | Assembly | Space Cooling | Packaged air conditioning units (RTUs) | TRC | Existing | NE3194 | Ceiling Insulation(R2 to R38) | Ceiling Insulation(R2 to R38) | NonEquip | 20 |  | 0% | Tech/Econ | 49.84% | 0 | 0 | 0
Econ | Assembly | Space Cooling | Packaged air conditioning units (RTUs) | TRC | Existing | NE3038 | Airside Economizer | Airside Economizer | NonEquip | 10 | Packaged air conditioning units (RTUs) | 4.552% | Tech/Econ | 5.556% | 70581.4237 | -11.8235 | 0.00011857
Econ | Assembly | Interior Lighting | Overhead (fluorescent/LED/CFL U-shape) | TRC | New | NN5261 | Retro-Commissioning | Retro-Commissioning | NonEquip | 5 |  | 0% | Tech/Econ | 16% | 0 | 0 | 0
Econ | Assembly | Interior Lighting | Overhead (fluorescent/LED/CFL U-shape) | TRC | New | NN4429 | Interior Lighting Controls | Interior Lighting Controls | NonEquip | 8 | Overhead (fluorescent/LED/CFL U-shape) | 15.09% | Tech/Econ | 28% | 1753.5908 | 0 | 0
Econ | Assembly | Interior Lighting | Overhead (fluorescent/LED/CFL U-shape) | TRC | Existing | NE5248 | Retro-Commissioning | Retro-Commissioning | NonEquip | 5 |  | 21.99% | Tech/Econ | 16% | 149077.5042 | 24.923 | 77.2713
Econ | Assembly | Interior Lighting | Overhead (fluorescent/LED/CFL U-shape) | TRC | Existing | NE4416 | Interior Lighting Controls | Interior Lighting Controls | NonEquip | 8 | Overhead (fluorescent/LED/CFL U-shape) | 15.09% | Tech/Econ | 28% | 172696.9985 | 0 | 0
Econ | Assembly | Interior Lighting | Overhead (fluorescent/LED/CFL U-shape) | TRC | Turnover | ET1796 | Premium T8 - Lamp Replacement | Premium T8 - Lamp Replacement | Equip | 8 | Overhead (fluorescent/LED/CFL U-shape) | 22.32% | Tech/Econ | 12.5% | 138352.8312 | 33.4202 | 7.6732
Econ | Assembly | Interior Lighting | Overhead (fluorescent/LED/CFL U-shape) | TRC | Turnover | ET1757 | Premium T8 - Fixture Replacement | Premium T8 - Fixture Replacement | Equip | 8 | Overhead (fluorescent/LED/CFL U-shape) | 0% | Tech/Econ | 12.5% | 0 | 0 | 0
Econ | Assembly | Interior Lighting | Overhead (fluorescent/LED/CFL U-shape) | TRC | Turnover | ET1718 | LED Linear - Lamp Replacement | LED Linear - Lamp Replacement | Equip | 15 | Overhead (fluorescent/LED/CFL U-shape) | 0% | Tech/Econ | 25.43% | 0 | 0 | 0
Econ | Assembly | Interior Lighting | Overhead (fluorescent/LED/CFL U-shape) | TRC | Turnover | ET1679 | LED Linear - Fixture Replacement | LED Linear - Fixture Replacement | Equip | 15 | Overhead (fluorescent/LED/CFL U-shape) | 24.1% | Tech/Econ | 50.28% | 584313.4212 | 141.6399 | 32.4019
Econ | Assembly | Interior Lighting | Overhead (fluorescent/LED/CFL U-shape) | TRC | New | EN1822 | Premium T8 - Lamp Replacement | Premium T8 - Lamp Replacement | Equip | 8 | Overhead (fluorescent/LED/CFL U-shape) | 0% | Tech/Econ | 12.5% | 0 | 0 | 0
Econ | Assembly | Interior Lighting | Overhead (fluorescent/LED/CFL U-shape) | TRC | New | EN1783 | Premium T8 - Fixture Replacement | Premium T8 - Fixture Replacement | Equip | 8 | Overhead (fluorescent/LED/CFL U-shape) | 0% | Tech/Econ | 12.5% | 0 | 0 | 0
Econ | Assembly | Interior Lighting | Overhead (fluorescent/LED/CFL U-shape) | TRC | New | EN1744 | LED Linear - Lamp Replacement | LED Linear - Lamp Replacement | Equip | 15 | Overhead (fluorescent/LED/CFL U-shape) | 0% | Tech/Econ | 25.43% | 0 | 0 | 0
Econ | Assembly | Interior Lighting | Overhead (fluorescent/LED/CFL U-shape) | TRC | New | EN1705 | LED Linear - Fixture Replacement | LED Linear - Fixture Replacement | Equip | 15 | Overhead (fluorescent/LED/CFL U-shape) | 0% | Tech/Econ | 50.28% | 0 | 0 | 0
Econ | Assembly | Cooking | Oven | TRC | Turnover | ET41 | Energy Star Commercial Oven | Energy Star Commercial Oven | Equip | 12 | Oven | 0% | Tech/Econ | 34.83% | 0 | 0 | 0
Econ | Assembly | Cooking | Oven | TRC | New | EN67 | Energy Star Commercial Oven | Energy Star Commercial Oven | Equip | 12 | Oven | 0% | Tech/Econ | 34.83% | 0 | 0 | 0
Econ | Assembly | Miscellaneous | Others | TRC | New | NN5443 | Retro-Commissioning | Retro-Commissioning | NonEquip | 5 |  | 0% | Tech/Econ | 16% | 0 | 0 | 0
Econ | Assembly | Miscellaneous | Others | TRC | New | NN4533 | VSD Controlled Compressor | VSD Controlled Compressor | NonEquip | 15 | Others | 27.75% | Tech/Econ | 20.79% | 2207.9621 | 0.33293 | 0.15582
Econ | Assembly | Miscellaneous | Others | TRC | New | NN4481 | Engine Block Timer | Engine Block Timer | NonEquip | 5 | Others | 0% | Tech/Econ | 36% | 0 | 0 | 0
Econ | Assembly | Miscellaneous | Others | TRC | Existing | NE5430 | Retro-Commissioning | Retro-Commissioning | NonEquip | 5 |  | 21.99% | Tech/Econ | 16% | 164975.2996 | 27.5809 | 85.5116
Econ | Assembly | Miscellaneous | Others | TRC | Existing | NE4520 | VSD Controlled Compressor | VSD Controlled Compressor | NonEquip | 15 | Others | 5.549% | Tech/Econ | 20.79% | 50905.985 | 7.6758 | 3.5926
Econ | Assembly | Miscellaneous | Others | TRC | Existing | NE4468 | Engine Block Timer | Engine Block Timer | NonEquip | 5 | Others | 0% | Tech/Econ | 36% | 0 | 0 | 0
Econ | Assembly | Miscellaneous | Others | TRC | Turnover | ET1913 | ENERGY STAR Water Cooler | ENERGY STAR Water Cooler | Equip | 10 | Others | 0% | Tech/Econ | 68.49% | 0 | 0 | 0
Econ | Assembly | Miscellaneous | Others | TRC | Turnover | ET1835 | Efficient Battery Charger | Efficient Battery Charger | Equip | 7 | Others | 17.92% | Tech/Econ | 13.68% | 110861.1629 | 60.7458 | 0
Econ | Assembly | Miscellaneous | Others | TRC | New | EN1939 | ENERGY STAR Water Cooler | ENERGY STAR Water Cooler | Equip | 10 | Others | 0% | Tech/Econ | 68.49% | 0 | 0 | 0
Econ | Assembly | Miscellaneous | Others | TRC | New | EN1861 | Efficient Battery Charger | Efficient Battery Charger | Equip | 7 | Others | 17.92% | Tech/Econ | 13.68% | 961.6836 | 0.52695 | 0
Econ | Assembly | Office Equipment | Other office | TRC | New | NN4585 | Smart Strip Plug Outlet | Smart Strip Plug Outlet | NonEquip | 4 |  | 43.9% | Tech/Econ | 1.187% | 53.8283 | 0.008004 | 0
Econ | Assembly | Office Equipment | Other office | TRC | New | NN4559 | Network PC Power Management | Network PC Power Management | NonEquip | 5 | Computers | 0% | Tech/Econ | 56.5% | 0 | 0 | 0
Econ | Assembly | Office Equipment | Other office | TRC | Existing | NE4572 | Smart Strip Plug Outlet | Smart Strip Plug Outlet | NonEquip | 4 |  | 43.9% | Tech/Econ | 1.187% | 6431.5124 | 0.95633 | 0
Econ | Assembly | Office Equipment | Other office | TRC | Existing | NE4546 | Network PC Power Management | Network PC Power Management | NonEquip | 5 | Computers | 0% | Tech/Econ | 56.5% | 0 | 0 | 0
Econ | Assembly | Office Equipment | Other office | TRC | Turnover | ET2258 | Energy Star Uninterruptable Power Supply | Energy Star Uninterruptable Power Supply | Equip | 10 | Other office | 0% | Tech/Econ | 1.878% | 0 | 0 | 0
Econ | Assembly | Office Equipment | Other office | TRC | New | EN2284 | Energy Star Uninterruptable Power Supply | Energy Star Uninterruptable Power Supply | Equip | 10 | Other office | 0% | Tech/Econ | 1.878% | 0 | 0 | 0
Econ | Assembly | Ventilation and Circulation | Motor/Fan | TRC | New | NN5391 | Retro-Commissioning | Retro-Commissioning | NonEquip | 5 |  | 0% | Tech/Econ | 16% | 0 | 0 | 0
Econ | Assembly | Ventilation and Circulation | Motor/Fan | TRC | New | NN4975 | VAV System | VAV System | NonEquip | 10 |  | 0% | Tech/Econ | 30% | 0 | 0 | 0
Econ | Assembly | Ventilation and Circulation | Motor/Fan | TRC | New | NN4949 | Demand Controlled Ventilation | Demand Controlled Ventilation | NonEquip | 10 |  | 17.54% | Tech/Econ | 50% | 0.40718 | 4.2393e-05 | 0.00023867
Econ | Assembly | Ventilation and Circulation | Motor/Fan | TRC | New | NN4923 | CO Sensors for Parking Garage Exhaust | CO Sensors for Parking Garage Exhaust | NonEquip | 15 | Motor/Fan | 0% | Tech/Econ | 33% | 0 | 0 | 0
Econ | Assembly | Ventilation and Circulation | Motor/Fan | TRC | Existing | NE5378 | Retro-Commissioning | Retro-Commissioning | NonEquip | 5 |  | 21.99% | Tech/Econ | 16% | 19.5129 | 0.0032622 | 0.010114
Econ | Assembly | Ventilation and Circulation | Motor/Fan | TRC | Existing | NE4962 | VAV System | VAV System | NonEquip | 10 |  | 0% | Tech/Econ | 30% | 0 | 0 | 0
Econ | Assembly | Ventilation and Circulation | Motor/Fan | TRC | Existing | NE4936 | Demand Controlled Ventilation | Demand Controlled Ventilation | NonEquip | 10 |  | 18.71% | Tech/Econ | 50% | 50.0682 | 0.0052128 | 0.029348
Econ | Assembly | Ventilation and Circulation | Motor/Fan | TRC | Existing | NE4910 | CO Sensors for Parking Garage Exhaust | CO Sensors for Parking Garage Exhaust | NonEquip | 15 | Motor/Fan | 0% | Tech/Econ | 33% | 0 | 0 | 0
Econ | Assembly | Ventilation and Circulation | Motor/Fan | TRC | Turnover | ET2687 | High Speed Fans | High Speed Fans | Equip | 7 | Motor/Fan | 11.82% | Tech/Econ | 10.99% | 6.2986 | 0.00087666 | 8.0309e-05
Econ | Assembly | Ventilation and Circulation | Motor/Fan | TRC | New | EN2713 | High Speed Fans | High Speed Fans | Equip | 7 | Motor/Fan | 11.82% | Tech/Econ | 10.99% | 0.054991 | 7.6538e-06 | 7.0114e-07
Econ | Assembly | Miscellaneous | Medical equipment | TRC | New | NN5443 | Retro-Commissioning | Retro-Commissioning | NonEquip | 5 |  | 0% | Tech/Econ | 16% | 0 | 0 | 0
Econ | Assembly | Miscellaneous | Medical equipment | TRC | New | NN4533 | VSD Controlled Compressor | VSD Controlled Compressor | NonEquip | 15 | Others | 0% | Tech/Econ | 20.79% | 0 | 0 | 0
Econ | Assembly | Miscellaneous | Medical equipment | TRC | New | NN4481 | Engine Block Timer | Engine Block Timer | NonEquip | 5 | Others | 0% | Tech/Econ | 36% | 0 | 0 | 0
Econ | Assembly | Miscellaneous | Medical equipment | TRC | Existing | NE5430 | Retro-Commissioning | Retro-Commissioning | NonEquip | 5 |  | 21.99% | Tech/Econ | 16% | 0 | 0 | 0
Econ | Assembly | Miscellaneous | Medical equipment | TRC | Existing | NE4520 | VSD Controlled Compressor | VSD Controlled Compressor | NonEquip | 15 | Others | 0% | Tech/Econ | 20.79% | 0 | 0 | 0
Econ | Assembly | Miscellaneous | Medical equipment | TRC | Existing | NE4468 | Engine Block Timer | Engine Block Timer | NonEquip | 5 | Others | 0% | Tech/Econ | 36% | 0 | 0 | 0
Econ | Assembly | Refrigeration | Large cold storage | TRC | New | NN5313 | Retro-Commissioning | Retro-Commissioning | NonEquip | 5 |  | 0% | Tech/Econ | 16% | 0 | 0 | 0
Econ | Assembly | Refrigeration | Large cold storage | TRC | New | NN4897 | Strip Curtains for Walk-ins | Strip Curtains for Walk-ins | NonEquip | 4 | Walk-in cooler | 0% | Tech/Econ | 2.115% | 0 | 0 | 0
Econ | Assembly | Refrigeration | Large cold storage | TRC | New | NN4845 | PSC to ECM Evaporator Fan Motor (Walk-In, Refrigerator) | PSC to ECM Evaporator Fan Motor (Walk-In, Refrigerator) | NonEquip | 15 | Walk-in cooler | 0% | Tech/Econ | 37.5% | 0 | 0 | 0
Econ | Assembly | Refrigeration | Large cold storage | TRC | New | NN4819 | PSC to ECM Evaporator Fan Motor (Reach-In) | PSC to ECM Evaporator Fan Motor (Reach-In) | NonEquip | 15 | Display cases | 0% | Tech/Econ | 37.5% | 0 | 0 | 0
Econ | Assembly | Refrigeration | Large cold storage | TRC | New | NN4689 | Floating Head Pressure Controls | Floating Head Pressure Controls | NonEquip | 15 |  | 0% | Tech/Econ | 6.05% | 0 | 0 | 0
Econ | Assembly | Refrigeration | Large cold storage | TRC | New | NN4611 | Anti-Sweat Controls | Anti-Sweat Controls | NonEquip | 8 | Display cases | 0% | Tech/Econ | 85% | 0 | 0 | 0
Econ | Assembly | Refrigeration | Large cold storage | TRC | Existing | NE5300 | Retro-Commissioning | Retro-Commissioning | NonEquip | 5 |  | 21.99% | Tech/Econ | 16% | 0 | 0 | 0
Econ | Assembly | Refrigeration | Large cold storage | TRC | Existing | NE4884 | Strip Curtains for Walk-ins | Strip Curtains for Walk-ins | NonEquip | 4 | Walk-in cooler | 0% | Tech/Econ | 2.115% | 0 | 0 | 0
Econ | Assembly | Refrigeration | Large cold storage | TRC | Existing | NE4832 | PSC to ECM Evaporator Fan Motor (Walk-In, Refrigerator) | PSC to ECM Evaporator Fan Motor (Walk-In, Refrigerator) | NonEquip | 15 | Walk-in cooler | 0% | Tech/Econ | 37.5% | 0 | 0 | 0
Econ | Assembly | Refrigeration | Large cold storage | TRC | Existing | NE4806 | PSC to ECM Evaporator Fan Motor (Reach-In) | PSC to ECM Evaporator Fan Motor (Reach-In) | NonEquip | 15 | Display cases | 0% | Tech/Econ | 37.5% | 0 | 0 | 0
Econ | Assembly | Refrigeration | Large cold storage | TRC | Existing | NE4702 | Freezer-Cooler Replacement Gaskets | Freezer-Cooler Replacement Gaskets | NonEquip | 4 | Display cases | 0% | Tech/Econ | 3.131% | 0 | 0 | 0
Econ | Assembly | Refrigeration | Large cold storage | TRC | Existing | NE4676 | Floating Head Pressure Controls | Floating Head Pressure Controls | NonEquip | 15 |  | 0% | Tech/Econ | 6.05% | 0 | 0 | 0
Econ | Assembly | Refrigeration | Large cold storage | TRC | Existing | NE4598 | Anti-Sweat Controls | Anti-Sweat Controls | NonEquip | 8 | Display cases | 0% | Tech/Econ | 85% | 0 | 0 | 0
Econ | Assembly | Miscellaneous | Laboratory equipment | TRC | New | NN5443 | Retro-Commissioning | Retro-Commissioning | NonEquip | 5 |  | 0% | Tech/Econ | 16% | 0 | 0 | 0
Econ | Assembly | Miscellaneous | Laboratory equipment | TRC | New | NN4533 | VSD Controlled Compressor | VSD Controlled Compressor | NonEquip | 15 | Others | 0% | Tech/Econ | 20.79% | 0 | 0 | 0
Econ | Assembly | Miscellaneous | Laboratory equipment | TRC | New | NN4481 | Engine Block Timer | Engine Block Timer | NonEquip | 5 | Others | 0% | Tech/Econ | 36% | 0 | 0 | 0
Econ | Assembly | Miscellaneous | Laboratory equipment | TRC | Existing | NE5430 | Retro-Commissioning | Retro-Commissioning | NonEquip | 5 |  | 21.99% | Tech/Econ | 16% | 0 | 0 | 0
Econ | Assembly | Miscellaneous | Laboratory equipment | TRC | Existing | NE4520 | VSD Controlled Compressor | VSD Controlled Compressor | NonEquip | 15 | Others | 0% | Tech/Econ | 20.79% | 0 | 0 | 0
Econ | Assembly | Miscellaneous | Laboratory equipment | TRC | Existing | NE4468 | Engine Block Timer | Engine Block Timer | NonEquip | 5 | Others | 0% | Tech/Econ | 36% | 0 | 0 | 0
Econ | Assembly | Ventilation and Circulation | Individual room ventilation | TRC | New | NN5391 | Retro-Commissioning | Retro-Commissioning | NonEquip | 5 |  | 0% | Tech/Econ | 16% | 0 | 0 | 0
Econ | Assembly | Ventilation and Circulation | Individual room ventilation | TRC | New | NN4975 | VAV System | VAV System | NonEquip | 10 |  | 0% | Tech/Econ | 30% | 0 | 0 | 0
Econ | Assembly | Ventilation and Circulation | Individual room ventilation | TRC | New | NN4949 | Demand Controlled Ventilation | Demand Controlled Ventilation | NonEquip | 10 |  | 17.54% | Tech/Econ | 50% | 19.4243 | 0.0020224 | 0.011386
Econ | Assembly | Ventilation and Circulation | Individual room ventilation | TRC | New | NN4923 | CO Sensors for Parking Garage Exhaust | CO Sensors for Parking Garage Exhaust | NonEquip | 15 | Motor/Fan | 0% | Tech/Econ | 33% | 0 | 0 | 0
Econ | Assembly | Ventilation and Circulation | Individual room ventilation | TRC | Existing | NE5378 | Retro-Commissioning | Retro-Commissioning | NonEquip | 5 |  | 21.99% | Tech/Econ | 16% | 930.8552 | 0.15562 | 0.48249
Econ | Assembly | Ventilation and Circulation | Individual room ventilation | TRC | Existing | NE4962 | VAV System | VAV System | NonEquip | 10 |  | 0% | Tech/Econ | 30% | 0 | 0 | 0
Econ | Assembly | Ventilation and Circulation | Individual room ventilation | TRC | Existing | NE4936 | Demand Controlled Ventilation | Demand Controlled Ventilation | NonEquip | 10 |  | 18.71% | Tech/Econ | 50% | 2388.4789 | 0.24868 | 1.4
Econ | Assembly | Ventilation and Circulation | Individual room ventilation | TRC | Existing | NE4910 | CO Sensors for Parking Garage Exhaust | CO Sensors for Parking Garage Exhaust | NonEquip | 15 | Motor/Fan | 0% | Tech/Econ | 33% | 0 | 0 | 0
Econ | Assembly | Space Heating | Individual room heating | TRC | New | NN5339 | Retro-Commissioning | Retro-Commissioning | NonEquip | 5 |  | 0% | Tech/Econ | 16% | 0 | 0 | 0
Econ | Assembly | Space Heating | Individual room heating | TRC | New | NN3545 | Duct Sealing Repair | Duct Sealing Repair | NonEquip | 15 |  | 0% | Tech/Econ | 12% | 0 | 0 | 0
Econ | Assembly | Space Heating | Individual room heating | TRC | New | NN3389 | Dedicated Outdoor Air System on VRF unit | Dedicated Outdoor Air System on VRF unit | NonEquip | 15 | Residential/split system heat pump | 0% | Tech/Econ | 10% | 0 | 0 | 0
Econ | Assembly | Space Heating | Individual room heating | TRC | New | NN3181 | Ceiling Insulation(R2 to R38) | Ceiling Insulation(R2 to R38) | NonEquip | 20 |  | 0% | Tech/Econ | 17.46% | 0 | 0 | 0
Econ | Assembly | Space Heating | Individual room heating | TRC | Existing | NE5326 | Retro-Commissioning | Retro-Commissioning | NonEquip | 5 |  | 21.99% | Tech/Econ | 16% | 56.4767 | 0 | 0.029274
Econ | Assembly | Space Heating | Individual room heating | TRC | Existing | NE4234 | Wall Insulation | Wall Insulation | NonEquip | 20 |  | 0% | Tech/Econ | 1.674% | 0 | 0 | 0
Econ | Assembly | Space Heating | Individual room heating | TRC | Existing | NE3532 | Duct Sealing Repair | Duct Sealing Repair | NonEquip | 15 |  | 0% | Tech/Econ | 12% | 0 | 0 | 0
Econ | Assembly | Space Heating | Individual room heating | TRC | Existing | NE3376 | Dedicated Outdoor Air System on VRF unit | Dedicated Outdoor Air System on VRF unit | NonEquip | 15 | Residential/split system heat pump | 0% | Tech/Econ | 10% | 0 | 0 | 0
Econ | Assembly | Space Heating | Individual room heating | TRC | Existing | NE3168 | Ceiling Insulation(R2 to R38) | Ceiling Insulation(R2 to R38) | NonEquip | 20 |  | 0% | Tech/Econ | 19.27% | 0 | 0 | 0
Econ | Assembly | Space Cooling | Individual room air conditioners | TRC | New | NN5365 | Retro-Commissioning | Retro-Commissioning | NonEquip | 5 |  | 0% | Tech/Econ | 16% | 0 | 0 | 0
Econ | Assembly | Space Cooling | Individual room air conditioners | TRC | New | NN4195 | Thermal Energy Storage | Thermal Energy Storage | NonEquip | 20 |  | 50% | Tech/Econ | 0% | 0 | 0 | 0
Econ | Assembly | Space Cooling | Individual room air conditioners | TRC | New | NN3909 | HVAC tune-up_RTU | HVAC tune-up_RTU | NonEquip | 5 | Packaged air conditioning units (RTUs) | 0% | Tech/Econ | 5% | 0 | 0 | 0
Econ | Assembly | Space Cooling | Individual room air conditioners | TRC | New | NN3883 | HVAC tune-up | HVAC tune-up | NonEquip | 5 | Residential-type central air conditioners | 0% | Tech/Econ | 5% | 0 | 0 | 0
Econ | Assembly | Space Cooling | Individual room air conditioners | TRC | New | NN3519 | Duct Sealing Repair | Duct Sealing Repair | NonEquip | 15 |  | 0% | Tech/Econ | 12% | 0 | 0 | 0
Econ | Assembly | Space Cooling | Individual room air conditioners | TRC | New | NN3415 | Dedicated Outdoor Air System on VRF unit | Dedicated Outdoor Air System on VRF unit | NonEquip | 15 | Residential-type central air conditioners | 0% | Tech/Econ | 17.5% | 0 | 0 | 0
Econ | Assembly | Space Cooling | Individual room air conditioners | TRC | New | NN3311 | Chilled Water System - Variable Speed Drives | Chilled Water System - Variable Speed Drives | NonEquip | 13 | Central chillers inside | 0% | Tech/Econ | 24.74% | 0 | 0 | 0
Econ | Assembly | Space Cooling | Individual room air conditioners | TRC | New | NN3285 | Chilled Water Controls Optimization | Chilled Water Controls Optimization | NonEquip | 10 | Central chillers inside | 0% | Tech/Econ | 12.5% | 0 | 0 | 0
Econ | Assembly | Space Cooling | Individual room air conditioners | TRC | New | NN3207 | Ceiling Insulation(R2 to R38) | Ceiling Insulation(R2 to R38) | NonEquip | 20 |  | 0% | Tech/Econ | 49.84% | 0 | 0 | 0
Econ | Assembly | Space Cooling | Individual room air conditioners | TRC | New | NN3051 | Airside Economizer | Airside Economizer | NonEquip | 10 | Packaged air conditioning units (RTUs) | 0% | Tech/Econ | 5.556% | 0 | 0 | 0
Econ | Assembly | Space Cooling | Individual room air conditioners | TRC | Existing | NE5352 | Retro-Commissioning | Retro-Commissioning | NonEquip | 5 |  | 21.99% | Tech/Econ | 16% | 109883.0475 | 18.3704 | 0
Econ | Assembly | Space Cooling | Individual room air conditioners | TRC | Existing | NE4208 | Wall Insulation | Wall Insulation | NonEquip | 20 |  | 0% | Tech/Econ | 29.66% | 0 | 0 | 0
Econ | Assembly | Space Cooling | Individual room air conditioners | TRC | Existing | NE4182 | Thermal Energy Storage | Thermal Energy Storage | NonEquip | 20 |  | 50% | Tech/Econ | 0% | 0.00051862 | -2.6585e-06 | -1.7435e-07
Econ | Assembly | Space Cooling | Individual room air conditioners | TRC | Existing | NE3896 | HVAC tune-up_RTU | HVAC tune-up_RTU | NonEquip | 5 | Packaged air conditioning units (RTUs) | 0% | Tech/Econ | 5% | 0 | 0 | 0
Econ | Assembly | Space Cooling | Individual room air conditioners | TRC | Existing | NE3870 | HVAC tune-up | HVAC tune-up | NonEquip | 5 | Residential-type central air conditioners | 0% | Tech/Econ | 5% | 0 | 0 | 0
Econ | Assembly | Space Cooling | Individual room air conditioners | TRC | Existing | NE3506 | Duct Sealing Repair | Duct Sealing Repair | NonEquip | 15 |  | 0% | Tech/Econ | 12% | 0 | 0 | 0
Econ | Assembly | Space Cooling | Individual room air conditioners | TRC | Existing | NE3402 | Dedicated Outdoor Air System on VRF unit | Dedicated Outdoor Air System on VRF unit | NonEquip | 15 | Residential-type central air conditioners | 0% | Tech/Econ | 17.5% | 0 | 0 | 0
Econ | Assembly | Space Cooling | Individual room air conditioners | TRC | Existing | NE3298 | Chilled Water System - Variable Speed Drives | Chilled Water System - Variable Speed Drives | NonEquip | 13 | Central chillers inside | 0% | Tech/Econ | 24.74% | 0 | 0 | 0
Econ | Assembly | Space Cooling | Individual room air conditioners | TRC | Existing | NE3272 | Chilled Water Controls Optimization | Chilled Water Controls Optimization | NonEquip | 10 | Central chillers inside | 0% | Tech/Econ | 12.5% | 0 | 0 | 0
Econ | Assembly | Space Cooling | Individual room air conditioners | TRC | Existing | NE3194 | Ceiling Insulation(R2 to R38) | Ceiling Insulation(R2 to R38) | NonEquip | 20 |  | 0% | Tech/Econ | 49.84% | 0 | 0 | 0
Econ | Assembly | Space Cooling | Individual room air conditioners | TRC | Existing | NE3038 | Airside Economizer | Airside Economizer | NonEquip | 10 | Packaged air conditioning units (RTUs) | 0% | Tech/Econ | 5.556% | 0 | 0 | 0
Econ | Assembly | Interior Lighting | High bay | TRC | New | NN5261 | Retro-Commissioning | Retro-Commissioning | NonEquip | 5 |  | 0% | Tech/Econ | 16% | 0 | 0 | 0
Econ | Assembly | Interior Lighting | High bay | TRC | New | NN4429 | Interior Lighting Controls | Interior Lighting Controls | NonEquip | 8 | Overhead (fluorescent/LED/CFL U-shape) | 0% | Tech/Econ | 28% | 0 | 0 | 0
Econ | Assembly | Interior Lighting | High bay | TRC | Existing | NE5248 | Retro-Commissioning | Retro-Commissioning | NonEquip | 5 |  | 21.99% | Tech/Econ | 16% | 106199.691 | 17.7547 | 55.0464
Econ | Assembly | Interior Lighting | High bay | TRC | Existing | NE4416 | Interior Lighting Controls | Interior Lighting Controls | NonEquip | 8 | Overhead (fluorescent/LED/CFL U-shape) | 0% | Tech/Econ | 28% | 0 | 0 | 0
Econ | Assembly | Interior Lighting | High bay | TRC | Turnover | ET1640 | LED Linear - Fixture Replacement | LED Linear - Fixture Replacement | Equip | 15 | High bay | 24.1% | Tech/Econ | 50.28% | 721062.5468 | 174.7884 | 39.985
Econ | Assembly | Interior Lighting | High bay | TRC | Turnover | ET1523 | High Bay LED | High Bay LED | Equip | 15 | High bay | 0% | Tech/Econ | 64.78% | 0 | 0 | 0
Econ | Assembly | Interior Lighting | High bay | TRC | Turnover | ET1484 | High Bay Fluorescent (T5) | High Bay Fluorescent (T5) | Equip | 15 | High bay | 65.91% | Tech/Econ | 64.14% | 2210366.561 | 408.7631 | 401.0434
Econ | Assembly | Interior Lighting | High bay | TRC | New | EN1666 | LED Linear - Fixture Replacement | LED Linear - Fixture Replacement | Equip | 15 | High bay | 0% | Tech/Econ | 50.28% | 0 | 0 | 0
Econ | Assembly | Interior Lighting | High bay | TRC | New | EN1549 | High Bay LED | High Bay LED | Equip | 15 | High bay | 0% | Tech/Econ | 64.78% | 0 | 0 | 0
Econ | Assembly | Interior Lighting | High bay | TRC | New | EN1510 | High Bay Fluorescent (T5) | High Bay Fluorescent (T5) | Equip | 15 | High bay | 0% | Tech/Econ | 64.14% | 0 | 0 | 0
Econ | Assembly | Space Heating | Forced air furnace | TRC | New | NN5339 | Retro-Commissioning | Retro-Commissioning | NonEquip | 5 |  | 0% | Tech/Econ | 16% | 0 | 0 | 0
Econ | Assembly | Space Heating | Forced air furnace | TRC | New | NN3545 | Duct Sealing Repair | Duct Sealing Repair | NonEquip | 15 |  | 0% | Tech/Econ | 12% | 0 | 0 | 0
Econ | Assembly | Space Heating | Forced air furnace | TRC | New | NN3389 | Dedicated Outdoor Air System on VRF unit | Dedicated Outdoor Air System on VRF unit | NonEquip | 15 | Residential/split system heat pump | 0% | Tech/Econ | 10% | 0 | 0 | 0
Econ | Assembly | Space Heating | Forced air furnace | TRC | New | NN3181 | Ceiling Insulation(R2 to R38) | Ceiling Insulation(R2 to R38) | NonEquip | 20 |  | 0% | Tech/Econ | 17.46% | 0 | 0 | 0
Econ | Assembly | Space Heating | Forced air furnace | TRC | Existing | NE5326 | Retro-Commissioning | Retro-Commissioning | NonEquip | 5 |  | 21.99% | Tech/Econ | 16% | 6106.5433 | 0 | 3.1652
Econ | Assembly | Space Heating | Forced air furnace | TRC | Existing | NE4234 | Wall Insulation | Wall Insulation | NonEquip | 20 |  | 0% | Tech/Econ | 1.674% | 0 | 0 | 0
Econ | Assembly | Space Heating | Forced air furnace | TRC | Existing | NE3532 | Duct Sealing Repair | Duct Sealing Repair | NonEquip | 15 |  | 0% | Tech/Econ | 12% | 0 | 0 | 0
Econ | Assembly | Space Heating | Forced air furnace | TRC | Existing | NE3376 | Dedicated Outdoor Air System on VRF unit | Dedicated Outdoor Air System on VRF unit | NonEquip | 15 | Residential/split system heat pump | 0% | Tech/Econ | 10% | 0 | 0 | 0
Econ | Assembly | Space Heating | Forced air furnace | TRC | Existing | NE3168 | Ceiling Insulation(R2 to R38) | Ceiling Insulation(R2 to R38) | NonEquip | 20 |  | 0% | Tech/Econ | 19.27% | 0 | 0 | 0
Econ | Assembly | Exterior Lighting | Exterior parking/lot lighting | TRC | New | NN5287 | Retro-Commissioning | Retro-Commissioning | NonEquip | 5 |  | 0% | Tech/Econ | 16% | 0 | 0 | 0
Econ | Assembly | Exterior Lighting | Exterior parking/lot lighting | TRC | New | NN2973 | Outdoor Lighting Controls | Outdoor Lighting Controls | NonEquip | 8 | Exterior parking/lot lighting | 30.95% | Tech/Econ | 28% | 32.9269 | 0 | 0
Econ | Assembly | Exterior Lighting | Exterior parking/lot lighting | TRC | New | NN2947 | Bi-Level Lighting Control (Exterior) | Bi-Level Lighting Control (Exterior) | NonEquip | 9 | Exterior parking/lot lighting | 8.579% | Tech/Econ | 31% | 0 | 0 | 0
Econ | Assembly | Exterior Lighting | Exterior parking/lot lighting | TRC | Existing | NE5274 | Retro-Commissioning | Retro-Commissioning | NonEquip | 5 |  | 21.99% | Tech/Econ | 16% | 45482.705 | 0 | 23.575
Econ | Assembly | Exterior Lighting | Exterior parking/lot lighting | TRC | Existing | NE2960 | Outdoor Lighting Controls | Outdoor Lighting Controls | NonEquip | 8 | Exterior parking/lot lighting | 30.95% | Tech/Econ | 28% | 108074.5271 | 0 | 0
Econ | Assembly | Exterior Lighting | Exterior parking/lot lighting | TRC | Existing | NE2934 | Bi-Level Lighting Control (Exterior) | Bi-Level Lighting Control (Exterior) | NonEquip | 9 | Exterior parking/lot lighting | 8.579% | Tech/Econ | 31% | 30296.5238 | 0 | 0
Econ | Assembly | Exterior Lighting | Exterior parking/lot lighting | TRC | Turnover | ET704 | LED Parking Lighting | LED Parking Lighting | Equip | 18 | Exterior parking/lot lighting | 6.728% | Tech/Econ | 84% | 77434.7794 | 0 | 0
Econ | Assembly | Exterior Lighting | Exterior parking/lot lighting | TRC | Turnover | ET509 | High Efficiency HID Lighting | High Efficiency HID Lighting | Equip | 13 | Exterior parking/lot lighting | 0% | Tech/Econ | 34.18% | 0 | 0 | 0
Econ | Assembly | Exterior Lighting | Exterior parking/lot lighting | TRC | New | EN730 | LED Parking Lighting | LED Parking Lighting | Equip | 18 | Exterior parking/lot lighting | 94.94% | Tech/Econ | 84% | 9145.1647 | 0 | 0
Econ | Assembly | Exterior Lighting | Exterior parking/lot lighting | TRC | New | EN535 | High Efficiency HID Lighting | High Efficiency HID Lighting | Equip | 13 | Exterior parking/lot lighting | 0% | Tech/Econ | 34.18% | 0 | 0 | 0
Econ | Assembly | Exterior Lighting | Exterior marquis | TRC | New | NN5287 | Retro-Commissioning | Retro-Commissioning | NonEquip | 5 |  | 0% | Tech/Econ | 16% | 0 | 0 | 0
Econ | Assembly | Exterior Lighting | Exterior marquis | TRC | New | NN2973 | Outdoor Lighting Controls | Outdoor Lighting Controls | NonEquip | 8 | Exterior parking/lot lighting | 0% | Tech/Econ | 28% | 0 | 0 | 0
Econ | Assembly | Exterior Lighting | Exterior marquis | TRC | New | NN2947 | Bi-Level Lighting Control (Exterior) | Bi-Level Lighting Control (Exterior) | NonEquip | 9 | Exterior parking/lot lighting | 0% | Tech/Econ | 31% | 0 | 0 | 0
Econ | Assembly | Exterior Lighting | Exterior marquis | TRC | Existing | NE5274 | Retro-Commissioning | Retro-Commissioning | NonEquip | 5 |  | 21.99% | Tech/Econ | 16% | 0 | 0 | 0
Econ | Assembly | Exterior Lighting | Exterior marquis | TRC | Existing | NE2960 | Outdoor Lighting Controls | Outdoor Lighting Controls | NonEquip | 8 | Exterior parking/lot lighting | 0% | Tech/Econ | 28% | 0 | 0 | 0
Econ | Assembly | Exterior Lighting | Exterior marquis | TRC | Existing | NE2934 | Bi-Level Lighting Control (Exterior) | Bi-Level Lighting Control (Exterior) | NonEquip | 9 | Exterior parking/lot lighting | 0% | Tech/Econ | 31% | 0 | 0 | 0
Econ | Assembly | Exterior Lighting | Exterior marquis | TRC | Turnover | ET626 | LED Exterior Lighting | LED Exterior Lighting | Equip | 13 | Exterior marquis | 4.268% | Tech/Econ | 60.51% | 0 | 0 | 0
Econ | Assembly | Exterior Lighting | Exterior marquis | TRC | Turnover | ET587 | LED Display Lighting (Exterior) | LED Display Lighting (Exterior) | Equip | 15 | Exterior marquis | 4.268% | Tech/Econ | 87.04% | 0 | 0 | 0
Econ | Assembly | Exterior Lighting | Exterior marquis | TRC | New | EN652 | LED Exterior Lighting | LED Exterior Lighting | Equip | 13 | Exterior marquis | 4.624% | Tech/Econ | 60.51% | 0 | 0 | 0
Econ | Assembly | Exterior Lighting | Exterior marquis | TRC | New | EN613 | LED Display Lighting (Exterior) | LED Display Lighting (Exterior) | Equip | 15 | Exterior marquis | 4.624% | Tech/Econ | 87.04% | 0 | 0 | 0
Econ | Assembly | Miscellaneous | Elevators/Escalators | TRC | New | NN5443 | Retro-Commissioning | Retro-Commissioning | NonEquip | 5 |  | 0% | Tech/Econ | 16% | 0 | 0 | 0
Econ | Assembly | Miscellaneous | Elevators/Escalators | TRC | New | NN4533 | VSD Controlled Compressor | VSD Controlled Compressor | NonEquip | 15 | Others | 0% | Tech/Econ | 20.79% | 0 | 0 | 0
Econ | Assembly | Miscellaneous | Elevators/Escalators | TRC | New | NN4481 | Engine Block Timer | Engine Block Timer | NonEquip | 5 | Others | 0% | Tech/Econ | 36% | 0 | 0 | 0
Econ | Assembly | Miscellaneous | Elevators/Escalators | TRC | Existing | NE5430 | Retro-Commissioning | Retro-Commissioning | NonEquip | 5 |  | 21.99% | Tech/Econ | 16% | 5282.5873 | 0.88315 | 2.7381
Econ | Assembly | Miscellaneous | Elevators/Escalators | TRC | Existing | NE4520 | VSD Controlled Compressor | VSD Controlled Compressor | NonEquip | 15 | Others | 0% | Tech/Econ | 20.79% | 0 | 0 | 0
Econ | Assembly | Miscellaneous | Elevators/Escalators | TRC | Existing | NE4468 | Engine Block Timer | Engine Block Timer | NonEquip | 5 | Others | 0% | Tech/Econ | 36% | 0 | 0 | 0
Econ | Assembly | Office Equipment | Document production | TRC | New | NN4585 | Smart Strip Plug Outlet | Smart Strip Plug Outlet | NonEquip | 4 |  | 43.9% | Tech/Econ | 1.187% | 43.2088 | 0.0064249 | 0
Econ | Assembly | Office Equipment | Document production | TRC | New | NN4559 | Network PC Power Management | Network PC Power Management | NonEquip | 5 | Computers | 0% | Tech/Econ | 56.5% | 0 | 0 | 0
Econ | Assembly | Office Equipment | Document production | TRC | Existing | NE4572 | Smart Strip Plug Outlet | Smart Strip Plug Outlet | NonEquip | 4 |  | 43.9% | Tech/Econ | 1.187% | 5162.6756 | 0.76766 | 0
Econ | Assembly | Office Equipment | Document production | TRC | Existing | NE4546 | Network PC Power Management | Network PC Power Management | NonEquip | 5 | Computers | 0% | Tech/Econ | 56.5% | 0 | 0 | 0
Econ | Assembly | Space Cooling | District chilled water piped | TRC | New | NN5365 | Retro-Commissioning | Retro-Commissioning | NonEquip | 5 |  | 0% | Tech/Econ | 16% | 0 | 0 | 0
Econ | Assembly | Space Cooling | District chilled water piped | TRC | New | NN4195 | Thermal Energy Storage | Thermal Energy Storage | NonEquip | 20 |  | 50% | Tech/Econ | 0% | 0 | 0 | 0
Econ | Assembly | Space Cooling | District chilled water piped | TRC | New | NN3909 | HVAC tune-up_RTU | HVAC tune-up_RTU | NonEquip | 5 | Packaged air conditioning units (RTUs) | 0% | Tech/Econ | 5% | 0 | 0 | 0
Econ | Assembly | Space Cooling | District chilled water piped | TRC | New | NN3883 | HVAC tune-up | HVAC tune-up | NonEquip | 5 | Residential-type central air conditioners | 0% | Tech/Econ | 5% | 0 | 0 | 0
Econ | Assembly | Space Cooling | District chilled water piped | TRC | New | NN3519 | Duct Sealing Repair | Duct Sealing Repair | NonEquip | 15 |  | 0% | Tech/Econ | 12% | 0 | 0 | 0
Econ | Assembly | Space Cooling | District chilled water piped | TRC | New | NN3415 | Dedicated Outdoor Air System on VRF unit | Dedicated Outdoor Air System on VRF unit | NonEquip | 15 | Residential-type central air conditioners | 0% | Tech/Econ | 17.5% | 0 | 0 | 0
Econ | Assembly | Space Cooling | District chilled water piped | TRC | New | NN3311 | Chilled Water System - Variable Speed Drives | Chilled Water System - Variable Speed Drives | NonEquip | 13 | Central chillers inside | 0% | Tech/Econ | 24.74% | 0 | 0 | 0
Econ | Assembly | Space Cooling | District chilled water piped | TRC | New | NN3285 | Chilled Water Controls Optimization | Chilled Water Controls Optimization | NonEquip | 10 | Central chillers inside | 0% | Tech/Econ | 12.5% | 0 | 0 | 0
Econ | Assembly | Space Cooling | District chilled water piped | TRC | New | NN3207 | Ceiling Insulation(R2 to R38) | Ceiling Insulation(R2 to R38) | NonEquip | 20 |  | 0% | Tech/Econ | 49.84% | 0 | 0 | 0
Econ | Assembly | Space Cooling | District chilled water piped | TRC | New | NN3051 | Airside Economizer | Airside Economizer | NonEquip | 10 | Packaged air conditioning units (RTUs) | 0% | Tech/Econ | 5.556% | 0 | 0 | 0
Econ | Assembly | Space Cooling | District chilled water piped | TRC | Existing | NE5352 | Retro-Commissioning | Retro-Commissioning | NonEquip | 5 |  | 21.99% | Tech/Econ | 16% | 18923.5251 | 3.1637 | 0
Econ | Assembly | Space Cooling | District chilled water piped | TRC | Existing | NE4208 | Wall Insulation | Wall Insulation | NonEquip | 20 |  | 0% | Tech/Econ | 29.66% | 0 | 0 | 0
Econ | Assembly | Space Cooling | District chilled water piped | TRC | Existing | NE4182 | Thermal Energy Storage | Thermal Energy Storage | NonEquip | 20 |  | 50% | Tech/Econ | 0% | 8.5608e-05 | -4.3884e-07 | -2.8781e-08
Econ | Assembly | Space Cooling | District chilled water piped | TRC | Existing | NE3896 | HVAC tune-up_RTU | HVAC tune-up_RTU | NonEquip | 5 | Packaged air conditioning units (RTUs) | 0% | Tech/Econ | 5% | 0 | 0 | 0
Econ | Assembly | Space Cooling | District chilled water piped | TRC | Existing | NE3870 | HVAC tune-up | HVAC tune-up | NonEquip | 5 | Residential-type central air conditioners | 0% | Tech/Econ | 5% | 0 | 0 | 0
Econ | Assembly | Space Cooling | District chilled water piped | TRC | Existing | NE3506 | Duct Sealing Repair | Duct Sealing Repair | NonEquip | 15 |  | 0% | Tech/Econ | 12% | 0 | 0 | 0
Econ | Assembly | Space Cooling | District chilled water piped | TRC | Existing | NE3402 | Dedicated Outdoor Air System on VRF unit | Dedicated Outdoor Air System on VRF unit | NonEquip | 15 | Residential-type central air conditioners | 0% | Tech/Econ | 17.5% | 0 | 0 | 0
Econ | Assembly | Space Cooling | District chilled water piped | TRC | Existing | NE3298 | Chilled Water System - Variable Speed Drives | Chilled Water System - Variable Speed Drives | NonEquip | 13 | Central chillers inside | 0% | Tech/Econ | 24.74% | 0 | 0 | 0
Econ | Assembly | Space Cooling | District chilled water piped | TRC | Existing | NE3272 | Chilled Water Controls Optimization | Chilled Water Controls Optimization | NonEquip | 10 | Central chillers inside | 0% | Tech/Econ | 12.5% | 0 | 0 | 0
Econ | Assembly | Space Cooling | District chilled water piped | TRC | Existing | NE3194 | Ceiling Insulation(R2 to R38) | Ceiling Insulation(R2 to R38) | NonEquip | 20 |  | 0% | Tech/Econ | 49.84% | 0 | 0 | 0
Econ | Assembly | Space Cooling | District chilled water piped | TRC | Existing | NE3038 | Airside Economizer | Airside Economizer | NonEquip | 10 | Packaged air conditioning units (RTUs) | 0% | Tech/Econ | 5.556% | 0 | 0 | 0
Econ | Assembly | Space Cooling | District chilled water piped | TRC | Turnover | ET938 | High Efficiency Chiller (Air Cooled, 50 tons) | High Efficiency Chiller (Air Cooled, 50 tons) | Equip | 20 | District chilled water piped | 31.91% | Tech/Econ | 8.759% | 14506.7973 | 3.3642 | 0.776
Econ | Assembly | Space Cooling | District chilled water piped | TRC | Turnover | ET1016 | High Efficiency Chiller (Water cooled-centrifugal, 200 tons) | High Efficiency Chiller (Water cooled-centrifugal, 200 tons) | Equip | 20 | District chilled water piped | 31.91% | Tech/Econ | 4.362% | 7023.0287 | 2.2529 | 0.02218
Econ | Assembly | Space Cooling | District chilled water piped | TRC | New | EN964 | High Efficiency Chiller (Air Cooled, 50 tons) | High Efficiency Chiller (Air Cooled, 50 tons) | Equip | 20 | District chilled water piped | 31.91% | Tech/Econ | 8.759% | 125.8416 | 0.029183 | 0.0067315
Econ | Assembly | Space Cooling | District chilled water piped | TRC | New | EN1042 | High Efficiency Chiller (Water cooled-centrifugal, 200 tons) | High Efficiency Chiller (Water cooled-centrifugal, 200 tons) | Equip | 20 | District chilled water piped | 31.91% | Tech/Econ | 4.362% | 60.9224 | 0.019544 | 0.00019241
Econ | Assembly | Refrigeration | Display cases | TRC | New | NN5313 | Retro-Commissioning | Retro-Commissioning | NonEquip | 5 |  | 0% | Tech/Econ | 16% | 0 | 0 | 0
Econ | Assembly | Refrigeration | Display cases | TRC | New | NN4897 | Strip Curtains for Walk-ins | Strip Curtains for Walk-ins | NonEquip | 4 | Walk-in cooler | 0% | Tech/Econ | 2.115% | 0 | 0 | 0
Econ | Assembly | Refrigeration | Display cases | TRC | New | NN4845 | PSC to ECM Evaporator Fan Motor (Walk-In, Refrigerator) | PSC to ECM Evaporator Fan Motor (Walk-In, Refrigerator) | NonEquip | 15 | Walk-in cooler | 0% | Tech/Econ | 37.5% | 0 | 0 | 0
Econ | Assembly | Refrigeration | Display cases | TRC | New | NN4819 | PSC to ECM Evaporator Fan Motor (Reach-In) | PSC to ECM Evaporator Fan Motor (Reach-In) | NonEquip | 15 | Display cases | 68.68% | Tech/Econ | 37.5% | 64.6677 | 0.0090006 | 0.00082453
Econ | Assembly | Refrigeration | Display cases | TRC | New | NN4689 | Floating Head Pressure Controls | Floating Head Pressure Controls | NonEquip | 15 |  | 0% | Tech/Econ | 6.05% | 0 | 0 | 0
Econ | Assembly | Refrigeration | Display cases | TRC | New | NN4611 | Anti-Sweat Controls | Anti-Sweat Controls | NonEquip | 8 | Display cases | 0% | Tech/Econ | 85% | 0 | 0 | 0
Econ | Assembly | Refrigeration | Display cases | TRC | Existing | NE5300 | Retro-Commissioning | Retro-Commissioning | NonEquip | 5 |  | 21.99% | Tech/Econ | 16% | 1055.462 | 0.17645 | 0.54708
Econ | Assembly | Refrigeration | Display cases | TRC | Existing | NE4884 | Strip Curtains for Walk-ins | Strip Curtains for Walk-ins | NonEquip | 4 | Walk-in cooler | 0% | Tech/Econ | 2.115% | 0 | 0 | 0
Econ | Assembly | Refrigeration | Display cases | TRC | Existing | NE4832 | PSC to ECM Evaporator Fan Motor (Walk-In, Refrigerator) | PSC to ECM Evaporator Fan Motor (Walk-In, Refrigerator) | NonEquip | 15 | Walk-in cooler | 0% | Tech/Econ | 37.5% | 0 | 0 | 0
Econ | Assembly | Refrigeration | Display cases | TRC | Existing | NE4806 | PSC to ECM Evaporator Fan Motor (Reach-In) | PSC to ECM Evaporator Fan Motor (Reach-In) | NonEquip | 15 | Display cases | 17.17% | Tech/Econ | 37.5% | 1717.7912 | 0.23909 | 0.021902
Econ | Assembly | Refrigeration | Display cases | TRC | Existing | NE4702 | Freezer-Cooler Replacement Gaskets | Freezer-Cooler Replacement Gaskets | NonEquip | 4 | Display cases | 42.41% | Tech/Econ | 3.131% | 331.383 | 0.04826 | 0.015713
Econ | Assembly | Refrigeration | Display cases | TRC | Existing | NE4676 | Floating Head Pressure Controls | Floating Head Pressure Controls | NonEquip | 15 |  | 0% | Tech/Econ | 6.05% | 0 | 0 | 0
Econ | Assembly | Refrigeration | Display cases | TRC | Existing | NE4598 | Anti-Sweat Controls | Anti-Sweat Controls | NonEquip | 8 | Display cases | 9.21% | Tech/Econ | 85% | 2265.912 | 0.18109 | 0.18206
Econ | Assembly | Refrigeration | Display cases | TRC | Turnover | ET2609 | Refrigerated Display Case LED Lighting | Refrigerated Display Case LED Lighting | Equip | 8 | Display cases | 0% | Tech/Econ | 6.613% | 0 | 0 | 0
Econ | Assembly | Refrigeration | Display cases | TRC | Turnover | ET2453 | Energy Star Commercial Solid Door Refrigerator | Energy Star Commercial Solid Door Refrigerator | Equip | 12 | Display cases | 0% | Tech/Econ | 50.28% | 0 | 0 | 0
Econ | Assembly | Refrigeration | Display cases | TRC | Turnover | ET2414 | Energy Star Commercial Solid Door Freezer | Energy Star Commercial Solid Door Freezer | Equip | 12 | Display cases | 0% | Tech/Econ | 42.11% | 0 | 0 | 0
Econ | Assembly | Refrigeration | Display cases | TRC | Turnover | ET2375 | Energy Star Commercial Glass Door Refrigerator | Energy Star Commercial Glass Door Refrigerator | Equip | 12 | Display cases | 0% | Tech/Econ | 37.88% | 0 | 0 | 0
Econ | Assembly | Refrigeration | Display cases | TRC | Turnover | ET2336 | Energy Star Commercial Glass Door Freezer | Energy Star Commercial Glass Door Freezer | Equip | 12 | Display cases | 0% | Tech/Econ | 40.57% | 0 | 0 | 0
Econ | Assembly | Refrigeration | Display cases | TRC | New | EN2479 | Energy Star Commercial Solid Door Refrigerator | Energy Star Commercial Solid Door Refrigerator | Equip | 12 | Display cases | 0% | Tech/Econ | 50.28% | 0 | 0 | 0
Econ | Assembly | Refrigeration | Display cases | TRC | New | EN2440 | Energy Star Commercial Solid Door Freezer | Energy Star Commercial Solid Door Freezer | Equip | 12 | Display cases | 0% | Tech/Econ | 42.11% | 0 | 0 | 0
Econ | Assembly | Refrigeration | Display cases | TRC | New | EN2401 | Energy Star Commercial Glass Door Refrigerator | Energy Star Commercial Glass Door Refrigerator | Equip | 12 | Display cases | 0% | Tech/Econ | 37.88% | 0 | 0 | 0
Econ | Assembly | Refrigeration | Display cases | TRC | New | EN2362 | Energy Star Commercial Glass Door Freezer | Energy Star Commercial Glass Door Freezer | Equip | 12 | Display cases | 0% | Tech/Econ | 40.57% | 0 | 0 | 0
Econ | Assembly | Cooking | Cooking Other | TRC | Turnover | ET2 | Efficient Exhaust Hood | Efficient Exhaust Hood | Equip | 15 | Cooking Other | 0% | Tech/Econ | 42.5% | 0 | 0 | 0
Econ | Assembly | Cooking | Cooking Other | TRC | Turnover | ET158 | Energy Star Hot Food Holding Cabinet | Energy Star Hot Food Holding Cabinet | Equip | 12 | Cooking Other | 0% | Tech/Econ | 52.67% | 0 | 0 | 0
Econ | Assembly | Cooking | Cooking Other | TRC | Turnover | ET119 | Energy Star Griddle | Energy Star Griddle | Equip | 12 | Cooking Other | 0% | Tech/Econ | 12.08% | 0 | 0 | 0
Econ | Assembly | Cooking | Cooking Other | TRC | New | EN28 | Efficient Exhaust Hood | Efficient Exhaust Hood | Equip | 15 | Cooking Other | 0% | Tech/Econ | 42.5% | 0 | 0 | 0
Econ | Assembly | Cooking | Cooking Other | TRC | New | EN184 | Energy Star Hot Food Holding Cabinet | Energy Star Hot Food Holding Cabinet | Equip | 12 | Cooking Other | 0% | Tech/Econ | 52.67% | 0 | 0 | 0
Econ | Assembly | Cooking | Cooking Other | TRC | New | EN145 | Energy Star Griddle | Energy Star Griddle | Equip | 12 | Cooking Other | 0% | Tech/Econ | 12.08% | 0 | 0 | 0
Econ | Assembly | Office Equipment | Computers | TRC | New | NN4585 | Smart Strip Plug Outlet | Smart Strip Plug Outlet | NonEquip | 4 |  | 43.9% | Tech/Econ | 1.187% | 7.9854 | 0.0011874 | 0
Econ | Assembly | Office Equipment | Computers | TRC | New | NN4559 | Network PC Power Management | Network PC Power Management | NonEquip | 5 | Computers | 0% | Tech/Econ | 56.5% | 0 | 0 | 0
Econ | Assembly | Office Equipment | Computers | TRC | Existing | NE4572 | Smart Strip Plug Outlet | Smart Strip Plug Outlet | NonEquip | 4 |  | 43.9% | Tech/Econ | 1.187% | 954.1132 | 0.14187 | 0
Econ | Assembly | Office Equipment | Computers | TRC | Existing | NE4546 | Network PC Power Management | Network PC Power Management | NonEquip | 5 | Computers | 0% | Tech/Econ | 56.5% | 0 | 0 | 0
Econ | Assembly | Office Equipment | Computers | TRC | Turnover | ET2180 | Energy Star PCs | Energy Star PCs | Equip | 4 | Computers | 35% | Tech/Econ | 43.34% | 32744.7991 | 4.6635 | 0
Econ | Assembly | Office Equipment | Computers | TRC | New | EN2206 | Energy Star PCs | Energy Star PCs | Equip | 4 | Computers | 35% | Tech/Econ | 43.34% | 274.0565 | 0.039031 | 0
Econ | Assembly | Domestic Hot Water | Centralized water heaters | TRC | New | NN5417 | Retro-Commissioning | Retro-Commissioning | NonEquip | 5 |  | 0% | Tech/Econ | 16% | 0 | 0 | 0
Econ | Assembly | Domestic Hot Water | Centralized water heaters | TRC | New | NN2921 | Thermostatic Shower Restriction Valve | Thermostatic Shower Restriction Valve | NonEquip | 10 | Centralized water heaters | 0% | Tech/Econ | 11.92% | 0 | 0 | 0
Econ | Assembly | Domestic Hot Water | Centralized water heaters | TRC | New | NN2895 | Tank Wrap on Water Heater | Tank Wrap on Water Heater | NonEquip | 7 | Centralized water heaters | 55.99% | Tech/Econ | 3.511% | 3.2201 | 0.00032255 | 0.00032909
Econ | Assembly | Domestic Hot Water | Centralized water heaters | TRC | New | NN2869 | Low-Flow Pre-Rinse Sprayers | Low-Flow Pre-Rinse Sprayers | NonEquip | 5 | Centralized water heaters | 0% | Tech/Econ | 31.55% | 0 | 0 | 0
Econ | Assembly | Domestic Hot Water | Centralized water heaters | TRC | New | NN2843 | Low Flow Shower Head | Low Flow Shower Head | NonEquip | 10 | Centralized water heaters | 0% | Tech/Econ | 2.416% | 0 | 0 | 0
Econ | Assembly | Domestic Hot Water | Centralized water heaters | TRC | New | NN2817 | Hot Water Pipe Insulation | Hot Water Pipe Insulation | NonEquip | 13 | Centralized water heaters | 22.45% | Tech/Econ | 18.85% | 84.4472 | 0.0094341 | 0.010603
Econ | Assembly | Domestic Hot Water | Centralized water heaters | TRC | New | NN2765 | Faucet Aerator | Faucet Aerator | NonEquip | 10 | Centralized water heaters | 23.64% | Tech/Econ | 3.414% | 16.237 | 0.0033841 | 0.002038
Econ | Assembly | Domestic Hot Water | Centralized water heaters | TRC | Existing | NE5404 | Retro-Commissioning | Retro-Commissioning | NonEquip | 5 |  | 21.99% | Tech/Econ | 16% | 8326.1608 | 1.392 | 4.3157
Econ | Assembly | Domestic Hot Water | Centralized water heaters | TRC | Existing | NE2908 | Thermostatic Shower Restriction Valve | Thermostatic Shower Restriction Valve | NonEquip | 10 | Centralized water heaters | 0% | Tech/Econ | 11.41% | 0 | 0 | 0
Econ | Assembly | Domestic Hot Water | Centralized water heaters | TRC | Existing | NE2882 | Tank Wrap on Water Heater | Tank Wrap on Water Heater | NonEquip | 7 | Centralized water heaters | 55.99% | Tech/Econ | 3.511% | 3110.7171 | 0.3116 | 0.31792
Econ | Assembly | Domestic Hot Water | Centralized water heaters | TRC | Existing | NE2856 | Low-Flow Pre-Rinse Sprayers | Low-Flow Pre-Rinse Sprayers | NonEquip | 5 | Centralized water heaters | 0% | Tech/Econ | 30.08% | 0 | 0 | 0
Econ | Assembly | Domestic Hot Water | Centralized water heaters | TRC | Existing | NE2830 | Low Flow Shower Head | Low Flow Shower Head | NonEquip | 10 | Centralized water heaters | 0% | Tech/Econ | 2.311% | 0 | 0 | 0
Econ | Assembly | Domestic Hot Water | Centralized water heaters | TRC | Existing | NE2804 | Hot Water Pipe Insulation | Hot Water Pipe Insulation | NonEquip | 13 | Centralized water heaters | 4.299% | Tech/Econ | 18.03% | 1848.5845 | 0.20652 | 0.23209
Econ | Assembly | Domestic Hot Water | Centralized water heaters | TRC | Existing | NE2752 | Faucet Aerator | Faucet Aerator | NonEquip | 10 | Centralized water heaters | 23.64% | Tech/Econ | 3.266% | 1855.8523 | 0.38679 | 0.23295
Econ | Assembly | Domestic Hot Water | Centralized water heaters | TRC | Turnover | ET353 | Heat Pump Water Heater | Heat Pump Water Heater | Equip | 10 | Centralized water heaters | 46.98% | Tech/Econ | 65.32% | 70068.8811 | 11.8412 | 7.8758
Econ | Assembly | Domestic Hot Water | Centralized water heaters | TRC | Turnover | ET275 | Energy Star Commercial Dishwasher | Energy Star Commercial Dishwasher | Equip | 15 | Centralized water heaters | 0% | Tech/Econ | 29.58% | 0 | 0 | 0
Econ | Assembly | Domestic Hot Water | Centralized water heaters | TRC | New | EN379 | Heat Pump Water Heater | Heat Pump Water Heater | Equip | 10 | Centralized water heaters | 46.98% | Tech/Econ | 65.32% | 586.4409 | 0.099105 | 0.065917
Econ | Assembly | Domestic Hot Water | Centralized water heaters | TRC | New | EN301 | Energy Star Commercial Dishwasher | Energy Star Commercial Dishwasher | Equip | 15 | Centralized water heaters | 0% | Tech/Econ | 29.58% | 0 | 0 | 0
Econ | Assembly | Space Cooling | Central chillers inside | TRC | New | NN5365 | Retro-Commissioning | Retro-Commissioning | NonEquip | 5 |  | 0% | Tech/Econ | 16% | 0 | 0 | 0
Econ | Assembly | Space Cooling | Central chillers inside | TRC | New | NN4195 | Thermal Energy Storage | Thermal Energy Storage | NonEquip | 20 |  | 50% | Tech/Econ | 0% | 0 | 0 | 0
Econ | Assembly | Space Cooling | Central chillers inside | TRC | New | NN3909 | HVAC tune-up_RTU | HVAC tune-up_RTU | NonEquip | 5 | Packaged air conditioning units (RTUs) | 0% | Tech/Econ | 5% | 0 | 0 | 0
Econ | Assembly | Space Cooling | Central chillers inside | TRC | New | NN3883 | HVAC tune-up | HVAC tune-up | NonEquip | 5 | Residential-type central air conditioners | 0% | Tech/Econ | 5% | 0 | 0 | 0
Econ | Assembly | Space Cooling | Central chillers inside | TRC | New | NN3519 | Duct Sealing Repair | Duct Sealing Repair | NonEquip | 15 |  | 0% | Tech/Econ | 12% | 0 | 0 | 0
Econ | Assembly | Space Cooling | Central chillers inside | TRC | New | NN3415 | Dedicated Outdoor Air System on VRF unit | Dedicated Outdoor Air System on VRF unit | NonEquip | 15 | Residential-type central air conditioners | 0% | Tech/Econ | 17.5% | 0 | 0 | 0
Econ | Assembly | Space Cooling | Central chillers inside | TRC | New | NN3311 | Chilled Water System - Variable Speed Drives | Chilled Water System - Variable Speed Drives | NonEquip | 13 | Central chillers inside | 73.99% | Tech/Econ | 24.74% | 20189.5982 | 1.8779 | 0.42684
Econ | Assembly | Space Cooling | Central chillers inside | TRC | New | NN3285 | Chilled Water Controls Optimization | Chilled Water Controls Optimization | NonEquip | 10 | Central chillers inside | 38.3% | Tech/Econ | 12.5% | 6649.9706 | 2.1982 | 0.00049796
Econ | Assembly | Space Cooling | Central chillers inside | TRC | New | NN3207 | Ceiling Insulation(R2 to R38) | Ceiling Insulation(R2 to R38) | NonEquip | 20 |  | 0% | Tech/Econ | 49.84% | 0 | 0 | 0
Econ | Assembly | Space Cooling | Central chillers inside | TRC | New | NN3051 | Airside Economizer | Airside Economizer | NonEquip | 10 | Packaged air conditioning units (RTUs) | 0% | Tech/Econ | 5.556% | 0 | 0 | 0
Econ | Assembly | Space Cooling | Central chillers inside | TRC | Existing | NE5352 | Retro-Commissioning | Retro-Commissioning | NonEquip | 5 |  | 21.99% | Tech/Econ | 16% | 565301.7985 | 94.5082 | 0
Econ | Assembly | Space Cooling | Central chillers inside | TRC | Existing | NE4208 | Wall Insulation | Wall Insulation | NonEquip | 20 |  | 0% | Tech/Econ | 29.66% | 0 | 0 | 0
Econ | Assembly | Space Cooling | Central chillers inside | TRC | Existing | NE4182 | Thermal Energy Storage | Thermal Energy Storage | NonEquip | 20 |  | 50% | Tech/Econ | 0% | 0.0020892 | -1.071e-05 | -7.0239e-07
Econ | Assembly | Space Cooling | Central chillers inside | TRC | Existing | NE3896 | HVAC tune-up_RTU | HVAC tune-up_RTU | NonEquip | 5 | Packaged air conditioning units (RTUs) | 0% | Tech/Econ | 5% | 0 | 0 | 0
Econ | Assembly | Space Cooling | Central chillers inside | TRC | Existing | NE3870 | HVAC tune-up | HVAC tune-up | NonEquip | 5 | Residential-type central air conditioners | 0% | Tech/Econ | 5% | 0 | 0 | 0
Econ | Assembly | Space Cooling | Central chillers inside | TRC | Existing | NE3506 | Duct Sealing Repair | Duct Sealing Repair | NonEquip | 15 |  | 0% | Tech/Econ | 12% | 0 | 0 | 0
Econ | Assembly | Space Cooling | Central chillers inside | TRC | Existing | NE3402 | Dedicated Outdoor Air System on VRF unit | Dedicated Outdoor Air System on VRF unit | NonEquip | 15 | Residential-type central air conditioners | 0% | Tech/Econ | 17.5% | 0 | 0 | 0
Econ | Assembly | Space Cooling | Central chillers inside | TRC | Existing | NE3298 | Chilled Water System - Variable Speed Drives | Chilled Water System - Variable Speed Drives | NonEquip | 13 | Central chillers inside | 73.99% | Tech/Econ | 24.74% | 2837669.037 | 263.9425 | 59.9923
Econ | Assembly | Space Cooling | Central chillers inside | TRC | Existing | NE3272 | Chilled Water Controls Optimization | Chilled Water Controls Optimization | NonEquip | 10 | Central chillers inside | 25.53% | Tech/Econ | 12.5% | 529700.8724 | 175.0971 | 0.039665
Econ | Assembly | Space Cooling | Central chillers inside | TRC | Existing | NE3194 | Ceiling Insulation(R2 to R38) | Ceiling Insulation(R2 to R38) | NonEquip | 20 |  | 0% | Tech/Econ | 49.84% | 0 | 0 | 0
Econ | Assembly | Space Cooling | Central chillers inside | TRC | Existing | NE3038 | Airside Economizer | Airside Economizer | NonEquip | 10 | Packaged air conditioning units (RTUs) | 0% | Tech/Econ | 5.556% | 0 | 0 | 0
Econ | Assembly | Space Cooling | Central chillers inside | TRC | Turnover | ET977 | High Efficiency Chiller (Water cooled-centrifugal, 200 tons) | High Efficiency Chiller (Water cooled-centrifugal, 200 tons) | Equip | 20 | Central chillers inside | 31.91% | Tech/Econ | 4.362% | 171395.2447 | 54.9826 | 0.5413
Econ | Assembly | Space Cooling | Central chillers inside | TRC | Turnover | ET899 | High Efficiency Chiller (Air Cooled, 50 tons) | High Efficiency Chiller (Air Cooled, 50 tons) | Equip | 20 | Central chillers inside | 31.91% | Tech/Econ | 8.759% | 354034.7356 | 82.102 | 18.9381
Econ | Assembly | Space Cooling | Central chillers inside | TRC | New | EN925 | High Efficiency Chiller (Air Cooled, 50 tons) | High Efficiency Chiller (Air Cooled, 50 tons) | Equip | 20 | Central chillers inside | 31.91% | Tech/Econ | 8.759% | 0 | 0 | 0
Econ | Assembly | Space Cooling | Central chillers inside | TRC | New | EN1003 | High Efficiency Chiller (Water cooled-centrifugal, 200 tons) | High Efficiency Chiller (Water cooled-centrifugal, 200 tons) | Equip | 20 | Central chillers inside | 31.91% | Tech/Econ | 4.362% | 0 | 0 | 0
Econ | Assembly | Ventilation and Circulation | Central air-handling unit | TRC | New | NN5391 | Retro-Commissioning | Retro-Commissioning | NonEquip | 5 |  | 0% | Tech/Econ | 16% | 0 | 0 | 0
Econ | Assembly | Ventilation and Circulation | Central air-handling unit | TRC | New | NN4975 | VAV System | VAV System | NonEquip | 10 |  | 0% | Tech/Econ | 30% | 0 | 0 | 0
Econ | Assembly | Ventilation and Circulation | Central air-handling unit | TRC | New | NN4949 | Demand Controlled Ventilation | Demand Controlled Ventilation | NonEquip | 10 |  | 17.54% | Tech/Econ | 50% | 1597.4168 | 0.16631 | 0.93635
Econ | Assembly | Ventilation and Circulation | Central air-handling unit | TRC | New | NN4923 | CO Sensors for Parking Garage Exhaust | CO Sensors for Parking Garage Exhaust | NonEquip | 15 | Motor/Fan | 0% | Tech/Econ | 33% | 0 | 0 | 0
Econ | Assembly | Ventilation and Circulation | Central air-handling unit | TRC | Existing | NE5378 | Retro-Commissioning | Retro-Commissioning | NonEquip | 5 |  | 21.99% | Tech/Econ | 16% | 76551.7144 | 12.7981 | 39.679
Econ | Assembly | Ventilation and Circulation | Central air-handling unit | TRC | Existing | NE4962 | VAV System | VAV System | NonEquip | 10 |  | 0% | Tech/Econ | 30% | 0 | 0 | 0
Econ | Assembly | Ventilation and Circulation | Central air-handling unit | TRC | Existing | NE4936 | Demand Controlled Ventilation | Demand Controlled Ventilation | NonEquip | 10 |  | 18.71% | Tech/Econ | 50% | 196423.8495 | 20.4506 | 115.1369
Econ | Assembly | Ventilation and Circulation | Central air-handling unit | TRC | Existing | NE4910 | CO Sensors for Parking Garage Exhaust | CO Sensors for Parking Garage Exhaust | NonEquip | 15 | Motor/Fan | 0% | Tech/Econ | 33% | 0 | 0 | 0
Econ | Assembly | Interior Lighting | case lighting | TRC | New | NN5261 | Retro-Commissioning | Retro-Commissioning | NonEquip | 5 |  | 0% | Tech/Econ | 16% | 0 | 0 | 0
Econ | Assembly | Interior Lighting | case lighting | TRC | New | NN4429 | Interior Lighting Controls | Interior Lighting Controls | NonEquip | 8 | Overhead (fluorescent/LED/CFL U-shape) | 0% | Tech/Econ | 28% | 0 | 0 | 0
Econ | Assembly | Interior Lighting | case lighting | TRC | Existing | NE5248 | Retro-Commissioning | Retro-Commissioning | NonEquip | 5 |  | 21.99% | Tech/Econ | 16% | 502.456 | 0.084001 | 0.26044
Econ | Assembly | Interior Lighting | case lighting | TRC | Existing | NE4416 | Interior Lighting Controls | Interior Lighting Controls | NonEquip | 8 | Overhead (fluorescent/LED/CFL U-shape) | 0% | Tech/Econ | 28% | 0 | 0 | 0
Econ | Assembly | Space Heating | Boilers | TRC | New | NN5339 | Retro-Commissioning | Retro-Commissioning | NonEquip | 5 |  | 0% | Tech/Econ | 16% | 0 | 0 | 0
Econ | Assembly | Space Heating | Boilers | TRC | New | NN3545 | Duct Sealing Repair | Duct Sealing Repair | NonEquip | 15 |  | 0% | Tech/Econ | 12% | 0 | 0 | 0
Econ | Assembly | Space Heating | Boilers | TRC | New | NN3389 | Dedicated Outdoor Air System on VRF unit | Dedicated Outdoor Air System on VRF unit | NonEquip | 15 | Residential/split system heat pump | 0% | Tech/Econ | 10% | 0 | 0 | 0
Econ | Assembly | Space Heating | Boilers | TRC | New | NN3181 | Ceiling Insulation(R2 to R38) | Ceiling Insulation(R2 to R38) | NonEquip | 20 |  | 0% | Tech/Econ | 17.46% | 0 | 0 | 0
Econ | Assembly | Space Heating | Boilers | TRC | Existing | NE5326 | Retro-Commissioning | Retro-Commissioning | NonEquip | 5 |  | 21.99% | Tech/Econ | 16% | 1190.2465 | 0 | 0.61694
Econ | Assembly | Space Heating | Boilers | TRC | Existing | NE4234 | Wall Insulation | Wall Insulation | NonEquip | 20 |  | 0% | Tech/Econ | 1.674% | 0 | 0 | 0
Econ | Assembly | Space Heating | Boilers | TRC | Existing | NE3532 | Duct Sealing Repair | Duct Sealing Repair | NonEquip | 15 |  | 0% | Tech/Econ | 12% | 0 | 0 | 0
Econ | Assembly | Space Heating | Boilers | TRC | Existing | NE3376 | Dedicated Outdoor Air System on VRF unit | Dedicated Outdoor Air System on VRF unit | NonEquip | 15 | Residential/split system heat pump | 0% | Tech/Econ | 10% | 0 | 0 | 0
Econ | Assembly | Space Heating | Boilers | TRC | Existing | NE3168 | Ceiling Insulation(R2 to R38) | Ceiling Insulation(R2 to R38) | NonEquip | 20 |  | 0% | Tech/Econ | 19.27% | 0 | 0 | 0
Econ | Assembly | Domestic Hot Water | "Point-of-Use" water heaters | TRC | New | NN5417 | Retro-Commissioning | Retro-Commissioning | NonEquip | 5 |  | 0% | Tech/Econ | 16% | 0 | 0 | 0
Econ | Assembly | Domestic Hot Water | "Point-of-Use" water heaters | TRC | New | NN2921 | Thermostatic Shower Restriction Valve | Thermostatic Shower Restriction Valve | NonEquip | 10 | Centralized water heaters | 0% | Tech/Econ | 11.92% | 0 | 0 | 0
Econ | Assembly | Domestic Hot Water | "Point-of-Use" water heaters | TRC | New | NN2895 | Tank Wrap on Water Heater | Tank Wrap on Water Heater | NonEquip | 7 | Centralized water heaters | 0% | Tech/Econ | 3.511% | 0 | 0 | 0
Econ | Assembly | Domestic Hot Water | "Point-of-Use" water heaters | TRC | New | NN2869 | Low-Flow Pre-Rinse Sprayers | Low-Flow Pre-Rinse Sprayers | NonEquip | 5 | Centralized water heaters | 0% | Tech/Econ | 31.55% | 0 | 0 | 0
Econ | Assembly | Domestic Hot Water | "Point-of-Use" water heaters | TRC | New | NN2843 | Low Flow Shower Head | Low Flow Shower Head | NonEquip | 10 | Centralized water heaters | 0% | Tech/Econ | 2.416% | 0 | 0 | 0
Econ | Assembly | Domestic Hot Water | "Point-of-Use" water heaters | TRC | New | NN2817 | Hot Water Pipe Insulation | Hot Water Pipe Insulation | NonEquip | 13 | Centralized water heaters | 0% | Tech/Econ | 18.85% | 0 | 0 | 0
Econ | Assembly | Domestic Hot Water | "Point-of-Use" water heaters | TRC | New | NN2765 | Faucet Aerator | Faucet Aerator | NonEquip | 10 | Centralized water heaters | 0% | Tech/Econ | 3.414% | 0 | 0 | 0
Econ | Assembly | Domestic Hot Water | "Point-of-Use" water heaters | TRC | Existing | NE5404 | Retro-Commissioning | Retro-Commissioning | NonEquip | 5 |  | 21.99% | Tech/Econ | 16% | 55.9251 | 0.0093497 | 0.028988
Econ | Assembly | Domestic Hot Water | "Point-of-Use" water heaters | TRC | Existing | NE2908 | Thermostatic Shower Restriction Valve | Thermostatic Shower Restriction Valve | NonEquip | 10 | Centralized water heaters | 0% | Tech/Econ | 11.41% | 0 | 0 | 0
Econ | Assembly | Domestic Hot Water | "Point-of-Use" water heaters | TRC | Existing | NE2882 | Tank Wrap on Water Heater | Tank Wrap on Water Heater | NonEquip | 7 | Centralized water heaters | 0% | Tech/Econ | 3.511% | 0 | 0 | 0
Econ | Assembly | Domestic Hot Water | "Point-of-Use" water heaters | TRC | Existing | NE2856 | Low-Flow Pre-Rinse Sprayers | Low-Flow Pre-Rinse Sprayers | NonEquip | 5 | Centralized water heaters | 0% | Tech/Econ | 30.08% | 0 | 0 | 0
Econ | Assembly | Domestic Hot Water | "Point-of-Use" water heaters | TRC | Existing | NE2830 | Low Flow Shower Head | Low Flow Shower Head | NonEquip | 10 | Centralized water heaters | 0% | Tech/Econ | 2.311% | 0 | 0 | 0
Econ | Assembly | Domestic Hot Water | "Point-of-Use" water heaters | TRC | Existing | NE2804 | Hot Water Pipe Insulation | Hot Water Pipe Insulation | NonEquip | 13 | Centralized water heaters | 0% | Tech/Econ | 18.03% | 0 | 0 | 0
Econ | Assembly | Domestic Hot Water | "Point-of-Use" water heaters | TRC | Existing | NE2752 | Faucet Aerator | Faucet Aerator | NonEquip | 10 | Centralized water heaters | 0% | Tech/Econ | 3.266% | 0 | 0 | 0
Econ | Assembly | Domestic Hot Water | "Point-of-Use" water heaters | TRC | Turnover | ET314 | Energy Star Commercial Dishwasher | Energy Star Commercial Dishwasher | Equip | 15 | "Point-of-Use" water heaters | 0% | Tech/Econ | 29.42% | 0 | 0 | 0
Econ | Assembly | Domestic Hot Water | "Point-of-Use" water heaters | TRC | New | EN340 | Energy Star Commercial Dishwasher | Energy Star Commercial Dishwasher | Equip | 15 | "Point-of-Use" water heaters | 0% | Tech/Econ | 29.42% | 0 | 0 | 0
Econ | College and University | Refrigeration | Walk-in cooler | TRC | New | NN5314 | Retro-Commissioning | Retro-Commissioning | NonEquip | 5 |  | 0% | Tech/Econ | 16% | 0 | 0 | 0
Econ | College and University | Refrigeration | Walk-in cooler | TRC | New | NN4898 | Strip Curtains for Walk-ins | Strip Curtains for Walk-ins | NonEquip | 4 | Walk-in cooler | 3.76% | Tech/Econ | 2.115% | 0.0042982 | 5.5728e-07 | 4.6679e-07
Econ | College and University | Refrigeration | Walk-in cooler | TRC | New | NN4846 | PSC to ECM Evaporator Fan Motor (Walk-In, Refrigerator) | PSC to ECM Evaporator Fan Motor (Walk-In, Refrigerator) | NonEquip | 15 | Walk-in cooler | 68.68% | Tech/Econ | 37.5% | 1.3906 | 0.0001803 | 0.00015102
Econ | College and University | Refrigeration | Walk-in cooler | TRC | New | NN4820 | PSC to ECM Evaporator Fan Motor (Reach-In) | PSC to ECM Evaporator Fan Motor (Reach-In) | NonEquip | 15 | Display cases | 0% | Tech/Econ | 37.5% | 0 | 0 | 0
Econ | College and University | Refrigeration | Walk-in cooler | TRC | New | NN4690 | Floating Head Pressure Controls | Floating Head Pressure Controls | NonEquip | 15 |  | 27.37% | Tech/Econ | 6.05% | 0.090994 | 1.1798e-05 | 9.8821e-06
Econ | College and University | Refrigeration | Walk-in cooler | TRC | New | NN4612 | Anti-Sweat Controls | Anti-Sweat Controls | NonEquip | 8 | Display cases | 0% | Tech/Econ | 85% | 0 | 0 | 0
Econ | College and University | Refrigeration | Walk-in cooler | TRC | Existing | NE5301 | Retro-Commissioning | Retro-Commissioning | NonEquip | 5 |  | 21.99% | Tech/Econ | 16% | 25.4998 | 0.010752 | 0.00012353
Econ | College and University | Refrigeration | Walk-in cooler | TRC | Existing | NE4885 | Strip Curtains for Walk-ins | Strip Curtains for Walk-ins | NonEquip | 4 | Walk-in cooler | 3.76% | Tech/Econ | 2.115% | 0.55625 | 7.2121e-05 | 6.041e-05
Econ | College and University | Refrigeration | Walk-in cooler | TRC | Existing | NE4833 | PSC to ECM Evaporator Fan Motor (Walk-In, Refrigerator) | PSC to ECM Evaporator Fan Motor (Walk-In, Refrigerator) | NonEquip | 15 | Walk-in cooler | 17.17% | Tech/Econ | 37.5% | 44.9907 | 0.0058333 | 0.0048861
Econ | College and University | Refrigeration | Walk-in cooler | TRC | Existing | NE4807 | PSC to ECM Evaporator Fan Motor (Reach-In) | PSC to ECM Evaporator Fan Motor (Reach-In) | NonEquip | 15 | Display cases | 0% | Tech/Econ | 37.5% | 0 | 0 | 0
Econ | College and University | Refrigeration | Walk-in cooler | TRC | Existing | NE4703 | Freezer-Cooler Replacement Gaskets | Freezer-Cooler Replacement Gaskets | NonEquip | 4 | Display cases | 0% | Tech/Econ | 3.131% | 0 | 0 | 0
Econ | College and University | Refrigeration | Walk-in cooler | TRC | Existing | NE4677 | Floating Head Pressure Controls | Floating Head Pressure Controls | NonEquip | 15 |  | 27.37% | Tech/Econ | 6.05% | 12.2055 | 0.0015825 | 0.0013255
Econ | College and University | Refrigeration | Walk-in cooler | TRC | Existing | NE4599 | Anti-Sweat Controls | Anti-Sweat Controls | NonEquip | 8 | Display cases | 0% | Tech/Econ | 85% | 0 | 0 | 0
Econ | College and University | Refrigeration | Vending and ice makers | TRC | New | NN5314 | Retro-Commissioning | Retro-Commissioning | NonEquip | 5 |  | 0% | Tech/Econ | 16% | 0 | 0 | 0
Econ | College and University | Refrigeration | Vending and ice makers | TRC | New | NN4898 | Strip Curtains for Walk-ins | Strip Curtains for Walk-ins | NonEquip | 4 | Walk-in cooler | 0% | Tech/Econ | 2.115% | 0 | 0 | 0
Econ | College and University | Refrigeration | Vending and ice makers | TRC | New | NN4846 | PSC to ECM Evaporator Fan Motor (Walk-In, Refrigerator) | PSC to ECM Evaporator Fan Motor (Walk-In, Refrigerator) | NonEquip | 15 | Walk-in cooler | 0% | Tech/Econ | 37.5% | 0 | 0 | 0
Econ | College and University | Refrigeration | Vending and ice makers | TRC | New | NN4820 | PSC to ECM Evaporator Fan Motor (Reach-In) | PSC to ECM Evaporator Fan Motor (Reach-In) | NonEquip | 15 | Display cases | 0% | Tech/Econ | 37.5% | 0 | 0 | 0
Econ | College and University | Refrigeration | Vending and ice makers | TRC | New | NN4690 | Floating Head Pressure Controls | Floating Head Pressure Controls | NonEquip | 15 |  | 27.37% | Tech/Econ | 6.05% | 127.7002 | 0.016557 | 0.013869
Econ | College and University | Refrigeration | Vending and ice makers | TRC | New | NN4612 | Anti-Sweat Controls | Anti-Sweat Controls | NonEquip | 8 | Display cases | 0% | Tech/Econ | 85% | 0 | 0 | 0
Econ | College and University | Refrigeration | Vending and ice makers | TRC | Existing | NE5301 | Retro-Commissioning | Retro-Commissioning | NonEquip | 5 |  | 21.99% | Tech/Econ | 16% | 35786.2597 | 15.0893 | 0.17336
Econ | College and University | Refrigeration | Vending and ice makers | TRC | Existing | NE4885 | Strip Curtains for Walk-ins | Strip Curtains for Walk-ins | NonEquip | 4 | Walk-in cooler | 0% | Tech/Econ | 2.115% | 0 | 0 | 0
Econ | College and University | Refrigeration | Vending and ice makers | TRC | Existing | NE4833 | PSC to ECM Evaporator Fan Motor (Walk-In, Refrigerator) | PSC to ECM Evaporator Fan Motor (Walk-In, Refrigerator) | NonEquip | 15 | Walk-in cooler | 0% | Tech/Econ | 37.5% | 0 | 0 | 0
Econ | College and University | Refrigeration | Vending and ice makers | TRC | Existing | NE4807 | PSC to ECM Evaporator Fan Motor (Reach-In) | PSC to ECM Evaporator Fan Motor (Reach-In) | NonEquip | 15 | Display cases | 0% | Tech/Econ | 37.5% | 0 | 0 | 0
Econ | College and University | Refrigeration | Vending and ice makers | TRC | Existing | NE4703 | Freezer-Cooler Replacement Gaskets | Freezer-Cooler Replacement Gaskets | NonEquip | 4 | Display cases | 0% | Tech/Econ | 3.131% | 0 | 0 | 0
Econ | College and University | Refrigeration | Vending and ice makers | TRC | Existing | NE4677 | Floating Head Pressure Controls | Floating Head Pressure Controls | NonEquip | 15 |  | 27.37% | Tech/Econ | 6.05% | 17129.0784 | 2.2209 | 1.8603
Econ | College and University | Refrigeration | Vending and ice makers | TRC | Existing | NE4599 | Anti-Sweat Controls | Anti-Sweat Controls | NonEquip | 8 | Display cases | 0% | Tech/Econ | 85% | 0 | 0 | 0
Econ | College and University | Exterior Lighting | Street lighting | TRC | New | NN5288 | Retro-Commissioning | Retro-Commissioning | NonEquip | 5 |  | 0% | Tech/Econ | 16% | 0 | 0 | 0
Econ | College and University | Exterior Lighting | Street lighting | TRC | New | NN2974 | Outdoor Lighting Controls | Outdoor Lighting Controls | NonEquip | 8 | Exterior parking/lot lighting | 0% | Tech/Econ | 28% | 0 | 0 | 0
Econ | College and University | Exterior Lighting | Street lighting | TRC | New | NN2948 | Bi-Level Lighting Control (Exterior) | Bi-Level Lighting Control (Exterior) | NonEquip | 9 | Exterior parking/lot lighting | 0% | Tech/Econ | 31% | 0 | 0 | 0
Econ | College and University | Exterior Lighting | Street lighting | TRC | Existing | NE5275 | Retro-Commissioning | Retro-Commissioning | NonEquip | 5 |  | 21.99% | Tech/Econ | 16% | 783.6967 | 0 | 0.0037964
Econ | College and University | Exterior Lighting | Street lighting | TRC | Existing | NE2961 | Outdoor Lighting Controls | Outdoor Lighting Controls | NonEquip | 8 | Exterior parking/lot lighting | 0% | Tech/Econ | 28% | 0 | 0 | 0
Econ | College and University | Exterior Lighting | Street lighting | TRC | Existing | NE2935 | Bi-Level Lighting Control (Exterior) | Bi-Level Lighting Control (Exterior) | NonEquip | 9 | Exterior parking/lot lighting | 0% | Tech/Econ | 31% | 0 | 0 | 0
Econ | College and University | Exterior Lighting | Street lighting | TRC | Turnover | ET744 | LED Street Lights | LED Street Lights | Equip | 18 | Street lighting | 0% | Tech/Econ | 66.53% | 0 | 0 | 0
Econ | College and University | Exterior Lighting | Street lighting | TRC | New | EN770 | LED Street Lights | LED Street Lights | Equip | 18 | Street lighting | 0% | Tech/Econ | 66.53% | 0 | 0 | 0
Econ | College and University | Cooking | Steamer | TRC | Turnover | ET198 | Energy Star Steamer | Energy Star Steamer | Equip | 12 | Steamer | 11.72% | Tech/Econ | 56.63% | 289.1495 | 0.042487 | 0.02467
Econ | College and University | Cooking | Steamer | TRC | New | EN224 | Energy Star Steamer | Energy Star Steamer | Equip | 12 | Steamer | 11.72% | Tech/Econ | 56.63% | 2.1557 | 0.00031675 | 0.00018392
Econ | College and University | Exterior Lighting | Spot lighting/Security/Flood | TRC | New | NN5288 | Retro-Commissioning | Retro-Commissioning | NonEquip | 5 |  | 0% | Tech/Econ | 16% | 0 | 0 | 0
Econ | College and University | Exterior Lighting | Spot lighting/Security/Flood | TRC | New | NN2974 | Outdoor Lighting Controls | Outdoor Lighting Controls | NonEquip | 8 | Exterior parking/lot lighting | 0% | Tech/Econ | 28% | 0 | 0 | 0
Econ | College and University | Exterior Lighting | Spot lighting/Security/Flood | TRC | New | NN2948 | Bi-Level Lighting Control (Exterior) | Bi-Level Lighting Control (Exterior) | NonEquip | 9 | Exterior parking/lot lighting | 0% | Tech/Econ | 31% | 0 | 0 | 0
Econ | College and University | Exterior Lighting | Spot lighting/Security/Flood | TRC | Existing | NE5275 | Retro-Commissioning | Retro-Commissioning | NonEquip | 5 |  | 21.99% | Tech/Econ | 16% | 693.8439 | 0 | 0.0033611
Econ | College and University | Exterior Lighting | Spot lighting/Security/Flood | TRC | Existing | NE2961 | Outdoor Lighting Controls | Outdoor Lighting Controls | NonEquip | 8 | Exterior parking/lot lighting | 0% | Tech/Econ | 28% | 0 | 0 | 0
Econ | College and University | Exterior Lighting | Spot lighting/Security/Flood | TRC | Existing | NE2935 | Bi-Level Lighting Control (Exterior) | Bi-Level Lighting Control (Exterior) | NonEquip | 9 | Exterior parking/lot lighting | 0% | Tech/Econ | 31% | 0 | 0 | 0
Econ | College and University | Exterior Lighting | Spot lighting/Security/Flood | TRC | Turnover | ET666 | LED Exterior Lighting | LED Exterior Lighting | Equip | 13 | Spot lighting/Security/Flood | 4.624% | Tech/Econ | 60.51% | 532.3583 | 0 | 0
Econ | College and University | Exterior Lighting | Spot lighting/Security/Flood | TRC | Turnover | ET549 | LED - 9W Flood | LED - 9W Flood | Equip | 15 | Spot lighting/Security/Flood | 13.31% | Tech/Econ | 86.15% | 2553.8812 | 0 | 0
Econ | College and University | Exterior Lighting | Spot lighting/Security/Flood | TRC | Turnover | ET471 | CFL - 15W Flood | CFL - 15W Flood | Equip | 7.8 | Spot lighting/Security/Flood | 0% | Tech/Econ | 76.92% | 0 | 0 | 0
Econ | College and University | Exterior Lighting | Spot lighting/Security/Flood | TRC | New | EN692 | LED Exterior Lighting | LED Exterior Lighting | Equip | 13 | Spot lighting/Security/Flood | 4.624% | Tech/Econ | 60.51% | 1.1871 | 0 | 0
Econ | College and University | Exterior Lighting | Spot lighting/Security/Flood | TRC | New | EN575 | LED - 9W Flood | LED - 9W Flood | Equip | 15 | Spot lighting/Security/Flood | 86.42% | Tech/Econ | 86.15% | 123.6357 | 0 | 0
Econ | College and University | Exterior Lighting | Spot lighting/Security/Flood | TRC | New | EN497 | CFL - 15W Flood | CFL - 15W Flood | Equip | 7.8 | Spot lighting/Security/Flood | 0% | Tech/Econ | 76.92% | 0 | 0 | 0
Econ | College and University | Interior Lighting | Spot lighting | TRC | New | NN5262 | Retro-Commissioning | Retro-Commissioning | NonEquip | 5 |  | 0% | Tech/Econ | 16% | 0 | 0 | 0
Econ | College and University | Interior Lighting | Spot lighting | TRC | New | NN4430 | Interior Lighting Controls | Interior Lighting Controls | NonEquip | 8 | Overhead (fluorescent/LED/CFL U-shape) | 0% | Tech/Econ | 28% | 0 | 0 | 0
Econ | College and University | Interior Lighting | Spot lighting | TRC | New | NN3702 | Facility Energy Management System | Facility Energy Management System | NonEquip | 15 |  | 4.276% | Tech/Econ | 24% | 3.1482 | 0.00046607 | 0.0004026
Econ | College and University | Interior Lighting | Spot lighting | TRC | Existing | NE5249 | Retro-Commissioning | Retro-Commissioning | NonEquip | 5 |  | 21.99% | Tech/Econ | 16% | 766.0399 | 0.323 | 0.0037109
Econ | College and University | Interior Lighting | Spot lighting | TRC | Existing | NE4417 | Interior Lighting Controls | Interior Lighting Controls | NonEquip | 8 | Overhead (fluorescent/LED/CFL U-shape) | 0% | Tech/Econ | 28% | 0 | 0 | 0
Econ | College and University | Interior Lighting | Spot lighting | TRC | Existing | NE3689 | Facility Energy Management System | Facility Energy Management System | NonEquip | 15 |  | 0.7167% | Tech/Econ | 24% | 36.1332 | 0.0053493 | 0.0046208
Econ | College and University | Interior Lighting | Spot lighting | TRC | Turnover | ET1602 | LED Display Lighting (Interior) | LED Display Lighting (Interior) | Equip | 15 | Spot lighting | 2.129% | Tech/Econ | 87.04% | 411.0297 | 0.043168 | 0.040463
Econ | College and University | Interior Lighting | Spot lighting | TRC | Turnover | ET1563 | LED - 14W | LED - 14W | Equip | 15 | Spot lighting | 86.42% | Tech/Econ | 53.33% | 18965.1 | 1.9277 | 1.8878
Econ | College and University | Interior Lighting | Spot lighting | TRC | Turnover | ET1446 | CFL-23W | CFL-23W | Equip | 7.8 | Spot lighting | 0% | Tech/Econ | 23.33% | 0 | 0 | 0
Econ | College and University | Interior Lighting | Spot lighting | TRC | New | EN1628 | LED Display Lighting (Interior) | LED Display Lighting (Interior) | Equip | 15 | Spot lighting | 0% | Tech/Econ | 87.04% | 0 | 0 | 0
Econ | College and University | Interior Lighting | Spot lighting | TRC | New | EN1589 | LED - 14W | LED - 14W | Equip | 15 | Spot lighting | 0% | Tech/Econ | 53.33% | 0 | 0 | 0
Econ | College and University | Interior Lighting | Spot lighting | TRC | New | EN1472 | CFL-23W | CFL-23W | Equip | 7.8 | Spot lighting | 0% | Tech/Econ | 23.33% | 0 | 0 | 0
Econ | College and University | Office Equipment | Servers | TRC | New | NN4586 | Smart Strip Plug Outlet | Smart Strip Plug Outlet | NonEquip | 4 |  | 43.9% | Tech/Econ | 1.187% | 19.459 | 0.0028934 | 0.0020109
Econ | College and University | Office Equipment | Servers | TRC | New | NN4560 | Network PC Power Management | Network PC Power Management | NonEquip | 5 | Computers | 0% | Tech/Econ | 56.5% | 0 | 0 | 0
Econ | College and University | Office Equipment | Servers | TRC | Existing | NE4573 | Smart Strip Plug Outlet | Smart Strip Plug Outlet | NonEquip | 4 |  | 43.9% | Tech/Econ | 1.187% | 2610.1408 | 0.38811 | 0.26973
Econ | College and University | Office Equipment | Servers | TRC | Existing | NE4547 | Network PC Power Management | Network PC Power Management | NonEquip | 5 | Computers | 0% | Tech/Econ | 56.5% | 0 | 0 | 0
Econ | College and University | Office Equipment | Servers | TRC | Turnover | ET2220 | Energy Star Servers | Energy Star Servers | Equip | 4 | Servers | 47.28% | Tech/Econ | 23.08% | 61354.5192 | 9.132 | 6.3515
Econ | College and University | Office Equipment | Servers | TRC | New | EN2246 | Energy Star Servers | Energy Star Servers | Equip | 4 | Servers | 47.28% | Tech/Econ | 23.08% | 457.4083 | 0.06808 | 0.047352
Econ | College and University | Space Cooling | Residential-type central air conditioners | TRC | New | NN5366 | Retro-Commissioning | Retro-Commissioning | NonEquip | 5 |  | 0% | Tech/Econ | 16% | 0 | 0 | 0
Econ | College and University | Space Cooling | Residential-type central air conditioners | TRC | New | NN4196 | Thermal Energy Storage | Thermal Energy Storage | NonEquip | 20 |  | 66.67% | Tech/Econ | 0% | 0 | 0 | 0
Econ | College and University | Space Cooling | Residential-type central air conditioners | TRC | New | NN4144 | Smart Thermostat | Smart Thermostat | NonEquip | 11 |  | 45.33% | Tech/Econ | 10% | 3.7016 | 0.0003094 | 0
Econ | College and University | Space Cooling | Residential-type central air conditioners | TRC | New | NN3910 | HVAC tune-up_RTU | HVAC tune-up_RTU | NonEquip | 5 | Packaged air conditioning units (RTUs) | 0% | Tech/Econ | 5% | 0 | 0 | 0
Econ | College and University | Space Cooling | Residential-type central air conditioners | TRC | New | NN3884 | HVAC tune-up | HVAC tune-up | NonEquip | 5 | Residential-type central air conditioners | 49.09% | Tech/Econ | 5% | 3.2338 | 0.00099582 | 7.6505e-05
Econ | College and University | Space Cooling | Residential-type central air conditioners | TRC | New | NN3676 | Facility Energy Management System | Facility Energy Management System | NonEquip | 15 |  | 4.276% | Tech/Econ | 20% | 1.0989 | 0.00016269 | 0
Econ | College and University | Space Cooling | Residential-type central air conditioners | TRC | New | NN3520 | Duct Sealing Repair | Duct Sealing Repair | NonEquip | 15 |  | 0% | Tech/Econ | 12% | 0 | 0 | 0
Econ | College and University | Space Cooling | Residential-type central air conditioners | TRC | New | NN3312 | Chilled Water System - Variable Speed Drives | Chilled Water System - Variable Speed Drives | NonEquip | 13 | Central chillers inside | 0% | Tech/Econ | 24.74% | 0 | 0 | 0
Econ | College and University | Space Cooling | Residential-type central air conditioners | TRC | New | NN3286 | Chilled Water Controls Optimization | Chilled Water Controls Optimization | NonEquip | 10 | Central chillers inside | 0% | Tech/Econ | 12.5% | 0 | 0 | 0
Econ | College and University | Space Cooling | Residential-type central air conditioners | TRC | New | NN3208 | Ceiling Insulation(R2 to R38) | Ceiling Insulation(R2 to R38) | NonEquip | 20 |  | 0% | Tech/Econ | 17.08% | 0 | 0 | 0
Econ | College and University | Space Cooling | Residential-type central air conditioners | TRC | New | NN3052 | Airside Economizer | Airside Economizer | NonEquip | 10 | Packaged air conditioning units (RTUs) | 0% | Tech/Econ | 5.556% | 0 | 0 | 0
Econ | College and University | Space Cooling | Residential-type central air conditioners | TRC | Existing | NE5353 | Retro-Commissioning | Retro-Commissioning | NonEquip | 5 |  | 21.99% | Tech/Econ | 16% | 621.696 | 0.26214 | 0
Econ | College and University | Space Cooling | Residential-type central air conditioners | TRC | Existing | NE4209 | Wall Insulation | Wall Insulation | NonEquip | 20 |  | 0% | Tech/Econ | 18.43% | 0 | 0 | 0
Econ | College and University | Space Cooling | Residential-type central air conditioners | TRC | Existing | NE4183 | Thermal Energy Storage | Thermal Energy Storage | NonEquip | 20 |  | 66.67% | Tech/Econ | 0% | 8.5783e-06 | -4.3973e-08 | -2.884e-09
Econ | College and University | Space Cooling | Residential-type central air conditioners | TRC | Existing | NE4131 | Smart Thermostat | Smart Thermostat | NonEquip | 11 |  | 45.33% | Tech/Econ | 10% | 752.7164 | 0.062917 | 0
Econ | College and University | Space Cooling | Residential-type central air conditioners | TRC | Existing | NE3897 | HVAC tune-up_RTU | HVAC tune-up_RTU | NonEquip | 5 | Packaged air conditioning units (RTUs) | 0% | Tech/Econ | 5% | 0 | 0 | 0
Econ | College and University | Space Cooling | Residential-type central air conditioners | TRC | Existing | NE3871 | HVAC tune-up | HVAC tune-up | NonEquip | 5 | Residential-type central air conditioners | 49.09% | Tech/Econ | 5% | 418.5028 | 0.12888 | 0.009901
Econ | College and University | Space Cooling | Residential-type central air conditioners | TRC | Existing | NE3663 | Facility Energy Management System | Facility Energy Management System | NonEquip | 15 |  | 0.7167% | Tech/Econ | 20% | 23.8374 | 0.0035289 | 0
Econ | College and University | Space Cooling | Residential-type central air conditioners | TRC | Existing | NE3507 | Duct Sealing Repair | Duct Sealing Repair | NonEquip | 15 |  | 0% | Tech/Econ | 12% | 0 | 0 | 0
Econ | College and University | Space Cooling | Residential-type central air conditioners | TRC | Existing | NE3299 | Chilled Water System - Variable Speed Drives | Chilled Water System - Variable Speed Drives | NonEquip | 13 | Central chillers inside | 0% | Tech/Econ | 24.74% | 0 | 0 | 0
Econ | College and University | Space Cooling | Residential-type central air conditioners | TRC | Existing | NE3273 | Chilled Water Controls Optimization | Chilled Water Controls Optimization | NonEquip | 10 | Central chillers inside | 0% | Tech/Econ | 12.5% | 0 | 0 | 0
Econ | College and University | Space Cooling | Residential-type central air conditioners | TRC | Existing | NE3195 | Ceiling Insulation(R2 to R38) | Ceiling Insulation(R2 to R38) | NonEquip | 20 |  | 0% | Tech/Econ | 17.08% | 0 | 0 | 0
Econ | College and University | Space Cooling | Residential-type central air conditioners | TRC | Existing | NE3039 | Airside Economizer | Airside Economizer | NonEquip | 10 | Packaged air conditioning units (RTUs) | 0% | Tech/Econ | 5.556% | 0 | 0 | 0
Econ | College and University | Space Cooling | Residential-type central air conditioners | TRC | Turnover | ET1290 | High Efficiency PTHP | High Efficiency PTHP | Equip | 15 | Residential-type central air conditioners | 49.09% | Tech/Econ | 23.64% | 2319.7043 | 0.65996 | 0
Econ | College and University | Space Cooling | Residential-type central air conditioners | TRC | Turnover | ET1251 | High Efficiency PTAC | High Efficiency PTAC | Equip | 15 | Residential-type central air conditioners | 0% | Tech/Econ | 23.64% | 0 | 0 | 0
Econ | College and University | Space Cooling | Residential-type central air conditioners | TRC | New | EN1316 | High Efficiency PTHP | High Efficiency PTHP | Equip | 15 | Residential-type central air conditioners | 49.09% | Tech/Econ | 23.64% | 17.2938 | 0.0049201 | 0
Econ | College and University | Space Cooling | Residential-type central air conditioners | TRC | New | EN1277 | High Efficiency PTAC | High Efficiency PTAC | Equip | 15 | Residential-type central air conditioners | 0% | Tech/Econ | 23.64% | 0 | 0 | 0
Econ | College and University | Space Heating | Residential/split system heat pump | TRC | New | NN5340 | Retro-Commissioning | Retro-Commissioning | NonEquip | 5 |  | 0% | Tech/Econ | 16% | 0 | 0 | 0
Econ | College and University | Space Heating | Residential/split system heat pump | TRC | New | NN4170 | Smart Thermostat | Smart Thermostat | NonEquip | 11 |  | 45.33% | Tech/Econ | 10% | 57.5886 | 0 | 0.0014221
Econ | College and University | Space Heating | Residential/split system heat pump | TRC | New | NN3650 | Facility Energy Management System | Facility Energy Management System | NonEquip | 15 |  | 4.276% | Tech/Econ | 20% | 10.9591 | 0 | 0.0014015
Econ | College and University | Space Heating | Residential/split system heat pump | TRC | New | NN3546 | Duct Sealing Repair | Duct Sealing Repair | NonEquip | 15 |  | 0% | Tech/Econ | 12% | 0 | 0 | 0
Econ | College and University | Space Heating | Residential/split system heat pump | TRC | New | NN3182 | Ceiling Insulation(R2 to R38) | Ceiling Insulation(R2 to R38) | NonEquip | 20 |  | 0% | Tech/Econ | 5.985% | 0 | 0 | 0
Econ | College and University | Space Heating | Residential/split system heat pump | TRC | Existing | NE5327 | Retro-Commissioning | Retro-Commissioning | NonEquip | 5 |  | 21.99% | Tech/Econ | 16% | 6047.6126 | 0 | 0.029296
Econ | College and University | Space Heating | Residential/split system heat pump | TRC | Existing | NE4235 | Wall Insulation | Wall Insulation | NonEquip | 20 |  | 0% | Tech/Econ | 1.04% | 0 | 0 | 0
Econ | College and University | Space Heating | Residential/split system heat pump | TRC | Existing | NE4157 | Smart Thermostat | Smart Thermostat | NonEquip | 11 |  | 45.33% | Tech/Econ | 10% | 7506.3899 | 0 | 0.18536
Econ | College and University | Space Heating | Residential/split system heat pump | TRC | Existing | NE3637 | Facility Energy Management System | Facility Energy Management System | NonEquip | 15 |  | 0.7167% | Tech/Econ | 20% | 237.7157 | 0 | 0.0304
Econ | College and University | Space Heating | Residential/split system heat pump | TRC | Existing | NE3533 | Duct Sealing Repair | Duct Sealing Repair | NonEquip | 15 |  | 0% | Tech/Econ | 12% | 0 | 0 | 0
Econ | College and University | Space Heating | Residential/split system heat pump | TRC | Existing | NE3169 | Ceiling Insulation(R2 to R38) | Ceiling Insulation(R2 to R38) | NonEquip | 20 |  | 0% | Tech/Econ | 6.605% | 0 | 0 | 0
Econ | College and University | Space Heating | Residential/split system heat pump | TRC | Turnover | ET1329 | High Efficiency PTHP | High Efficiency PTHP | Equip | 15 | Residential/split system heat pump | 49.09% | Tech/Econ | 9.375% | 8293.2392 | 0 | 0.71342
Econ | College and University | Space Heating | Residential/split system heat pump | TRC | New | EN1355 | High Efficiency PTHP | High Efficiency PTHP | Equip | 15 | Residential/split system heat pump | 49.09% | Tech/Econ | 9.375% | 61.8275 | 0 | 0.0053187
Econ | College and University | Refrigeration | Residential style | TRC | New | NN5314 | Retro-Commissioning | Retro-Commissioning | NonEquip | 5 |  | 0% | Tech/Econ | 16% | 0 | 0 | 0
Econ | College and University | Refrigeration | Residential style | TRC | New | NN4898 | Strip Curtains for Walk-ins | Strip Curtains for Walk-ins | NonEquip | 4 | Walk-in cooler | 0% | Tech/Econ | 2.115% | 0 | 0 | 0
Econ | College and University | Refrigeration | Residential style | TRC | New | NN4846 | PSC to ECM Evaporator Fan Motor (Walk-In, Refrigerator) | PSC to ECM Evaporator Fan Motor (Walk-In, Refrigerator) | NonEquip | 15 | Walk-in cooler | 0% | Tech/Econ | 37.5% | 0 | 0 | 0
Econ | College and University | Refrigeration | Residential style | TRC | New | NN4820 | PSC to ECM Evaporator Fan Motor (Reach-In) | PSC to ECM Evaporator Fan Motor (Reach-In) | NonEquip | 15 | Display cases | 0% | Tech/Econ | 37.5% | 0 | 0 | 0
Econ | College and University | Refrigeration | Residential style | TRC | New | NN4690 | Floating Head Pressure Controls | Floating Head Pressure Controls | NonEquip | 15 |  | 27.37% | Tech/Econ | 6.05% | 102.9998 | 0.013354 | 0.011186
Econ | College and University | Refrigeration | Residential style | TRC | New | NN4612 | Anti-Sweat Controls | Anti-Sweat Controls | NonEquip | 8 | Display cases | 0% | Tech/Econ | 85% | 0 | 0 | 0
Econ | College and University | Refrigeration | Residential style | TRC | Existing | NE5301 | Retro-Commissioning | Retro-Commissioning | NonEquip | 5 |  | 21.99% | Tech/Econ | 16% | 28864.3139 | 12.1707 | 0.13983
Econ | College and University | Refrigeration | Residential style | TRC | Existing | NE4885 | Strip Curtains for Walk-ins | Strip Curtains for Walk-ins | NonEquip | 4 | Walk-in cooler | 0% | Tech/Econ | 2.115% | 0 | 0 | 0
Econ | College and University | Refrigeration | Residential style | TRC | Existing | NE4833 | PSC to ECM Evaporator Fan Motor (Walk-In, Refrigerator) | PSC to ECM Evaporator Fan Motor (Walk-In, Refrigerator) | NonEquip | 15 | Walk-in cooler | 0% | Tech/Econ | 37.5% | 0 | 0 | 0
Econ | College and University | Refrigeration | Residential style | TRC | Existing | NE4807 | PSC to ECM Evaporator Fan Motor (Reach-In) | PSC to ECM Evaporator Fan Motor (Reach-In) | NonEquip | 15 | Display cases | 0% | Tech/Econ | 37.5% | 0 | 0 | 0
Econ | College and University | Refrigeration | Residential style | TRC | Existing | NE4703 | Freezer-Cooler Replacement Gaskets | Freezer-Cooler Replacement Gaskets | NonEquip | 4 | Display cases | 0% | Tech/Econ | 3.131% | 0 | 0 | 0
Econ | College and University | Refrigeration | Residential style | TRC | Existing | NE4677 | Floating Head Pressure Controls | Floating Head Pressure Controls | NonEquip | 15 |  | 27.37% | Tech/Econ | 6.05% | 13815.8919 | 1.7913 | 1.5004
Econ | College and University | Refrigeration | Residential style | TRC | Existing | NE4599 | Anti-Sweat Controls | Anti-Sweat Controls | NonEquip | 8 | Display cases | 0% | Tech/Econ | 85% | 0 | 0 | 0
Econ | College and University | Miscellaneous | Pool pump | TRC | New | NN5444 | Retro-Commissioning | Retro-Commissioning | NonEquip | 5 |  | 0% | Tech/Econ | 16% | 0 | 0 | 0
Econ | College and University | Miscellaneous | Pool pump | TRC | New | NN4534 | VSD Controlled Compressor | VSD Controlled Compressor | NonEquip | 15 | Others | 0% | Tech/Econ | 20.79% | 0 | 0 | 0
Econ | College and University | Miscellaneous | Pool pump | TRC | New | NN4482 | Engine Block Timer | Engine Block Timer | NonEquip | 5 | Others | 0% | Tech/Econ | 36% | 0 | 0 | 0
Econ | College and University | Miscellaneous | Pool pump | TRC | Existing | NE5431 | Retro-Commissioning | Retro-Commissioning | NonEquip | 5 |  | 21.99% | Tech/Econ | 16% | 0 | 0 | 0
Econ | College and University | Miscellaneous | Pool pump | TRC | Existing | NE4521 | VSD Controlled Compressor | VSD Controlled Compressor | NonEquip | 15 | Others | 0% | Tech/Econ | 20.79% | 0 | 0 | 0
Econ | College and University | Miscellaneous | Pool pump | TRC | Existing | NE4469 | Engine Block Timer | Engine Block Timer | NonEquip | 5 | Others | 0% | Tech/Econ | 36% | 0 | 0 | 0
Econ | College and University | Miscellaneous | Pool pump | TRC | Turnover | ET2106 | Variable Speed Pool Pump | Variable Speed Pool Pump | Equip | 10 | Pool pump | 0% | Tech/Econ | 64.36% | 0 | 0 | 0
Econ | College and University | Miscellaneous | Pool pump | TRC | Turnover | ET2067 | Two Speed Pool Pump | Two Speed Pool Pump | Equip | 10 | Pool pump | 54.15% | Tech/Econ | 61.79% | 0 | 0 | 0
Econ | College and University | Miscellaneous | Pool pump | TRC | Turnover | ET2031 | Solar Powered Pool Pump | Solar Powered Pool Pump | Equip | 10 | Pool pump | 0% | Tech/Econ | 81% | 0 | 0 | 0
Econ | College and University | Miscellaneous | Pool pump | TRC | Turnover | ET1992 | Solar Pool Heater | Solar Pool Heater | Equip | 15 | Pool pump | 0% | Tech/Econ | 86.11% | 0 | 0 | 0
Econ | College and University | Miscellaneous | Pool pump | TRC | Turnover | ET1953 | Heat Pump Pool Heater | Heat Pump Pool Heater | Equip | 15 | Pool pump | 80.38% | Tech/Econ | 80% | 0 | 0 | 0
Econ | College and University | Miscellaneous | Pool pump | TRC | New | EN2130 | Variable Speed Pool Pump | Variable Speed Pool Pump | Equip | 10 | Pool pump | 0% | Tech/Econ | 64.36% | 0 | 0 | 0
Econ | College and University | Miscellaneous | Pool pump | TRC | New | EN2093 | Two Speed Pool Pump | Two Speed Pool Pump | Equip | 10 | Pool pump | 54.15% | Tech/Econ | 61.79% | 0 | 0 | 0
Econ | College and University | Miscellaneous | Pool pump | TRC | New | EN2055 | Solar Powered Pool Pump | Solar Powered Pool Pump | Equip | 10 | Pool pump | 0% | Tech/Econ | 81% | 0 | 0 | 0
Econ | College and University | Miscellaneous | Pool pump | TRC | New | EN2018 | Solar Pool Heater | Solar Pool Heater | Equip | 15 | Pool pump | 0% | Tech/Econ | 86.11% | 0 | 0 | 0
Econ | College and University | Miscellaneous | Pool pump | TRC | New | EN1979 | Heat Pump Pool Heater | Heat Pump Pool Heater | Equip | 15 | Pool pump | 80.38% | Tech/Econ | 80% | 0 | 0 | 0
Econ | College and University | Space Heating | Packaged central unit | TRC | New | NN5340 | Retro-Commissioning | Retro-Commissioning | NonEquip | 5 |  | 0% | Tech/Econ | 16% | 0 | 0 | 0
Econ | College and University | Space Heating | Packaged central unit | TRC | New | NN4170 | Smart Thermostat | Smart Thermostat | NonEquip | 11 |  | 45.33% | Tech/Econ | 10% | 746.0192 | 0 | 0.018422
Econ | College and University | Space Heating | Packaged central unit | TRC | New | NN3650 | Facility Energy Management System | Facility Energy Management System | NonEquip | 15 |  | 4.276% | Tech/Econ | 20% | 141.9671 | 0 | 0.018155
Econ | College and University | Space Heating | Packaged central unit | TRC | New | NN3546 | Duct Sealing Repair | Duct Sealing Repair | NonEquip | 15 |  | 0% | Tech/Econ | 12% | 0 | 0 | 0
Econ | College and University | Space Heating | Packaged central unit | TRC | New | NN3182 | Ceiling Insulation(R2 to R38) | Ceiling Insulation(R2 to R38) | NonEquip | 20 |  | 0% | Tech/Econ | 5.985% | 0 | 0 | 0
Econ | College and University | Space Heating | Packaged central unit | TRC | Existing | NE5327 | Retro-Commissioning | Retro-Commissioning | NonEquip | 5 |  | 21.99% | Tech/Econ | 16% | 78342.5099 | 0 | 0.37951
Econ | College and University | Space Heating | Packaged central unit | TRC | Existing | NE4235 | Wall Insulation | Wall Insulation | NonEquip | 20 |  | 0% | Tech/Econ | 1.04% | 0 | 0 | 0
Econ | College and University | Space Heating | Packaged central unit | TRC | Existing | NE4157 | Smart Thermostat | Smart Thermostat | NonEquip | 11 |  | 45.33% | Tech/Econ | 10% | 97239.9293 | 0 | 2.4012
Econ | College and University | Space Heating | Packaged central unit | TRC | Existing | NE3637 | Facility Energy Management System | Facility Energy Management System | NonEquip | 15 |  | 0.7167% | Tech/Econ | 20% | 3079.4377 | 0 | 0.39381
Econ | College and University | Space Heating | Packaged central unit | TRC | Existing | NE3533 | Duct Sealing Repair | Duct Sealing Repair | NonEquip | 15 |  | 0% | Tech/Econ | 12% | 0 | 0 | 0
Econ | College and University | Space Heating | Packaged central unit | TRC | Existing | NE3169 | Ceiling Insulation(R2 to R38) | Ceiling Insulation(R2 to R38) | NonEquip | 20 |  | 0% | Tech/Econ | 6.605% | 0 | 0 | 0
Econ | College and University | Space Cooling | Packaged air conditioning units (RTUs) | TRC | New | NN5366 | Retro-Commissioning | Retro-Commissioning | NonEquip | 5 |  | 0% | Tech/Econ | 16% | 0 | 0 | 0
Econ | College and University | Space Cooling | Packaged air conditioning units (RTUs) | TRC | New | NN4196 | Thermal Energy Storage | Thermal Energy Storage | NonEquip | 20 |  | 66.67% | Tech/Econ | 0% | 0 | 0 | 0
Econ | College and University | Space Cooling | Packaged air conditioning units (RTUs) | TRC | New | NN4144 | Smart Thermostat | Smart Thermostat | NonEquip | 11 |  | 45.33% | Tech/Econ | 10% | 97.2698 | 0.0081305 | 0
Econ | College and University | Space Cooling | Packaged air conditioning units (RTUs) | TRC | New | NN3910 | HVAC tune-up_RTU | HVAC tune-up_RTU | NonEquip | 5 | Packaged air conditioning units (RTUs) | 94.56% | Tech/Econ | 5% | 167.5822 | 0.051606 | 0.0039647
Econ | College and University | Space Cooling | Packaged air conditioning units (RTUs) | TRC | New | NN3884 | HVAC tune-up | HVAC tune-up | NonEquip | 5 | Residential-type central air conditioners | 0% | Tech/Econ | 5% | 0 | 0 | 0
Econ | College and University | Space Cooling | Packaged air conditioning units (RTUs) | TRC | New | NN3676 | Facility Energy Management System | Facility Energy Management System | NonEquip | 15 |  | 4.276% | Tech/Econ | 20% | 28.8779 | 0.0042751 | 0
Econ | College and University | Space Cooling | Packaged air conditioning units (RTUs) | TRC | New | NN3520 | Duct Sealing Repair | Duct Sealing Repair | NonEquip | 15 |  | 0% | Tech/Econ | 12% | 0 | 0 | 0
Econ | College and University | Space Cooling | Packaged air conditioning units (RTUs) | TRC | New | NN3312 | Chilled Water System - Variable Speed Drives | Chilled Water System - Variable Speed Drives | NonEquip | 13 | Central chillers inside | 0% | Tech/Econ | 24.74% | 0 | 0 | 0
Econ | College and University | Space Cooling | Packaged air conditioning units (RTUs) | TRC | New | NN3286 | Chilled Water Controls Optimization | Chilled Water Controls Optimization | NonEquip | 10 | Central chillers inside | 0% | Tech/Econ | 12.5% | 0 | 0 | 0
Econ | College and University | Space Cooling | Packaged air conditioning units (RTUs) | TRC | New | NN3208 | Ceiling Insulation(R2 to R38) | Ceiling Insulation(R2 to R38) | NonEquip | 20 |  | 0% | Tech/Econ | 17.08% | 0 | 0 | 0
Econ | College and University | Space Cooling | Packaged air conditioning units (RTUs) | TRC | New | NN3052 | Airside Economizer | Airside Economizer | NonEquip | 10 | Packaged air conditioning units (RTUs) | 4.552% | Tech/Econ | 5.556% | 8.987 | -0.00087122 | 0.0002227
Econ | College and University | Space Cooling | Packaged air conditioning units (RTUs) | TRC | Existing | NE5353 | Retro-Commissioning | Retro-Commissioning | NonEquip | 5 |  | 21.99% | Tech/Econ | 16% | 16726.7008 | 7.0528 | 0
Econ | College and University | Space Cooling | Packaged air conditioning units (RTUs) | TRC | Existing | NE4209 | Wall Insulation | Wall Insulation | NonEquip | 20 |  | 0% | Tech/Econ | 18.43% | 0 | 0 | 0
Econ | College and University | Space Cooling | Packaged air conditioning units (RTUs) | TRC | Existing | NE4183 | Thermal Energy Storage | Thermal Energy Storage | NonEquip | 20 |  | 66.67% | Tech/Econ | 0% | 0.00022542 | -1.1555e-06 | -7.5785e-08
Econ | College and University | Space Cooling | Packaged air conditioning units (RTUs) | TRC | Existing | NE4131 | Smart Thermostat | Smart Thermostat | NonEquip | 11 |  | 45.33% | Tech/Econ | 10% | 19779.807 | 1.6533 | 0
Econ | College and University | Space Cooling | Packaged air conditioning units (RTUs) | TRC | Existing | NE3897 | HVAC tune-up_RTU | HVAC tune-up_RTU | NonEquip | 5 | Packaged air conditioning units (RTUs) | 94.56% | Tech/Econ | 5% | 21687.7923 | 6.6786 | 0.51309
Econ | College and University | Space Cooling | Packaged air conditioning units (RTUs) | TRC | Existing | NE3871 | HVAC tune-up | HVAC tune-up | NonEquip | 5 | Residential-type central air conditioners | 0% | Tech/Econ | 5% | 0 | 0 | 0
Econ | College and University | Space Cooling | Packaged air conditioning units (RTUs) | TRC | Existing | NE3663 | Facility Energy Management System | Facility Energy Management System | NonEquip | 15 |  | 0.7167% | Tech/Econ | 20% | 626.3958 | 0.092733 | 0
Econ | College and University | Space Cooling | Packaged air conditioning units (RTUs) | TRC | Existing | NE3507 | Duct Sealing Repair | Duct Sealing Repair | NonEquip | 15 |  | 0% | Tech/Econ | 12% | 0 | 0 | 0
Econ | College and University | Space Cooling | Packaged air conditioning units (RTUs) | TRC | Existing | NE3299 | Chilled Water System - Variable Speed Drives | Chilled Water System - Variable Speed Drives | NonEquip | 13 | Central chillers inside | 0% | Tech/Econ | 24.74% | 0 | 0 | 0
Econ | College and University | Space Cooling | Packaged air conditioning units (RTUs) | TRC | Existing | NE3273 | Chilled Water Controls Optimization | Chilled Water Controls Optimization | NonEquip | 10 | Central chillers inside | 0% | Tech/Econ | 12.5% | 0 | 0 | 0
Econ | College and University | Space Cooling | Packaged air conditioning units (RTUs) | TRC | Existing | NE3195 | Ceiling Insulation(R2 to R38) | Ceiling Insulation(R2 to R38) | NonEquip | 20 |  | 0% | Tech/Econ | 17.08% | 0 | 0 | 0
Econ | College and University | Space Cooling | Packaged air conditioning units (RTUs) | TRC | Existing | NE3039 | Airside Economizer | Airside Economizer | NonEquip | 10 | Packaged air conditioning units (RTUs) | 4.552% | Tech/Econ | 5.556% | 1205.4689 | -0.11686 | 0.029872
Econ | College and University | Interior Lighting | Overhead (fluorescent/LED/CFL U-shape) | TRC | New | NN5262 | Retro-Commissioning | Retro-Commissioning | NonEquip | 5 |  | 0% | Tech/Econ | 16% | 0 | 0 | 0
Econ | College and University | Interior Lighting | Overhead (fluorescent/LED/CFL U-shape) | TRC | New | NN4430 | Interior Lighting Controls | Interior Lighting Controls | NonEquip | 8 | Overhead (fluorescent/LED/CFL U-shape) | 37.72% | Tech/Econ | 28% | 11276.6559 | 0 | 0
Econ | College and University | Interior Lighting | Overhead (fluorescent/LED/CFL U-shape) | TRC | New | NN3702 | Facility Energy Management System | Facility Energy Management System | NonEquip | 15 |  | 4.276% | Tech/Econ | 24% | 980.0635 | 0.14509 | 0.12533
Econ | College and University | Interior Lighting | Overhead (fluorescent/LED/CFL U-shape) | TRC | Existing | NE5249 | Retro-Commissioning | Retro-Commissioning | NonEquip | 5 |  | 21.99% | Tech/Econ | 16% | 429503.207 | 181.1005 | 2.0806
Econ | College and University | Interior Lighting | Overhead (fluorescent/LED/CFL U-shape) | TRC | Existing | NE4417 | Interior Lighting Controls | Interior Lighting Controls | NonEquip | 8 | Overhead (fluorescent/LED/CFL U-shape) | 37.72% | Tech/Econ | 28% | 1243881.752 | 0 | 0
Econ | College and University | Interior Lighting | Overhead (fluorescent/LED/CFL U-shape) | TRC | Existing | NE3689 | Facility Energy Management System | Facility Energy Management System | NonEquip | 15 |  | 0.7167% | Tech/Econ | 24% | 18119.628 | 2.6825 | 2.3172
Econ | College and University | Interior Lighting | Overhead (fluorescent/LED/CFL U-shape) | TRC | Turnover | ET1797 | Premium T8 - Lamp Replacement | Premium T8 - Lamp Replacement | Equip | 8 | Overhead (fluorescent/LED/CFL U-shape) | 24.1% | Tech/Econ | 12.5% | 431483.515 | 44.6896 | 42.9104
Econ | College and University | Interior Lighting | Overhead (fluorescent/LED/CFL U-shape) | TRC | Turnover | ET1758 | Premium T8 - Fixture Replacement | Premium T8 - Fixture Replacement | Equip | 8 | Overhead (fluorescent/LED/CFL U-shape) | 0% | Tech/Econ | 12.5% | 0 | 0 | 0
Econ | College and University | Interior Lighting | Overhead (fluorescent/LED/CFL U-shape) | TRC | Turnover | ET1719 | LED Linear - Lamp Replacement | LED Linear - Lamp Replacement | Equip | 15 | Overhead (fluorescent/LED/CFL U-shape) | 0% | Tech/Econ | 25.43% | 0 | 0 | 0
Econ | College and University | Interior Lighting | Overhead (fluorescent/LED/CFL U-shape) | TRC | Turnover | ET1680 | LED Linear - Fixture Replacement | LED Linear - Fixture Replacement | Equip | 15 | Overhead (fluorescent/LED/CFL U-shape) | 24.1% | Tech/Econ | 50.28% | 1683449.757 | 176.4115 | 163.6312
Econ | College and University | Interior Lighting | Overhead (fluorescent/LED/CFL U-shape) | TRC | New | EN1823 | Premium T8 - Lamp Replacement | Premium T8 - Lamp Replacement | Equip | 8 | Overhead (fluorescent/LED/CFL U-shape) | 0% | Tech/Econ | 12.5% | 0 | 0 | 0
Econ | College and University | Interior Lighting | Overhead (fluorescent/LED/CFL U-shape) | TRC | New | EN1784 | Premium T8 - Fixture Replacement | Premium T8 - Fixture Replacement | Equip | 8 | Overhead (fluorescent/LED/CFL U-shape) | 0% | Tech/Econ | 12.5% | 0 | 0 | 0
Econ | College and University | Interior Lighting | Overhead (fluorescent/LED/CFL U-shape) | TRC | New | EN1745 | LED Linear - Lamp Replacement | LED Linear - Lamp Replacement | Equip | 15 | Overhead (fluorescent/LED/CFL U-shape) | 0% | Tech/Econ | 25.43% | 0 | 0 | 0
Econ | College and University | Interior Lighting | Overhead (fluorescent/LED/CFL U-shape) | TRC | New | EN1706 | LED Linear - Fixture Replacement | LED Linear - Fixture Replacement | Equip | 15 | Overhead (fluorescent/LED/CFL U-shape) | 0% | Tech/Econ | 50.28% | 0 | 0 | 0
Econ | College and University | Cooking | Oven | TRC | Turnover | ET42 | Energy Star Commercial Oven | Energy Star Commercial Oven | Equip | 12 | Oven | 22.46% | Tech/Econ | 34.83% | 5450.3049 | 0.88506 | 0.46315
Econ | College and University | Cooking | Oven | TRC | New | EN68 | Energy Star Commercial Oven | Energy Star Commercial Oven | Equip | 12 | Oven | 22.46% | Tech/Econ | 34.83% | 40.6329 | 0.0065983 | 0.0034528
Econ | College and University | Miscellaneous | Others | TRC | New | NN5444 | Retro-Commissioning | Retro-Commissioning | NonEquip | 5 |  | 0% | Tech/Econ | 16% | 0 | 0 | 0
Econ | College and University | Miscellaneous | Others | TRC | New | NN4534 | VSD Controlled Compressor | VSD Controlled Compressor | NonEquip | 15 | Others | 36.99% | Tech/Econ | 20.79% | 6410.2553 | 0.83112 | 0.69617
Econ | College and University | Miscellaneous | Others | TRC | New | NN4482 | Engine Block Timer | Engine Block Timer | NonEquip | 5 | Others | 4.977% | Tech/Econ | 36% | 1520.8198 | 0.18939 | 0.18939
Econ | College and University | Miscellaneous | Others | TRC | Existing | NE5431 | Retro-Commissioning | Retro-Commissioning | NonEquip | 5 |  | 21.99% | Tech/Econ | 16% | 400572.7275 | 168.9019 | 1.9405
Econ | College and University | Miscellaneous | Others | TRC | Existing | NE4521 | VSD Controlled Compressor | VSD Controlled Compressor | NonEquip | 15 | Others | 7.399% | Tech/Econ | 20.79% | 168188.0265 | 21.8064 | 18.2656
Econ | College and University | Miscellaneous | Others | TRC | Existing | NE4469 | Engine Block Timer | Engine Block Timer | NonEquip | 5 | Others | 1.244% | Tech/Econ | 36% | 49204.5578 | 6.1276 | 6.1276
Econ | College and University | Miscellaneous | Others | TRC | Turnover | ET1914 | ENERGY STAR Water Cooler | ENERGY STAR Water Cooler | Equip | 10 | Others | 0% | Tech/Econ | 68.49% | 0 | 0 | 0
Econ | College and University | Miscellaneous | Others | TRC | Turnover | ET1875 | ENERGY STAR Commercial Clothes Washer | ENERGY STAR Commercial Clothes Washer | Equip | 7 | Others | 22.05% | Tech/Econ | 27.27% | 647517.6094 | 65.8509 | 75.7954
Econ | College and University | Miscellaneous | Others | TRC | Turnover | ET1836 | Efficient Battery Charger | Efficient Battery Charger | Equip | 7 | Others | 0% | Tech/Econ | 13.68% | 0 | 0 | 0
Econ | College and University | Miscellaneous | Others | TRC | New | EN1940 | ENERGY STAR Water Cooler | ENERGY STAR Water Cooler | Equip | 10 | Others | 0% | Tech/Econ | 68.49% | 0 | 0 | 0
Econ | College and University | Miscellaneous | Others | TRC | New | EN1901 | ENERGY STAR Commercial Clothes Washer | ENERGY STAR Commercial Clothes Washer | Equip | 7 | Others | 22.05% | Tech/Econ | 27.27% | 4627.457 | 0.4706 | 0.54167
Econ | College and University | Miscellaneous | Others | TRC | New | EN1862 | Efficient Battery Charger | Efficient Battery Charger | Equip | 7 | Others | 0% | Tech/Econ | 13.68% | 0 | 0 | 0
Econ | College and University | Office Equipment | Other office | TRC | New | NN4586 | Smart Strip Plug Outlet | Smart Strip Plug Outlet | NonEquip | 4 |  | 43.9% | Tech/Econ | 1.187% | 667.5683 | 0.099263 | 0.068987
Econ | College and University | Office Equipment | Other office | TRC | New | NN4560 | Network PC Power Management | Network PC Power Management | NonEquip | 5 | Computers | 0% | Tech/Econ | 56.5% | 0 | 0 | 0
Econ | College and University | Office Equipment | Other office | TRC | Existing | NE4573 | Smart Strip Plug Outlet | Smart Strip Plug Outlet | NonEquip | 4 |  | 43.9% | Tech/Econ | 1.187% | 89544.3741 | 13.3147 | 9.2535
Econ | College and University | Office Equipment | Other office | TRC | Existing | NE4547 | Network PC Power Management | Network PC Power Management | NonEquip | 5 | Computers | 0% | Tech/Econ | 56.5% | 0 | 0 | 0
Econ | College and University | Office Equipment | Other office | TRC | Turnover | ET2259 | Energy Star Uninterruptable Power Supply | Energy Star Uninterruptable Power Supply | Equip | 10 | Other office | 22.4% | Tech/Econ | 1.878% | 71908.8525 | 8.2088 | 8.2088
Econ | College and University | Office Equipment | Other office | TRC | New | EN2285 | Energy Star Uninterruptable Power Supply | Energy Star Uninterruptable Power Supply | Equip | 10 | Other office | 22.4% | Tech/Econ | 1.878% | 536.0926 | 0.061198 | 0.061198
Econ | College and University | Ventilation and Circulation | Motor/Fan | TRC | New | NN5392 | Retro-Commissioning | Retro-Commissioning | NonEquip | 5 |  | 0% | Tech/Econ | 16% | 0 | 0 | 0
Econ | College and University | Ventilation and Circulation | Motor/Fan | TRC | New | NN4976 | VAV System | VAV System | NonEquip | 10 |  | 14.18% | Tech/Econ | 30% | 0 | 0 | 0
Econ | College and University | Ventilation and Circulation | Motor/Fan | TRC | New | NN4950 | Demand Controlled Ventilation | Demand Controlled Ventilation | NonEquip | 10 |  | 23.39% | Tech/Econ | 50% | 0 | 0 | 0
Econ | College and University | Ventilation and Circulation | Motor/Fan | TRC | New | NN4924 | CO Sensors for Parking Garage Exhaust | CO Sensors for Parking Garage Exhaust | NonEquip | 15 | Motor/Fan | 59.72% | Tech/Econ | 33% | 0 | 0 | 0
Econ | College and University | Ventilation and Circulation | Motor/Fan | TRC | Existing | NE5379 | Retro-Commissioning | Retro-Commissioning | NonEquip | 5 |  | 21.99% | Tech/Econ | 16% | 0 | 0 | 0
Econ | College and University | Ventilation and Circulation | Motor/Fan | TRC | Existing | NE4963 | VAV System | VAV System | NonEquip | 10 |  | 14.18% | Tech/Econ | 30% | 0 | 0 | 0
Econ | College and University | Ventilation and Circulation | Motor/Fan | TRC | Existing | NE4937 | Demand Controlled Ventilation | Demand Controlled Ventilation | NonEquip | 10 |  | 23.39% | Tech/Econ | 50% | 0 | 0 | 0
Econ | College and University | Ventilation and Circulation | Motor/Fan | TRC | Existing | NE4911 | CO Sensors for Parking Garage Exhaust | CO Sensors for Parking Garage Exhaust | NonEquip | 15 | Motor/Fan | 59.72% | Tech/Econ | 33% | 0 | 0 | 0
Econ | College and University | Ventilation and Circulation | Motor/Fan | TRC | Turnover | ET2688 | High Speed Fans | High Speed Fans | Equip | 7 | Motor/Fan | 10.93% | Tech/Econ | 10.99% | 0 | 0 | 0
Econ | College and University | Ventilation and Circulation | Motor/Fan | TRC | New | EN2714 | High Speed Fans | High Speed Fans | Equip | 7 | Motor/Fan | 10.93% | Tech/Econ | 10.99% | 0 | 0 | 0
Econ | College and University | Miscellaneous | Medical equipment | TRC | New | NN5444 | Retro-Commissioning | Retro-Commissioning | NonEquip | 5 |  | 0% | Tech/Econ | 16% | 0 | 0 | 0
Econ | College and University | Miscellaneous | Medical equipment | TRC | New | NN4534 | VSD Controlled Compressor | VSD Controlled Compressor | NonEquip | 15 | Others | 0% | Tech/Econ | 20.79% | 0 | 0 | 0
Econ | College and University | Miscellaneous | Medical equipment | TRC | New | NN4482 | Engine Block Timer | Engine Block Timer | NonEquip | 5 | Others | 0% | Tech/Econ | 36% | 0 | 0 | 0
Econ | College and University | Miscellaneous | Medical equipment | TRC | Existing | NE5431 | Retro-Commissioning | Retro-Commissioning | NonEquip | 5 |  | 21.99% | Tech/Econ | 16% | 0 | 0 | 0
Econ | College and University | Miscellaneous | Medical equipment | TRC | Existing | NE4521 | VSD Controlled Compressor | VSD Controlled Compressor | NonEquip | 15 | Others | 0% | Tech/Econ | 20.79% | 0 | 0 | 0
Econ | College and University | Miscellaneous | Medical equipment | TRC | Existing | NE4469 | Engine Block Timer | Engine Block Timer | NonEquip | 5 | Others | 0% | Tech/Econ | 36% | 0 | 0 | 0
Econ | College and University | Refrigeration | Large cold storage | TRC | New | NN5314 | Retro-Commissioning | Retro-Commissioning | NonEquip | 5 |  | 0% | Tech/Econ | 16% | 0 | 0 | 0
Econ | College and University | Refrigeration | Large cold storage | TRC | New | NN4898 | Strip Curtains for Walk-ins | Strip Curtains for Walk-ins | NonEquip | 4 | Walk-in cooler | 0% | Tech/Econ | 2.115% | 0 | 0 | 0
Econ | College and University | Refrigeration | Large cold storage | TRC | New | NN4846 | PSC to ECM Evaporator Fan Motor (Walk-In, Refrigerator) | PSC to ECM Evaporator Fan Motor (Walk-In, Refrigerator) | NonEquip | 15 | Walk-in cooler | 0% | Tech/Econ | 37.5% | 0 | 0 | 0
Econ | College and University | Refrigeration | Large cold storage | TRC | New | NN4820 | PSC to ECM Evaporator Fan Motor (Reach-In) | PSC to ECM Evaporator Fan Motor (Reach-In) | NonEquip | 15 | Display cases | 0% | Tech/Econ | 37.5% | 0 | 0 | 0
Econ | College and University | Refrigeration | Large cold storage | TRC | New | NN4690 | Floating Head Pressure Controls | Floating Head Pressure Controls | NonEquip | 15 |  | 27.37% | Tech/Econ | 6.05% | 0 | 0 | 0
Econ | College and University | Refrigeration | Large cold storage | TRC | New | NN4612 | Anti-Sweat Controls | Anti-Sweat Controls | NonEquip | 8 | Display cases | 0% | Tech/Econ | 85% | 0 | 0 | 0
Econ | College and University | Refrigeration | Large cold storage | TRC | Existing | NE5301 | Retro-Commissioning | Retro-Commissioning | NonEquip | 5 |  | 21.99% | Tech/Econ | 16% | 0 | 0 | 0
Econ | College and University | Refrigeration | Large cold storage | TRC | Existing | NE4885 | Strip Curtains for Walk-ins | Strip Curtains for Walk-ins | NonEquip | 4 | Walk-in cooler | 0% | Tech/Econ | 2.115% | 0 | 0 | 0
Econ | College and University | Refrigeration | Large cold storage | TRC | Existing | NE4833 | PSC to ECM Evaporator Fan Motor (Walk-In, Refrigerator) | PSC to ECM Evaporator Fan Motor (Walk-In, Refrigerator) | NonEquip | 15 | Walk-in cooler | 0% | Tech/Econ | 37.5% | 0 | 0 | 0
Econ | College and University | Refrigeration | Large cold storage | TRC | Existing | NE4807 | PSC to ECM Evaporator Fan Motor (Reach-In) | PSC to ECM Evaporator Fan Motor (Reach-In) | NonEquip | 15 | Display cases | 0% | Tech/Econ | 37.5% | 0 | 0 | 0
Econ | College and University | Refrigeration | Large cold storage | TRC | Existing | NE4703 | Freezer-Cooler Replacement Gaskets | Freezer-Cooler Replacement Gaskets | NonEquip | 4 | Display cases | 0% | Tech/Econ | 3.131% | 0 | 0 | 0
Econ | College and University | Refrigeration | Large cold storage | TRC | Existing | NE4677 | Floating Head Pressure Controls | Floating Head Pressure Controls | NonEquip | 15 |  | 27.37% | Tech/Econ | 6.05% | 0 | 0 | 0
Econ | College and University | Refrigeration | Large cold storage | TRC | Existing | NE4599 | Anti-Sweat Controls | Anti-Sweat Controls | NonEquip | 8 | Display cases | 0% | Tech/Econ | 85% | 0 | 0 | 0
Econ | College and University | Miscellaneous | Laboratory equipment | TRC | New | NN5444 | Retro-Commissioning | Retro-Commissioning | NonEquip | 5 |  | 0% | Tech/Econ | 16% | 0 | 0 | 0
Econ | College and University | Miscellaneous | Laboratory equipment | TRC | New | NN4534 | VSD Controlled Compressor | VSD Controlled Compressor | NonEquip | 15 | Others | 0% | Tech/Econ | 20.79% | 0 | 0 | 0
Econ | College and University | Miscellaneous | Laboratory equipment | TRC | New | NN4482 | Engine Block Timer | Engine Block Timer | NonEquip | 5 | Others | 0% | Tech/Econ | 36% | 0 | 0 | 0
Econ | College and University | Miscellaneous | Laboratory equipment | TRC | Existing | NE5431 | Retro-Commissioning | Retro-Commissioning | NonEquip | 5 |  | 21.99% | Tech/Econ | 16% | 14190.7907 | 5.9836 | 0.068744
Econ | College and University | Miscellaneous | Laboratory equipment | TRC | Existing | NE4521 | VSD Controlled Compressor | VSD Controlled Compressor | NonEquip | 15 | Others | 0% | Tech/Econ | 20.79% | 0 | 0 | 0
Econ | College and University | Miscellaneous | Laboratory equipment | TRC | Existing | NE4469 | Engine Block Timer | Engine Block Timer | NonEquip | 5 | Others | 0% | Tech/Econ | 36% | 0 | 0 | 0
Econ | College and University | Ventilation and Circulation | Individual room ventilation | TRC | New | NN5392 | Retro-Commissioning | Retro-Commissioning | NonEquip | 5 |  | 0% | Tech/Econ | 16% | 0 | 0 | 0
Econ | College and University | Ventilation and Circulation | Individual room ventilation | TRC | New | NN4976 | VAV System | VAV System | NonEquip | 10 |  | 14.18% | Tech/Econ | 30% | 0.98358 | 0.00027994 | 0.00028409
Econ | College and University | Ventilation and Circulation | Individual room ventilation | TRC | New | NN4950 | Demand Controlled Ventilation | Demand Controlled Ventilation | NonEquip | 10 |  | 23.39% | Tech/Econ | 50% | 2.5884 | 0.00026949 | 0.0015172
Econ | College and University | Ventilation and Circulation | Individual room ventilation | TRC | New | NN4924 | CO Sensors for Parking Garage Exhaust | CO Sensors for Parking Garage Exhaust | NonEquip | 15 | Motor/Fan | 0% | Tech/Econ | 33% | 0 | 0 | 0
Econ | College and University | Ventilation and Circulation | Individual room ventilation | TRC | Existing | NE5379 | Retro-Commissioning | Retro-Commissioning | NonEquip | 5 |  | 21.99% | Tech/Econ | 16% | 92.2241 | 0.038886 | 0.00044676
Econ | College and University | Ventilation and Circulation | Individual room ventilation | TRC | Existing | NE4963 | VAV System | VAV System | NonEquip | 10 |  | 14.18% | Tech/Econ | 30% | 131.9324 | 0.03755 | 0.038107
Econ | College and University | Ventilation and Circulation | Individual room ventilation | TRC | Existing | NE4937 | Demand Controlled Ventilation | Demand Controlled Ventilation | NonEquip | 10 |  | 23.39% | Tech/Econ | 50% | 347.1905 | 0.036148 | 0.20351
Econ | College and University | Ventilation and Circulation | Individual room ventilation | TRC | Existing | NE4911 | CO Sensors for Parking Garage Exhaust | CO Sensors for Parking Garage Exhaust | NonEquip | 15 | Motor/Fan | 0% | Tech/Econ | 33% | 0 | 0 | 0
Econ | College and University | Space Heating | Individual room heating | TRC | New | NN5340 | Retro-Commissioning | Retro-Commissioning | NonEquip | 5 |  | 0% | Tech/Econ | 16% | 0 | 0 | 0
Econ | College and University | Space Heating | Individual room heating | TRC | New | NN4170 | Smart Thermostat | Smart Thermostat | NonEquip | 11 |  | 45.33% | Tech/Econ | 10% | 0 | 0 | 0
Econ | College and University | Space Heating | Individual room heating | TRC | New | NN3650 | Facility Energy Management System | Facility Energy Management System | NonEquip | 15 |  | 4.276% | Tech/Econ | 20% | 0 | 0 | 0
Econ | College and University | Space Heating | Individual room heating | TRC | New | NN3546 | Duct Sealing Repair | Duct Sealing Repair | NonEquip | 15 |  | 0% | Tech/Econ | 12% | 0 | 0 | 0
Econ | College and University | Space Heating | Individual room heating | TRC | New | NN3182 | Ceiling Insulation(R2 to R38) | Ceiling Insulation(R2 to R38) | NonEquip | 20 |  | 0% | Tech/Econ | 5.985% | 0 | 0 | 0
Econ | College and University | Space Heating | Individual room heating | TRC | Existing | NE5327 | Retro-Commissioning | Retro-Commissioning | NonEquip | 5 |  | 21.99% | Tech/Econ | 16% | 0 | 0 | 0
Econ | College and University | Space Heating | Individual room heating | TRC | Existing | NE4235 | Wall Insulation | Wall Insulation | NonEquip | 20 |  | 0% | Tech/Econ | 1.04% | 0 | 0 | 0
Econ | College and University | Space Heating | Individual room heating | TRC | Existing | NE4157 | Smart Thermostat | Smart Thermostat | NonEquip | 11 |  | 45.33% | Tech/Econ | 10% | 0 | 0 | 0
Econ | College and University | Space Heating | Individual room heating | TRC | Existing | NE3637 | Facility Energy Management System | Facility Energy Management System | NonEquip | 15 |  | 0.7167% | Tech/Econ | 20% | 0 | 0 | 0
Econ | College and University | Space Heating | Individual room heating | TRC | Existing | NE3533 | Duct Sealing Repair | Duct Sealing Repair | NonEquip | 15 |  | 0% | Tech/Econ | 12% | 0 | 0 | 0
Econ | College and University | Space Heating | Individual room heating | TRC | Existing | NE3169 | Ceiling Insulation(R2 to R38) | Ceiling Insulation(R2 to R38) | NonEquip | 20 |  | 0% | Tech/Econ | 6.605% | 0 | 0 | 0
Econ | College and University | Space Cooling | Individual room air conditioners | TRC | New | NN5366 | Retro-Commissioning | Retro-Commissioning | NonEquip | 5 |  | 0% | Tech/Econ | 16% | 0 | 0 | 0
Econ | College and University | Space Cooling | Individual room air conditioners | TRC | New | NN4196 | Thermal Energy Storage | Thermal Energy Storage | NonEquip | 20 |  | 66.67% | Tech/Econ | 0% | 0 | 0 | 0
Econ | College and University | Space Cooling | Individual room air conditioners | TRC | New | NN4144 | Smart Thermostat | Smart Thermostat | NonEquip | 11 |  | 45.33% | Tech/Econ | 10% | 13.9036 | 0.0011622 | 0
Econ | College and University | Space Cooling | Individual room air conditioners | TRC | New | NN3910 | HVAC tune-up_RTU | HVAC tune-up_RTU | NonEquip | 5 | Packaged air conditioning units (RTUs) | 0% | Tech/Econ | 5% | 0 | 0 | 0
Econ | College and University | Space Cooling | Individual room air conditioners | TRC | New | NN3884 | HVAC tune-up | HVAC tune-up | NonEquip | 5 | Residential-type central air conditioners | 0% | Tech/Econ | 5% | 0 | 0 | 0
Econ | College and University | Space Cooling | Individual room air conditioners | TRC | New | NN3676 | Facility Energy Management System | Facility Energy Management System | NonEquip | 15 |  | 4.276% | Tech/Econ | 20% | 4.1278 | 0.00061108 | 0
Econ | College and University | Space Cooling | Individual room air conditioners | TRC | New | NN3520 | Duct Sealing Repair | Duct Sealing Repair | NonEquip | 15 |  | 0% | Tech/Econ | 12% | 0 | 0 | 0
Econ | College and University | Space Cooling | Individual room air conditioners | TRC | New | NN3312 | Chilled Water System - Variable Speed Drives | Chilled Water System - Variable Speed Drives | NonEquip | 13 | Central chillers inside | 0% | Tech/Econ | 24.74% | 0 | 0 | 0
Econ | College and University | Space Cooling | Individual room air conditioners | TRC | New | NN3286 | Chilled Water Controls Optimization | Chilled Water Controls Optimization | NonEquip | 10 | Central chillers inside | 0% | Tech/Econ | 12.5% | 0 | 0 | 0
Econ | College and University | Space Cooling | Individual room air conditioners | TRC | New | NN3208 | Ceiling Insulation(R2 to R38) | Ceiling Insulation(R2 to R38) | NonEquip | 20 |  | 0% | Tech/Econ | 17.08% | 0 | 0 | 0
Econ | College and University | Space Cooling | Individual room air conditioners | TRC | New | NN3052 | Airside Economizer | Airside Economizer | NonEquip | 10 | Packaged air conditioning units (RTUs) | 0% | Tech/Econ | 5.556% | 0 | 0 | 0
Econ | College and University | Space Cooling | Individual room air conditioners | TRC | Existing | NE5353 | Retro-Commissioning | Retro-Commissioning | NonEquip | 5 |  | 21.99% | Tech/Econ | 16% | 2277.8477 | 0.96046 | 0
Econ | College and University | Space Cooling | Individual room air conditioners | TRC | Existing | NE4209 | Wall Insulation | Wall Insulation | NonEquip | 20 |  | 0% | Tech/Econ | 18.43% | 0 | 0 | 0
Econ | College and University | Space Cooling | Individual room air conditioners | TRC | Existing | NE4183 | Thermal Energy Storage | Thermal Energy Storage | NonEquip | 20 |  | 66.67% | Tech/Econ | 0% | 3.2221e-05 | -1.6517e-07 | -1.0833e-08
Econ | College and University | Space Cooling | Individual room air conditioners | TRC | Existing | NE4131 | Smart Thermostat | Smart Thermostat | NonEquip | 11 |  | 45.33% | Tech/Econ | 10% | 2827.2997 | 0.23632 | 0
Econ | College and University | Space Cooling | Individual room air conditioners | TRC | Existing | NE3897 | HVAC tune-up_RTU | HVAC tune-up_RTU | NonEquip | 5 | Packaged air conditioning units (RTUs) | 0% | Tech/Econ | 5% | 0 | 0 | 0
Econ | College and University | Space Cooling | Individual room air conditioners | TRC | Existing | NE3871 | HVAC tune-up | HVAC tune-up | NonEquip | 5 | Residential-type central air conditioners | 0% | Tech/Econ | 5% | 0 | 0 | 0
Econ | College and University | Space Cooling | Individual room air conditioners | TRC | Existing | NE3663 | Facility Energy Management System | Facility Energy Management System | NonEquip | 15 |  | 0.7167% | Tech/Econ | 20% | 89.5362 | 0.013255 | 0
Econ | College and University | Space Cooling | Individual room air conditioners | TRC | Existing | NE3507 | Duct Sealing Repair | Duct Sealing Repair | NonEquip | 15 |  | 0% | Tech/Econ | 12% | 0 | 0 | 0
Econ | College and University | Space Cooling | Individual room air conditioners | TRC | Existing | NE3299 | Chilled Water System - Variable Speed Drives | Chilled Water System - Variable Speed Drives | NonEquip | 13 | Central chillers inside | 0% | Tech/Econ | 24.74% | 0 | 0 | 0
Econ | College and University | Space Cooling | Individual room air conditioners | TRC | Existing | NE3273 | Chilled Water Controls Optimization | Chilled Water Controls Optimization | NonEquip | 10 | Central chillers inside | 0% | Tech/Econ | 12.5% | 0 | 0 | 0
Econ | College and University | Space Cooling | Individual room air conditioners | TRC | Existing | NE3195 | Ceiling Insulation(R2 to R38) | Ceiling Insulation(R2 to R38) | NonEquip | 20 |  | 0% | Tech/Econ | 17.08% | 0 | 0 | 0
Econ | College and University | Space Cooling | Individual room air conditioners | TRC | Existing | NE3039 | Airside Economizer | Airside Economizer | NonEquip | 10 | Packaged air conditioning units (RTUs) | 0% | Tech/Econ | 5.556% | 0 | 0 | 0
Econ | College and University | Interior Lighting | High bay | TRC | New | NN5262 | Retro-Commissioning | Retro-Commissioning | NonEquip | 5 |  | 0% | Tech/Econ | 16% | 0 | 0 | 0
Econ | College and University | Interior Lighting | High bay | TRC | New | NN4430 | Interior Lighting Controls | Interior Lighting Controls | NonEquip | 8 | Overhead (fluorescent/LED/CFL U-shape) | 0% | Tech/Econ | 28% | 0 | 0 | 0
Econ | College and University | Interior Lighting | High bay | TRC | New | NN3702 | Facility Energy Management System | Facility Energy Management System | NonEquip | 15 |  | 4.276% | Tech/Econ | 24% | 1319.5735 | 0.19535 | 0.16875
Econ | College and University | Interior Lighting | High bay | TRC | Existing | NE5249 | Retro-Commissioning | Retro-Commissioning | NonEquip | 5 |  | 21.99% | Tech/Econ | 16% | 533283.4248 | 224.8596 | 2.5834
Econ | College and University | Interior Lighting | High bay | TRC | Existing | NE4417 | Interior Lighting Controls | Interior Lighting Controls | NonEquip | 8 | Overhead (fluorescent/LED/CFL U-shape) | 0% | Tech/Econ | 28% | 0 | 0 | 0
Econ | College and University | Interior Lighting | High bay | TRC | Existing | NE3689 | Facility Energy Management System | Facility Energy Management System | NonEquip | 15 |  | 0.7167% | Tech/Econ | 24% | 25154.3597 | 3.7239 | 3.2168
Econ | College and University | Interior Lighting | High bay | TRC | Turnover | ET1641 | LED Linear - Fixture Replacement | LED Linear - Fixture Replacement | Equip | 15 | High bay | 24.1% | Tech/Econ | 50.28% | 2090219.206 | 219.0376 | 203.1691
Econ | College and University | Interior Lighting | High bay | TRC | Turnover | ET1524 | High Bay LED | High Bay LED | Equip | 15 | High bay | 0% | Tech/Econ | 64.78% | 0 | 0 | 0
Econ | College and University | Interior Lighting | High bay | TRC | Turnover | ET1485 | High Bay Fluorescent (T5) | High Bay Fluorescent (T5) | Equip | 15 | High bay | 0% | Tech/Econ | 64.14% | 0 | 0 | 0
Econ | College and University | Interior Lighting | High bay | TRC | New | EN1667 | LED Linear - Fixture Replacement | LED Linear - Fixture Replacement | Equip | 15 | High bay | 0% | Tech/Econ | 50.28% | 0 | 0 | 0
Econ | College and University | Interior Lighting | High bay | TRC | New | EN1550 | High Bay LED | High Bay LED | Equip | 15 | High bay | 0% | Tech/Econ | 64.78% | 0 | 0 | 0
Econ | College and University | Interior Lighting | High bay | TRC | New | EN1511 | High Bay Fluorescent (T5) | High Bay Fluorescent (T5) | Equip | 15 | High bay | 0% | Tech/Econ | 64.14% | 0 | 0 | 0
Econ | College and University | Space Heating | Forced air furnace | TRC | New | NN5340 | Retro-Commissioning | Retro-Commissioning | NonEquip | 5 |  | 0% | Tech/Econ | 16% | 0 | 0 | 0
Econ | College and University | Space Heating | Forced air furnace | TRC | New | NN4170 | Smart Thermostat | Smart Thermostat | NonEquip | 11 |  | 45.33% | Tech/Econ | 10% | 0 | 0 | 0
Econ | College and University | Space Heating | Forced air furnace | TRC | New | NN3650 | Facility Energy Management System | Facility Energy Management System | NonEquip | 15 |  | 4.276% | Tech/Econ | 20% | 0 | 0 | 0
Econ | College and University | Space Heating | Forced air furnace | TRC | New | NN3546 | Duct Sealing Repair | Duct Sealing Repair | NonEquip | 15 |  | 0% | Tech/Econ | 12% | 0 | 0 | 0
Econ | College and University | Space Heating | Forced air furnace | TRC | New | NN3182 | Ceiling Insulation(R2 to R38) | Ceiling Insulation(R2 to R38) | NonEquip | 20 |  | 0% | Tech/Econ | 5.985% | 0 | 0 | 0
Econ | College and University | Space Heating | Forced air furnace | TRC | Existing | NE5327 | Retro-Commissioning | Retro-Commissioning | NonEquip | 5 |  | 21.99% | Tech/Econ | 16% | 0 | 0 | 0
Econ | College and University | Space Heating | Forced air furnace | TRC | Existing | NE4235 | Wall Insulation | Wall Insulation | NonEquip | 20 |  | 0% | Tech/Econ | 1.04% | 0 | 0 | 0
Econ | College and University | Space Heating | Forced air furnace | TRC | Existing | NE4157 | Smart Thermostat | Smart Thermostat | NonEquip | 11 |  | 45.33% | Tech/Econ | 10% | 0 | 0 | 0
Econ | College and University | Space Heating | Forced air furnace | TRC | Existing | NE3637 | Facility Energy Management System | Facility Energy Management System | NonEquip | 15 |  | 0.7167% | Tech/Econ | 20% | 0 | 0 | 0
Econ | College and University | Space Heating | Forced air furnace | TRC | Existing | NE3533 | Duct Sealing Repair | Duct Sealing Repair | NonEquip | 15 |  | 0% | Tech/Econ | 12% | 0 | 0 | 0
Econ | College and University | Space Heating | Forced air furnace | TRC | Existing | NE3169 | Ceiling Insulation(R2 to R38) | Ceiling Insulation(R2 to R38) | NonEquip | 20 |  | 0% | Tech/Econ | 6.605% | 0 | 0 | 0
Econ | College and University | Exterior Lighting | Exterior parking/lot lighting | TRC | New | NN5288 | Retro-Commissioning | Retro-Commissioning | NonEquip | 5 |  | 0% | Tech/Econ | 16% | 0 | 0 | 0
Econ | College and University | Exterior Lighting | Exterior parking/lot lighting | TRC | New | NN2974 | Outdoor Lighting Controls | Outdoor Lighting Controls | NonEquip | 8 | Exterior parking/lot lighting | 30.95% | Tech/Econ | 28% | 2368.2828 | 0 | 0
Econ | College and University | Exterior Lighting | Exterior parking/lot lighting | TRC | New | NN2948 | Bi-Level Lighting Control (Exterior) | Bi-Level Lighting Control (Exterior) | NonEquip | 9 | Exterior parking/lot lighting | 13.75% | Tech/Econ | 31% | 1064.3696 | 0 | 0
Econ | College and University | Exterior Lighting | Exterior parking/lot lighting | TRC | Existing | NE5275 | Retro-Commissioning | Retro-Commissioning | NonEquip | 5 |  | 21.99% | Tech/Econ | 16% | 128986.444 | 0 | 0.62484
Econ | College and University | Exterior Lighting | Exterior parking/lot lighting | TRC | Existing | NE2961 | Outdoor Lighting Controls | Outdoor Lighting Controls | NonEquip | 8 | Exterior parking/lot lighting | 30.95% | Tech/Econ | 28% | 306493.399 | 0 | 0
Econ | College and University | Exterior Lighting | Exterior parking/lot lighting | TRC | Existing | NE2935 | Bi-Level Lighting Control (Exterior) | Bi-Level Lighting Control (Exterior) | NonEquip | 9 | Exterior parking/lot lighting | 13.75% | Tech/Econ | 31% | 137746.326 | 0 | 0
Econ | College and University | Exterior Lighting | Exterior parking/lot lighting | TRC | Turnover | ET705 | LED Parking Lighting | LED Parking Lighting | Equip | 18 | Exterior parking/lot lighting | 7.084% | Tech/Econ | 84% | 231944.8775 | 0 | 0
Econ | College and University | Exterior Lighting | Exterior parking/lot lighting | TRC | Turnover | ET510 | High Efficiency HID Lighting | High Efficiency HID Lighting | Equip | 13 | Exterior parking/lot lighting | 0% | Tech/Econ | 34.18% | 0 | 0 | 0
Econ | College and University | Exterior Lighting | Exterior parking/lot lighting | TRC | New | EN731 | LED Parking Lighting | LED Parking Lighting | Equip | 18 | Exterior parking/lot lighting | 7.084% | Tech/Econ | 84% | 1729.1881 | 0 | 0
Econ | College and University | Exterior Lighting | Exterior parking/lot lighting | TRC | New | EN536 | High Efficiency HID Lighting | High Efficiency HID Lighting | Equip | 13 | Exterior parking/lot lighting | 0% | Tech/Econ | 34.18% | 0 | 0 | 0
Econ | College and University | Exterior Lighting | Exterior marquis | TRC | New | NN5288 | Retro-Commissioning | Retro-Commissioning | NonEquip | 5 |  | 0% | Tech/Econ | 16% | 0 | 0 | 0
Econ | College and University | Exterior Lighting | Exterior marquis | TRC | New | NN2974 | Outdoor Lighting Controls | Outdoor Lighting Controls | NonEquip | 8 | Exterior parking/lot lighting | 0% | Tech/Econ | 28% | 0 | 0 | 0
Econ | College and University | Exterior Lighting | Exterior marquis | TRC | New | NN2948 | Bi-Level Lighting Control (Exterior) | Bi-Level Lighting Control (Exterior) | NonEquip | 9 | Exterior parking/lot lighting | 0% | Tech/Econ | 31% | 0 | 0 | 0
Econ | College and University | Exterior Lighting | Exterior marquis | TRC | Existing | NE5275 | Retro-Commissioning | Retro-Commissioning | NonEquip | 5 |  | 21.99% | Tech/Econ | 16% | 752.1571 | 0 | 0.0036436
Econ | College and University | Exterior Lighting | Exterior marquis | TRC | Existing | NE2961 | Outdoor Lighting Controls | Outdoor Lighting Controls | NonEquip | 8 | Exterior parking/lot lighting | 0% | Tech/Econ | 28% | 0 | 0 | 0
Econ | College and University | Exterior Lighting | Exterior marquis | TRC | Existing | NE2935 | Bi-Level Lighting Control (Exterior) | Bi-Level Lighting Control (Exterior) | NonEquip | 9 | Exterior parking/lot lighting | 0% | Tech/Econ | 31% | 0 | 0 | 0
Econ | College and University | Exterior Lighting | Exterior marquis | TRC | Turnover | ET627 | LED Exterior Lighting | LED Exterior Lighting | Equip | 13 | Exterior marquis | 4.624% | Tech/Econ | 60.51% | 577.0997 | 0 | 0
Econ | College and University | Exterior Lighting | Exterior marquis | TRC | Turnover | ET588 | LED Display Lighting (Exterior) | LED Display Lighting (Exterior) | Equip | 15 | Exterior marquis | 4.624% | Tech/Econ | 87.04% | 896.4487 | 0 | 0
Econ | College and University | Exterior Lighting | Exterior marquis | TRC | New | EN653 | LED Exterior Lighting | LED Exterior Lighting | Equip | 13 | Exterior marquis | 4.624% | Tech/Econ | 60.51% | 4.4593 | 0 | 0
Econ | College and University | Exterior Lighting | Exterior marquis | TRC | New | EN614 | LED Display Lighting (Exterior) | LED Display Lighting (Exterior) | Equip | 15 | Exterior marquis | 4.624% | Tech/Econ | 87.04% | 6.6832 | 0 | 0
Econ | College and University | Miscellaneous | Elevators/Escalators | TRC | New | NN5444 | Retro-Commissioning | Retro-Commissioning | NonEquip | 5 |  | 0% | Tech/Econ | 16% | 0 | 0 | 0
Econ | College and University | Miscellaneous | Elevators/Escalators | TRC | New | NN4534 | VSD Controlled Compressor | VSD Controlled Compressor | NonEquip | 15 | Others | 0% | Tech/Econ | 20.79% | 0 | 0 | 0
Econ | College and University | Miscellaneous | Elevators/Escalators | TRC | New | NN4482 | Engine Block Timer | Engine Block Timer | NonEquip | 5 | Others | 0% | Tech/Econ | 36% | 0 | 0 | 0
Econ | College and University | Miscellaneous | Elevators/Escalators | TRC | Existing | NE5431 | Retro-Commissioning | Retro-Commissioning | NonEquip | 5 |  | 21.99% | Tech/Econ | 16% | 28606.3112 | 12.0619 | 0.13858
Econ | College and University | Miscellaneous | Elevators/Escalators | TRC | Existing | NE4521 | VSD Controlled Compressor | VSD Controlled Compressor | NonEquip | 15 | Others | 0% | Tech/Econ | 20.79% | 0 | 0 | 0
Econ | College and University | Miscellaneous | Elevators/Escalators | TRC | Existing | NE4469 | Engine Block Timer | Engine Block Timer | NonEquip | 5 | Others | 0% | Tech/Econ | 36% | 0 | 0 | 0
Econ | College and University | Office Equipment | Document production | TRC | New | NN4586 | Smart Strip Plug Outlet | Smart Strip Plug Outlet | NonEquip | 4 |  | 43.9% | Tech/Econ | 1.187% | 313.0903 | 0.046555 | 0.032355
Econ | College and University | Office Equipment | Document production | TRC | New | NN4560 | Network PC Power Management | Network PC Power Management | NonEquip | 5 | Computers | 0% | Tech/Econ | 56.5% | 0 | 0 | 0
Econ | College and University | Office Equipment | Document production | TRC | Existing | NE4573 | Smart Strip Plug Outlet | Smart Strip Plug Outlet | NonEquip | 4 |  | 43.9% | Tech/Econ | 1.187% | 41996.4113 | 6.2446 | 4.3399
Econ | College and University | Office Equipment | Document production | TRC | Existing | NE4547 | Network PC Power Management | Network PC Power Management | NonEquip | 5 | Computers | 0% | Tech/Econ | 56.5% | 0 | 0 | 0
Econ | College and University | Space Cooling | District chilled water piped | TRC | New | NN5366 | Retro-Commissioning | Retro-Commissioning | NonEquip | 5 |  | 0% | Tech/Econ | 16% | 0 | 0 | 0
Econ | College and University | Space Cooling | District chilled water piped | TRC | New | NN4196 | Thermal Energy Storage | Thermal Energy Storage | NonEquip | 20 |  | 66.67% | Tech/Econ | 0% | 0 | 0 | 0
Econ | College and University | Space Cooling | District chilled water piped | TRC | New | NN4144 | Smart Thermostat | Smart Thermostat | NonEquip | 11 |  | 45.33% | Tech/Econ | 10% | 2518.6662 | 0.21053 | 0
Econ | College and University | Space Cooling | District chilled water piped | TRC | New | NN3910 | HVAC tune-up_RTU | HVAC tune-up_RTU | NonEquip | 5 | Packaged air conditioning units (RTUs) | 0% | Tech/Econ | 5% | 0 | 0 | 0
Econ | College and University | Space Cooling | District chilled water piped | TRC | New | NN3884 | HVAC tune-up | HVAC tune-up | NonEquip | 5 | Residential-type central air conditioners | 0% | Tech/Econ | 5% | 0 | 0 | 0
Econ | College and University | Space Cooling | District chilled water piped | TRC | New | NN3676 | Facility Energy Management System | Facility Energy Management System | NonEquip | 15 |  | 4.276% | Tech/Econ | 20% | 753.4873 | 0.11155 | 0
Econ | College and University | Space Cooling | District chilled water piped | TRC | New | NN3520 | Duct Sealing Repair | Duct Sealing Repair | NonEquip | 15 |  | 0% | Tech/Econ | 12% | 0 | 0 | 0
Econ | College and University | Space Cooling | District chilled water piped | TRC | New | NN3312 | Chilled Water System - Variable Speed Drives | Chilled Water System - Variable Speed Drives | NonEquip | 13 | Central chillers inside | 0% | Tech/Econ | 24.74% | 0 | 0 | 0
Econ | College and University | Space Cooling | District chilled water piped | TRC | New | NN3286 | Chilled Water Controls Optimization | Chilled Water Controls Optimization | NonEquip | 10 | Central chillers inside | 0% | Tech/Econ | 12.5% | 0 | 0 | 0
Econ | College and University | Space Cooling | District chilled water piped | TRC | New | NN3208 | Ceiling Insulation(R2 to R38) | Ceiling Insulation(R2 to R38) | NonEquip | 20 |  | 0% | Tech/Econ | 17.08% | 0 | 0 | 0
Econ | College and University | Space Cooling | District chilled water piped | TRC | New | NN3052 | Airside Economizer | Airside Economizer | NonEquip | 10 | Packaged air conditioning units (RTUs) | 0% | Tech/Econ | 5.556% | 0 | 0 | 0
Econ | College and University | Space Cooling | District chilled water piped | TRC | Existing | NE5353 | Retro-Commissioning | Retro-Commissioning | NonEquip | 5 |  | 21.99% | Tech/Econ | 16% | 431739.7536 | 182.0436 | 0
Econ | College and University | Space Cooling | District chilled water piped | TRC | Existing | NE4209 | Wall Insulation | Wall Insulation | NonEquip | 20 |  | 0% | Tech/Econ | 18.43% | 0 | 0 | 0
Econ | College and University | Space Cooling | District chilled water piped | TRC | Existing | NE4183 | Thermal Energy Storage | Thermal Energy Storage | NonEquip | 20 |  | 66.67% | Tech/Econ | 0% | 0.0058817 | -3.015e-05 | -1.9774e-06
Econ | College and University | Space Cooling | District chilled water piped | TRC | Existing | NE4131 | Smart Thermostat | Smart Thermostat | NonEquip | 11 |  | 45.33% | Tech/Econ | 10% | 512170.849 | 42.8107 | 0
Econ | College and University | Space Cooling | District chilled water piped | TRC | Existing | NE3897 | HVAC tune-up_RTU | HVAC tune-up_RTU | NonEquip | 5 | Packaged air conditioning units (RTUs) | 0% | Tech/Econ | 5% | 0 | 0 | 0
Econ | College and University | Space Cooling | District chilled water piped | TRC | Existing | NE3871 | HVAC tune-up | HVAC tune-up | NonEquip | 5 | Residential-type central air conditioners | 0% | Tech/Econ | 5% | 0 | 0 | 0
Econ | College and University | Space Cooling | District chilled water piped | TRC | Existing | NE3663 | Facility Energy Management System | Facility Energy Management System | NonEquip | 15 |  | 0.7167% | Tech/Econ | 20% | 16344.0532 | 2.4196 | 0
Econ | College and University | Space Cooling | District chilled water piped | TRC | Existing | NE3507 | Duct Sealing Repair | Duct Sealing Repair | NonEquip | 15 |  | 0% | Tech/Econ | 12% | 0 | 0 | 0
Econ | College and University | Space Cooling | District chilled water piped | TRC | Existing | NE3299 | Chilled Water System - Variable Speed Drives | Chilled Water System - Variable Speed Drives | NonEquip | 13 | Central chillers inside | 0% | Tech/Econ | 24.74% | 0 | 0 | 0
Econ | College and University | Space Cooling | District chilled water piped | TRC | Existing | NE3273 | Chilled Water Controls Optimization | Chilled Water Controls Optimization | NonEquip | 10 | Central chillers inside | 0% | Tech/Econ | 12.5% | 0 | 0 | 0
Econ | College and University | Space Cooling | District chilled water piped | TRC | Existing | NE3195 | Ceiling Insulation(R2 to R38) | Ceiling Insulation(R2 to R38) | NonEquip | 20 |  | 0% | Tech/Econ | 17.08% | 0 | 0 | 0
Econ | College and University | Space Cooling | District chilled water piped | TRC | Existing | NE3039 | Airside Economizer | Airside Economizer | NonEquip | 10 | Packaged air conditioning units (RTUs) | 0% | Tech/Econ | 5.556% | 0 | 0 | 0
Econ | College and University | Space Cooling | District chilled water piped | TRC | Turnover | ET939 | High Efficiency Chiller (Air Cooled, 50 tons) | High Efficiency Chiller (Air Cooled, 50 tons) | Equip | 20 | District chilled water piped | 28.37% | Tech/Econ | 8.759% | 294197.532 | 68.2256 | 15.7372
Econ | College and University | Space Cooling | District chilled water piped | TRC | Turnover | ET1095 | High Efficiency Chiller (Water cooled-positive displacement, 100 tons) | High Efficiency Chiller (Water cooled-positive displacement, 100 tons) | Equip | 20 | District chilled water piped | 28.37% | Tech/Econ | 2.683% | 86661.8615 | 27.8006 | 0.2737
Econ | College and University | Space Cooling | District chilled water piped | TRC | Turnover | ET1017 | High Efficiency Chiller (Water cooled-centrifugal, 200 tons) | High Efficiency Chiller (Water cooled-centrifugal, 200 tons) | Equip | 20 | District chilled water piped | 28.37% | Tech/Econ | 4.362% | 142881.9776 | 45.8357 | 0.45125
Econ | College and University | Space Cooling | District chilled water piped | TRC | New | EN965 | High Efficiency Chiller (Air Cooled, 50 tons) | High Efficiency Chiller (Air Cooled, 50 tons) | Equip | 20 | District chilled water piped | 28.37% | Tech/Econ | 8.759% | 2273.2723 | 0.52718 | 0.1216
Econ | College and University | Space Cooling | District chilled water piped | TRC | New | EN1121 | High Efficiency Chiller (Water cooled-positive displacement, 100 tons) | High Efficiency Chiller (Water cooled-positive displacement, 100 tons) | Equip | 20 | District chilled water piped | 28.37% | Tech/Econ | 2.683% | 664.8649 | 0.21328 | 0.0020998
Econ | College and University | Space Cooling | District chilled water piped | TRC | New | EN1043 | High Efficiency Chiller (Water cooled-centrifugal, 200 tons) | High Efficiency Chiller (Water cooled-centrifugal, 200 tons) | Equip | 20 | District chilled water piped | 28.37% | Tech/Econ | 4.362% | 1104.0529 | 0.35417 | 0.0034868
Econ | College and University | Refrigeration | Display cases | TRC | New | NN5314 | Retro-Commissioning | Retro-Commissioning | NonEquip | 5 |  | 0% | Tech/Econ | 16% | 0 | 0 | 0
Econ | College and University | Refrigeration | Display cases | TRC | New | NN4898 | Strip Curtains for Walk-ins | Strip Curtains for Walk-ins | NonEquip | 4 | Walk-in cooler | 0% | Tech/Econ | 2.115% | 0 | 0 | 0
Econ | College and University | Refrigeration | Display cases | TRC | New | NN4846 | PSC to ECM Evaporator Fan Motor (Walk-In, Refrigerator) | PSC to ECM Evaporator Fan Motor (Walk-In, Refrigerator) | NonEquip | 15 | Walk-in cooler | 0% | Tech/Econ | 37.5% | 0 | 0 | 0
Econ | College and University | Refrigeration | Display cases | TRC | New | NN4820 | PSC to ECM Evaporator Fan Motor (Reach-In) | PSC to ECM Evaporator Fan Motor (Reach-In) | NonEquip | 15 | Display cases | 68.68% | Tech/Econ | 37.5% | 47.6651 | 0.00618 | 0.0051765
Econ | College and University | Refrigeration | Display cases | TRC | New | NN4690 | Floating Head Pressure Controls | Floating Head Pressure Controls | NonEquip | 15 |  | 27.37% | Tech/Econ | 6.05% | 3.1165 | 0.00040407 | 0.00033846
Econ | College and University | Refrigeration | Display cases | TRC | New | NN4612 | Anti-Sweat Controls | Anti-Sweat Controls | NonEquip | 8 | Display cases | 0% | Tech/Econ | 85% | 0 | 0 | 0
Econ | College and University | Refrigeration | Display cases | TRC | Existing | NE5301 | Retro-Commissioning | Retro-Commissioning | NonEquip | 5 |  | 21.99% | Tech/Econ | 16% | 873.3668 | 0.36826 | 0.0042308
Econ | College and University | Refrigeration | Display cases | TRC | Existing | NE4885 | Strip Curtains for Walk-ins | Strip Curtains for Walk-ins | NonEquip | 4 | Walk-in cooler | 0% | Tech/Econ | 2.115% | 0 | 0 | 0
Econ | College and University | Refrigeration | Display cases | TRC | Existing | NE4833 | PSC to ECM Evaporator Fan Motor (Walk-In, Refrigerator) | PSC to ECM Evaporator Fan Motor (Walk-In, Refrigerator) | NonEquip | 15 | Walk-in cooler | 0% | Tech/Econ | 37.5% | 0 | 0 | 0
Econ | College and University | Refrigeration | Display cases | TRC | Existing | NE4807 | PSC to ECM Evaporator Fan Motor (Reach-In) | PSC to ECM Evaporator Fan Motor (Reach-In) | NonEquip | 15 | Display cases | 17.17% | Tech/Econ | 37.5% | 1421.4268 | 0.1843 | 0.15437
Econ | College and University | Refrigeration | Display cases | TRC | Existing | NE4703 | Freezer-Cooler Replacement Gaskets | Freezer-Cooler Replacement Gaskets | NonEquip | 4 | Display cases | 63.61% | Tech/Econ | 3.131% | 411.316 | 0.053329 | 0.04467
Econ | College and University | Refrigeration | Display cases | TRC | Existing | NE4677 | Floating Head Pressure Controls | Floating Head Pressure Controls | NonEquip | 15 |  | 27.37% | Tech/Econ | 6.05% | 418.0367 | 0.054201 | 0.0454
Econ | College and University | Refrigeration | Display cases | TRC | Existing | NE4599 | Anti-Sweat Controls | Anti-Sweat Controls | NonEquip | 8 | Display cases | 9.21% | Tech/Econ | 85% | 1874.9822 | 0.2431 | 0.20363
Econ | College and University | Refrigeration | Display cases | TRC | Turnover | ET2610 | Refrigerated Display Case LED Lighting | Refrigerated Display Case LED Lighting | Equip | 8 | Display cases | 0% | Tech/Econ | 6.613% | 0 | 0 | 0
Econ | College and University | Refrigeration | Display cases | TRC | Turnover | ET2454 | Energy Star Commercial Solid Door Refrigerator | Energy Star Commercial Solid Door Refrigerator | Equip | 12 | Display cases | 0% | Tech/Econ | 50.28% | 0 | 0 | 0
Econ | College and University | Refrigeration | Display cases | TRC | Turnover | ET2415 | Energy Star Commercial Solid Door Freezer | Energy Star Commercial Solid Door Freezer | Equip | 12 | Display cases | 0% | Tech/Econ | 42.11% | 0 | 0 | 0
Econ | College and University | Refrigeration | Display cases | TRC | Turnover | ET2376 | Energy Star Commercial Glass Door Refrigerator | Energy Star Commercial Glass Door Refrigerator | Equip | 12 | Display cases | 0% | Tech/Econ | 37.88% | 0 | 0 | 0
Econ | College and University | Refrigeration | Display cases | TRC | Turnover | ET2337 | Energy Star Commercial Glass Door Freezer | Energy Star Commercial Glass Door Freezer | Equip | 12 | Display cases | 0% | Tech/Econ | 40.57% | 0 | 0 | 0
Econ | College and University | Refrigeration | Display cases | TRC | New | EN2480 | Energy Star Commercial Solid Door Refrigerator | Energy Star Commercial Solid Door Refrigerator | Equip | 12 | Display cases | 0% | Tech/Econ | 50.28% | 0 | 0 | 0
Econ | College and University | Refrigeration | Display cases | TRC | New | EN2441 | Energy Star Commercial Solid Door Freezer | Energy Star Commercial Solid Door Freezer | Equip | 12 | Display cases | 0% | Tech/Econ | 42.11% | 0 | 0 | 0
Econ | College and University | Refrigeration | Display cases | TRC | New | EN2402 | Energy Star Commercial Glass Door Refrigerator | Energy Star Commercial Glass Door Refrigerator | Equip | 12 | Display cases | 0% | Tech/Econ | 37.88% | 0 | 0 | 0
Econ | College and University | Refrigeration | Display cases | TRC | New | EN2363 | Energy Star Commercial Glass Door Freezer | Energy Star Commercial Glass Door Freezer | Equip | 12 | Display cases | 0% | Tech/Econ | 40.57% | 0 | 0 | 0
Econ | College and University | Cooking | Cooking Other | TRC | Turnover | ET3 | Efficient Exhaust Hood | Efficient Exhaust Hood | Equip | 15 | Cooking Other | 10.93% | Tech/Econ | 42.5% | 9033.2182 | 1.9748 | 0.77512
Econ | College and University | Cooking | Cooking Other | TRC | Turnover | ET159 | Energy Star Hot Food Holding Cabinet | Energy Star Hot Food Holding Cabinet | Equip | 12 | Cooking Other | 26.95% | Tech/Econ | 52.67% | 26328.1051 | 4.8486 | 2.3461
Econ | College and University | Cooking | Cooking Other | TRC | Turnover | ET120 | Energy Star Griddle | Energy Star Griddle | Equip | 12 | Cooking Other | 41% | Tech/Econ | 12.08% | 10133.9576 | 1.6745 | 0.42855
Econ | College and University | Cooking | Cooking Other | TRC | New | EN29 | Efficient Exhaust Hood | Efficient Exhaust Hood | Equip | 15 | Cooking Other | 10.93% | Tech/Econ | 42.5% | 67.3442 | 0.014723 | 0.0057786
Econ | College and University | Cooking | Cooking Other | TRC | New | EN185 | Energy Star Hot Food Holding Cabinet | Energy Star Hot Food Holding Cabinet | Equip | 12 | Cooking Other | 26.95% | Tech/Econ | 52.67% | 196.2805 | 0.036147 | 0.017491
Econ | College and University | Cooking | Cooking Other | TRC | New | EN146 | Energy Star Griddle | Energy Star Griddle | Equip | 12 | Cooking Other | 41% | Tech/Econ | 12.08% | 75.5504 | 0.012484 | 0.0031949
Econ | College and University | Office Equipment | Computers | TRC | New | NN4586 | Smart Strip Plug Outlet | Smart Strip Plug Outlet | NonEquip | 4 |  | 43.9% | Tech/Econ | 1.187% | 94.1263 | 0.013996 | 0.009727
Econ | College and University | Office Equipment | Computers | TRC | New | NN4560 | Network PC Power Management | Network PC Power Management | NonEquip | 5 | Computers | 22.4% | Tech/Econ | 56.5% | 2273.9754 | 0.30555 | 0.26379
Econ | College and University | Office Equipment | Computers | TRC | Existing | NE4573 | Smart Strip Plug Outlet | Smart Strip Plug Outlet | NonEquip | 4 |  | 43.9% | Tech/Econ | 1.187% | 12625.6426 | 1.8774 | 1.3047
Econ | College and University | Office Equipment | Computers | TRC | Existing | NE4547 | Network PC Power Management | Network PC Power Management | NonEquip | 5 | Computers | 22.4% | Tech/Econ | 56.5% | 305019.9936 | 40.9851 | 35.3836
Econ | College and University | Office Equipment | Computers | TRC | Turnover | ET2181 | Energy Star PCs | Energy Star PCs | Equip | 4 | Computers | 35% | Tech/Econ | 43.34% | 433307.1829 | 83.1541 | 83.1541
Econ | College and University | Office Equipment | Computers | TRC | New | EN2207 | Energy Star PCs | Energy Star PCs | Equip | 4 | Computers | 35% | Tech/Econ | 43.34% | 3230.3779 | 0.61993 | 0.61993
Econ | College and University | Domestic Hot Water | Centralized water heaters | TRC | New | NN5418 | Retro-Commissioning | Retro-Commissioning | NonEquip | 5 |  | 0% | Tech/Econ | 16% | 0 | 0 | 0
Econ | College and University | Domestic Hot Water | Centralized water heaters | TRC | New | NN2922 | Thermostatic Shower Restriction Valve | Thermostatic Shower Restriction Valve | NonEquip | 10 | Centralized water heaters | 0% | Tech/Econ | 20.22% | 0 | 0 | 0
Econ | College and University | Domestic Hot Water | Centralized water heaters | TRC | New | NN2896 | Tank Wrap on Water Heater | Tank Wrap on Water Heater | NonEquip | 7 | Centralized water heaters | 0% | Tech/Econ | 1.526% | 0 | 0 | 0
Econ | College and University | Domestic Hot Water | Centralized water heaters | TRC | New | NN2870 | Low-Flow Pre-Rinse Sprayers | Low-Flow Pre-Rinse Sprayers | NonEquip | 5 | Centralized water heaters | 27.37% | Tech/Econ | 1.372% | 0 | 0 | 0
Econ | College and University | Domestic Hot Water | Centralized water heaters | TRC | New | NN2844 | Low Flow Shower Head | Low Flow Shower Head | NonEquip | 10 | Centralized water heaters | 74.65% | Tech/Econ | 4.097% | 380.408 | 0.026689 | 0.14002
Econ | College and University | Domestic Hot Water | Centralized water heaters | TRC | New | NN2818 | Hot Water Pipe Insulation | Hot Water Pipe Insulation | NonEquip | 13 | Centralized water heaters | 22.45% | Tech/Econ | 8.194% | 0 | 0 | 0
Econ | College and University | Domestic Hot Water | Centralized water heaters | TRC | New | NN2792 | Hot Water Circulation Pump Control | Hot Water Circulation Pump Control | NonEquip | 15 | Centralized water heaters | 0% | Tech/Econ | 3.935% | 0 | 0 | 0
Econ | College and University | Domestic Hot Water | Centralized water heaters | TRC | New | NN2766 | Faucet Aerator | Faucet Aerator | NonEquip | 10 | Centralized water heaters | 23.64% | Tech/Econ | 1.682% | 0 | 0 | 0
Econ | College and University | Domestic Hot Water | Centralized water heaters | TRC | Existing | NE5405 | Retro-Commissioning | Retro-Commissioning | NonEquip | 5 |  | 21.99% | Tech/Econ | 16% | 30493.2979 | 12.8575 | 0.14772
Econ | College and University | Domestic Hot Water | Centralized water heaters | TRC | Existing | NE2909 | Thermostatic Shower Restriction Valve | Thermostatic Shower Restriction Valve | NonEquip | 10 | Centralized water heaters | 74.65% | Tech/Econ | 19.34% | 240918.0636 | 16.9027 | 88.6752
Econ | College and University | Domestic Hot Water | Centralized water heaters | TRC | Existing | NE2883 | Tank Wrap on Water Heater | Tank Wrap on Water Heater | NonEquip | 7 | Centralized water heaters | 0% | Tech/Econ | 1.526% | 0 | 0 | 0
Econ | College and University | Domestic Hot Water | Centralized water heaters | TRC | Existing | NE2857 | Low-Flow Pre-Rinse Sprayers | Low-Flow Pre-Rinse Sprayers | NonEquip | 5 | Centralized water heaters | 27.37% | Tech/Econ | 1.308% | 4508.5312 | 0.41564 | 1.0865
Econ | College and University | Domestic Hot Water | Centralized water heaters | TRC | Existing | NE2831 | Low Flow Shower Head | Low Flow Shower Head | NonEquip | 10 | Centralized water heaters | 74.65% | Tech/Econ | 3.919% | 41763.8282 | 2.9301 | 15.3721
Econ | College and University | Domestic Hot Water | Centralized water heaters | TRC | Existing | NE2805 | Hot Water Pipe Insulation | Hot Water Pipe Insulation | NonEquip | 13 | Centralized water heaters | 4.299% | Tech/Econ | 7.839% | 2930.6087 | 0.33454 | 0.33454
Econ | College and University | Domestic Hot Water | Centralized water heaters | TRC | Existing | NE2779 | Hot Water Circulation Pump Control | Hot Water Circulation Pump Control | NonEquip | 15 | Centralized water heaters | 70.18% | Tech/Econ | 3.765% | 22091.0056 | 2.751 | 2.751
Econ | College and University | Domestic Hot Water | Centralized water heaters | TRC | Existing | NE2753 | Faucet Aerator | Faucet Aerator | NonEquip | 10 | Centralized water heaters | 23.64% | Tech/Econ | 1.609% | 4809.0269 | 0.44335 | 1.159
Econ | College and University | Domestic Hot Water | Centralized water heaters | TRC | Turnover | ET432 | Solar Water Heater | Solar Water Heater | Equip | 15 | Centralized water heaters | 0% | Tech/Econ | 76.67% | 0 | 0 | 0
Econ | College and University | Domestic Hot Water | Centralized water heaters | TRC | Turnover | ET354 | Heat Pump Water Heater | Heat Pump Water Heater | Equip | 10 | Centralized water heaters | 46.98% | Tech/Econ | 65.32% | 385031.6008 | 20.4799 | 110.7855
Econ | College and University | Domestic Hot Water | Centralized water heaters | TRC | Turnover | ET276 | Energy Star Commercial Dishwasher | Energy Star Commercial Dishwasher | Equip | 15 | Centralized water heaters | 29.7% | Tech/Econ | 29.58% | 121752.2485 | 8.8345 | -0.00093992
Econ | College and University | Domestic Hot Water | Centralized water heaters | TRC | New | EN458 | Solar Water Heater | Solar Water Heater | Equip | 15 | Centralized water heaters | 0% | Tech/Econ | 76.67% | 0 | 0 | 0
Econ | College and University | Domestic Hot Water | Centralized water heaters | TRC | New | EN380 | Heat Pump Water Heater | Heat Pump Water Heater | Equip | 10 | Centralized water heaters | 46.98% | Tech/Econ | 65.32% | 0 | 0 | 0
Econ | College and University | Domestic Hot Water | Centralized water heaters | TRC | New | EN302 | Energy Star Commercial Dishwasher | Energy Star Commercial Dishwasher | Equip | 15 | Centralized water heaters | 29.7% | Tech/Econ | 29.58% | 904.0768 | 0.065601 | -6.9794e-06
Econ | College and University | Space Cooling | Central chillers inside | TRC | New | NN5366 | Retro-Commissioning | Retro-Commissioning | NonEquip | 5 |  | 0% | Tech/Econ | 16% | 0 | 0 | 0
Econ | College and University | Space Cooling | Central chillers inside | TRC | New | NN4196 | Thermal Energy Storage | Thermal Energy Storage | NonEquip | 20 |  | 66.67% | Tech/Econ | 0% | 0 | 0 | 0
Econ | College and University | Space Cooling | Central chillers inside | TRC | New | NN4144 | Smart Thermostat | Smart Thermostat | NonEquip | 11 |  | 45.33% | Tech/Econ | 10% | 170.1349 | 0.014221 | 0
Econ | College and University | Space Cooling | Central chillers inside | TRC | New | NN3910 | HVAC tune-up_RTU | HVAC tune-up_RTU | NonEquip | 5 | Packaged air conditioning units (RTUs) | 0% | Tech/Econ | 5% | 0 | 0 | 0
Econ | College and University | Space Cooling | Central chillers inside | TRC | New | NN3884 | HVAC tune-up | HVAC tune-up | NonEquip | 5 | Residential-type central air conditioners | 0% | Tech/Econ | 5% | 0 | 0 | 0
Econ | College and University | Space Cooling | Central chillers inside | TRC | New | NN3676 | Facility Energy Management System | Facility Energy Management System | NonEquip | 15 |  | 4.276% | Tech/Econ | 20% | 50.5104 | 0.0074777 | 0
Econ | College and University | Space Cooling | Central chillers inside | TRC | New | NN3520 | Duct Sealing Repair | Duct Sealing Repair | NonEquip | 15 |  | 0% | Tech/Econ | 12% | 0 | 0 | 0
Econ | College and University | Space Cooling | Central chillers inside | TRC | New | NN3312 | Chilled Water System - Variable Speed Drives | Chilled Water System - Variable Speed Drives | NonEquip | 13 | Central chillers inside | 73.99% | Tech/Econ | 24.74% | 1151.72 | 0.10713 | 0.024349
Econ | College and University | Space Cooling | Central chillers inside | TRC | New | NN3286 | Chilled Water Controls Optimization | Chilled Water Controls Optimization | NonEquip | 10 | Central chillers inside | 34.04% | Tech/Econ | 12.5% | 313.6918 | 0.060087 | 0.0065125
Econ | College and University | Space Cooling | Central chillers inside | TRC | New | NN3208 | Ceiling Insulation(R2 to R38) | Ceiling Insulation(R2 to R38) | NonEquip | 20 |  | 0% | Tech/Econ | 17.08% | 0 | 0 | 0
Econ | College and University | Space Cooling | Central chillers inside | TRC | New | NN3052 | Airside Economizer | Airside Economizer | NonEquip | 10 | Packaged air conditioning units (RTUs) | 0% | Tech/Econ | 5.556% | 0 | 0 | 0
Econ | College and University | Space Cooling | Central chillers inside | TRC | Existing | NE5353 | Retro-Commissioning | Retro-Commissioning | NonEquip | 5 |  | 21.99% | Tech/Econ | 16% | 33308.7027 | 14.0447 | 0
Econ | College and University | Space Cooling | Central chillers inside | TRC | Existing | NE4209 | Wall Insulation | Wall Insulation | NonEquip | 20 |  | 0% | Tech/Econ | 18.43% | 0 | 0 | 0
Econ | College and University | Space Cooling | Central chillers inside | TRC | Existing | NE4183 | Thermal Energy Storage | Thermal Energy Storage | NonEquip | 20 |  | 66.67% | Tech/Econ | 0% | 0.00037071 | -1.9003e-06 | -1.2463e-07
Econ | College and University | Space Cooling | Central chillers inside | TRC | Existing | NE4131 | Smart Thermostat | Smart Thermostat | NonEquip | 11 |  | 45.33% | Tech/Econ | 10% | 32280.9671 | 2.6983 | 0
Econ | College and University | Space Cooling | Central chillers inside | TRC | Existing | NE3897 | HVAC tune-up_RTU | HVAC tune-up_RTU | NonEquip | 5 | Packaged air conditioning units (RTUs) | 0% | Tech/Econ | 5% | 0 | 0 | 0
Econ | College and University | Space Cooling | Central chillers inside | TRC | Existing | NE3871 | HVAC tune-up | HVAC tune-up | NonEquip | 5 | Residential-type central air conditioners | 0% | Tech/Econ | 5% | 0 | 0 | 0
Econ | College and University | Space Cooling | Central chillers inside | TRC | Existing | NE3663 | Facility Energy Management System | Facility Energy Management System | NonEquip | 15 |  | 0.7167% | Tech/Econ | 20% | 1030.1286 | 0.1525 | 0
Econ | College and University | Space Cooling | Central chillers inside | TRC | Existing | NE3507 | Duct Sealing Repair | Duct Sealing Repair | NonEquip | 15 |  | 0% | Tech/Econ | 12% | 0 | 0 | 0
Econ | College and University | Space Cooling | Central chillers inside | TRC | Existing | NE3299 | Chilled Water System - Variable Speed Drives | Chilled Water System - Variable Speed Drives | NonEquip | 13 | Central chillers inside | 73.99% | Tech/Econ | 24.74% | 167201.0863 | 15.552 | 3.5349
Econ | College and University | Space Cooling | Central chillers inside | TRC | Existing | NE3273 | Chilled Water Controls Optimization | Chilled Water Controls Optimization | NonEquip | 10 | Central chillers inside | 34.04% | Tech/Econ | 12.5% | 42077.0879 | 8.0597 | 0.87355
Econ | College and University | Space Cooling | Central chillers inside | TRC | Existing | NE3195 | Ceiling Insulation(R2 to R38) | Ceiling Insulation(R2 to R38) | NonEquip | 20 |  | 0% | Tech/Econ | 17.08% | 0 | 0 | 0
Econ | College and University | Space Cooling | Central chillers inside | TRC | Existing | NE3039 | Airside Economizer | Airside Economizer | NonEquip | 10 | Packaged air conditioning units (RTUs) | 0% | Tech/Econ | 5.556% | 0 | 0 | 0
Econ | College and University | Space Cooling | Central chillers inside | TRC | Turnover | ET978 | High Efficiency Chiller (Water cooled-centrifugal, 200 tons) | High Efficiency Chiller (Water cooled-centrifugal, 200 tons) | Equip | 20 | Central chillers inside | 28.37% | Tech/Econ | 4.362% | 9005.5271 | 2.8889 | 0.028441
Econ | College and University | Space Cooling | Central chillers inside | TRC | Turnover | ET900 | High Efficiency Chiller (Air Cooled, 50 tons) | High Efficiency Chiller (Air Cooled, 50 tons) | Equip | 20 | Central chillers inside | 28.37% | Tech/Econ | 8.759% | 18542.6032 | 4.3001 | 0.99188
Econ | College and University | Space Cooling | Central chillers inside | TRC | Turnover | ET1056 | High Efficiency Chiller (Water cooled-positive displacement, 100 tons) | High Efficiency Chiller (Water cooled-positive displacement, 100 tons) | Equip | 20 | Central chillers inside | 28.37% | Tech/Econ | 2.683% | 5462.1006 | 1.7522 | 0.017251
Econ | College and University | Space Cooling | Central chillers inside | TRC | New | EN926 | High Efficiency Chiller (Air Cooled, 50 tons) | High Efficiency Chiller (Air Cooled, 50 tons) | Equip | 20 | Central chillers inside | 28.37% | Tech/Econ | 8.759% | 0 | 0 | 0
Econ | College and University | Space Cooling | Central chillers inside | TRC | New | EN1082 | High Efficiency Chiller (Water cooled-positive displacement, 100 tons) | High Efficiency Chiller (Water cooled-positive displacement, 100 tons) | Equip | 20 | Central chillers inside | 28.37% | Tech/Econ | 2.683% | 0 | 0 | 0
Econ | College and University | Space Cooling | Central chillers inside | TRC | New | EN1004 | High Efficiency Chiller (Water cooled-centrifugal, 200 tons) | High Efficiency Chiller (Water cooled-centrifugal, 200 tons) | Equip | 20 | Central chillers inside | 28.37% | Tech/Econ | 4.362% | 0 | 0 | 0
Econ | College and University | Ventilation and Circulation | Central air-handling unit | TRC | New | NN5392 | Retro-Commissioning | Retro-Commissioning | NonEquip | 5 |  | 0% | Tech/Econ | 16% | 0 | 0 | 0
Econ | College and University | Ventilation and Circulation | Central air-handling unit | TRC | New | NN4976 | VAV System | VAV System | NonEquip | 10 |  | 14.18% | Tech/Econ | 30% | 3943.6216 | 1.1224 | 1.1391
Econ | College and University | Ventilation and Circulation | Central air-handling unit | TRC | New | NN4950 | Demand Controlled Ventilation | Demand Controlled Ventilation | NonEquip | 10 |  | 23.39% | Tech/Econ | 50% | 10377.9499 | 1.0805 | 6.0832
Econ | College and University | Ventilation and Circulation | Central air-handling unit | TRC | New | NN4924 | CO Sensors for Parking Garage Exhaust | CO Sensors for Parking Garage Exhaust | NonEquip | 15 | Motor/Fan | 0% | Tech/Econ | 33% | 0 | 0 | 0
Econ | College and University | Ventilation and Circulation | Central air-handling unit | TRC | Existing | NE5379 | Retro-Commissioning | Retro-Commissioning | NonEquip | 5 |  | 21.99% | Tech/Econ | 16% | 369768.9784 | 155.9135 | 1.7912
Econ | College and University | Ventilation and Circulation | Central air-handling unit | TRC | Existing | NE4963 | VAV System | VAV System | NonEquip | 10 |  | 14.18% | Tech/Econ | 30% | 528978.2111 | 150.5546 | 152.7881
Econ | College and University | Ventilation and Circulation | Central air-handling unit | TRC | Existing | NE4937 | Demand Controlled Ventilation | Demand Controlled Ventilation | NonEquip | 10 |  | 23.39% | Tech/Econ | 50% | 1392047.717 | 144.9326 | 815.9704
Econ | College and University | Ventilation and Circulation | Central air-handling unit | TRC | Existing | NE4911 | CO Sensors for Parking Garage Exhaust | CO Sensors for Parking Garage Exhaust | NonEquip | 15 | Motor/Fan | 0% | Tech/Econ | 33% | 0 | 0 | 0
Econ | College and University | Interior Lighting | case lighting | TRC | New | NN5262 | Retro-Commissioning | Retro-Commissioning | NonEquip | 5 |  | 0% | Tech/Econ | 16% | 0 | 0 | 0
Econ | College and University | Interior Lighting | case lighting | TRC | New | NN4430 | Interior Lighting Controls | Interior Lighting Controls | NonEquip | 8 | Overhead (fluorescent/LED/CFL U-shape) | 0% | Tech/Econ | 28% | 0 | 0 | 0
Econ | College and University | Interior Lighting | case lighting | TRC | New | NN3702 | Facility Energy Management System | Facility Energy Management System | NonEquip | 15 |  | 4.276% | Tech/Econ | 24% | 3.1482 | 0.00046607 | 0.0004026
Econ | College and University | Interior Lighting | case lighting | TRC | Existing | NE5249 | Retro-Commissioning | Retro-Commissioning | NonEquip | 5 |  | 21.99% | Tech/Econ | 16% | 1447.7473 | 0.61044 | 0.0070132
Econ | College and University | Interior Lighting | case lighting | TRC | Existing | NE4417 | Interior Lighting Controls | Interior Lighting Controls | NonEquip | 8 | Overhead (fluorescent/LED/CFL U-shape) | 0% | Tech/Econ | 28% | 0 | 0 | 0
Econ | College and University | Interior Lighting | case lighting | TRC | Existing | NE3689 | Facility Energy Management System | Facility Energy Management System | NonEquip | 15 |  | 0.7167% | Tech/Econ | 24% | 68.2886 | 0.01011 | 0.0087329
Econ | College and University | Space Heating | Boilers | TRC | New | NN5340 | Retro-Commissioning | Retro-Commissioning | NonEquip | 5 |  | 0% | Tech/Econ | 16% | 0 | 0 | 0
Econ | College and University | Space Heating | Boilers | TRC | New | NN4170 | Smart Thermostat | Smart Thermostat | NonEquip | 11 |  | 45.33% | Tech/Econ | 10% | 16.9103 | 0 | 0.00041758
Econ | College and University | Space Heating | Boilers | TRC | New | NN3650 | Facility Energy Management System | Facility Energy Management System | NonEquip | 15 |  | 4.276% | Tech/Econ | 20% | 3.218 | 0 | 0.00041153
Econ | College and University | Space Heating | Boilers | TRC | New | NN3546 | Duct Sealing Repair | Duct Sealing Repair | NonEquip | 15 |  | 0% | Tech/Econ | 12% | 0 | 0 | 0
Econ | College and University | Space Heating | Boilers | TRC | New | NN3182 | Ceiling Insulation(R2 to R38) | Ceiling Insulation(R2 to R38) | NonEquip | 20 |  | 0% | Tech/Econ | 5.985% | 0 | 0 | 0
Econ | College and University | Space Heating | Boilers | TRC | Existing | NE5327 | Retro-Commissioning | Retro-Commissioning | NonEquip | 5 |  | 21.99% | Tech/Econ | 16% | 1775.8219 | 0 | 0.0086025
Econ | College and University | Space Heating | Boilers | TRC | Existing | NE4235 | Wall Insulation | Wall Insulation | NonEquip | 20 |  | 0% | Tech/Econ | 1.04% | 0 | 0 | 0
Econ | College and University | Space Heating | Boilers | TRC | Existing | NE4157 | Smart Thermostat | Smart Thermostat | NonEquip | 11 |  | 45.33% | Tech/Econ | 10% | 2204.1775 | 0 | 0.05443
Econ | College and University | Space Heating | Boilers | TRC | Existing | NE3637 | Facility Energy Management System | Facility Energy Management System | NonEquip | 15 |  | 0.7167% | Tech/Econ | 20% | 69.8029 | 0 | 0.0089266
Econ | College and University | Space Heating | Boilers | TRC | Existing | NE3533 | Duct Sealing Repair | Duct Sealing Repair | NonEquip | 15 |  | 0% | Tech/Econ | 12% | 0 | 0 | 0
Econ | College and University | Space Heating | Boilers | TRC | Existing | NE3169 | Ceiling Insulation(R2 to R38) | Ceiling Insulation(R2 to R38) | NonEquip | 20 |  | 0% | Tech/Econ | 6.605% | 0 | 0 | 0
Econ | College and University | Domestic Hot Water | "Point-of-Use" water heaters | TRC | New | NN5418 | Retro-Commissioning | Retro-Commissioning | NonEquip | 5 |  | 0% | Tech/Econ | 16% | 0 | 0 | 0
Econ | College and University | Domestic Hot Water | "Point-of-Use" water heaters | TRC | New | NN2922 | Thermostatic Shower Restriction Valve | Thermostatic Shower Restriction Valve | NonEquip | 10 | Centralized water heaters | 0% | Tech/Econ | 20.22% | 0 | 0 | 0
Econ | College and University | Domestic Hot Water | "Point-of-Use" water heaters | TRC | New | NN2896 | Tank Wrap on Water Heater | Tank Wrap on Water Heater | NonEquip | 7 | Centralized water heaters | 0% | Tech/Econ | 1.526% | 0 | 0 | 0
Econ | College and University | Domestic Hot Water | "Point-of-Use" water heaters | TRC | New | NN2870 | Low-Flow Pre-Rinse Sprayers | Low-Flow Pre-Rinse Sprayers | NonEquip | 5 | Centralized water heaters | 0% | Tech/Econ | 1.372% | 0 | 0 | 0
Econ | College and University | Domestic Hot Water | "Point-of-Use" water heaters | TRC | New | NN2844 | Low Flow Shower Head | Low Flow Shower Head | NonEquip | 10 | Centralized water heaters | 0% | Tech/Econ | 4.097% | 0 | 0 | 0
Econ | College and University | Domestic Hot Water | "Point-of-Use" water heaters | TRC | New | NN2818 | Hot Water Pipe Insulation | Hot Water Pipe Insulation | NonEquip | 13 | Centralized water heaters | 0% | Tech/Econ | 8.194% | 0 | 0 | 0
Econ | College and University | Domestic Hot Water | "Point-of-Use" water heaters | TRC | New | NN2792 | Hot Water Circulation Pump Control | Hot Water Circulation Pump Control | NonEquip | 15 | Centralized water heaters | 0% | Tech/Econ | 3.935% | 0 | 0 | 0
Econ | College and University | Domestic Hot Water | "Point-of-Use" water heaters | TRC | New | NN2766 | Faucet Aerator | Faucet Aerator | NonEquip | 10 | Centralized water heaters | 0% | Tech/Econ | 1.682% | 0 | 0 | 0
Econ | College and University | Domestic Hot Water | "Point-of-Use" water heaters | TRC | Existing | NE5405 | Retro-Commissioning | Retro-Commissioning | NonEquip | 5 |  | 21.99% | Tech/Econ | 16% | 4403.7666 | 1.8569 | 0.021333
Econ | College and University | Domestic Hot Water | "Point-of-Use" water heaters | TRC | Existing | NE2909 | Thermostatic Shower Restriction Valve | Thermostatic Shower Restriction Valve | NonEquip | 10 | Centralized water heaters | 0% | Tech/Econ | 19.34% | 0 | 0 | 0
Econ | College and University | Domestic Hot Water | "Point-of-Use" water heaters | TRC | Existing | NE2883 | Tank Wrap on Water Heater | Tank Wrap on Water Heater | NonEquip | 7 | Centralized water heaters | 0% | Tech/Econ | 1.526% | 0 | 0 | 0
Econ | College and University | Domestic Hot Water | "Point-of-Use" water heaters | TRC | Existing | NE2857 | Low-Flow Pre-Rinse Sprayers | Low-Flow Pre-Rinse Sprayers | NonEquip | 5 | Centralized water heaters | 0% | Tech/Econ | 1.308% | 0 | 0 | 0
Econ | College and University | Domestic Hot Water | "Point-of-Use" water heaters | TRC | Existing | NE2831 | Low Flow Shower Head | Low Flow Shower Head | NonEquip | 10 | Centralized water heaters | 0% | Tech/Econ | 3.919% | 0 | 0 | 0
Econ | College and University | Domestic Hot Water | "Point-of-Use" water heaters | TRC | Existing | NE2805 | Hot Water Pipe Insulation | Hot Water Pipe Insulation | NonEquip | 13 | Centralized water heaters | 0% | Tech/Econ | 7.839% | 0 | 0 | 0
Econ | College and University | Domestic Hot Water | "Point-of-Use" water heaters | TRC | Existing | NE2779 | Hot Water Circulation Pump Control | Hot Water Circulation Pump Control | NonEquip | 15 | Centralized water heaters | 0% | Tech/Econ | 3.765% | 0 | 0 | 0
Econ | College and University | Domestic Hot Water | "Point-of-Use" water heaters | TRC | Existing | NE2753 | Faucet Aerator | Faucet Aerator | NonEquip | 10 | Centralized water heaters | 0% | Tech/Econ | 1.609% | 0 | 0 | 0
Econ | College and University | Domestic Hot Water | "Point-of-Use" water heaters | TRC | Turnover | ET315 | Energy Star Commercial Dishwasher | Energy Star Commercial Dishwasher | Equip | 15 | "Point-of-Use" water heaters | 29.7% | Tech/Econ | 29.42% | 11982.3295 | 0.86945 | -9.2503e-05
Econ | College and University | Domestic Hot Water | "Point-of-Use" water heaters | TRC | New | EN341 | Energy Star Commercial Dishwasher | Energy Star Commercial Dishwasher | Equip | 15 | "Point-of-Use" water heaters | 29.7% | Tech/Econ | 29.42% | 89.3303 | 0.0064819 | -6.8962e-07
Econ | Grocery | Refrigeration | Walk-in cooler | TRC | New | NN5315 | Retro-Commissioning | Retro-Commissioning | NonEquip | 5 |  | 0% | Tech/Econ | 16% | 0 | 0 | 0
Econ | Grocery | Refrigeration | Walk-in cooler | TRC | New | NN4899 | Strip Curtains for Walk-ins | Strip Curtains for Walk-ins | NonEquip | 4 | Walk-in cooler | 19.91% | Tech/Econ | 2.115% | 742.7692 | 0.10739 | 0.029576
Econ | Grocery | Refrigeration | Walk-in cooler | TRC | New | NN4847 | PSC to ECM Evaporator Fan Motor (Walk-In, Refrigerator) | PSC to ECM Evaporator Fan Motor (Walk-In, Refrigerator) | NonEquip | 15 | Walk-in cooler | 68.68% | Tech/Econ | 37.5% | 45236.2066 | 6.2961 | 0.57677
Econ | Grocery | Refrigeration | Walk-in cooler | TRC | New | NN4821 | PSC to ECM Evaporator Fan Motor (Reach-In) | PSC to ECM Evaporator Fan Motor (Reach-In) | NonEquip | 15 | Display cases | 0% | Tech/Econ | 37.5% | 0 | 0 | 0
Econ | Grocery | Refrigeration | Walk-in cooler | TRC | New | NN4691 | Floating Head Pressure Controls | Floating Head Pressure Controls | NonEquip | 15 |  | 0% | Tech/Econ | 6.05% | 0 | 0 | 0
Econ | Grocery | Refrigeration | Walk-in cooler | TRC | New | NN4613 | Anti-Sweat Controls | Anti-Sweat Controls | NonEquip | 8 | Display cases | 0% | Tech/Econ | 85% | 0 | 0 | 0
Econ | Grocery | Refrigeration | Walk-in cooler | TRC | Existing | NE5302 | Retro-Commissioning | Retro-Commissioning | NonEquip | 5 |  | 21.99% | Tech/Econ | 16% | 494232.8194 | 152.5927 | 295.6639
Econ | Grocery | Refrigeration | Walk-in cooler | TRC | Existing | NE4886 | Strip Curtains for Walk-ins | Strip Curtains for Walk-ins | NonEquip | 4 | Walk-in cooler | 19.91% | Tech/Econ | 2.115% | 57076.6297 | 8.252 | 2.2727
Econ | Grocery | Refrigeration | Walk-in cooler | TRC | Existing | NE4834 | PSC to ECM Evaporator Fan Motor (Walk-In, Refrigerator) | PSC to ECM Evaporator Fan Motor (Walk-In, Refrigerator) | NonEquip | 15 | Walk-in cooler | 17.17% | Tech/Econ | 37.5% | 869021.6552 | 120.953 | 11.0803
Econ | Grocery | Refrigeration | Walk-in cooler | TRC | Existing | NE4808 | PSC to ECM Evaporator Fan Motor (Reach-In) | PSC to ECM Evaporator Fan Motor (Reach-In) | NonEquip | 15 | Display cases | 0% | Tech/Econ | 37.5% | 0 | 0 | 0
Econ | Grocery | Refrigeration | Walk-in cooler | TRC | Existing | NE4704 | Freezer-Cooler Replacement Gaskets | Freezer-Cooler Replacement Gaskets | NonEquip | 4 | Display cases | 0% | Tech/Econ | 3.131% | 0 | 0 | 0
Econ | Grocery | Refrigeration | Walk-in cooler | TRC | Existing | NE4678 | Floating Head Pressure Controls | Floating Head Pressure Controls | NonEquip | 15 |  | 0% | Tech/Econ | 6.05% | 0 | 0 | 0
Econ | Grocery | Refrigeration | Walk-in cooler | TRC | Existing | NE4600 | Anti-Sweat Controls | Anti-Sweat Controls | NonEquip | 8 | Display cases | 0% | Tech/Econ | 85% | 0 | 0 | 0
Econ | Grocery | Refrigeration | Vending and ice makers | TRC | New | NN5315 | Retro-Commissioning | Retro-Commissioning | NonEquip | 5 |  | 0% | Tech/Econ | 16% | 0 | 0 | 0
Econ | Grocery | Refrigeration | Vending and ice makers | TRC | New | NN4899 | Strip Curtains for Walk-ins | Strip Curtains for Walk-ins | NonEquip | 4 | Walk-in cooler | 0% | Tech/Econ | 2.115% | 0 | 0 | 0
Econ | Grocery | Refrigeration | Vending and ice makers | TRC | New | NN4847 | PSC to ECM Evaporator Fan Motor (Walk-In, Refrigerator) | PSC to ECM Evaporator Fan Motor (Walk-In, Refrigerator) | NonEquip | 15 | Walk-in cooler | 0% | Tech/Econ | 37.5% | 0 | 0 | 0
Econ | Grocery | Refrigeration | Vending and ice makers | TRC | New | NN4821 | PSC to ECM Evaporator Fan Motor (Reach-In) | PSC to ECM Evaporator Fan Motor (Reach-In) | NonEquip | 15 | Display cases | 0% | Tech/Econ | 37.5% | 0 | 0 | 0
Econ | Grocery | Refrigeration | Vending and ice makers | TRC | New | NN4691 | Floating Head Pressure Controls | Floating Head Pressure Controls | NonEquip | 15 |  | 0% | Tech/Econ | 6.05% | 0 | 0 | 0
Econ | Grocery | Refrigeration | Vending and ice makers | TRC | New | NN4613 | Anti-Sweat Controls | Anti-Sweat Controls | NonEquip | 8 | Display cases | 0% | Tech/Econ | 85% | 0 | 0 | 0
Econ | Grocery | Refrigeration | Vending and ice makers | TRC | Existing | NE5302 | Retro-Commissioning | Retro-Commissioning | NonEquip | 5 |  | 21.99% | Tech/Econ | 16% | 604566.4244 | 186.6578 | 361.6685
Econ | Grocery | Refrigeration | Vending and ice makers | TRC | Existing | NE4886 | Strip Curtains for Walk-ins | Strip Curtains for Walk-ins | NonEquip | 4 | Walk-in cooler | 0% | Tech/Econ | 2.115% | 0 | 0 | 0
Econ | Grocery | Refrigeration | Vending and ice makers | TRC | Existing | NE4834 | PSC to ECM Evaporator Fan Motor (Walk-In, Refrigerator) | PSC to ECM Evaporator Fan Motor (Walk-In, Refrigerator) | NonEquip | 15 | Walk-in cooler | 0% | Tech/Econ | 37.5% | 0 | 0 | 0
Econ | Grocery | Refrigeration | Vending and ice makers | TRC | Existing | NE4808 | PSC to ECM Evaporator Fan Motor (Reach-In) | PSC to ECM Evaporator Fan Motor (Reach-In) | NonEquip | 15 | Display cases | 0% | Tech/Econ | 37.5% | 0 | 0 | 0
Econ | Grocery | Refrigeration | Vending and ice makers | TRC | Existing | NE4704 | Freezer-Cooler Replacement Gaskets | Freezer-Cooler Replacement Gaskets | NonEquip | 4 | Display cases | 0% | Tech/Econ | 3.131% | 0 | 0 | 0
Econ | Grocery | Refrigeration | Vending and ice makers | TRC | Existing | NE4678 | Floating Head Pressure Controls | Floating Head Pressure Controls | NonEquip | 15 |  | 0% | Tech/Econ | 6.05% | 0 | 0 | 0
Econ | Grocery | Refrigeration | Vending and ice makers | TRC | Existing | NE4600 | Anti-Sweat Controls | Anti-Sweat Controls | NonEquip | 8 | Display cases | 0% | Tech/Econ | 85% | 0 | 0 | 0
Econ | Grocery | Exterior Lighting | Street lighting | TRC | New | NN5289 | Retro-Commissioning | Retro-Commissioning | NonEquip | 5 |  | 0% | Tech/Econ | 16% | 0 | 0 | 0
Econ | Grocery | Exterior Lighting | Street lighting | TRC | New | NN2975 | Outdoor Lighting Controls | Outdoor Lighting Controls | NonEquip | 8 | Exterior parking/lot lighting | 0% | Tech/Econ | 28% | 0 | 0 | 0
Econ | Grocery | Exterior Lighting | Street lighting | TRC | New | NN2949 | Bi-Level Lighting Control (Exterior) | Bi-Level Lighting Control (Exterior) | NonEquip | 9 | Exterior parking/lot lighting | 0% | Tech/Econ | 31% | 0 | 0 | 0
Econ | Grocery | Exterior Lighting | Street lighting | TRC | Existing | NE5276 | Retro-Commissioning | Retro-Commissioning | NonEquip | 5 |  | 21.99% | Tech/Econ | 16% | 768.2303 | 0 | 0.45958
Econ | Grocery | Exterior Lighting | Street lighting | TRC | Existing | NE2962 | Outdoor Lighting Controls | Outdoor Lighting Controls | NonEquip | 8 | Exterior parking/lot lighting | 0% | Tech/Econ | 28% | 0 | 0 | 0
Econ | Grocery | Exterior Lighting | Street lighting | TRC | Existing | NE2936 | Bi-Level Lighting Control (Exterior) | Bi-Level Lighting Control (Exterior) | NonEquip | 9 | Exterior parking/lot lighting | 0% | Tech/Econ | 31% | 0 | 0 | 0
Econ | Grocery | Exterior Lighting | Street lighting | TRC | Turnover | ET745 | LED Street Lights | LED Street Lights | Equip | 18 | Street lighting | 0% | Tech/Econ | 66.53% | 0 | 0 | 0
Econ | Grocery | Exterior Lighting | Street lighting | TRC | New | EN771 | LED Street Lights | LED Street Lights | Equip | 18 | Street lighting | 0% | Tech/Econ | 66.53% | 0 | 0 | 0
Econ | Grocery | Cooking | Steamer | TRC | Turnover | ET199 | Energy Star Steamer | Energy Star Steamer | Equip | 12 | Steamer | 0% | Tech/Econ | 56.63% | 0 | 0 | 0
Econ | Grocery | Cooking | Steamer | TRC | New | EN225 | Energy Star Steamer | Energy Star Steamer | Equip | 12 | Steamer | 0% | Tech/Econ | 56.63% | 0 | 0 | 0
Econ | Grocery | Exterior Lighting | Spot lighting/Security/Flood | TRC | New | NN5289 | Retro-Commissioning | Retro-Commissioning | NonEquip | 5 |  | 0% | Tech/Econ | 16% | 0 | 0 | 0
Econ | Grocery | Exterior Lighting | Spot lighting/Security/Flood | TRC | New | NN2975 | Outdoor Lighting Controls | Outdoor Lighting Controls | NonEquip | 8 | Exterior parking/lot lighting | 0% | Tech/Econ | 28% | 0 | 0 | 0
Econ | Grocery | Exterior Lighting | Spot lighting/Security/Flood | TRC | New | NN2949 | Bi-Level Lighting Control (Exterior) | Bi-Level Lighting Control (Exterior) | NonEquip | 9 | Exterior parking/lot lighting | 0% | Tech/Econ | 31% | 0 | 0 | 0
Econ | Grocery | Exterior Lighting | Spot lighting/Security/Flood | TRC | Existing | NE5276 | Retro-Commissioning | Retro-Commissioning | NonEquip | 5 |  | 21.99% | Tech/Econ | 16% | 768.2303 | 0 | 0.45958
Econ | Grocery | Exterior Lighting | Spot lighting/Security/Flood | TRC | Existing | NE2962 | Outdoor Lighting Controls | Outdoor Lighting Controls | NonEquip | 8 | Exterior parking/lot lighting | 0% | Tech/Econ | 28% | 0 | 0 | 0
Econ | Grocery | Exterior Lighting | Spot lighting/Security/Flood | TRC | Existing | NE2936 | Bi-Level Lighting Control (Exterior) | Bi-Level Lighting Control (Exterior) | NonEquip | 9 | Exterior parking/lot lighting | 0% | Tech/Econ | 31% | 0 | 0 | 0
Econ | Grocery | Exterior Lighting | Spot lighting/Security/Flood | TRC | Turnover | ET667 | LED Exterior Lighting | LED Exterior Lighting | Equip | 13 | Spot lighting/Security/Flood | 4.268% | Tech/Econ | 60.51% | 481.7097 | 0 | 0
Econ | Grocery | Exterior Lighting | Spot lighting/Security/Flood | TRC | Turnover | ET550 | LED - 9W Flood | LED - 9W Flood | Equip | 15 | Spot lighting/Security/Flood | 13.31% | Tech/Econ | 86.15% | 2415.4003 | 0 | 0
Econ | Grocery | Exterior Lighting | Spot lighting/Security/Flood | TRC | Turnover | ET472 | CFL - 15W Flood | CFL - 15W Flood | Equip | 7.8 | Spot lighting/Security/Flood | 0% | Tech/Econ | 76.92% | 0 | 0 | 0
Econ | Grocery | Exterior Lighting | Spot lighting/Security/Flood | TRC | New | EN693 | LED Exterior Lighting | LED Exterior Lighting | Equip | 13 | Spot lighting/Security/Flood | 4.624% | Tech/Econ | 60.51% | 1.9598 | 0 | 0
Econ | Grocery | Exterior Lighting | Spot lighting/Security/Flood | TRC | New | EN576 | LED - 9W Flood | LED - 9W Flood | Equip | 15 | Spot lighting/Security/Flood | 86.42% | Tech/Econ | 86.15% | 204.1129 | 0 | 0
Econ | Grocery | Exterior Lighting | Spot lighting/Security/Flood | TRC | New | EN498 | CFL - 15W Flood | CFL - 15W Flood | Equip | 7.8 | Spot lighting/Security/Flood | 0% | Tech/Econ | 76.92% | 0 | 0 | 0
Econ | Grocery | Interior Lighting | Spot lighting | TRC | New | NN5263 | Retro-Commissioning | Retro-Commissioning | NonEquip | 5 |  | 0% | Tech/Econ | 16% | 0 | 0 | 0
Econ | Grocery | Interior Lighting | Spot lighting | TRC | New | NN4431 | Interior Lighting Controls | Interior Lighting Controls | NonEquip | 8 | Overhead (fluorescent/LED/CFL U-shape) | 0% | Tech/Econ | 28% | 0 | 0 | 0
Econ | Grocery | Interior Lighting | Spot lighting | TRC | New | NN4405 | Bi-Level Lighting Control (Interior) | Bi-Level Lighting Control (Interior) | NonEquip | 8 | Overhead (fluorescent/LED/CFL U-shape) | 0% | Tech/Econ | 31% | 0 | 0 | 0
Econ | Grocery | Interior Lighting | Spot lighting | TRC | New | NN3703 | Facility Energy Management System | Facility Energy Management System | NonEquip | 15 |  | 4.276% | Tech/Econ | 24% | 0.18578 | 4.848e-05 | 2.2291e-05
Econ | Grocery | Interior Lighting | Spot lighting | TRC | Existing | NE5250 | Retro-Commissioning | Retro-Commissioning | NonEquip | 5 |  | 21.99% | Tech/Econ | 16% | 50.7263 | 0.015662 | 0.030346
Econ | Grocery | Interior Lighting | Spot lighting | TRC | Existing | NE4418 | Interior Lighting Controls | Interior Lighting Controls | NonEquip | 8 | Overhead (fluorescent/LED/CFL U-shape) | 0% | Tech/Econ | 28% | 0 | 0 | 0
Econ | Grocery | Interior Lighting | Spot lighting | TRC | Existing | NE4392 | Bi-Level Lighting Control (Interior) | Bi-Level Lighting Control (Interior) | NonEquip | 8 | Overhead (fluorescent/LED/CFL U-shape) | 0% | Tech/Econ | 31% | 0 | 0 | 0
Econ | Grocery | Interior Lighting | Spot lighting | TRC | Existing | NE3690 | Facility Energy Management System | Facility Energy Management System | NonEquip | 15 |  | 7.167% | Tech/Econ | 24% | 12.8994 | 0.0033662 | 0.0015478
Econ | Grocery | Interior Lighting | Spot lighting | TRC | Turnover | ET1603 | LED Display Lighting (Interior) | LED Display Lighting (Interior) | Equip | 15 | Spot lighting | 2.129% | Tech/Econ | 87.04% | 13.656 | 0.0033122 | 2.3849e-07
Econ | Grocery | Interior Lighting | Spot lighting | TRC | Turnover | ET1564 | LED - 14W | LED - 14W | Equip | 15 | Spot lighting | 86.42% | Tech/Econ | 53.33% | 641.1223 | 0.15441 | 4.1803e-05
Econ | Grocery | Interior Lighting | Spot lighting | TRC | Turnover | ET1447 | CFL-23W | CFL-23W | Equip | 7.8 | Spot lighting | 0% | Tech/Econ | 23.33% | 0 | 0 | 0
Econ | Grocery | Interior Lighting | Spot lighting | TRC | New | EN1629 | LED Display Lighting (Interior) | LED Display Lighting (Interior) | Equip | 15 | Spot lighting | 0% | Tech/Econ | 87.04% | 0 | 0 | 0
Econ | Grocery | Interior Lighting | Spot lighting | TRC | New | EN1590 | LED - 14W | LED - 14W | Equip | 15 | Spot lighting | 0% | Tech/Econ | 53.33% | 0 | 0 | 0
Econ | Grocery | Interior Lighting | Spot lighting | TRC | New | EN1473 | CFL-23W | CFL-23W | Equip | 7.8 | Spot lighting | 0% | Tech/Econ | 23.33% | 0 | 0 | 0
Econ | Grocery | Office Equipment | Servers | TRC | New | NN4587 | Smart Strip Plug Outlet | Smart Strip Plug Outlet | NonEquip | 4 |  | 43.9% | Tech/Econ | 1.187% | 11.2197 | 0.0016683 | 0.0011594
Econ | Grocery | Office Equipment | Servers | TRC | New | NN4561 | Network PC Power Management | Network PC Power Management | NonEquip | 5 | Computers | 0% | Tech/Econ | 56.5% | 0 | 0 | 0
Econ | Grocery | Office Equipment | Servers | TRC | Existing | NE4574 | Smart Strip Plug Outlet | Smart Strip Plug Outlet | NonEquip | 4 |  | 43.9% | Tech/Econ | 1.187% | 893.5918 | 0.13287 | 0.092344
Econ | Grocery | Office Equipment | Servers | TRC | Existing | NE4548 | Network PC Power Management | Network PC Power Management | NonEquip | 5 | Computers | 0% | Tech/Econ | 56.5% | 0 | 0 | 0
Econ | Grocery | Office Equipment | Servers | TRC | Turnover | ET2221 | Energy Star Servers | Energy Star Servers | Equip | 4 | Servers | 0% | Tech/Econ | 23.08% | 0 | 0 | 0
Econ | Grocery | Office Equipment | Servers | TRC | New | EN2247 | Energy Star Servers | Energy Star Servers | Equip | 4 | Servers | 0% | Tech/Econ | 23.08% | 0 | 0 | 0
Econ | Grocery | Space Cooling | Residential-type central air conditioners | TRC | New | NN5367 | Retro-Commissioning | Retro-Commissioning | NonEquip | 5 |  | 0% | Tech/Econ | 16% | 0 | 0 | 0
Econ | Grocery | Space Cooling | Residential-type central air conditioners | TRC | New | NN4197 | Thermal Energy Storage | Thermal Energy Storage | NonEquip | 20 |  | 33.33% | Tech/Econ | 0% | 0 | 0 | 0
Econ | Grocery | Space Cooling | Residential-type central air conditioners | TRC | New | NN4145 | Smart Thermostat | Smart Thermostat | NonEquip | 11 |  | 31.48% | Tech/Econ | 10% | 0 | 0 | 0
Econ | Grocery | Space Cooling | Residential-type central air conditioners | TRC | New | NN4041 | Programmable Thermostat | Programmable Thermostat | NonEquip | 11 |  | 0% | Tech/Econ | 3.6% | 0 | 0 | 0
Econ | Grocery | Space Cooling | Residential-type central air conditioners | TRC | New | NN3885 | HVAC tune-up | HVAC tune-up | NonEquip | 5 | Residential-type central air conditioners | 49.09% | Tech/Econ | 5% | 0 | 0 | 0
Econ | Grocery | Space Cooling | Residential-type central air conditioners | TRC | New | NN3677 | Facility Energy Management System | Facility Energy Management System | NonEquip | 15 |  | 4.276% | Tech/Econ | 20% | 0 | 0 | 0
Econ | Grocery | Space Cooling | Residential-type central air conditioners | TRC | New | NN3625 | Facility Commissioning | Facility Commissioning | NonEquip | 10 |  | 53.41% | Tech/Econ | 16% | 0 | 0 | 0
Econ | Grocery | Space Cooling | Residential-type central air conditioners | TRC | New | NN3599 | Energy Recovery Ventilation System (ERV) | Energy Recovery Ventilation System (ERV) | NonEquip | 15 | Packaged air conditioning units (RTUs) | 0% | Tech/Econ | 9.935% | 0 | 0 | 0
Econ | Grocery | Space Cooling | Residential-type central air conditioners | TRC | New | NN3521 | Duct Sealing Repair | Duct Sealing Repair | NonEquip | 15 |  | 0% | Tech/Econ | 12% | 0 | 0 | 0
Econ | Grocery | Space Cooling | Residential-type central air conditioners | TRC | New | NN3313 | Chilled Water System - Variable Speed Drives | Chilled Water System - Variable Speed Drives | NonEquip | 13 | Central chillers inside | 0% | Tech/Econ | 24.74% | 0 | 0 | 0
Econ | Grocery | Space Cooling | Residential-type central air conditioners | TRC | New | NN3209 | Ceiling Insulation(R2 to R38) | Ceiling Insulation(R2 to R38) | NonEquip | 20 |  | 0% | Tech/Econ | 6.088% | 0 | 0 | 0
Econ | Grocery | Space Cooling | Residential-type central air conditioners | TRC | New | NN3053 | Airside Economizer | Airside Economizer | NonEquip | 10 | Packaged air conditioning units (RTUs) | 0% | Tech/Econ | 5.556% | 0 | 0 | 0
Econ | Grocery | Space Cooling | Residential-type central air conditioners | TRC | Existing | NE5354 | Retro-Commissioning | Retro-Commissioning | NonEquip | 5 |  | 21.99% | Tech/Econ | 16% | 0 | 0 | 0
Econ | Grocery | Space Cooling | Residential-type central air conditioners | TRC | Existing | NE4210 | Wall Insulation | Wall Insulation | NonEquip | 20 |  | 0% | Tech/Econ | 4.992% | 0 | 0 | 0
Econ | Grocery | Space Cooling | Residential-type central air conditioners | TRC | Existing | NE4184 | Thermal Energy Storage | Thermal Energy Storage | NonEquip | 20 |  | 33.33% | Tech/Econ | 0% | 0 | 0 | 0
Econ | Grocery | Space Cooling | Residential-type central air conditioners | TRC | Existing | NE4132 | Smart Thermostat | Smart Thermostat | NonEquip | 11 |  | 31.48% | Tech/Econ | 10% | 0 | 0 | 0
Econ | Grocery | Space Cooling | Residential-type central air conditioners | TRC | Existing | NE4028 | Programmable Thermostat | Programmable Thermostat | NonEquip | 11 |  | 0% | Tech/Econ | 3.6% | 0 | 0 | 0
Econ | Grocery | Space Cooling | Residential-type central air conditioners | TRC | Existing | NE3872 | HVAC tune-up | HVAC tune-up | NonEquip | 5 | Residential-type central air conditioners | 49.09% | Tech/Econ | 5% | 0 | 0 | 0
Econ | Grocery | Space Cooling | Residential-type central air conditioners | TRC | Existing | NE3664 | Facility Energy Management System | Facility Energy Management System | NonEquip | 15 |  | 7.167% | Tech/Econ | 20% | 0 | 0 | 0
Econ | Grocery | Space Cooling | Residential-type central air conditioners | TRC | Existing | NE3586 | Energy Recovery Ventilation System (ERV) | Energy Recovery Ventilation System (ERV) | NonEquip | 15 | Packaged air conditioning units (RTUs) | 0% | Tech/Econ | 9.935% | 0 | 0 | 0
Econ | Grocery | Space Cooling | Residential-type central air conditioners | TRC | Existing | NE3508 | Duct Sealing Repair | Duct Sealing Repair | NonEquip | 15 |  | 0% | Tech/Econ | 12% | 0 | 0 | 0
Econ | Grocery | Space Cooling | Residential-type central air conditioners | TRC | Existing | NE3300 | Chilled Water System - Variable Speed Drives | Chilled Water System - Variable Speed Drives | NonEquip | 13 | Central chillers inside | 0% | Tech/Econ | 24.74% | 0 | 0 | 0
Econ | Grocery | Space Cooling | Residential-type central air conditioners | TRC | Existing | NE3196 | Ceiling Insulation(R2 to R38) | Ceiling Insulation(R2 to R38) | NonEquip | 20 |  | 0% | Tech/Econ | 6.088% | 0 | 0 | 0
Econ | Grocery | Space Cooling | Residential-type central air conditioners | TRC | Existing | NE3040 | Airside Economizer | Airside Economizer | NonEquip | 10 | Packaged air conditioning units (RTUs) | 0% | Tech/Econ | 5.556% | 0 | 0 | 0
Econ | Grocery | Space Cooling | Residential-type central air conditioners | TRC | Turnover | ET1291 | High Efficiency PTHP | High Efficiency PTHP | Equip | 15 | Residential-type central air conditioners | 49.09% | Tech/Econ | 23.64% | 0 | 0 | 0
Econ | Grocery | Space Cooling | Residential-type central air conditioners | TRC | Turnover | ET1252 | High Efficiency PTAC | High Efficiency PTAC | Equip | 15 | Residential-type central air conditioners | 0% | Tech/Econ | 23.64% | 0 | 0 | 0
Econ | Grocery | Space Cooling | Residential-type central air conditioners | TRC | New | EN1317 | High Efficiency PTHP | High Efficiency PTHP | Equip | 15 | Residential-type central air conditioners | 49.09% | Tech/Econ | 23.64% | 0 | 0 | 0
Econ | Grocery | Space Cooling | Residential-type central air conditioners | TRC | New | EN1278 | High Efficiency PTAC | High Efficiency PTAC | Equip | 15 | Residential-type central air conditioners | 0% | Tech/Econ | 23.64% | 0 | 0 | 0
Econ | Grocery | Space Heating | Residential/split system heat pump | TRC | New | NN5341 | Retro-Commissioning | Retro-Commissioning | NonEquip | 5 |  | 0% | Tech/Econ | 16% | 0 | 0 | 0
Econ | Grocery | Space Heating | Residential/split system heat pump | TRC | New | NN4171 | Smart Thermostat | Smart Thermostat | NonEquip | 11 |  | 31.48% | Tech/Econ | 10% | 364.0105 | 0 | -0.00025598
Econ | Grocery | Space Heating | Residential/split system heat pump | TRC | New | NN4067 | Programmable Thermostat | Programmable Thermostat | NonEquip | 11 |  | 0% | Tech/Econ | 3.6% | 0 | 0 | 0
Econ | Grocery | Space Heating | Residential/split system heat pump | TRC | New | NN3651 | Facility Energy Management System | Facility Energy Management System | NonEquip | 15 |  | 4.276% | Tech/Econ | 20% | 99.7529 | 0 | 0.011969
Econ | Grocery | Space Heating | Residential/split system heat pump | TRC | New | NN3547 | Duct Sealing Repair | Duct Sealing Repair | NonEquip | 15 |  | 0% | Tech/Econ | 12% | 0 | 0 | 0
Econ | Grocery | Space Heating | Residential/split system heat pump | TRC | New | NN3183 | Ceiling Insulation(R2 to R38) | Ceiling Insulation(R2 to R38) | NonEquip | 20 |  | 0% | Tech/Econ | 2.133% | 0 | 0 | 0
Econ | Grocery | Space Heating | Residential/split system heat pump | TRC | Existing | NE5328 | Retro-Commissioning | Retro-Commissioning | NonEquip | 5 |  | 21.99% | Tech/Econ | 16% | 32685.2983 | 0 | 19.5533
Econ | Grocery | Space Heating | Residential/split system heat pump | TRC | Existing | NE4236 | Wall Insulation | Wall Insulation | NonEquip | 20 |  | 0% | Tech/Econ | 0.2818% | 0 | 0 | 0
Econ | Grocery | Space Heating | Residential/split system heat pump | TRC | Existing | NE4158 | Smart Thermostat | Smart Thermostat | NonEquip | 11 |  | 31.48% | Tech/Econ | 10% | 27808.5396 | 0 | -0.019555
Econ | Grocery | Space Heating | Residential/split system heat pump | TRC | Existing | NE4054 | Programmable Thermostat | Programmable Thermostat | NonEquip | 11 |  | 0% | Tech/Econ | 3.6% | 0 | 0 | 0
Econ | Grocery | Space Heating | Residential/split system heat pump | TRC | Existing | NE3638 | Facility Energy Management System | Facility Energy Management System | NonEquip | 15 |  | 7.167% | Tech/Econ | 20% | 12847.7296 | 0 | 1.5416
Econ | Grocery | Space Heating | Residential/split system heat pump | TRC | Existing | NE3534 | Duct Sealing Repair | Duct Sealing Repair | NonEquip | 15 |  | 0% | Tech/Econ | 12% | 0 | 0 | 0
Econ | Grocery | Space Heating | Residential/split system heat pump | TRC | Existing | NE3170 | Ceiling Insulation(R2 to R38) | Ceiling Insulation(R2 to R38) | NonEquip | 20 |  | 0% | Tech/Econ | 2.354% | 0 | 0 | 0
Econ | Grocery | Space Heating | Residential/split system heat pump | TRC | Turnover | ET1330 | High Efficiency PTHP | High Efficiency PTHP | Equip | 15 | Residential/split system heat pump | 49.09% | Tech/Econ | 9.375% | 39383.4916 | 0 | 0.007172
Econ | Grocery | Space Heating | Residential/split system heat pump | TRC | New | EN1356 | High Efficiency PTHP | High Efficiency PTHP | Equip | 15 | Residential/split system heat pump | 49.09% | Tech/Econ | 9.375% | 515.5252 | 0 | 9.3881e-05
Econ | Grocery | Refrigeration | Residential style | TRC | New | NN5315 | Retro-Commissioning | Retro-Commissioning | NonEquip | 5 |  | 0% | Tech/Econ | 16% | 0 | 0 | 0
Econ | Grocery | Refrigeration | Residential style | TRC | New | NN4899 | Strip Curtains for Walk-ins | Strip Curtains for Walk-ins | NonEquip | 4 | Walk-in cooler | 0% | Tech/Econ | 2.115% | 0 | 0 | 0
Econ | Grocery | Refrigeration | Residential style | TRC | New | NN4847 | PSC to ECM Evaporator Fan Motor (Walk-In, Refrigerator) | PSC to ECM Evaporator Fan Motor (Walk-In, Refrigerator) | NonEquip | 15 | Walk-in cooler | 0% | Tech/Econ | 37.5% | 0 | 0 | 0
Econ | Grocery | Refrigeration | Residential style | TRC | New | NN4821 | PSC to ECM Evaporator Fan Motor (Reach-In) | PSC to ECM Evaporator Fan Motor (Reach-In) | NonEquip | 15 | Display cases | 0% | Tech/Econ | 37.5% | 0 | 0 | 0
Econ | Grocery | Refrigeration | Residential style | TRC | New | NN4691 | Floating Head Pressure Controls | Floating Head Pressure Controls | NonEquip | 15 |  | 0% | Tech/Econ | 6.05% | 0 | 0 | 0
Econ | Grocery | Refrigeration | Residential style | TRC | New | NN4613 | Anti-Sweat Controls | Anti-Sweat Controls | NonEquip | 8 | Display cases | 0% | Tech/Econ | 85% | 0 | 0 | 0
Econ | Grocery | Refrigeration | Residential style | TRC | Existing | NE5302 | Retro-Commissioning | Retro-Commissioning | NonEquip | 5 |  | 21.99% | Tech/Econ | 16% | 8877.9252 | 2.741 | 5.311
Econ | Grocery | Refrigeration | Residential style | TRC | Existing | NE4886 | Strip Curtains for Walk-ins | Strip Curtains for Walk-ins | NonEquip | 4 | Walk-in cooler | 0% | Tech/Econ | 2.115% | 0 | 0 | 0
Econ | Grocery | Refrigeration | Residential style | TRC | Existing | NE4834 | PSC to ECM Evaporator Fan Motor (Walk-In, Refrigerator) | PSC to ECM Evaporator Fan Motor (Walk-In, Refrigerator) | NonEquip | 15 | Walk-in cooler | 0% | Tech/Econ | 37.5% | 0 | 0 | 0
Econ | Grocery | Refrigeration | Residential style | TRC | Existing | NE4808 | PSC to ECM Evaporator Fan Motor (Reach-In) | PSC to ECM Evaporator Fan Motor (Reach-In) | NonEquip | 15 | Display cases | 0% | Tech/Econ | 37.5% | 0 | 0 | 0
Econ | Grocery | Refrigeration | Residential style | TRC | Existing | NE4704 | Freezer-Cooler Replacement Gaskets | Freezer-Cooler Replacement Gaskets | NonEquip | 4 | Display cases | 0% | Tech/Econ | 3.131% | 0 | 0 | 0
Econ | Grocery | Refrigeration | Residential style | TRC | Existing | NE4678 | Floating Head Pressure Controls | Floating Head Pressure Controls | NonEquip | 15 |  | 0% | Tech/Econ | 6.05% | 0 | 0 | 0
Econ | Grocery | Refrigeration | Residential style | TRC | Existing | NE4600 | Anti-Sweat Controls | Anti-Sweat Controls | NonEquip | 8 | Display cases | 0% | Tech/Econ | 85% | 0 | 0 | 0
Econ | Grocery | Miscellaneous | Pool pump | TRC | New | NN5445 | Retro-Commissioning | Retro-Commissioning | NonEquip | 5 |  | 0% | Tech/Econ | 16% | 0 | 0 | 0
Econ | Grocery | Miscellaneous | Pool pump | TRC | New | NN4535 | VSD Controlled Compressor | VSD Controlled Compressor | NonEquip | 15 | Others | 0% | Tech/Econ | 20.79% | 0 | 0 | 0
Econ | Grocery | Miscellaneous | Pool pump | TRC | New | NN4483 | Engine Block Timer | Engine Block Timer | NonEquip | 5 | Others | 0% | Tech/Econ | 36% | 0 | 0 | 0
Econ | Grocery | Miscellaneous | Pool pump | TRC | Existing | NE5432 | Retro-Commissioning | Retro-Commissioning | NonEquip | 5 |  | 21.99% | Tech/Econ | 16% | 0 | 0 | 0
Econ | Grocery | Miscellaneous | Pool pump | TRC | Existing | NE4522 | VSD Controlled Compressor | VSD Controlled Compressor | NonEquip | 15 | Others | 0% | Tech/Econ | 20.79% | 0 | 0 | 0
Econ | Grocery | Miscellaneous | Pool pump | TRC | Existing | NE4470 | Engine Block Timer | Engine Block Timer | NonEquip | 5 | Others | 0% | Tech/Econ | 36% | 0 | 0 | 0
Econ | Grocery | Miscellaneous | Pool pump | TRC | Turnover | ET2107 | Variable Speed Pool Pump | Variable Speed Pool Pump | Equip | 10 | Pool pump | 0% | Tech/Econ | 64.36% | 0 | 0 | 0
Econ | Grocery | Miscellaneous | Pool pump | TRC | Turnover | ET2068 | Two Speed Pool Pump | Two Speed Pool Pump | Equip | 10 | Pool pump | 0% | Tech/Econ | 61.79% | 0 | 0 | 0
Econ | Grocery | Miscellaneous | Pool pump | TRC | Turnover | ET2032 | Solar Powered Pool Pump | Solar Powered Pool Pump | Equip | 10 | Pool pump | 0% | Tech/Econ | 81% | 0 | 0 | 0
Econ | Grocery | Miscellaneous | Pool pump | TRC | Turnover | ET1993 | Solar Pool Heater | Solar Pool Heater | Equip | 15 | Pool pump | 0% | Tech/Econ | 86.11% | 0 | 0 | 0
Econ | Grocery | Miscellaneous | Pool pump | TRC | Turnover | ET1954 | Heat Pump Pool Heater | Heat Pump Pool Heater | Equip | 15 | Pool pump | 0% | Tech/Econ | 80% | 0 | 0 | 0
Econ | Grocery | Miscellaneous | Pool pump | TRC | New | EN2131 | Variable Speed Pool Pump | Variable Speed Pool Pump | Equip | 10 | Pool pump | 0% | Tech/Econ | 64.36% | 0 | 0 | 0
Econ | Grocery | Miscellaneous | Pool pump | TRC | New | EN2094 | Two Speed Pool Pump | Two Speed Pool Pump | Equip | 10 | Pool pump | 0% | Tech/Econ | 61.79% | 0 | 0 | 0
Econ | Grocery | Miscellaneous | Pool pump | TRC | New | EN2056 | Solar Powered Pool Pump | Solar Powered Pool Pump | Equip | 10 | Pool pump | 0% | Tech/Econ | 81% | 0 | 0 | 0
Econ | Grocery | Miscellaneous | Pool pump | TRC | New | EN2019 | Solar Pool Heater | Solar Pool Heater | Equip | 15 | Pool pump | 0% | Tech/Econ | 86.11% | 0 | 0 | 0
Econ | Grocery | Miscellaneous | Pool pump | TRC | New | EN1980 | Heat Pump Pool Heater | Heat Pump Pool Heater | Equip | 15 | Pool pump | 0% | Tech/Econ | 80% | 0 | 0 | 0
Econ | Grocery | Space Heating | Packaged central unit | TRC | New | NN5341 | Retro-Commissioning | Retro-Commissioning | NonEquip | 5 |  | 0% | Tech/Econ | 16% | 0 | 0 | 0
Econ | Grocery | Space Heating | Packaged central unit | TRC | New | NN4171 | Smart Thermostat | Smart Thermostat | NonEquip | 11 |  | 31.48% | Tech/Econ | 10% | 2427.334 | 0 | -0.0017069
Econ | Grocery | Space Heating | Packaged central unit | TRC | New | NN4067 | Programmable Thermostat | Programmable Thermostat | NonEquip | 11 |  | 0% | Tech/Econ | 3.6% | 0 | 0 | 0
Econ | Grocery | Space Heating | Packaged central unit | TRC | New | NN3651 | Facility Energy Management System | Facility Energy Management System | NonEquip | 15 |  | 4.276% | Tech/Econ | 20% | 665.1834 | 0 | 0.079813
Econ | Grocery | Space Heating | Packaged central unit | TRC | New | NN3547 | Duct Sealing Repair | Duct Sealing Repair | NonEquip | 15 |  | 0% | Tech/Econ | 12% | 0 | 0 | 0
Econ | Grocery | Space Heating | Packaged central unit | TRC | New | NN3183 | Ceiling Insulation(R2 to R38) | Ceiling Insulation(R2 to R38) | NonEquip | 20 |  | 0% | Tech/Econ | 2.133% | 0 | 0 | 0
Econ | Grocery | Space Heating | Packaged central unit | TRC | Existing | NE5328 | Retro-Commissioning | Retro-Commissioning | NonEquip | 5 |  | 21.99% | Tech/Econ | 16% | 217955.6537 | 0 | 130.3872
Econ | Grocery | Space Heating | Packaged central unit | TRC | Existing | NE4236 | Wall Insulation | Wall Insulation | NonEquip | 20 |  | 0% | Tech/Econ | 0.2818% | 0 | 0 | 0
Econ | Grocery | Space Heating | Packaged central unit | TRC | Existing | NE4158 | Smart Thermostat | Smart Thermostat | NonEquip | 11 |  | 31.48% | Tech/Econ | 10% | 185435.9218 | 0 | -0.1304
Econ | Grocery | Space Heating | Packaged central unit | TRC | Existing | NE4054 | Programmable Thermostat | Programmable Thermostat | NonEquip | 11 |  | 0% | Tech/Econ | 3.6% | 0 | 0 | 0
Econ | Grocery | Space Heating | Packaged central unit | TRC | Existing | NE3638 | Facility Energy Management System | Facility Energy Management System | NonEquip | 15 |  | 7.167% | Tech/Econ | 20% | 85672.6252 | 0 | 10.2796
Econ | Grocery | Space Heating | Packaged central unit | TRC | Existing | NE3534 | Duct Sealing Repair | Duct Sealing Repair | NonEquip | 15 |  | 0% | Tech/Econ | 12% | 0 | 0 | 0
Econ | Grocery | Space Heating | Packaged central unit | TRC | Existing | NE3170 | Ceiling Insulation(R2 to R38) | Ceiling Insulation(R2 to R38) | NonEquip | 20 |  | 0% | Tech/Econ | 2.354% | 0 | 0 | 0
Econ | Grocery | Space Cooling | Packaged air conditioning units (RTUs) | TRC | New | NN5367 | Retro-Commissioning | Retro-Commissioning | NonEquip | 5 |  | 0% | Tech/Econ | 16% | 0 | 0 | 0
Econ | Grocery | Space Cooling | Packaged air conditioning units (RTUs) | TRC | New | NN4197 | Thermal Energy Storage | Thermal Energy Storage | NonEquip | 20 |  | 33.33% | Tech/Econ | 0% | 0 | 0 | 0
Econ | Grocery | Space Cooling | Packaged air conditioning units (RTUs) | TRC | New | NN4145 | Smart Thermostat | Smart Thermostat | NonEquip | 11 |  | 31.48% | Tech/Econ | 10% | 8550.2607 | 3.1686 | 0
Econ | Grocery | Space Cooling | Packaged air conditioning units (RTUs) | TRC | New | NN4041 | Programmable Thermostat | Programmable Thermostat | NonEquip | 11 |  | 0% | Tech/Econ | 3.6% | 0 | 0 | 0
Econ | Grocery | Space Cooling | Packaged air conditioning units (RTUs) | TRC | New | NN3885 | HVAC tune-up | HVAC tune-up | NonEquip | 5 | Residential-type central air conditioners | 0% | Tech/Econ | 5% | 0 | 0 | 0
Econ | Grocery | Space Cooling | Packaged air conditioning units (RTUs) | TRC | New | NN3677 | Facility Energy Management System | Facility Energy Management System | NonEquip | 15 |  | 4.276% | Tech/Econ | 20% | 2343.102 | 0.61146 | 0
Econ | Grocery | Space Cooling | Packaged air conditioning units (RTUs) | TRC | New | NN3625 | Facility Commissioning | Facility Commissioning | NonEquip | 10 |  | 53.41% | Tech/Econ | 16% | 22481.2684 | 3.9361 | 0.089801
Econ | Grocery | Space Cooling | Packaged air conditioning units (RTUs) | TRC | New | NN3599 | Energy Recovery Ventilation System (ERV) | Energy Recovery Ventilation System (ERV) | NonEquip | 15 | Packaged air conditioning units (RTUs) | 48.99% | Tech/Econ | 9.935% | 11681.5305 | 17.1283 | 3.3194
Econ | Grocery | Space Cooling | Packaged air conditioning units (RTUs) | TRC | New | NN3521 | Duct Sealing Repair | Duct Sealing Repair | NonEquip | 15 |  | 0% | Tech/Econ | 12% | 0 | 0 | 0
Econ | Grocery | Space Cooling | Packaged air conditioning units (RTUs) | TRC | New | NN3313 | Chilled Water System - Variable Speed Drives | Chilled Water System - Variable Speed Drives | NonEquip | 13 | Central chillers inside | 0% | Tech/Econ | 24.74% | 0 | 0 | 0
Econ | Grocery | Space Cooling | Packaged air conditioning units (RTUs) | TRC | New | NN3209 | Ceiling Insulation(R2 to R38) | Ceiling Insulation(R2 to R38) | NonEquip | 20 |  | 0% | Tech/Econ | 6.088% | 0 | 0 | 0
Econ | Grocery | Space Cooling | Packaged air conditioning units (RTUs) | TRC | New | NN3053 | Airside Economizer | Airside Economizer | NonEquip | 10 | Packaged air conditioning units (RTUs) | 4.552% | Tech/Econ | 5.556% | 608.5442 | -0.11074 | 0.00075848
Econ | Grocery | Space Cooling | Packaged air conditioning units (RTUs) | TRC | Existing | NE5354 | Retro-Commissioning | Retro-Commissioning | NonEquip | 5 |  | 21.99% | Tech/Econ | 16% | 767746.6834 | 237.0391 | 0
Econ | Grocery | Space Cooling | Packaged air conditioning units (RTUs) | TRC | Existing | NE4210 | Wall Insulation | Wall Insulation | NonEquip | 20 |  | 0% | Tech/Econ | 4.992% | 0 | 0 | 0
Econ | Grocery | Space Cooling | Packaged air conditioning units (RTUs) | TRC | Existing | NE4184 | Thermal Energy Storage | Thermal Energy Storage | NonEquip | 20 |  | 33.33% | Tech/Econ | 0% | 0.00075892 | -3.8903e-06 | -2.5514e-07
Econ | Grocery | Space Cooling | Packaged air conditioning units (RTUs) | TRC | Existing | NE4132 | Smart Thermostat | Smart Thermostat | NonEquip | 11 |  | 31.48% | Tech/Econ | 10% | 653196.2431 | 242.0612 | 0
Econ | Grocery | Space Cooling | Packaged air conditioning units (RTUs) | TRC | Existing | NE4028 | Programmable Thermostat | Programmable Thermostat | NonEquip | 11 |  | 0% | Tech/Econ | 3.6% | 0 | 0 | 0
Econ | Grocery | Space Cooling | Packaged air conditioning units (RTUs) | TRC | Existing | NE3872 | HVAC tune-up | HVAC tune-up | NonEquip | 5 | Residential-type central air conditioners | 0% | Tech/Econ | 5% | 0 | 0 | 0
Econ | Grocery | Space Cooling | Packaged air conditioning units (RTUs) | TRC | Existing | NE3664 | Facility Energy Management System | Facility Energy Management System | NonEquip | 15 |  | 7.167% | Tech/Econ | 20% | 301780.994 | 78.7528 | 0
Econ | Grocery | Space Cooling | Packaged air conditioning units (RTUs) | TRC | Existing | NE3586 | Energy Recovery Ventilation System (ERV) | Energy Recovery Ventilation System (ERV) | NonEquip | 15 | Packaged air conditioning units (RTUs) | 48.99% | Tech/Econ | 9.935% | 975790.7591 | 1430.7741 | 277.2795
Econ | Grocery | Space Cooling | Packaged air conditioning units (RTUs) | TRC | Existing | NE3508 | Duct Sealing Repair | Duct Sealing Repair | NonEquip | 15 |  | 0% | Tech/Econ | 12% | 0 | 0 | 0
Econ | Grocery | Space Cooling | Packaged air conditioning units (RTUs) | TRC | Existing | NE3300 | Chilled Water System - Variable Speed Drives | Chilled Water System - Variable Speed Drives | NonEquip | 13 | Central chillers inside | 0% | Tech/Econ | 24.74% | 0 | 0 | 0
Econ | Grocery | Space Cooling | Packaged air conditioning units (RTUs) | TRC | Existing | NE3196 | Ceiling Insulation(R2 to R38) | Ceiling Insulation(R2 to R38) | NonEquip | 20 |  | 0% | Tech/Econ | 6.088% | 0 | 0 | 0
Econ | Grocery | Space Cooling | Packaged air conditioning units (RTUs) | TRC | Existing | NE3040 | Airside Economizer | Airside Economizer | NonEquip | 10 | Packaged air conditioning units (RTUs) | 4.552% | Tech/Econ | 5.556% | 50833.3933 | -9.2505 | 0.063358
Econ | Grocery | Interior Lighting | Overhead (fluorescent/LED/CFL U-shape) | TRC | New | NN5263 | Retro-Commissioning | Retro-Commissioning | NonEquip | 5 |  | 0% | Tech/Econ | 16% | 0 | 0 | 0
Econ | Grocery | Interior Lighting | Overhead (fluorescent/LED/CFL U-shape) | TRC | New | NN4431 | Interior Lighting Controls | Interior Lighting Controls | NonEquip | 8 | Overhead (fluorescent/LED/CFL U-shape) | 7.543% | Tech/Econ | 28% | 3689.7464 | 0 | 0
Econ | Grocery | Interior Lighting | Overhead (fluorescent/LED/CFL U-shape) | TRC | New | NN4405 | Bi-Level Lighting Control (Interior) | Bi-Level Lighting Control (Interior) | NonEquip | 8 | Overhead (fluorescent/LED/CFL U-shape) | 22.45% | Tech/Econ | 31% | 11903.3361 | 0.14705 | 0
Econ | Grocery | Interior Lighting | Overhead (fluorescent/LED/CFL U-shape) | TRC | New | NN3703 | Facility Energy Management System | Facility Energy Management System | NonEquip | 15 |  | 4.276% | Tech/Econ | 24% | 1811.3094 | 0.47268 | 0.21733
Econ | Grocery | Interior Lighting | Overhead (fluorescent/LED/CFL U-shape) | TRC | Existing | NE5250 | Retro-Commissioning | Retro-Commissioning | NonEquip | 5 |  | 21.99% | Tech/Econ | 16% | 494581.802 | 152.7004 | 295.8727
Econ | Grocery | Interior Lighting | Overhead (fluorescent/LED/CFL U-shape) | TRC | Existing | NE4418 | Interior Lighting Controls | Interior Lighting Controls | NonEquip | 8 | Overhead (fluorescent/LED/CFL U-shape) | 7.543% | Tech/Econ | 28% | 239969.9937 | 0 | 0
Econ | Grocery | Interior Lighting | Overhead (fluorescent/LED/CFL U-shape) | TRC | Existing | NE4392 | Bi-Level Lighting Control (Interior) | Bi-Level Lighting Control (Interior) | NonEquip | 8 | Overhead (fluorescent/LED/CFL U-shape) | 22.45% | Tech/Econ | 31% | 774157.141 | 9.5636 | 0
Econ | Grocery | Interior Lighting | Overhead (fluorescent/LED/CFL U-shape) | TRC | Existing | NE3690 | Facility Energy Management System | Facility Energy Management System | NonEquip | 15 |  | 7.167% | Tech/Econ | 24% | 198840.3483 | 51.8894 | 23.8582
Econ | Grocery | Interior Lighting | Overhead (fluorescent/LED/CFL U-shape) | TRC | Turnover | ET1798 | Premium T8 - Lamp Replacement | Premium T8 - Lamp Replacement | Equip | 8 | Overhead (fluorescent/LED/CFL U-shape) | 24.1% | Tech/Econ | 12.5% | 408594.1514 | 98.5629 | 0.016508
Econ | Grocery | Interior Lighting | Overhead (fluorescent/LED/CFL U-shape) | TRC | Turnover | ET1759 | Premium T8 - Fixture Replacement | Premium T8 - Fixture Replacement | Equip | 8 | Overhead (fluorescent/LED/CFL U-shape) | 0% | Tech/Econ | 12.5% | 0 | 0 | 0
Econ | Grocery | Interior Lighting | Overhead (fluorescent/LED/CFL U-shape) | TRC | Turnover | ET1720 | LED Linear - Lamp Replacement | LED Linear - Lamp Replacement | Equip | 15 | Overhead (fluorescent/LED/CFL U-shape) | 0% | Tech/Econ | 25.43% | 0 | 0 | 0
Econ | Grocery | Interior Lighting | Overhead (fluorescent/LED/CFL U-shape) | TRC | Turnover | ET1681 | LED Linear - Fixture Replacement | LED Linear - Fixture Replacement | Equip | 15 | Overhead (fluorescent/LED/CFL U-shape) | 24.1% | Tech/Econ | 50.28% | 1594146.01 | 388.7656 | 0.021298
Econ | Grocery | Interior Lighting | Overhead (fluorescent/LED/CFL U-shape) | TRC | New | EN1824 | Premium T8 - Lamp Replacement | Premium T8 - Lamp Replacement | Equip | 8 | Overhead (fluorescent/LED/CFL U-shape) | 0% | Tech/Econ | 12.5% | 0 | 0 | 0
Econ | Grocery | Interior Lighting | Overhead (fluorescent/LED/CFL U-shape) | TRC | New | EN1785 | Premium T8 - Fixture Replacement | Premium T8 - Fixture Replacement | Equip | 8 | Overhead (fluorescent/LED/CFL U-shape) | 0% | Tech/Econ | 12.5% | 0 | 0 | 0
Econ | Grocery | Interior Lighting | Overhead (fluorescent/LED/CFL U-shape) | TRC | New | EN1746 | LED Linear - Lamp Replacement | LED Linear - Lamp Replacement | Equip | 15 | Overhead (fluorescent/LED/CFL U-shape) | 0% | Tech/Econ | 25.43% | 0 | 0 | 0
Econ | Grocery | Interior Lighting | Overhead (fluorescent/LED/CFL U-shape) | TRC | New | EN1707 | LED Linear - Fixture Replacement | LED Linear - Fixture Replacement | Equip | 15 | Overhead (fluorescent/LED/CFL U-shape) | 0% | Tech/Econ | 50.28% | 0 | 0 | 0
Econ | Grocery | Cooking | Oven | TRC | Turnover | ET43 | Energy Star Commercial Oven | Energy Star Commercial Oven | Equip | 12 | Oven | 0% | Tech/Econ | 34.83% | 0 | 0 | 0
Econ | Grocery | Cooking | Oven | TRC | New | EN69 | Energy Star Commercial Oven | Energy Star Commercial Oven | Equip | 12 | Oven | 0% | Tech/Econ | 34.83% | 0 | 0 | 0
Econ | Grocery | Miscellaneous | Others | TRC | New | NN5445 | Retro-Commissioning | Retro-Commissioning | NonEquip | 5 |  | 0% | Tech/Econ | 16% | 0 | 0 | 0
Econ | Grocery | Miscellaneous | Others | TRC | New | NN4535 | VSD Controlled Compressor | VSD Controlled Compressor | NonEquip | 15 | Others | 23.37% | Tech/Econ | 20.79% | 3355.0987 | 0.5059 | 0.23678
Econ | Grocery | Miscellaneous | Others | TRC | New | NN4483 | Engine Block Timer | Engine Block Timer | NonEquip | 5 | Others | 0% | Tech/Econ | 36% | 0 | 0 | 0
Econ | Grocery | Miscellaneous | Others | TRC | Existing | NE5432 | Retro-Commissioning | Retro-Commissioning | NonEquip | 5 |  | 21.99% | Tech/Econ | 16% | 198379.3945 | 61.2489 | 118.6761
Econ | Grocery | Miscellaneous | Others | TRC | Existing | NE4522 | VSD Controlled Compressor | VSD Controlled Compressor | NonEquip | 15 | Others | 23.37% | Tech/Econ | 20.79% | 257815.91 | 38.8745 | 18.1949
Econ | Grocery | Miscellaneous | Others | TRC | Existing | NE4470 | Engine Block Timer | Engine Block Timer | NonEquip | 5 | Others | 0% | Tech/Econ | 36% | 0 | 0 | 0
Econ | Grocery | Miscellaneous | Others | TRC | Turnover | ET1915 | ENERGY STAR Water Cooler | ENERGY STAR Water Cooler | Equip | 10 | Others | 0% | Tech/Econ | 68.49% | 0 | 0 | 0
Econ | Grocery | Miscellaneous | Others | TRC | Turnover | ET1876 | ENERGY STAR Commercial Clothes Washer | ENERGY STAR Commercial Clothes Washer | Equip | 7 | Others | 0% | Tech/Econ | 27.27% | 0 | 0 | 0
Econ | Grocery | Miscellaneous | Others | TRC | Turnover | ET1837 | Efficient Battery Charger | Efficient Battery Charger | Equip | 7 | Others | 17.92% | Tech/Econ | 13.68% | 133308.2607 | 73.0456 | 0
Econ | Grocery | Miscellaneous | Others | TRC | New | EN1941 | ENERGY STAR Water Cooler | ENERGY STAR Water Cooler | Equip | 10 | Others | 0% | Tech/Econ | 68.49% | 0 | 0 | 0
Econ | Grocery | Miscellaneous | Others | TRC | New | EN1902 | ENERGY STAR Commercial Clothes Washer | ENERGY STAR Commercial Clothes Washer | Equip | 7 | Others | 0% | Tech/Econ | 27.27% | 0 | 0 | 0
Econ | Grocery | Miscellaneous | Others | TRC | New | EN1863 | Efficient Battery Charger | Efficient Battery Charger | Equip | 7 | Others | 17.92% | Tech/Econ | 13.68% | 1734.8129 | 0.95058 | 0
Econ | Grocery | Office Equipment | Other office | TRC | New | NN4587 | Smart Strip Plug Outlet | Smart Strip Plug Outlet | NonEquip | 4 |  | 43.9% | Tech/Econ | 1.187% | 365.8853 | 0.054405 | 0.037811
Econ | Grocery | Office Equipment | Other office | TRC | New | NN4561 | Network PC Power Management | Network PC Power Management | NonEquip | 5 | Computers | 0% | Tech/Econ | 56.5% | 0 | 0 | 0
Econ | Grocery | Office Equipment | Other office | TRC | Existing | NE4574 | Smart Strip Plug Outlet | Smart Strip Plug Outlet | NonEquip | 4 |  | 43.9% | Tech/Econ | 1.187% | 29140.9964 | 4.3331 | 3.0114
Econ | Grocery | Office Equipment | Other office | TRC | Existing | NE4548 | Network PC Power Management | Network PC Power Management | NonEquip | 5 | Computers | 0% | Tech/Econ | 56.5% | 0 | 0 | 0
Econ | Grocery | Office Equipment | Other office | TRC | Turnover | ET2260 | Energy Star Uninterruptable Power Supply | Energy Star Uninterruptable Power Supply | Equip | 10 | Other office | 0% | Tech/Econ | 1.878% | 0 | 0 | 0
Econ | Grocery | Office Equipment | Other office | TRC | New | EN2286 | Energy Star Uninterruptable Power Supply | Energy Star Uninterruptable Power Supply | Equip | 10 | Other office | 0% | Tech/Econ | 1.878% | 0 | 0 | 0
Econ | Grocery | Ventilation and Circulation | Motor/Fan | TRC | New | NN5393 | Retro-Commissioning | Retro-Commissioning | NonEquip | 5 |  | 0% | Tech/Econ | 16% | 0 | 0 | 0
Econ | Grocery | Ventilation and Circulation | Motor/Fan | TRC | New | NN4977 | VAV System | VAV System | NonEquip | 10 |  | 0% | Tech/Econ | 30% | 0 | 0 | 0
Econ | Grocery | Ventilation and Circulation | Motor/Fan | TRC | New | NN4951 | Demand Controlled Ventilation | Demand Controlled Ventilation | NonEquip | 10 |  | 23.39% | Tech/Econ | 9.434% | 12.1897 | 0.0012691 | 0.0071452
Econ | Grocery | Ventilation and Circulation | Motor/Fan | TRC | New | NN4925 | CO Sensors for Parking Garage Exhaust | CO Sensors for Parking Garage Exhaust | NonEquip | 15 | Motor/Fan | 0% | Tech/Econ | 33% | 0 | 0 | 0
Econ | Grocery | Ventilation and Circulation | Motor/Fan | TRC | Existing | NE5380 | Retro-Commissioning | Retro-Commissioning | NonEquip | 5 |  | 21.99% | Tech/Econ | 16% | 1564.095 | 0.48291 | 0.93569
Econ | Grocery | Ventilation and Circulation | Motor/Fan | TRC | Existing | NE4964 | VAV System | VAV System | NonEquip | 10 |  | 0% | Tech/Econ | 30% | 0 | 0 | 0
Econ | Grocery | Ventilation and Circulation | Motor/Fan | TRC | Existing | NE4938 | Demand Controlled Ventilation | Demand Controlled Ventilation | NonEquip | 10 |  | 23.39% | Tech/Econ | 9.434% | 936.6934 | 0.097524 | 0.54906
Econ | Grocery | Ventilation and Circulation | Motor/Fan | TRC | Existing | NE4912 | CO Sensors for Parking Garage Exhaust | CO Sensors for Parking Garage Exhaust | NonEquip | 15 | Motor/Fan | 0% | Tech/Econ | 33% | 0 | 0 | 0
Econ | Grocery | Ventilation and Circulation | Motor/Fan | TRC | Turnover | ET2689 | High Speed Fans | High Speed Fans | Equip | 7 | Motor/Fan | 9.456% | Tech/Econ | 10.99% | 445.5927 | 0.062019 | 0.0056814
Econ | Grocery | Ventilation and Circulation | Motor/Fan | TRC | New | EN2715 | High Speed Fans | High Speed Fans | Equip | 7 | Motor/Fan | 9.456% | Tech/Econ | 10.99% | 5.7987 | 0.00080709 | 7.3935e-05
Econ | Grocery | Miscellaneous | Medical equipment | TRC | New | NN5445 | Retro-Commissioning | Retro-Commissioning | NonEquip | 5 |  | 0% | Tech/Econ | 16% | 0 | 0 | 0
Econ | Grocery | Miscellaneous | Medical equipment | TRC | New | NN4535 | VSD Controlled Compressor | VSD Controlled Compressor | NonEquip | 15 | Others | 0% | Tech/Econ | 20.79% | 0 | 0 | 0
Econ | Grocery | Miscellaneous | Medical equipment | TRC | New | NN4483 | Engine Block Timer | Engine Block Timer | NonEquip | 5 | Others | 0% | Tech/Econ | 36% | 0 | 0 | 0
Econ | Grocery | Miscellaneous | Medical equipment | TRC | Existing | NE5432 | Retro-Commissioning | Retro-Commissioning | NonEquip | 5 |  | 21.99% | Tech/Econ | 16% | 0 | 0 | 0
Econ | Grocery | Miscellaneous | Medical equipment | TRC | Existing | NE4522 | VSD Controlled Compressor | VSD Controlled Compressor | NonEquip | 15 | Others | 0% | Tech/Econ | 20.79% | 0 | 0 | 0
Econ | Grocery | Miscellaneous | Medical equipment | TRC | Existing | NE4470 | Engine Block Timer | Engine Block Timer | NonEquip | 5 | Others | 0% | Tech/Econ | 36% | 0 | 0 | 0
Econ | Grocery | Refrigeration | Large cold storage | TRC | New | NN5315 | Retro-Commissioning | Retro-Commissioning | NonEquip | 5 |  | 0% | Tech/Econ | 16% | 0 | 0 | 0
Econ | Grocery | Refrigeration | Large cold storage | TRC | New | NN4899 | Strip Curtains for Walk-ins | Strip Curtains for Walk-ins | NonEquip | 4 | Walk-in cooler | 0% | Tech/Econ | 2.115% | 0 | 0 | 0
Econ | Grocery | Refrigeration | Large cold storage | TRC | New | NN4847 | PSC to ECM Evaporator Fan Motor (Walk-In, Refrigerator) | PSC to ECM Evaporator Fan Motor (Walk-In, Refrigerator) | NonEquip | 15 | Walk-in cooler | 0% | Tech/Econ | 37.5% | 0 | 0 | 0
Econ | Grocery | Refrigeration | Large cold storage | TRC | New | NN4821 | PSC to ECM Evaporator Fan Motor (Reach-In) | PSC to ECM Evaporator Fan Motor (Reach-In) | NonEquip | 15 | Display cases | 0% | Tech/Econ | 37.5% | 0 | 0 | 0
Econ | Grocery | Refrigeration | Large cold storage | TRC | New | NN4691 | Floating Head Pressure Controls | Floating Head Pressure Controls | NonEquip | 15 |  | 0% | Tech/Econ | 6.05% | 0 | 0 | 0
Econ | Grocery | Refrigeration | Large cold storage | TRC | New | NN4613 | Anti-Sweat Controls | Anti-Sweat Controls | NonEquip | 8 | Display cases | 0% | Tech/Econ | 85% | 0 | 0 | 0
Econ | Grocery | Refrigeration | Large cold storage | TRC | Existing | NE5302 | Retro-Commissioning | Retro-Commissioning | NonEquip | 5 |  | 21.99% | Tech/Econ | 16% | 20650.274 | 6.3757 | 12.3536
Econ | Grocery | Refrigeration | Large cold storage | TRC | Existing | NE4886 | Strip Curtains for Walk-ins | Strip Curtains for Walk-ins | NonEquip | 4 | Walk-in cooler | 0% | Tech/Econ | 2.115% | 0 | 0 | 0
Econ | Grocery | Refrigeration | Large cold storage | TRC | Existing | NE4834 | PSC to ECM Evaporator Fan Motor (Walk-In, Refrigerator) | PSC to ECM Evaporator Fan Motor (Walk-In, Refrigerator) | NonEquip | 15 | Walk-in cooler | 0% | Tech/Econ | 37.5% | 0 | 0 | 0
Econ | Grocery | Refrigeration | Large cold storage | TRC | Existing | NE4808 | PSC to ECM Evaporator Fan Motor (Reach-In) | PSC to ECM Evaporator Fan Motor (Reach-In) | NonEquip | 15 | Display cases | 0% | Tech/Econ | 37.5% | 0 | 0 | 0
Econ | Grocery | Refrigeration | Large cold storage | TRC | Existing | NE4704 | Freezer-Cooler Replacement Gaskets | Freezer-Cooler Replacement Gaskets | NonEquip | 4 | Display cases | 0% | Tech/Econ | 3.131% | 0 | 0 | 0
Econ | Grocery | Refrigeration | Large cold storage | TRC | Existing | NE4678 | Floating Head Pressure Controls | Floating Head Pressure Controls | NonEquip | 15 |  | 0% | Tech/Econ | 6.05% | 0 | 0 | 0
Econ | Grocery | Refrigeration | Large cold storage | TRC | Existing | NE4600 | Anti-Sweat Controls | Anti-Sweat Controls | NonEquip | 8 | Display cases | 0% | Tech/Econ | 85% | 0 | 0 | 0
Econ | Grocery | Miscellaneous | Laboratory equipment | TRC | New | NN5445 | Retro-Commissioning | Retro-Commissioning | NonEquip | 5 |  | 0% | Tech/Econ | 16% | 0 | 0 | 0
Econ | Grocery | Miscellaneous | Laboratory equipment | TRC | New | NN4535 | VSD Controlled Compressor | VSD Controlled Compressor | NonEquip | 15 | Others | 0% | Tech/Econ | 20.79% | 0 | 0 | 0
Econ | Grocery | Miscellaneous | Laboratory equipment | TRC | New | NN4483 | Engine Block Timer | Engine Block Timer | NonEquip | 5 | Others | 0% | Tech/Econ | 36% | 0 | 0 | 0
Econ | Grocery | Miscellaneous | Laboratory equipment | TRC | Existing | NE5432 | Retro-Commissioning | Retro-Commissioning | NonEquip | 5 |  | 21.99% | Tech/Econ | 16% | 0 | 0 | 0
Econ | Grocery | Miscellaneous | Laboratory equipment | TRC | Existing | NE4522 | VSD Controlled Compressor | VSD Controlled Compressor | NonEquip | 15 | Others | 0% | Tech/Econ | 20.79% | 0 | 0 | 0
Econ | Grocery | Miscellaneous | Laboratory equipment | TRC | Existing | NE4470 | Engine Block Timer | Engine Block Timer | NonEquip | 5 | Others | 0% | Tech/Econ | 36% | 0 | 0 | 0
Econ | Grocery | Ventilation and Circulation | Individual room ventilation | TRC | New | NN5393 | Retro-Commissioning | Retro-Commissioning | NonEquip | 5 |  | 0% | Tech/Econ | 16% | 0 | 0 | 0
Econ | Grocery | Ventilation and Circulation | Individual room ventilation | TRC | New | NN4977 | VAV System | VAV System | NonEquip | 10 |  | 0% | Tech/Econ | 30% | 0 | 0 | 0
Econ | Grocery | Ventilation and Circulation | Individual room ventilation | TRC | New | NN4951 | Demand Controlled Ventilation | Demand Controlled Ventilation | NonEquip | 10 |  | 23.39% | Tech/Econ | 9.434% | 0 | 0 | 0
Econ | Grocery | Ventilation and Circulation | Individual room ventilation | TRC | New | NN4925 | CO Sensors for Parking Garage Exhaust | CO Sensors for Parking Garage Exhaust | NonEquip | 15 | Motor/Fan | 0% | Tech/Econ | 33% | 0 | 0 | 0
Econ | Grocery | Ventilation and Circulation | Individual room ventilation | TRC | Existing | NE5380 | Retro-Commissioning | Retro-Commissioning | NonEquip | 5 |  | 21.99% | Tech/Econ | 16% | 0 | 0 | 0
Econ | Grocery | Ventilation and Circulation | Individual room ventilation | TRC | Existing | NE4964 | VAV System | VAV System | NonEquip | 10 |  | 0% | Tech/Econ | 30% | 0 | 0 | 0
Econ | Grocery | Ventilation and Circulation | Individual room ventilation | TRC | Existing | NE4938 | Demand Controlled Ventilation | Demand Controlled Ventilation | NonEquip | 10 |  | 23.39% | Tech/Econ | 9.434% | 0 | 0 | 0
Econ | Grocery | Ventilation and Circulation | Individual room ventilation | TRC | Existing | NE4912 | CO Sensors for Parking Garage Exhaust | CO Sensors for Parking Garage Exhaust | NonEquip | 15 | Motor/Fan | 0% | Tech/Econ | 33% | 0 | 0 | 0
Econ | Grocery | Space Heating | Individual room heating | TRC | New | NN5341 | Retro-Commissioning | Retro-Commissioning | NonEquip | 5 |  | 0% | Tech/Econ | 16% | 0 | 0 | 0
Econ | Grocery | Space Heating | Individual room heating | TRC | New | NN4171 | Smart Thermostat | Smart Thermostat | NonEquip | 11 |  | 31.48% | Tech/Econ | 10% | 0 | 0 | 0
Econ | Grocery | Space Heating | Individual room heating | TRC | New | NN4067 | Programmable Thermostat | Programmable Thermostat | NonEquip | 11 |  | 0% | Tech/Econ | 3.6% | 0 | 0 | 0
Econ | Grocery | Space Heating | Individual room heating | TRC | New | NN3651 | Facility Energy Management System | Facility Energy Management System | NonEquip | 15 |  | 4.276% | Tech/Econ | 20% | 0 | 0 | 0
Econ | Grocery | Space Heating | Individual room heating | TRC | New | NN3547 | Duct Sealing Repair | Duct Sealing Repair | NonEquip | 15 |  | 0% | Tech/Econ | 12% | 0 | 0 | 0
Econ | Grocery | Space Heating | Individual room heating | TRC | New | NN3183 | Ceiling Insulation(R2 to R38) | Ceiling Insulation(R2 to R38) | NonEquip | 20 |  | 0% | Tech/Econ | 2.133% | 0 | 0 | 0
Econ | Grocery | Space Heating | Individual room heating | TRC | Existing | NE5328 | Retro-Commissioning | Retro-Commissioning | NonEquip | 5 |  | 21.99% | Tech/Econ | 16% | 0 | 0 | 0
Econ | Grocery | Space Heating | Individual room heating | TRC | Existing | NE4236 | Wall Insulation | Wall Insulation | NonEquip | 20 |  | 0% | Tech/Econ | 0.2818% | 0 | 0 | 0
Econ | Grocery | Space Heating | Individual room heating | TRC | Existing | NE4158 | Smart Thermostat | Smart Thermostat | NonEquip | 11 |  | 31.48% | Tech/Econ | 10% | 0 | 0 | 0
Econ | Grocery | Space Heating | Individual room heating | TRC | Existing | NE4054 | Programmable Thermostat | Programmable Thermostat | NonEquip | 11 |  | 0% | Tech/Econ | 3.6% | 0 | 0 | 0
Econ | Grocery | Space Heating | Individual room heating | TRC | Existing | NE3638 | Facility Energy Management System | Facility Energy Management System | NonEquip | 15 |  | 7.167% | Tech/Econ | 20% | 0 | 0 | 0
Econ | Grocery | Space Heating | Individual room heating | TRC | Existing | NE3534 | Duct Sealing Repair | Duct Sealing Repair | NonEquip | 15 |  | 0% | Tech/Econ | 12% | 0 | 0 | 0
Econ | Grocery | Space Heating | Individual room heating | TRC | Existing | NE3170 | Ceiling Insulation(R2 to R38) | Ceiling Insulation(R2 to R38) | NonEquip | 20 |  | 0% | Tech/Econ | 2.354% | 0 | 0 | 0
Econ | Grocery | Space Cooling | Individual room air conditioners | TRC | New | NN5367 | Retro-Commissioning | Retro-Commissioning | NonEquip | 5 |  | 0% | Tech/Econ | 16% | 0 | 0 | 0
Econ | Grocery | Space Cooling | Individual room air conditioners | TRC | New | NN4197 | Thermal Energy Storage | Thermal Energy Storage | NonEquip | 20 |  | 33.33% | Tech/Econ | 0% | 0 | 0 | 0
Econ | Grocery | Space Cooling | Individual room air conditioners | TRC | New | NN4145 | Smart Thermostat | Smart Thermostat | NonEquip | 11 |  | 31.48% | Tech/Econ | 10% | 208.4292 | 0.07724 | 0
Econ | Grocery | Space Cooling | Individual room air conditioners | TRC | New | NN4041 | Programmable Thermostat | Programmable Thermostat | NonEquip | 11 |  | 0% | Tech/Econ | 3.6% | 0 | 0 | 0
Econ | Grocery | Space Cooling | Individual room air conditioners | TRC | New | NN3885 | HVAC tune-up | HVAC tune-up | NonEquip | 5 | Residential-type central air conditioners | 0% | Tech/Econ | 5% | 0 | 0 | 0
Econ | Grocery | Space Cooling | Individual room air conditioners | TRC | New | NN3677 | Facility Energy Management System | Facility Energy Management System | NonEquip | 15 |  | 4.276% | Tech/Econ | 20% | 57.1177 | 0.014905 | 0
Econ | Grocery | Space Cooling | Individual room air conditioners | TRC | New | NN3625 | Facility Commissioning | Facility Commissioning | NonEquip | 10 |  | 53.41% | Tech/Econ | 16% | 548.0245 | 0.095949 | 0.0021891
Econ | Grocery | Space Cooling | Individual room air conditioners | TRC | New | NN3599 | Energy Recovery Ventilation System (ERV) | Energy Recovery Ventilation System (ERV) | NonEquip | 15 | Packaged air conditioning units (RTUs) | 0% | Tech/Econ | 9.935% | 0 | 0 | 0
Econ | Grocery | Space Cooling | Individual room air conditioners | TRC | New | NN3521 | Duct Sealing Repair | Duct Sealing Repair | NonEquip | 15 |  | 0% | Tech/Econ | 12% | 0 | 0 | 0
Econ | Grocery | Space Cooling | Individual room air conditioners | TRC | New | NN3313 | Chilled Water System - Variable Speed Drives | Chilled Water System - Variable Speed Drives | NonEquip | 13 | Central chillers inside | 0% | Tech/Econ | 24.74% | 0 | 0 | 0
Econ | Grocery | Space Cooling | Individual room air conditioners | TRC | New | NN3209 | Ceiling Insulation(R2 to R38) | Ceiling Insulation(R2 to R38) | NonEquip | 20 |  | 0% | Tech/Econ | 6.088% | 0 | 0 | 0
Econ | Grocery | Space Cooling | Individual room air conditioners | TRC | New | NN3053 | Airside Economizer | Airside Economizer | NonEquip | 10 | Packaged air conditioning units (RTUs) | 0% | Tech/Econ | 5.556% | 0 | 0 | 0
Econ | Grocery | Space Cooling | Individual room air conditioners | TRC | Existing | NE5354 | Retro-Commissioning | Retro-Commissioning | NonEquip | 5 |  | 21.99% | Tech/Econ | 16% | 18715.3152 | 5.7783 | 0
Econ | Grocery | Space Cooling | Individual room air conditioners | TRC | Existing | NE4210 | Wall Insulation | Wall Insulation | NonEquip | 20 |  | 0% | Tech/Econ | 4.992% | 0 | 0 | 0
Econ | Grocery | Space Cooling | Individual room air conditioners | TRC | Existing | NE4184 | Thermal Energy Storage | Thermal Energy Storage | NonEquip | 20 |  | 33.33% | Tech/Econ | 0% | 1.9496e-05 | -9.9938e-08 | -6.5544e-09
Econ | Grocery | Space Cooling | Individual room air conditioners | TRC | Existing | NE4132 | Smart Thermostat | Smart Thermostat | NonEquip | 11 |  | 31.48% | Tech/Econ | 10% | 15922.926 | 5.9007 | 0
Econ | Grocery | Space Cooling | Individual room air conditioners | TRC | Existing | NE4028 | Programmable Thermostat | Programmable Thermostat | NonEquip | 11 |  | 0% | Tech/Econ | 3.6% | 0 | 0 | 0
Econ | Grocery | Space Cooling | Individual room air conditioners | TRC | Existing | NE3872 | HVAC tune-up | HVAC tune-up | NonEquip | 5 | Residential-type central air conditioners | 0% | Tech/Econ | 5% | 0 | 0 | 0
Econ | Grocery | Space Cooling | Individual room air conditioners | TRC | Existing | NE3664 | Facility Energy Management System | Facility Energy Management System | NonEquip | 15 |  | 7.167% | Tech/Econ | 20% | 7356.4973 | 1.9198 | 0
Econ | Grocery | Space Cooling | Individual room air conditioners | TRC | Existing | NE3586 | Energy Recovery Ventilation System (ERV) | Energy Recovery Ventilation System (ERV) | NonEquip | 15 | Packaged air conditioning units (RTUs) | 0% | Tech/Econ | 9.935% | 0 | 0 | 0
Econ | Grocery | Space Cooling | Individual room air conditioners | TRC | Existing | NE3508 | Duct Sealing Repair | Duct Sealing Repair | NonEquip | 15 |  | 0% | Tech/Econ | 12% | 0 | 0 | 0
Econ | Grocery | Space Cooling | Individual room air conditioners | TRC | Existing | NE3300 | Chilled Water System - Variable Speed Drives | Chilled Water System - Variable Speed Drives | NonEquip | 13 | Central chillers inside | 0% | Tech/Econ | 24.74% | 0 | 0 | 0
Econ | Grocery | Space Cooling | Individual room air conditioners | TRC | Existing | NE3196 | Ceiling Insulation(R2 to R38) | Ceiling Insulation(R2 to R38) | NonEquip | 20 |  | 0% | Tech/Econ | 6.088% | 0 | 0 | 0
Econ | Grocery | Space Cooling | Individual room air conditioners | TRC | Existing | NE3040 | Airside Economizer | Airside Economizer | NonEquip | 10 | Packaged air conditioning units (RTUs) | 0% | Tech/Econ | 5.556% | 0 | 0 | 0
Econ | Grocery | Interior Lighting | High bay | TRC | New | NN5263 | Retro-Commissioning | Retro-Commissioning | NonEquip | 5 |  | 0% | Tech/Econ | 16% | 0 | 0 | 0
Econ | Grocery | Interior Lighting | High bay | TRC | New | NN4431 | Interior Lighting Controls | Interior Lighting Controls | NonEquip | 8 | Overhead (fluorescent/LED/CFL U-shape) | 0% | Tech/Econ | 28% | 0 | 0 | 0
Econ | Grocery | Interior Lighting | High bay | TRC | New | NN4405 | Bi-Level Lighting Control (Interior) | Bi-Level Lighting Control (Interior) | NonEquip | 8 | Overhead (fluorescent/LED/CFL U-shape) | 0% | Tech/Econ | 31% | 0 | 0 | 0
Econ | Grocery | Interior Lighting | High bay | TRC | New | NN3703 | Facility Energy Management System | Facility Energy Management System | NonEquip | 15 |  | 4.276% | Tech/Econ | 24% | 2972.4051 | 0.77568 | 0.35665
Econ | Grocery | Interior Lighting | High bay | TRC | Existing | NE5250 | Retro-Commissioning | Retro-Commissioning | NonEquip | 5 |  | 21.99% | Tech/Econ | 16% | 811621.4186 | 250.5853 | 485.5346
Econ | Grocery | Interior Lighting | High bay | TRC | Existing | NE4418 | Interior Lighting Controls | Interior Lighting Controls | NonEquip | 8 | Overhead (fluorescent/LED/CFL U-shape) | 0% | Tech/Econ | 28% | 0 | 0 | 0
Econ | Grocery | Interior Lighting | High bay | TRC | Existing | NE4392 | Bi-Level Lighting Control (Interior) | Bi-Level Lighting Control (Interior) | NonEquip | 8 | Overhead (fluorescent/LED/CFL U-shape) | 0% | Tech/Econ | 31% | 0 | 0 | 0
Econ | Grocery | Interior Lighting | High bay | TRC | Existing | NE3690 | Facility Energy Management System | Facility Energy Management System | NonEquip | 15 |  | 7.167% | Tech/Econ | 24% | 336437.5954 | 87.7968 | 40.3681
Econ | Grocery | Interior Lighting | High bay | TRC | Turnover | ET1642 | LED Linear - Fixture Replacement | LED Linear - Fixture Replacement | Equip | 15 | High bay | 24.1% | Tech/Econ | 50.28% | 2697292.852 | 657.7909 | 0.036037
Econ | Grocery | Interior Lighting | High bay | TRC | Turnover | ET1525 | High Bay LED | High Bay LED | Equip | 15 | High bay | 0% | Tech/Econ | 64.78% | 0 | 0 | 0
Econ | Grocery | Interior Lighting | High bay | TRC | Turnover | ET1486 | High Bay Fluorescent (T5) | High Bay Fluorescent (T5) | Equip | 15 | High bay | 0% | Tech/Econ | 64.14% | 0 | 0 | 0
Econ | Grocery | Interior Lighting | High bay | TRC | New | EN1668 | LED Linear - Fixture Replacement | LED Linear - Fixture Replacement | Equip | 15 | High bay | 0% | Tech/Econ | 50.28% | 0 | 0 | 0
Econ | Grocery | Interior Lighting | High bay | TRC | New | EN1551 | High Bay LED | High Bay LED | Equip | 15 | High bay | 0% | Tech/Econ | 64.78% | 0 | 0 | 0
Econ | Grocery | Interior Lighting | High bay | TRC | New | EN1512 | High Bay Fluorescent (T5) | High Bay Fluorescent (T5) | Equip | 15 | High bay | 0% | Tech/Econ | 64.14% | 0 | 0 | 0
Econ | Grocery | Space Heating | Forced air furnace | TRC | New | NN5341 | Retro-Commissioning | Retro-Commissioning | NonEquip | 5 |  | 0% | Tech/Econ | 16% | 0 | 0 | 0
Econ | Grocery | Space Heating | Forced air furnace | TRC | New | NN4171 | Smart Thermostat | Smart Thermostat | NonEquip | 11 |  | 31.48% | Tech/Econ | 10% | 25.3257 | 0 | -1.7809e-05
Econ | Grocery | Space Heating | Forced air furnace | TRC | New | NN4067 | Programmable Thermostat | Programmable Thermostat | NonEquip | 11 |  | 0% | Tech/Econ | 3.6% | 0 | 0 | 0
Econ | Grocery | Space Heating | Forced air furnace | TRC | New | NN3651 | Facility Energy Management System | Facility Energy Management System | NonEquip | 15 |  | 4.276% | Tech/Econ | 20% | 6.9402 | 0 | 0.00083274
Econ | Grocery | Space Heating | Forced air furnace | TRC | New | NN3547 | Duct Sealing Repair | Duct Sealing Repair | NonEquip | 15 |  | 0% | Tech/Econ | 12% | 0 | 0 | 0
Econ | Grocery | Space Heating | Forced air furnace | TRC | New | NN3183 | Ceiling Insulation(R2 to R38) | Ceiling Insulation(R2 to R38) | NonEquip | 20 |  | 0% | Tech/Econ | 2.133% | 0 | 0 | 0
Econ | Grocery | Space Heating | Forced air furnace | TRC | Existing | NE5328 | Retro-Commissioning | Retro-Commissioning | NonEquip | 5 |  | 21.99% | Tech/Econ | 16% | 2274.0515 | 0 | 1.3604
Econ | Grocery | Space Heating | Forced air furnace | TRC | Existing | NE4236 | Wall Insulation | Wall Insulation | NonEquip | 20 |  | 0% | Tech/Econ | 0.2818% | 0 | 0 | 0
Econ | Grocery | Space Heating | Forced air furnace | TRC | Existing | NE4158 | Smart Thermostat | Smart Thermostat | NonEquip | 11 |  | 31.48% | Tech/Econ | 10% | 1934.7552 | 0 | -0.0013605
Econ | Grocery | Space Heating | Forced air furnace | TRC | Existing | NE4054 | Programmable Thermostat | Programmable Thermostat | NonEquip | 11 |  | 0% | Tech/Econ | 3.6% | 0 | 0 | 0
Econ | Grocery | Space Heating | Forced air furnace | TRC | Existing | NE3638 | Facility Energy Management System | Facility Energy Management System | NonEquip | 15 |  | 7.167% | Tech/Econ | 20% | 893.8697 | 0 | 0.10725
Econ | Grocery | Space Heating | Forced air furnace | TRC | Existing | NE3534 | Duct Sealing Repair | Duct Sealing Repair | NonEquip | 15 |  | 0% | Tech/Econ | 12% | 0 | 0 | 0
Econ | Grocery | Space Heating | Forced air furnace | TRC | Existing | NE3170 | Ceiling Insulation(R2 to R38) | Ceiling Insulation(R2 to R38) | NonEquip | 20 |  | 0% | Tech/Econ | 2.354% | 0 | 0 | 0
Econ | Grocery | Exterior Lighting | Exterior parking/lot lighting | TRC | New | NN5289 | Retro-Commissioning | Retro-Commissioning | NonEquip | 5 |  | 0% | Tech/Econ | 16% | 0 | 0 | 0
Econ | Grocery | Exterior Lighting | Exterior parking/lot lighting | TRC | New | NN2975 | Outdoor Lighting Controls | Outdoor Lighting Controls | NonEquip | 8 | Exterior parking/lot lighting | 30.95% | Tech/Econ | 28% | 165.3077 | 0 | 0
Econ | Grocery | Exterior Lighting | Exterior parking/lot lighting | TRC | New | NN2949 | Bi-Level Lighting Control (Exterior) | Bi-Level Lighting Control (Exterior) | NonEquip | 9 | Exterior parking/lot lighting | 8.579% | Tech/Econ | 31% | 0 | 0 | 0
Econ | Grocery | Exterior Lighting | Exterior parking/lot lighting | TRC | Existing | NE5276 | Retro-Commissioning | Retro-Commissioning | NonEquip | 5 |  | 21.99% | Tech/Econ | 16% | 161328.3686 | 0 | 96.5111
Econ | Grocery | Exterior Lighting | Exterior parking/lot lighting | TRC | Existing | NE2962 | Outdoor Lighting Controls | Outdoor Lighting Controls | NonEquip | 8 | Exterior parking/lot lighting | 30.95% | Tech/Econ | 28% | 361678.96 | 0 | 0
Econ | Grocery | Exterior Lighting | Exterior parking/lot lighting | TRC | Existing | NE2936 | Bi-Level Lighting Control (Exterior) | Bi-Level Lighting Control (Exterior) | NonEquip | 9 | Exterior parking/lot lighting | 8.579% | Tech/Econ | 31% | 101389.4352 | 0 | 0
Econ | Grocery | Exterior Lighting | Exterior parking/lot lighting | TRC | Turnover | ET706 | LED Parking Lighting | LED Parking Lighting | Equip | 18 | Exterior parking/lot lighting | 6.728% | Tech/Econ | 84% | 250023.5876 | 0 | 0
Econ | Grocery | Exterior Lighting | Exterior parking/lot lighting | TRC | Turnover | ET511 | High Efficiency HID Lighting | High Efficiency HID Lighting | Equip | 13 | Exterior parking/lot lighting | 0% | Tech/Econ | 34.18% | 0 | 0 | 0
Econ | Grocery | Exterior Lighting | Exterior parking/lot lighting | TRC | New | EN732 | LED Parking Lighting | LED Parking Lighting | Equip | 18 | Exterior parking/lot lighting | 94.94% | Tech/Econ | 84% | 45912.8509 | 0 | 0
Econ | Grocery | Exterior Lighting | Exterior parking/lot lighting | TRC | New | EN537 | High Efficiency HID Lighting | High Efficiency HID Lighting | Equip | 13 | Exterior parking/lot lighting | 0% | Tech/Econ | 34.18% | 0 | 0 | 0
Econ | Grocery | Exterior Lighting | Exterior marquis | TRC | New | NN5289 | Retro-Commissioning | Retro-Commissioning | NonEquip | 5 |  | 0% | Tech/Econ | 16% | 0 | 0 | 0
Econ | Grocery | Exterior Lighting | Exterior marquis | TRC | New | NN2975 | Outdoor Lighting Controls | Outdoor Lighting Controls | NonEquip | 8 | Exterior parking/lot lighting | 0% | Tech/Econ | 28% | 0 | 0 | 0
Econ | Grocery | Exterior Lighting | Exterior marquis | TRC | New | NN2949 | Bi-Level Lighting Control (Exterior) | Bi-Level Lighting Control (Exterior) | NonEquip | 9 | Exterior parking/lot lighting | 0% | Tech/Econ | 31% | 0 | 0 | 0
Econ | Grocery | Exterior Lighting | Exterior marquis | TRC | Existing | NE5276 | Retro-Commissioning | Retro-Commissioning | NonEquip | 5 |  | 21.99% | Tech/Econ | 16% | 768.2303 | 0 | 0.45958
Econ | Grocery | Exterior Lighting | Exterior marquis | TRC | Existing | NE2962 | Outdoor Lighting Controls | Outdoor Lighting Controls | NonEquip | 8 | Exterior parking/lot lighting | 0% | Tech/Econ | 28% | 0 | 0 | 0
Econ | Grocery | Exterior Lighting | Exterior marquis | TRC | Existing | NE2936 | Bi-Level Lighting Control (Exterior) | Bi-Level Lighting Control (Exterior) | NonEquip | 9 | Exterior parking/lot lighting | 0% | Tech/Econ | 31% | 0 | 0 | 0
Econ | Grocery | Exterior Lighting | Exterior marquis | TRC | Turnover | ET628 | LED Exterior Lighting | LED Exterior Lighting | Equip | 13 | Exterior marquis | 4.268% | Tech/Econ | 60.51% | 523.8787 | 0 | 0
Econ | Grocery | Exterior Lighting | Exterior marquis | TRC | Turnover | ET589 | LED Display Lighting (Exterior) | LED Display Lighting (Exterior) | Equip | 15 | Exterior marquis | 4.268% | Tech/Econ | 87.04% | 782.6215 | 0 | 0
Econ | Grocery | Exterior Lighting | Exterior marquis | TRC | New | EN654 | LED Exterior Lighting | LED Exterior Lighting | Equip | 13 | Exterior marquis | 4.624% | Tech/Econ | 60.51% | 7.3619 | 0 | 0
Econ | Grocery | Exterior Lighting | Exterior marquis | TRC | New | EN615 | LED Display Lighting (Exterior) | LED Display Lighting (Exterior) | Equip | 15 | Exterior marquis | 4.624% | Tech/Econ | 87.04% | 11.0334 | 0 | 0
Econ | Grocery | Miscellaneous | Elevators/Escalators | TRC | New | NN5445 | Retro-Commissioning | Retro-Commissioning | NonEquip | 5 |  | 0% | Tech/Econ | 16% | 0 | 0 | 0
Econ | Grocery | Miscellaneous | Elevators/Escalators | TRC | New | NN4535 | VSD Controlled Compressor | VSD Controlled Compressor | NonEquip | 15 | Others | 0% | Tech/Econ | 20.79% | 0 | 0 | 0
Econ | Grocery | Miscellaneous | Elevators/Escalators | TRC | New | NN4483 | Engine Block Timer | Engine Block Timer | NonEquip | 5 | Others | 0% | Tech/Econ | 36% | 0 | 0 | 0
Econ | Grocery | Miscellaneous | Elevators/Escalators | TRC | Existing | NE5432 | Retro-Commissioning | Retro-Commissioning | NonEquip | 5 |  | 21.99% | Tech/Econ | 16% | 0 | 0 | 0
Econ | Grocery | Miscellaneous | Elevators/Escalators | TRC | Existing | NE4522 | VSD Controlled Compressor | VSD Controlled Compressor | NonEquip | 15 | Others | 0% | Tech/Econ | 20.79% | 0 | 0 | 0
Econ | Grocery | Miscellaneous | Elevators/Escalators | TRC | Existing | NE4470 | Engine Block Timer | Engine Block Timer | NonEquip | 5 | Others | 0% | Tech/Econ | 36% | 0 | 0 | 0
Econ | Grocery | Office Equipment | Document production | TRC | New | NN4587 | Smart Strip Plug Outlet | Smart Strip Plug Outlet | NonEquip | 4 |  | 43.9% | Tech/Econ | 1.187% | 162.7527 | 0.0242 | 0.016819
Econ | Grocery | Office Equipment | Document production | TRC | New | NN4561 | Network PC Power Management | Network PC Power Management | NonEquip | 5 | Computers | 0% | Tech/Econ | 56.5% | 0 | 0 | 0
Econ | Grocery | Office Equipment | Document production | TRC | Existing | NE4574 | Smart Strip Plug Outlet | Smart Strip Plug Outlet | NonEquip | 4 |  | 43.9% | Tech/Econ | 1.187% | 12962.4678 | 1.9274 | 1.3395
Econ | Grocery | Office Equipment | Document production | TRC | Existing | NE4548 | Network PC Power Management | Network PC Power Management | NonEquip | 5 | Computers | 0% | Tech/Econ | 56.5% | 0 | 0 | 0
Econ | Grocery | Space Cooling | District chilled water piped | TRC | New | NN5367 | Retro-Commissioning | Retro-Commissioning | NonEquip | 5 |  | 0% | Tech/Econ | 16% | 0 | 0 | 0
Econ | Grocery | Space Cooling | District chilled water piped | TRC | New | NN4197 | Thermal Energy Storage | Thermal Energy Storage | NonEquip | 20 |  | 33.33% | Tech/Econ | 0% | 0 | 0 | 0
Econ | Grocery | Space Cooling | District chilled water piped | TRC | New | NN4145 | Smart Thermostat | Smart Thermostat | NonEquip | 11 |  | 31.48% | Tech/Econ | 10% | 0 | 0 | 0
Econ | Grocery | Space Cooling | District chilled water piped | TRC | New | NN4041 | Programmable Thermostat | Programmable Thermostat | NonEquip | 11 |  | 0% | Tech/Econ | 3.6% | 0 | 0 | 0
Econ | Grocery | Space Cooling | District chilled water piped | TRC | New | NN3885 | HVAC tune-up | HVAC tune-up | NonEquip | 5 | Residential-type central air conditioners | 0% | Tech/Econ | 5% | 0 | 0 | 0
Econ | Grocery | Space Cooling | District chilled water piped | TRC | New | NN3677 | Facility Energy Management System | Facility Energy Management System | NonEquip | 15 |  | 4.276% | Tech/Econ | 20% | 0 | 0 | 0
Econ | Grocery | Space Cooling | District chilled water piped | TRC | New | NN3625 | Facility Commissioning | Facility Commissioning | NonEquip | 10 |  | 53.41% | Tech/Econ | 16% | 0 | 0 | 0
Econ | Grocery | Space Cooling | District chilled water piped | TRC | New | NN3599 | Energy Recovery Ventilation System (ERV) | Energy Recovery Ventilation System (ERV) | NonEquip | 15 | Packaged air conditioning units (RTUs) | 0% | Tech/Econ | 9.935% | 0 | 0 | 0
Econ | Grocery | Space Cooling | District chilled water piped | TRC | New | NN3521 | Duct Sealing Repair | Duct Sealing Repair | NonEquip | 15 |  | 0% | Tech/Econ | 12% | 0 | 0 | 0
Econ | Grocery | Space Cooling | District chilled water piped | TRC | New | NN3313 | Chilled Water System - Variable Speed Drives | Chilled Water System - Variable Speed Drives | NonEquip | 13 | Central chillers inside | 0% | Tech/Econ | 24.74% | 0 | 0 | 0
Econ | Grocery | Space Cooling | District chilled water piped | TRC | New | NN3209 | Ceiling Insulation(R2 to R38) | Ceiling Insulation(R2 to R38) | NonEquip | 20 |  | 0% | Tech/Econ | 6.088% | 0 | 0 | 0
Econ | Grocery | Space Cooling | District chilled water piped | TRC | New | NN3053 | Airside Economizer | Airside Economizer | NonEquip | 10 | Packaged air conditioning units (RTUs) | 0% | Tech/Econ | 5.556% | 0 | 0 | 0
Econ | Grocery | Space Cooling | District chilled water piped | TRC | Existing | NE5354 | Retro-Commissioning | Retro-Commissioning | NonEquip | 5 |  | 21.99% | Tech/Econ | 16% | 0 | 0 | 0
Econ | Grocery | Space Cooling | District chilled water piped | TRC | Existing | NE4210 | Wall Insulation | Wall Insulation | NonEquip | 20 |  | 0% | Tech/Econ | 4.992% | 0 | 0 | 0
Econ | Grocery | Space Cooling | District chilled water piped | TRC | Existing | NE4184 | Thermal Energy Storage | Thermal Energy Storage | NonEquip | 20 |  | 33.33% | Tech/Econ | 0% | 0 | 0 | 0
Econ | Grocery | Space Cooling | District chilled water piped | TRC | Existing | NE4132 | Smart Thermostat | Smart Thermostat | NonEquip | 11 |  | 31.48% | Tech/Econ | 10% | 0 | 0 | 0
Econ | Grocery | Space Cooling | District chilled water piped | TRC | Existing | NE4028 | Programmable Thermostat | Programmable Thermostat | NonEquip | 11 |  | 0% | Tech/Econ | 3.6% | 0 | 0 | 0
Econ | Grocery | Space Cooling | District chilled water piped | TRC | Existing | NE3872 | HVAC tune-up | HVAC tune-up | NonEquip | 5 | Residential-type central air conditioners | 0% | Tech/Econ | 5% | 0 | 0 | 0
Econ | Grocery | Space Cooling | District chilled water piped | TRC | Existing | NE3664 | Facility Energy Management System | Facility Energy Management System | NonEquip | 15 |  | 7.167% | Tech/Econ | 20% | 0 | 0 | 0
Econ | Grocery | Space Cooling | District chilled water piped | TRC | Existing | NE3586 | Energy Recovery Ventilation System (ERV) | Energy Recovery Ventilation System (ERV) | NonEquip | 15 | Packaged air conditioning units (RTUs) | 0% | Tech/Econ | 9.935% | 0 | 0 | 0
Econ | Grocery | Space Cooling | District chilled water piped | TRC | Existing | NE3508 | Duct Sealing Repair | Duct Sealing Repair | NonEquip | 15 |  | 0% | Tech/Econ | 12% | 0 | 0 | 0
Econ | Grocery | Space Cooling | District chilled water piped | TRC | Existing | NE3300 | Chilled Water System - Variable Speed Drives | Chilled Water System - Variable Speed Drives | NonEquip | 13 | Central chillers inside | 0% | Tech/Econ | 24.74% | 0 | 0 | 0
Econ | Grocery | Space Cooling | District chilled water piped | TRC | Existing | NE3196 | Ceiling Insulation(R2 to R38) | Ceiling Insulation(R2 to R38) | NonEquip | 20 |  | 0% | Tech/Econ | 6.088% | 0 | 0 | 0
Econ | Grocery | Space Cooling | District chilled water piped | TRC | Existing | NE3040 | Airside Economizer | Airside Economizer | NonEquip | 10 | Packaged air conditioning units (RTUs) | 0% | Tech/Econ | 5.556% | 0 | 0 | 0
Econ | Grocery | Space Cooling | District chilled water piped | TRC | Turnover | ET940 | High Efficiency Chiller (Air Cooled, 50 tons) | High Efficiency Chiller (Air Cooled, 50 tons) | Equip | 20 | District chilled water piped | 28.37% | Tech/Econ | 8.759% | 0 | 0 | 0
Econ | Grocery | Space Cooling | District chilled water piped | TRC | New | EN966 | High Efficiency Chiller (Air Cooled, 50 tons) | High Efficiency Chiller (Air Cooled, 50 tons) | Equip | 20 | District chilled water piped | 28.37% | Tech/Econ | 8.759% | 0 | 0 | 0
Econ | Grocery | Refrigeration | Display cases | TRC | New | NN5315 | Retro-Commissioning | Retro-Commissioning | NonEquip | 5 |  | 0% | Tech/Econ | 16% | 0 | 0 | 0
Econ | Grocery | Refrigeration | Display cases | TRC | New | NN4899 | Strip Curtains for Walk-ins | Strip Curtains for Walk-ins | NonEquip | 4 | Walk-in cooler | 0% | Tech/Econ | 2.115% | 0 | 0 | 0
Econ | Grocery | Refrigeration | Display cases | TRC | New | NN4847 | PSC to ECM Evaporator Fan Motor (Walk-In, Refrigerator) | PSC to ECM Evaporator Fan Motor (Walk-In, Refrigerator) | NonEquip | 15 | Walk-in cooler | 0% | Tech/Econ | 37.5% | 0 | 0 | 0
Econ | Grocery | Refrigeration | Display cases | TRC | New | NN4821 | PSC to ECM Evaporator Fan Motor (Reach-In) | PSC to ECM Evaporator Fan Motor (Reach-In) | NonEquip | 15 | Display cases | 68.68% | Tech/Econ | 37.5% | 0 | 0 | 0
Econ | Grocery | Refrigeration | Display cases | TRC | New | NN4691 | Floating Head Pressure Controls | Floating Head Pressure Controls | NonEquip | 15 |  | 0% | Tech/Econ | 6.05% | 0 | 0 | 0
Econ | Grocery | Refrigeration | Display cases | TRC | New | NN4613 | Anti-Sweat Controls | Anti-Sweat Controls | NonEquip | 8 | Display cases | 0% | Tech/Econ | 85% | 0 | 0 | 0
Econ | Grocery | Refrigeration | Display cases | TRC | Existing | NE5302 | Retro-Commissioning | Retro-Commissioning | NonEquip | 5 |  | 21.99% | Tech/Econ | 16% | 1388612.828 | 428.7294 | 830.707
Econ | Grocery | Refrigeration | Display cases | TRC | Existing | NE4886 | Strip Curtains for Walk-ins | Strip Curtains for Walk-ins | NonEquip | 4 | Walk-in cooler | 0% | Tech/Econ | 2.115% | 0 | 0 | 0
Econ | Grocery | Refrigeration | Display cases | TRC | Existing | NE4834 | PSC to ECM Evaporator Fan Motor (Walk-In, Refrigerator) | PSC to ECM Evaporator Fan Motor (Walk-In, Refrigerator) | NonEquip | 15 | Walk-in cooler | 0% | Tech/Econ | 37.5% | 0 | 0 | 0
Econ | Grocery | Refrigeration | Display cases | TRC | Existing | NE4808 | PSC to ECM Evaporator Fan Motor (Reach-In) | PSC to ECM Evaporator Fan Motor (Reach-In) | NonEquip | 15 | Display cases | 17.17% | Tech/Econ | 37.5% | 1037322.372 | 144.3776 | 13.2261
Econ | Grocery | Refrigeration | Display cases | TRC | Existing | NE4704 | Freezer-Cooler Replacement Gaskets | Freezer-Cooler Replacement Gaskets | NonEquip | 4 | Display cases | 66.96% | Tech/Econ | 3.131% | 315966.6495 | 46.0145 | 14.9816
Econ | Grocery | Refrigeration | Display cases | TRC | Existing | NE4678 | Floating Head Pressure Controls | Floating Head Pressure Controls | NonEquip | 15 |  | 0% | Tech/Econ | 6.05% | 0 | 0 | 0
Econ | Grocery | Refrigeration | Display cases | TRC | Existing | NE4600 | Anti-Sweat Controls | Anti-Sweat Controls | NonEquip | 8 | Display cases | 13.66% | Tech/Econ | 85% | 3182332.505 | 254.3275 | 255.6963
Econ | Grocery | Refrigeration | Display cases | TRC | Turnover | ET2455 | Energy Star Commercial Solid Door Refrigerator | Energy Star Commercial Solid Door Refrigerator | Equip | 12 | Display cases | 66.59% | Tech/Econ | 50.28% | 8108672.019 | 1211.1308 | 541.2074
Econ | Grocery | Refrigeration | Display cases | TRC | Turnover | ET2416 | Energy Star Commercial Solid Door Freezer | Energy Star Commercial Solid Door Freezer | Equip | 12 | Display cases | 66.59% | Tech/Econ | 42.11% | 10678825.14 | 1595.0151 | 712.7503
Econ | Grocery | Refrigeration | Display cases | TRC | New | EN2481 | Energy Star Commercial Solid Door Refrigerator | Energy Star Commercial Solid Door Refrigerator | Equip | 12 | Display cases | 66.59% | Tech/Econ | 50.28% | 59891.079 | 8.9455 | 3.9974
Econ | Grocery | Refrigeration | Display cases | TRC | New | EN2442 | Energy Star Commercial Solid Door Freezer | Energy Star Commercial Solid Door Freezer | Equip | 12 | Display cases | 66.59% | Tech/Econ | 42.11% | 138969.3624 | 20.7568 | 9.2754
Econ | Grocery | Cooking | Cooking Other | TRC | Turnover | ET4 | Efficient Exhaust Hood | Efficient Exhaust Hood | Equip | 15 | Cooking Other | 0% | Tech/Econ | 42.5% | 0 | 0 | 0
Econ | Grocery | Cooking | Cooking Other | TRC | Turnover | ET160 | Energy Star Hot Food Holding Cabinet | Energy Star Hot Food Holding Cabinet | Equip | 12 | Cooking Other | 0% | Tech/Econ | 52.67% | 0 | 0 | 0
Econ | Grocery | Cooking | Cooking Other | TRC | Turnover | ET121 | Energy Star Griddle | Energy Star Griddle | Equip | 12 | Cooking Other | 0% | Tech/Econ | 12.08% | 0 | 0 | 0
Econ | Grocery | Cooking | Cooking Other | TRC | New | EN30 | Efficient Exhaust Hood | Efficient Exhaust Hood | Equip | 15 | Cooking Other | 0% | Tech/Econ | 42.5% | 0 | 0 | 0
Econ | Grocery | Cooking | Cooking Other | TRC | New | EN186 | Energy Star Hot Food Holding Cabinet | Energy Star Hot Food Holding Cabinet | Equip | 12 | Cooking Other | 0% | Tech/Econ | 52.67% | 0 | 0 | 0
Econ | Grocery | Cooking | Cooking Other | TRC | New | EN147 | Energy Star Griddle | Energy Star Griddle | Equip | 12 | Cooking Other | 0% | Tech/Econ | 12.08% | 0 | 0 | 0
Econ | Grocery | Office Equipment | Computers | TRC | New | NN4587 | Smart Strip Plug Outlet | Smart Strip Plug Outlet | NonEquip | 4 |  | 43.9% | Tech/Econ | 1.187% | 106.1209 | 0.01578 | 0.010967
Econ | Grocery | Office Equipment | Computers | TRC | New | NN4561 | Network PC Power Management | Network PC Power Management | NonEquip | 5 | Computers | 0% | Tech/Econ | 56.5% | 0 | 0 | 0
Econ | Grocery | Office Equipment | Computers | TRC | Existing | NE4574 | Smart Strip Plug Outlet | Smart Strip Plug Outlet | NonEquip | 4 |  | 43.9% | Tech/Econ | 1.187% | 8452.017 | 1.2568 | 0.87343
Econ | Grocery | Office Equipment | Computers | TRC | Existing | NE4548 | Network PC Power Management | Network PC Power Management | NonEquip | 5 | Computers | 0% | Tech/Econ | 56.5% | 0 | 0 | 0
Econ | Grocery | Office Equipment | Computers | TRC | Turnover | ET2182 | Energy Star PCs | Energy Star PCs | Equip | 4 | Computers | 35% | Tech/Econ | 43.34% | 244786.9118 | 34.8621 | 13.5223
Econ | Grocery | Office Equipment | Computers | TRC | New | EN2208 | Energy Star PCs | Energy Star PCs | Equip | 4 | Computers | 35% | Tech/Econ | 43.34% | 3073.4687 | 0.43772 | 0.16978
Econ | Grocery | Domestic Hot Water | Centralized water heaters | TRC | New | NN5419 | Retro-Commissioning | Retro-Commissioning | NonEquip | 5 |  | 0% | Tech/Econ | 16% | 0 | 0 | 0
Econ | Grocery | Domestic Hot Water | Centralized water heaters | TRC | New | NN2923 | Thermostatic Shower Restriction Valve | Thermostatic Shower Restriction Valve | NonEquip | 10 | Centralized water heaters | 0% | Tech/Econ | 5.962% | 0 | 0 | 0
Econ | Grocery | Domestic Hot Water | Centralized water heaters | TRC | New | NN2897 | Tank Wrap on Water Heater | Tank Wrap on Water Heater | NonEquip | 7 | Centralized water heaters | 55.99% | Tech/Econ | 1.755% | 0 | 0 | 0
Econ | Grocery | Domestic Hot Water | Centralized water heaters | TRC | New | NN2871 | Low-Flow Pre-Rinse Sprayers | Low-Flow Pre-Rinse Sprayers | NonEquip | 5 | Centralized water heaters | 27.37% | Tech/Econ | 15.77% | 554.0473 | 0.051078 | 0.13352
Econ | Grocery | Domestic Hot Water | Centralized water heaters | TRC | New | NN2845 | Low Flow Shower Head | Low Flow Shower Head | NonEquip | 10 | Centralized water heaters | 0% | Tech/Econ | 1.208% | 0 | 0 | 0
Econ | Grocery | Domestic Hot Water | Centralized water heaters | TRC | New | NN2819 | Hot Water Pipe Insulation | Hot Water Pipe Insulation | NonEquip | 13 | Centralized water heaters | 22.45% | Tech/Econ | 9.424% | 16.0844 | 0.0012657 | 0.0021881
Econ | Grocery | Domestic Hot Water | Centralized water heaters | TRC | New | NN2767 | Faucet Aerator | Faucet Aerator | NonEquip | 10 | Centralized water heaters | 23.64% | Tech/Econ | 1.707% | 51.9919 | 0.0027593 | 0.023545
Econ | Grocery | Domestic Hot Water | Centralized water heaters | TRC | Existing | NE5406 | Retro-Commissioning | Retro-Commissioning | NonEquip | 5 |  | 21.99% | Tech/Econ | 16% | 36100.1014 | 11.1458 | 21.5961
Econ | Grocery | Domestic Hot Water | Centralized water heaters | TRC | Existing | NE2910 | Thermostatic Shower Restriction Valve | Thermostatic Shower Restriction Valve | NonEquip | 10 | Centralized water heaters | 0% | Tech/Econ | 5.703% | 0 | 0 | 0
Econ | Grocery | Domestic Hot Water | Centralized water heaters | TRC | Existing | NE2884 | Tank Wrap on Water Heater | Tank Wrap on Water Heater | NonEquip | 7 | Centralized water heaters | 55.99% | Tech/Econ | 1.755% | 6416.0362 | 0.64269 | 0.65572
Econ | Grocery | Domestic Hot Water | Centralized water heaters | TRC | Existing | NE2858 | Low-Flow Pre-Rinse Sprayers | Low-Flow Pre-Rinse Sprayers | NonEquip | 5 | Centralized water heaters | 27.37% | Tech/Econ | 15.04% | 40605.7629 | 3.7435 | 9.7858
Econ | Grocery | Domestic Hot Water | Centralized water heaters | TRC | Existing | NE2832 | Low Flow Shower Head | Low Flow Shower Head | NonEquip | 10 | Centralized water heaters | 0% | Tech/Econ | 1.156% | 0 | 0 | 0
Econ | Grocery | Domestic Hot Water | Centralized water heaters | TRC | Existing | NE2806 | Hot Water Pipe Insulation | Hot Water Pipe Insulation | NonEquip | 13 | Centralized water heaters | 4.299% | Tech/Econ | 9.015% | 2539.8443 | 0.19987 | 0.34552
Econ | Grocery | Domestic Hot Water | Centralized water heaters | TRC | Existing | NE2754 | Faucet Aerator | Faucet Aerator | NonEquip | 10 | Centralized water heaters | 23.64% | Tech/Econ | 1.633% | 3821.8755 | 0.20283 | 1.7308
Econ | Grocery | Domestic Hot Water | Centralized water heaters | TRC | Turnover | ET355 | Heat Pump Water Heater | Heat Pump Water Heater | Equip | 10 | Centralized water heaters | 46.98% | Tech/Econ | 65.32% | 290166.8412 | 20.3579 | 106.8023
Econ | Grocery | Domestic Hot Water | Centralized water heaters | TRC | Turnover | ET277 | Energy Star Commercial Dishwasher | Energy Star Commercial Dishwasher | Equip | 15 | Centralized water heaters | 0% | Tech/Econ | 29.58% | 0 | 0 | 0
Econ | Grocery | Domestic Hot Water | Centralized water heaters | TRC | New | EN381 | Heat Pump Water Heater | Heat Pump Water Heater | Equip | 10 | Centralized water heaters | 46.98% | Tech/Econ | 65.32% | 3767.5438 | 0.26433 | 1.3867
Econ | Grocery | Domestic Hot Water | Centralized water heaters | TRC | New | EN303 | Energy Star Commercial Dishwasher | Energy Star Commercial Dishwasher | Equip | 15 | Centralized water heaters | 0% | Tech/Econ | 29.58% | 0 | 0 | 0
Econ | Grocery | Space Cooling | Central chillers inside | TRC | New | NN5367 | Retro-Commissioning | Retro-Commissioning | NonEquip | 5 |  | 0% | Tech/Econ | 16% | 0 | 0 | 0
Econ | Grocery | Space Cooling | Central chillers inside | TRC | New | NN4197 | Thermal Energy Storage | Thermal Energy Storage | NonEquip | 20 |  | 33.33% | Tech/Econ | 0% | 0 | 0 | 0
Econ | Grocery | Space Cooling | Central chillers inside | TRC | New | NN4145 | Smart Thermostat | Smart Thermostat | NonEquip | 11 |  | 31.48% | Tech/Econ | 10% | 0 | 0 | 0
Econ | Grocery | Space Cooling | Central chillers inside | TRC | New | NN4041 | Programmable Thermostat | Programmable Thermostat | NonEquip | 11 |  | 0% | Tech/Econ | 3.6% | 0 | 0 | 0
Econ | Grocery | Space Cooling | Central chillers inside | TRC | New | NN3885 | HVAC tune-up | HVAC tune-up | NonEquip | 5 | Residential-type central air conditioners | 0% | Tech/Econ | 5% | 0 | 0 | 0
Econ | Grocery | Space Cooling | Central chillers inside | TRC | New | NN3677 | Facility Energy Management System | Facility Energy Management System | NonEquip | 15 |  | 4.276% | Tech/Econ | 20% | 0 | 0 | 0
Econ | Grocery | Space Cooling | Central chillers inside | TRC | New | NN3625 | Facility Commissioning | Facility Commissioning | NonEquip | 10 |  | 53.41% | Tech/Econ | 16% | 0 | 0 | 0
Econ | Grocery | Space Cooling | Central chillers inside | TRC | New | NN3599 | Energy Recovery Ventilation System (ERV) | Energy Recovery Ventilation System (ERV) | NonEquip | 15 | Packaged air conditioning units (RTUs) | 0% | Tech/Econ | 9.935% | 0 | 0 | 0
Econ | Grocery | Space Cooling | Central chillers inside | TRC | New | NN3521 | Duct Sealing Repair | Duct Sealing Repair | NonEquip | 15 |  | 0% | Tech/Econ | 12% | 0 | 0 | 0
Econ | Grocery | Space Cooling | Central chillers inside | TRC | New | NN3313 | Chilled Water System - Variable Speed Drives | Chilled Water System - Variable Speed Drives | NonEquip | 13 | Central chillers inside | 74.38% | Tech/Econ | 24.74% | 0 | 0 | 0
Econ | Grocery | Space Cooling | Central chillers inside | TRC | New | NN3209 | Ceiling Insulation(R2 to R38) | Ceiling Insulation(R2 to R38) | NonEquip | 20 |  | 0% | Tech/Econ | 6.088% | 0 | 0 | 0
Econ | Grocery | Space Cooling | Central chillers inside | TRC | New | NN3053 | Airside Economizer | Airside Economizer | NonEquip | 10 | Packaged air conditioning units (RTUs) | 0% | Tech/Econ | 5.556% | 0 | 0 | 0
Econ | Grocery | Space Cooling | Central chillers inside | TRC | Existing | NE5354 | Retro-Commissioning | Retro-Commissioning | NonEquip | 5 |  | 21.99% | Tech/Econ | 16% | 0 | 0 | 0
Econ | Grocery | Space Cooling | Central chillers inside | TRC | Existing | NE4210 | Wall Insulation | Wall Insulation | NonEquip | 20 |  | 0% | Tech/Econ | 4.992% | 0 | 0 | 0
Econ | Grocery | Space Cooling | Central chillers inside | TRC | Existing | NE4184 | Thermal Energy Storage | Thermal Energy Storage | NonEquip | 20 |  | 33.33% | Tech/Econ | 0% | 0 | 0 | 0
Econ | Grocery | Space Cooling | Central chillers inside | TRC | Existing | NE4132 | Smart Thermostat | Smart Thermostat | NonEquip | 11 |  | 31.48% | Tech/Econ | 10% | 0 | 0 | 0
Econ | Grocery | Space Cooling | Central chillers inside | TRC | Existing | NE4028 | Programmable Thermostat | Programmable Thermostat | NonEquip | 11 |  | 0% | Tech/Econ | 3.6% | 0 | 0 | 0
Econ | Grocery | Space Cooling | Central chillers inside | TRC | Existing | NE3872 | HVAC tune-up | HVAC tune-up | NonEquip | 5 | Residential-type central air conditioners | 0% | Tech/Econ | 5% | 0 | 0 | 0
Econ | Grocery | Space Cooling | Central chillers inside | TRC | Existing | NE3664 | Facility Energy Management System | Facility Energy Management System | NonEquip | 15 |  | 7.167% | Tech/Econ | 20% | 0 | 0 | 0
Econ | Grocery | Space Cooling | Central chillers inside | TRC | Existing | NE3586 | Energy Recovery Ventilation System (ERV) | Energy Recovery Ventilation System (ERV) | NonEquip | 15 | Packaged air conditioning units (RTUs) | 0% | Tech/Econ | 9.935% | 0 | 0 | 0
Econ | Grocery | Space Cooling | Central chillers inside | TRC | Existing | NE3508 | Duct Sealing Repair | Duct Sealing Repair | NonEquip | 15 |  | 0% | Tech/Econ | 12% | 0 | 0 | 0
Econ | Grocery | Space Cooling | Central chillers inside | TRC | Existing | NE3300 | Chilled Water System - Variable Speed Drives | Chilled Water System - Variable Speed Drives | NonEquip | 13 | Central chillers inside | 74.38% | Tech/Econ | 24.74% | 0 | 0 | 0
Econ | Grocery | Space Cooling | Central chillers inside | TRC | Existing | NE3196 | Ceiling Insulation(R2 to R38) | Ceiling Insulation(R2 to R38) | NonEquip | 20 |  | 0% | Tech/Econ | 6.088% | 0 | 0 | 0
Econ | Grocery | Space Cooling | Central chillers inside | TRC | Existing | NE3040 | Airside Economizer | Airside Economizer | NonEquip | 10 | Packaged air conditioning units (RTUs) | 0% | Tech/Econ | 5.556% | 0 | 0 | 0
Econ | Grocery | Space Cooling | Central chillers inside | TRC | Turnover | ET901 | High Efficiency Chiller (Air Cooled, 50 tons) | High Efficiency Chiller (Air Cooled, 50 tons) | Equip | 20 | Central chillers inside | 28.37% | Tech/Econ | 8.759% | 0 | 0 | 0
Econ | Grocery | Space Cooling | Central chillers inside | TRC | New | EN927 | High Efficiency Chiller (Air Cooled, 50 tons) | High Efficiency Chiller (Air Cooled, 50 tons) | Equip | 20 | Central chillers inside | 28.37% | Tech/Econ | 8.759% | 0 | 0 | 0
Econ | Grocery | Ventilation and Circulation | Central air-handling unit | TRC | New | NN5393 | Retro-Commissioning | Retro-Commissioning | NonEquip | 5 |  | 0% | Tech/Econ | 16% | 0 | 0 | 0
Econ | Grocery | Ventilation and Circulation | Central air-handling unit | TRC | New | NN4977 | VAV System | VAV System | NonEquip | 10 |  | 0% | Tech/Econ | 30% | 0 | 0 | 0
Econ | Grocery | Ventilation and Circulation | Central air-handling unit | TRC | New | NN4951 | Demand Controlled Ventilation | Demand Controlled Ventilation | NonEquip | 10 |  | 23.39% | Tech/Econ | 9.434% | 1844.749 | 0.19207 | 1.0813
Econ | Grocery | Ventilation and Circulation | Central air-handling unit | TRC | New | NN4925 | CO Sensors for Parking Garage Exhaust | CO Sensors for Parking Garage Exhaust | NonEquip | 15 | Motor/Fan | 0% | Tech/Econ | 33% | 0 | 0 | 0
Econ | Grocery | Ventilation and Circulation | Central air-handling unit | TRC | Existing | NE5380 | Retro-Commissioning | Retro-Commissioning | NonEquip | 5 |  | 21.99% | Tech/Econ | 16% | 234245.9072 | 72.3226 | 140.1324
Econ | Grocery | Ventilation and Circulation | Central air-handling unit | TRC | Existing | NE4964 | VAV System | VAV System | NonEquip | 10 |  | 0% | Tech/Econ | 30% | 0 | 0 | 0
Econ | Grocery | Ventilation and Circulation | Central air-handling unit | TRC | Existing | NE4938 | Demand Controlled Ventilation | Demand Controlled Ventilation | NonEquip | 10 |  | 23.39% | Tech/Econ | 9.434% | 141756.0835 | 14.7589 | 83.0925
Econ | Grocery | Ventilation and Circulation | Central air-handling unit | TRC | Existing | NE4912 | CO Sensors for Parking Garage Exhaust | CO Sensors for Parking Garage Exhaust | NonEquip | 15 | Motor/Fan | 0% | Tech/Econ | 33% | 0 | 0 | 0
Econ | Grocery | Interior Lighting | case lighting | TRC | New | NN5263 | Retro-Commissioning | Retro-Commissioning | NonEquip | 5 |  | 0% | Tech/Econ | 16% | 0 | 0 | 0
Econ | Grocery | Interior Lighting | case lighting | TRC | New | NN4431 | Interior Lighting Controls | Interior Lighting Controls | NonEquip | 8 | Overhead (fluorescent/LED/CFL U-shape) | 0% | Tech/Econ | 28% | 0 | 0 | 0
Econ | Grocery | Interior Lighting | case lighting | TRC | New | NN4405 | Bi-Level Lighting Control (Interior) | Bi-Level Lighting Control (Interior) | NonEquip | 8 | Overhead (fluorescent/LED/CFL U-shape) | 0% | Tech/Econ | 31% | 0 | 0 | 0
Econ | Grocery | Interior Lighting | case lighting | TRC | New | NN3703 | Facility Energy Management System | Facility Energy Management System | NonEquip | 15 |  | 4.276% | Tech/Econ | 24% | 0.18578 | 4.848e-05 | 2.2291e-05
Econ | Grocery | Interior Lighting | case lighting | TRC | Existing | NE5250 | Retro-Commissioning | Retro-Commissioning | NonEquip | 5 |  | 21.99% | Tech/Econ | 16% | 50.7263 | 0.015662 | 0.030346
Econ | Grocery | Interior Lighting | case lighting | TRC | Existing | NE4418 | Interior Lighting Controls | Interior Lighting Controls | NonEquip | 8 | Overhead (fluorescent/LED/CFL U-shape) | 0% | Tech/Econ | 28% | 0 | 0 | 0
Econ | Grocery | Interior Lighting | case lighting | TRC | Existing | NE4392 | Bi-Level Lighting Control (Interior) | Bi-Level Lighting Control (Interior) | NonEquip | 8 | Overhead (fluorescent/LED/CFL U-shape) | 0% | Tech/Econ | 31% | 0 | 0 | 0
Econ | Grocery | Interior Lighting | case lighting | TRC | Existing | NE3690 | Facility Energy Management System | Facility Energy Management System | NonEquip | 15 |  | 7.167% | Tech/Econ | 24% | 23.927 | 0.006244 | 0.0028709
Econ | Grocery | Space Heating | Boilers | TRC | New | NN5341 | Retro-Commissioning | Retro-Commissioning | NonEquip | 5 |  | 0% | Tech/Econ | 16% | 0 | 0 | 0
Econ | Grocery | Space Heating | Boilers | TRC | New | NN4171 | Smart Thermostat | Smart Thermostat | NonEquip | 11 |  | 31.48% | Tech/Econ | 10% | 0 | 0 | 0
Econ | Grocery | Space Heating | Boilers | TRC | New | NN4067 | Programmable Thermostat | Programmable Thermostat | NonEquip | 11 |  | 0% | Tech/Econ | 3.6% | 0 | 0 | 0
Econ | Grocery | Space Heating | Boilers | TRC | New | NN3651 | Facility Energy Management System | Facility Energy Management System | NonEquip | 15 |  | 4.276% | Tech/Econ | 20% | 0 | 0 | 0
Econ | Grocery | Space Heating | Boilers | TRC | New | NN3547 | Duct Sealing Repair | Duct Sealing Repair | NonEquip | 15 |  | 0% | Tech/Econ | 12% | 0 | 0 | 0
Econ | Grocery | Space Heating | Boilers | TRC | New | NN3183 | Ceiling Insulation(R2 to R38) | Ceiling Insulation(R2 to R38) | NonEquip | 20 |  | 0% | Tech/Econ | 2.133% | 0 | 0 | 0
Econ | Grocery | Space Heating | Boilers | TRC | Existing | NE5328 | Retro-Commissioning | Retro-Commissioning | NonEquip | 5 |  | 21.99% | Tech/Econ | 16% | 0 | 0 | 0
Econ | Grocery | Space Heating | Boilers | TRC | Existing | NE4236 | Wall Insulation | Wall Insulation | NonEquip | 20 |  | 0% | Tech/Econ | 0.2818% | 0 | 0 | 0
Econ | Grocery | Space Heating | Boilers | TRC | Existing | NE4158 | Smart Thermostat | Smart Thermostat | NonEquip | 11 |  | 31.48% | Tech/Econ | 10% | 0 | 0 | 0
Econ | Grocery | Space Heating | Boilers | TRC | Existing | NE4054 | Programmable Thermostat | Programmable Thermostat | NonEquip | 11 |  | 0% | Tech/Econ | 3.6% | 0 | 0 | 0
Econ | Grocery | Space Heating | Boilers | TRC | Existing | NE3638 | Facility Energy Management System | Facility Energy Management System | NonEquip | 15 |  | 7.167% | Tech/Econ | 20% | 0 | 0 | 0
Econ | Grocery | Space Heating | Boilers | TRC | Existing | NE3534 | Duct Sealing Repair | Duct Sealing Repair | NonEquip | 15 |  | 0% | Tech/Econ | 12% | 0 | 0 | 0
Econ | Grocery | Space Heating | Boilers | TRC | Existing | NE3170 | Ceiling Insulation(R2 to R38) | Ceiling Insulation(R2 to R38) | NonEquip | 20 |  | 0% | Tech/Econ | 2.354% | 0 | 0 | 0
Econ | Grocery | Domestic Hot Water | "Point-of-Use" water heaters | TRC | New | NN5419 | Retro-Commissioning | Retro-Commissioning | NonEquip | 5 |  | 0% | Tech/Econ | 16% | 0 | 0 | 0
Econ | Grocery | Domestic Hot Water | "Point-of-Use" water heaters | TRC | New | NN2923 | Thermostatic Shower Restriction Valve | Thermostatic Shower Restriction Valve | NonEquip | 10 | Centralized water heaters | 0% | Tech/Econ | 5.962% | 0 | 0 | 0
Econ | Grocery | Domestic Hot Water | "Point-of-Use" water heaters | TRC | New | NN2897 | Tank Wrap on Water Heater | Tank Wrap on Water Heater | NonEquip | 7 | Centralized water heaters | 0% | Tech/Econ | 1.755% | 0 | 0 | 0
Econ | Grocery | Domestic Hot Water | "Point-of-Use" water heaters | TRC | New | NN2871 | Low-Flow Pre-Rinse Sprayers | Low-Flow Pre-Rinse Sprayers | NonEquip | 5 | Centralized water heaters | 0% | Tech/Econ | 15.77% | 0 | 0 | 0
Econ | Grocery | Domestic Hot Water | "Point-of-Use" water heaters | TRC | New | NN2845 | Low Flow Shower Head | Low Flow Shower Head | NonEquip | 10 | Centralized water heaters | 0% | Tech/Econ | 1.208% | 0 | 0 | 0
Econ | Grocery | Domestic Hot Water | "Point-of-Use" water heaters | TRC | New | NN2819 | Hot Water Pipe Insulation | Hot Water Pipe Insulation | NonEquip | 13 | Centralized water heaters | 0% | Tech/Econ | 9.424% | 0 | 0 | 0
Econ | Grocery | Domestic Hot Water | "Point-of-Use" water heaters | TRC | New | NN2767 | Faucet Aerator | Faucet Aerator | NonEquip | 10 | Centralized water heaters | 0% | Tech/Econ | 1.707% | 0 | 0 | 0
Econ | Grocery | Domestic Hot Water | "Point-of-Use" water heaters | TRC | Existing | NE5406 | Retro-Commissioning | Retro-Commissioning | NonEquip | 5 |  | 21.99% | Tech/Econ | 16% | 1129.7345 | 0.3488 | 0.67584
Econ | Grocery | Domestic Hot Water | "Point-of-Use" water heaters | TRC | Existing | NE2910 | Thermostatic Shower Restriction Valve | Thermostatic Shower Restriction Valve | NonEquip | 10 | Centralized water heaters | 0% | Tech/Econ | 5.703% | 0 | 0 | 0
Econ | Grocery | Domestic Hot Water | "Point-of-Use" water heaters | TRC | Existing | NE2884 | Tank Wrap on Water Heater | Tank Wrap on Water Heater | NonEquip | 7 | Centralized water heaters | 0% | Tech/Econ | 1.755% | 0 | 0 | 0
Econ | Grocery | Domestic Hot Water | "Point-of-Use" water heaters | TRC | Existing | NE2858 | Low-Flow Pre-Rinse Sprayers | Low-Flow Pre-Rinse Sprayers | NonEquip | 5 | Centralized water heaters | 0% | Tech/Econ | 15.04% | 0 | 0 | 0
Econ | Grocery | Domestic Hot Water | "Point-of-Use" water heaters | TRC | Existing | NE2832 | Low Flow Shower Head | Low Flow Shower Head | NonEquip | 10 | Centralized water heaters | 0% | Tech/Econ | 1.156% | 0 | 0 | 0
Econ | Grocery | Domestic Hot Water | "Point-of-Use" water heaters | TRC | Existing | NE2806 | Hot Water Pipe Insulation | Hot Water Pipe Insulation | NonEquip | 13 | Centralized water heaters | 0% | Tech/Econ | 9.015% | 0 | 0 | 0
Econ | Grocery | Domestic Hot Water | "Point-of-Use" water heaters | TRC | Existing | NE2754 | Faucet Aerator | Faucet Aerator | NonEquip | 10 | Centralized water heaters | 0% | Tech/Econ | 1.633% | 0 | 0 | 0
Econ | Grocery | Domestic Hot Water | "Point-of-Use" water heaters | TRC | Turnover | ET316 | Energy Star Commercial Dishwasher | Energy Star Commercial Dishwasher | Equip | 15 | "Point-of-Use" water heaters | 0% | Tech/Econ | 29.42% | 0 | 0 | 0
Econ | Grocery | Domestic Hot Water | "Point-of-Use" water heaters | TRC | New | EN342 | Energy Star Commercial Dishwasher | Energy Star Commercial Dishwasher | Equip | 15 | "Point-of-Use" water heaters | 0% | Tech/Econ | 29.42% | 0 | 0 | 0
Econ | Healthcare | Refrigeration | Walk-in cooler | TRC | New | NN5316 | Retro-Commissioning | Retro-Commissioning | NonEquip | 5 |  | 0% | Tech/Econ | 16% | 0 | 0 | 0
Econ | Healthcare | Refrigeration | Walk-in cooler | TRC | New | NN4900 | Strip Curtains for Walk-ins | Strip Curtains for Walk-ins | NonEquip | 4 | Walk-in cooler | 3.76% | Tech/Econ | 2.115% | 0 | 0 | 0
Econ | Healthcare | Refrigeration | Walk-in cooler | TRC | New | NN4848 | PSC to ECM Evaporator Fan Motor (Walk-In, Refrigerator) | PSC to ECM Evaporator Fan Motor (Walk-In, Refrigerator) | NonEquip | 15 | Walk-in cooler | 68.68% | Tech/Econ | 37.5% | 0 | 0 | 0
Econ | Healthcare | Refrigeration | Walk-in cooler | TRC | New | NN4822 | PSC to ECM Evaporator Fan Motor (Reach-In) | PSC to ECM Evaporator Fan Motor (Reach-In) | NonEquip | 15 | Display cases | 0% | Tech/Econ | 37.5% | 0 | 0 | 0
Econ | Healthcare | Refrigeration | Walk-in cooler | TRC | New | NN4692 | Floating Head Pressure Controls | Floating Head Pressure Controls | NonEquip | 15 |  | 26.46% | Tech/Econ | 6.05% | 0 | 0 | 0
Econ | Healthcare | Refrigeration | Walk-in cooler | TRC | New | NN4614 | Anti-Sweat Controls | Anti-Sweat Controls | NonEquip | 8 | Display cases | 0% | Tech/Econ | 85% | 0 | 0 | 0
Econ | Healthcare | Refrigeration | Walk-in cooler | TRC | Existing | NE5303 | Retro-Commissioning | Retro-Commissioning | NonEquip | 5 |  | 21.99% | Tech/Econ | 16% | 0 | 0 | 0
Econ | Healthcare | Refrigeration | Walk-in cooler | TRC | Existing | NE4887 | Strip Curtains for Walk-ins | Strip Curtains for Walk-ins | NonEquip | 4 | Walk-in cooler | 3.76% | Tech/Econ | 2.115% | 0 | 0 | 0
Econ | Healthcare | Refrigeration | Walk-in cooler | TRC | Existing | NE4835 | PSC to ECM Evaporator Fan Motor (Walk-In, Refrigerator) | PSC to ECM Evaporator Fan Motor (Walk-In, Refrigerator) | NonEquip | 15 | Walk-in cooler | 17.17% | Tech/Econ | 37.5% | 0 | 0 | 0
Econ | Healthcare | Refrigeration | Walk-in cooler | TRC | Existing | NE4809 | PSC to ECM Evaporator Fan Motor (Reach-In) | PSC to ECM Evaporator Fan Motor (Reach-In) | NonEquip | 15 | Display cases | 0% | Tech/Econ | 37.5% | 0 | 0 | 0
Econ | Healthcare | Refrigeration | Walk-in cooler | TRC | Existing | NE4705 | Freezer-Cooler Replacement Gaskets | Freezer-Cooler Replacement Gaskets | NonEquip | 4 | Display cases | 0% | Tech/Econ | 3.131% | 0 | 0 | 0
Econ | Healthcare | Refrigeration | Walk-in cooler | TRC | Existing | NE4679 | Floating Head Pressure Controls | Floating Head Pressure Controls | NonEquip | 15 |  | 26.46% | Tech/Econ | 6.05% | 0 | 0 | 0
Econ | Healthcare | Refrigeration | Walk-in cooler | TRC | Existing | NE4601 | Anti-Sweat Controls | Anti-Sweat Controls | NonEquip | 8 | Display cases | 0% | Tech/Econ | 85% | 0 | 0 | 0
Econ | Healthcare | Refrigeration | Vending and ice makers | TRC | New | NN5316 | Retro-Commissioning | Retro-Commissioning | NonEquip | 5 |  | 0% | Tech/Econ | 16% | 0 | 0 | 0
Econ | Healthcare | Refrigeration | Vending and ice makers | TRC | New | NN4900 | Strip Curtains for Walk-ins | Strip Curtains for Walk-ins | NonEquip | 4 | Walk-in cooler | 0% | Tech/Econ | 2.115% | 0 | 0 | 0
Econ | Healthcare | Refrigeration | Vending and ice makers | TRC | New | NN4848 | PSC to ECM Evaporator Fan Motor (Walk-In, Refrigerator) | PSC to ECM Evaporator Fan Motor (Walk-In, Refrigerator) | NonEquip | 15 | Walk-in cooler | 0% | Tech/Econ | 37.5% | 0 | 0 | 0
Econ | Healthcare | Refrigeration | Vending and ice makers | TRC | New | NN4822 | PSC to ECM Evaporator Fan Motor (Reach-In) | PSC to ECM Evaporator Fan Motor (Reach-In) | NonEquip | 15 | Display cases | 0% | Tech/Econ | 37.5% | 0 | 0 | 0
Econ | Healthcare | Refrigeration | Vending and ice makers | TRC | New | NN4692 | Floating Head Pressure Controls | Floating Head Pressure Controls | NonEquip | 15 |  | 26.46% | Tech/Econ | 6.05% | 138.33 | 0.017935 | 0.015023
Econ | Healthcare | Refrigeration | Vending and ice makers | TRC | New | NN4614 | Anti-Sweat Controls | Anti-Sweat Controls | NonEquip | 8 | Display cases | 0% | Tech/Econ | 85% | 0 | 0 | 0
Econ | Healthcare | Refrigeration | Vending and ice makers | TRC | Existing | NE5303 | Retro-Commissioning | Retro-Commissioning | NonEquip | 5 |  | 21.99% | Tech/Econ | 16% | 33853.3926 | 5.6597 | 17.5472
Econ | Healthcare | Refrigeration | Vending and ice makers | TRC | Existing | NE4887 | Strip Curtains for Walk-ins | Strip Curtains for Walk-ins | NonEquip | 4 | Walk-in cooler | 0% | Tech/Econ | 2.115% | 0 | 0 | 0
Econ | Healthcare | Refrigeration | Vending and ice makers | TRC | Existing | NE4835 | PSC to ECM Evaporator Fan Motor (Walk-In, Refrigerator) | PSC to ECM Evaporator Fan Motor (Walk-In, Refrigerator) | NonEquip | 15 | Walk-in cooler | 0% | Tech/Econ | 37.5% | 0 | 0 | 0
Econ | Healthcare | Refrigeration | Vending and ice makers | TRC | Existing | NE4809 | PSC to ECM Evaporator Fan Motor (Reach-In) | PSC to ECM Evaporator Fan Motor (Reach-In) | NonEquip | 15 | Display cases | 0% | Tech/Econ | 37.5% | 0 | 0 | 0
Econ | Healthcare | Refrigeration | Vending and ice makers | TRC | Existing | NE4705 | Freezer-Cooler Replacement Gaskets | Freezer-Cooler Replacement Gaskets | NonEquip | 4 | Display cases | 0% | Tech/Econ | 3.131% | 0 | 0 | 0
Econ | Healthcare | Refrigeration | Vending and ice makers | TRC | Existing | NE4679 | Floating Head Pressure Controls | Floating Head Pressure Controls | NonEquip | 15 |  | 26.46% | Tech/Econ | 6.05% | 14862.3988 | 1.927 | 1.6141
Econ | Healthcare | Refrigeration | Vending and ice makers | TRC | Existing | NE4601 | Anti-Sweat Controls | Anti-Sweat Controls | NonEquip | 8 | Display cases | 0% | Tech/Econ | 85% | 0 | 0 | 0
Econ | Healthcare | Exterior Lighting | Street lighting | TRC | New | NN5290 | Retro-Commissioning | Retro-Commissioning | NonEquip | 5 |  | 0% | Tech/Econ | 16% | 0 | 0 | 0
Econ | Healthcare | Exterior Lighting | Street lighting | TRC | New | NN2976 | Outdoor Lighting Controls | Outdoor Lighting Controls | NonEquip | 8 | Exterior parking/lot lighting | 0% | Tech/Econ | 28% | 0 | 0 | 0
Econ | Healthcare | Exterior Lighting | Street lighting | TRC | New | NN2950 | Bi-Level Lighting Control (Exterior) | Bi-Level Lighting Control (Exterior) | NonEquip | 9 | Exterior parking/lot lighting | 0% | Tech/Econ | 31% | 0 | 0 | 0
Econ | Healthcare | Exterior Lighting | Street lighting | TRC | Existing | NE5277 | Retro-Commissioning | Retro-Commissioning | NonEquip | 5 |  | 21.99% | Tech/Econ | 16% | 813.7626 | 0 | 0.4218
Econ | Healthcare | Exterior Lighting | Street lighting | TRC | Existing | NE2963 | Outdoor Lighting Controls | Outdoor Lighting Controls | NonEquip | 8 | Exterior parking/lot lighting | 0% | Tech/Econ | 28% | 0 | 0 | 0
Econ | Healthcare | Exterior Lighting | Street lighting | TRC | Existing | NE2937 | Bi-Level Lighting Control (Exterior) | Bi-Level Lighting Control (Exterior) | NonEquip | 9 | Exterior parking/lot lighting | 0% | Tech/Econ | 31% | 0 | 0 | 0
Econ | Healthcare | Exterior Lighting | Street lighting | TRC | Turnover | ET746 | LED Street Lights | LED Street Lights | Equip | 18 | Street lighting | 0% | Tech/Econ | 66.53% | 0 | 0 | 0
Econ | Healthcare | Exterior Lighting | Street lighting | TRC | New | EN772 | LED Street Lights | LED Street Lights | Equip | 18 | Street lighting | 0% | Tech/Econ | 66.53% | 0 | 0 | 0
Econ | Healthcare | Cooking | Steamer | TRC | Turnover | ET200 | Energy Star Steamer | Energy Star Steamer | Equip | 12 | Steamer | 11.72% | Tech/Econ | 56.63% | 2082.9044 | 0.30606 | 0.17771
Econ | Healthcare | Cooking | Steamer | TRC | New | EN226 | Energy Star Steamer | Energy Star Steamer | Equip | 12 | Steamer | 11.72% | Tech/Econ | 56.63% | 18.7043 | 0.0027484 | 0.0015958
Econ | Healthcare | Exterior Lighting | Spot lighting/Security/Flood | TRC | New | NN5290 | Retro-Commissioning | Retro-Commissioning | NonEquip | 5 |  | 0% | Tech/Econ | 16% | 0 | 0 | 0
Econ | Healthcare | Exterior Lighting | Spot lighting/Security/Flood | TRC | New | NN2976 | Outdoor Lighting Controls | Outdoor Lighting Controls | NonEquip | 8 | Exterior parking/lot lighting | 0% | Tech/Econ | 28% | 0 | 0 | 0
Econ | Healthcare | Exterior Lighting | Spot lighting/Security/Flood | TRC | New | NN2950 | Bi-Level Lighting Control (Exterior) | Bi-Level Lighting Control (Exterior) | NonEquip | 9 | Exterior parking/lot lighting | 0% | Tech/Econ | 31% | 0 | 0 | 0
Econ | Healthcare | Exterior Lighting | Spot lighting/Security/Flood | TRC | Existing | NE5277 | Retro-Commissioning | Retro-Commissioning | NonEquip | 5 |  | 21.99% | Tech/Econ | 16% | 720.4627 | 0 | 0.37344
Econ | Healthcare | Exterior Lighting | Spot lighting/Security/Flood | TRC | Existing | NE2963 | Outdoor Lighting Controls | Outdoor Lighting Controls | NonEquip | 8 | Exterior parking/lot lighting | 0% | Tech/Econ | 28% | 0 | 0 | 0
Econ | Healthcare | Exterior Lighting | Spot lighting/Security/Flood | TRC | Existing | NE2937 | Bi-Level Lighting Control (Exterior) | Bi-Level Lighting Control (Exterior) | NonEquip | 9 | Exterior parking/lot lighting | 0% | Tech/Econ | 31% | 0 | 0 | 0
Econ | Healthcare | Exterior Lighting | Spot lighting/Security/Flood | TRC | Turnover | ET668 | LED Exterior Lighting | LED Exterior Lighting | Equip | 13 | Spot lighting/Security/Flood | 4.624% | Tech/Econ | 60.51% | 552.7818 | 0 | 0
Econ | Healthcare | Exterior Lighting | Spot lighting/Security/Flood | TRC | Turnover | ET551 | LED - 9W Flood | LED - 9W Flood | Equip | 15 | Spot lighting/Security/Flood | 13.31% | Tech/Econ | 86.15% | 2651.8588 | 0 | 0
Econ | Healthcare | Exterior Lighting | Spot lighting/Security/Flood | TRC | Turnover | ET473 | CFL - 15W Flood | CFL - 15W Flood | Equip | 7.8 | Spot lighting/Security/Flood | 0% | Tech/Econ | 76.92% | 0 | 0 | 0
Econ | Healthcare | Exterior Lighting | Spot lighting/Security/Flood | TRC | New | EN694 | LED Exterior Lighting | LED Exterior Lighting | Equip | 13 | Spot lighting/Security/Flood | 4.624% | Tech/Econ | 60.51% | 1.4847 | 0 | 0
Econ | Healthcare | Exterior Lighting | Spot lighting/Security/Flood | TRC | New | EN577 | LED - 9W Flood | LED - 9W Flood | Equip | 15 | Spot lighting/Security/Flood | 86.42% | Tech/Econ | 86.15% | 154.6353 | 0 | 0
Econ | Healthcare | Exterior Lighting | Spot lighting/Security/Flood | TRC | New | EN499 | CFL - 15W Flood | CFL - 15W Flood | Equip | 7.8 | Spot lighting/Security/Flood | 0% | Tech/Econ | 76.92% | 0 | 0 | 0
Econ | Healthcare | Interior Lighting | Spot lighting | TRC | New | NN5264 | Retro-Commissioning | Retro-Commissioning | NonEquip | 5 |  | 0% | Tech/Econ | 16% | 0 | 0 | 0
Econ | Healthcare | Interior Lighting | Spot lighting | TRC | New | NN4432 | Interior Lighting Controls | Interior Lighting Controls | NonEquip | 8 | Overhead (fluorescent/LED/CFL U-shape) | 0% | Tech/Econ | 28% | 0 | 0 | 0
Econ | Healthcare | Interior Lighting | Spot lighting | TRC | New | NN3704 | Facility Energy Management System | Facility Energy Management System | NonEquip | 15 |  | 4.276% | Tech/Econ | 24% | 4.415 | 0.00092535 | 7.9572e-05
Econ | Healthcare | Interior Lighting | Spot lighting | TRC | Existing | NE5251 | Retro-Commissioning | Retro-Commissioning | NonEquip | 5 |  | 21.99% | Tech/Econ | 16% | 908.7065 | 0.15192 | 0.47101
Econ | Healthcare | Interior Lighting | Spot lighting | TRC | Existing | NE4419 | Interior Lighting Controls | Interior Lighting Controls | NonEquip | 8 | Overhead (fluorescent/LED/CFL U-shape) | 0% | Tech/Econ | 28% | 0 | 0 | 0
Econ | Healthcare | Interior Lighting | Spot lighting | TRC | Existing | NE3691 | Facility Energy Management System | Facility Energy Management System | NonEquip | 15 |  | 0.5043% | Tech/Econ | 24% | 29.6037 | 0.0062048 | 0.00053356
Econ | Healthcare | Interior Lighting | Spot lighting | TRC | Turnover | ET1604 | LED Display Lighting (Interior) | LED Display Lighting (Interior) | Equip | 15 | Spot lighting | 2.129% | Tech/Econ | 87.04% | 461.709 | 0.11338 | 0.025613
Econ | Healthcare | Interior Lighting | Spot lighting | TRC | Turnover | ET1565 | LED - 14W | LED - 14W | Equip | 15 | Spot lighting | 86.42% | Tech/Econ | 53.33% | 22080.3147 | 5.2979 | 1.2249
Econ | Healthcare | Interior Lighting | Spot lighting | TRC | Turnover | ET1448 | CFL-23W | CFL-23W | Equip | 7.8 | Spot lighting | 0% | Tech/Econ | 23.33% | 0 | 0 | 0
Econ | Healthcare | Interior Lighting | Spot lighting | TRC | New | EN1630 | LED Display Lighting (Interior) | LED Display Lighting (Interior) | Equip | 15 | Spot lighting | 0% | Tech/Econ | 87.04% | 0 | 0 | 0
Econ | Healthcare | Interior Lighting | Spot lighting | TRC | New | EN1591 | LED - 14W | LED - 14W | Equip | 15 | Spot lighting | 0% | Tech/Econ | 53.33% | 0 | 0 | 0
Econ | Healthcare | Interior Lighting | Spot lighting | TRC | New | EN1474 | CFL-23W | CFL-23W | Equip | 7.8 | Spot lighting | 0% | Tech/Econ | 23.33% | 0 | 0 | 0
Econ | Healthcare | Office Equipment | Servers | TRC | New | NN4588 | Smart Strip Plug Outlet | Smart Strip Plug Outlet | NonEquip | 4 |  | 43.9% | Tech/Econ | 1.187% | 19.5228 | 0.0029029 | 0.0020175
Econ | Healthcare | Office Equipment | Servers | TRC | New | NN4562 | Network PC Power Management | Network PC Power Management | NonEquip | 5 | Computers | 0% | Tech/Econ | 56.5% | 0 | 0 | 0
Econ | Healthcare | Office Equipment | Servers | TRC | Existing | NE4575 | Smart Strip Plug Outlet | Smart Strip Plug Outlet | NonEquip | 4 |  | 43.9% | Tech/Econ | 1.187% | 2174.0502 | 0.32327 | 0.22467
Econ | Healthcare | Office Equipment | Servers | TRC | Existing | NE4549 | Network PC Power Management | Network PC Power Management | NonEquip | 5 | Computers | 0% | Tech/Econ | 56.5% | 0 | 0 | 0
Econ | Healthcare | Office Equipment | Servers | TRC | Turnover | ET2222 | Energy Star Servers | Energy Star Servers | Equip | 4 | Servers | 47.28% | Tech/Econ | 23.08% | 51103.6816 | 7.6062 | 5.2903
Econ | Healthcare | Office Equipment | Servers | TRC | New | EN2248 | Energy Star Servers | Energy Star Servers | Equip | 4 | Servers | 47.28% | Tech/Econ | 23.08% | 458.907 | 0.068303 | 0.047507
Econ | Healthcare | Space Cooling | Residential-type central air conditioners | TRC | New | NN5368 | Retro-Commissioning | Retro-Commissioning | NonEquip | 5 |  | 0% | Tech/Econ | 16% | 0 | 0 | 0
Econ | Healthcare | Space Cooling | Residential-type central air conditioners | TRC | New | NN4198 | Thermal Energy Storage | Thermal Energy Storage | NonEquip | 20 |  | 20% | Tech/Econ | 0% | 0 | 0 | 0
Econ | Healthcare | Space Cooling | Residential-type central air conditioners | TRC | New | NN4146 | Smart Thermostat | Smart Thermostat | NonEquip | 11 |  | 45.33% | Tech/Econ | 10% | 288.2406 | 0.0034225 | 0
Econ | Healthcare | Space Cooling | Residential-type central air conditioners | TRC | New | NN3912 | HVAC tune-up_RTU | HVAC tune-up_RTU | NonEquip | 5 | Packaged air conditioning units (RTUs) | 0% | Tech/Econ | 5% | 0 | 0 | 0
Econ | Healthcare | Space Cooling | Residential-type central air conditioners | TRC | New | NN3886 | HVAC tune-up | HVAC tune-up | NonEquip | 5 | Residential-type central air conditioners | 49.09% | Tech/Econ | 5% | 161.9225 | 0.046339 | 0.0012788
Econ | Healthcare | Space Cooling | Residential-type central air conditioners | TRC | New | NN3678 | Facility Energy Management System | Facility Energy Management System | NonEquip | 15 |  | 4.276% | Tech/Econ | 20% | 55.0263 | 0.011533 | 0
Econ | Healthcare | Space Cooling | Residential-type central air conditioners | TRC | New | NN3522 | Duct Sealing Repair | Duct Sealing Repair | NonEquip | 15 |  | 0% | Tech/Econ | 12% | 0 | 0 | 0
Econ | Healthcare | Space Cooling | Residential-type central air conditioners | TRC | New | NN3418 | Dedicated Outdoor Air System on VRF unit | Dedicated Outdoor Air System on VRF unit | NonEquip | 15 | Residential-type central air conditioners | 58.91% | Tech/Econ | 17.5% | 20.209 | 0.0061494 | 0
Econ | Healthcare | Space Cooling | Residential-type central air conditioners | TRC | New | NN3314 | Chilled Water System - Variable Speed Drives | Chilled Water System - Variable Speed Drives | NonEquip | 13 | Central chillers inside | 0% | Tech/Econ | 24.74% | 0 | 0 | 0
Econ | Healthcare | Space Cooling | Residential-type central air conditioners | TRC | New | NN3288 | Chilled Water Controls Optimization | Chilled Water Controls Optimization | NonEquip | 10 | Central chillers inside | 0% | Tech/Econ | 12.5% | 0 | 0 | 0
Econ | Healthcare | Space Cooling | Residential-type central air conditioners | TRC | New | NN3210 | Ceiling Insulation(R2 to R38) | Ceiling Insulation(R2 to R38) | NonEquip | 20 |  | 0% | Tech/Econ | 12.52% | 0 | 0 | 0
Econ | Healthcare | Space Cooling | Residential-type central air conditioners | TRC | New | NN3054 | Airside Economizer | Airside Economizer | NonEquip | 10 | Packaged air conditioning units (RTUs) | 0% | Tech/Econ | 5.556% | 0 | 0 | 0
Econ | Healthcare | Space Cooling | Residential-type central air conditioners | TRC | Existing | NE5355 | Retro-Commissioning | Retro-Commissioning | NonEquip | 5 |  | 21.99% | Tech/Econ | 16% | 29236.6746 | 4.8878 | 0
Econ | Healthcare | Space Cooling | Residential-type central air conditioners | TRC | Existing | NE4211 | Wall Insulation | Wall Insulation | NonEquip | 20 |  | 26.6% | Tech/Econ | 6.832% | 11835.0114 | 0.23682 | 0
Econ | Healthcare | Space Cooling | Residential-type central air conditioners | TRC | Existing | NE4185 | Thermal Energy Storage | Thermal Energy Storage | NonEquip | 20 |  | 20% | Tech/Econ | 0% | 5.0015e-05 | -2.5638e-07 | -1.6815e-08
Econ | Healthcare | Space Cooling | Residential-type central air conditioners | TRC | Existing | NE4133 | Smart Thermostat | Smart Thermostat | NonEquip | 11 |  | 45.33% | Tech/Econ | 10% | 25992.8267 | 0.30863 | 0
Econ | Healthcare | Space Cooling | Residential-type central air conditioners | TRC | Existing | NE3899 | HVAC tune-up_RTU | HVAC tune-up_RTU | NonEquip | 5 | Packaged air conditioning units (RTUs) | 0% | Tech/Econ | 5% | 0 | 0 | 0
Econ | Healthcare | Space Cooling | Residential-type central air conditioners | TRC | Existing | NE3873 | HVAC tune-up | HVAC tune-up | NonEquip | 5 | Residential-type central air conditioners | 49.09% | Tech/Econ | 5% | 17397.2127 | 4.9788 | 0.1374
Econ | Healthcare | Space Cooling | Residential-type central air conditioners | TRC | Existing | NE3665 | Facility Energy Management System | Facility Energy Management System | NonEquip | 15 |  | 0.5043% | Tech/Econ | 20% | 697.3155 | 0.14615 | 0
Econ | Healthcare | Space Cooling | Residential-type central air conditioners | TRC | Existing | NE3509 | Duct Sealing Repair | Duct Sealing Repair | NonEquip | 15 |  | 0% | Tech/Econ | 12% | 0 | 0 | 0
Econ | Healthcare | Space Cooling | Residential-type central air conditioners | TRC | Existing | NE3405 | Dedicated Outdoor Air System on VRF unit | Dedicated Outdoor Air System on VRF unit | NonEquip | 15 | Residential-type central air conditioners | 58.91% | Tech/Econ | 17.5% | 65918.6965 | 20.0585 | 0
Econ | Healthcare | Space Cooling | Residential-type central air conditioners | TRC | Existing | NE3301 | Chilled Water System - Variable Speed Drives | Chilled Water System - Variable Speed Drives | NonEquip | 13 | Central chillers inside | 0% | Tech/Econ | 24.74% | 0 | 0 | 0
Econ | Healthcare | Space Cooling | Residential-type central air conditioners | TRC | Existing | NE3275 | Chilled Water Controls Optimization | Chilled Water Controls Optimization | NonEquip | 10 | Central chillers inside | 0% | Tech/Econ | 12.5% | 0 | 0 | 0
Econ | Healthcare | Space Cooling | Residential-type central air conditioners | TRC | Existing | NE3197 | Ceiling Insulation(R2 to R38) | Ceiling Insulation(R2 to R38) | NonEquip | 20 |  | 45.6% | Tech/Econ | 12.52% | 39417.1769 | 0.78875 | 0
Econ | Healthcare | Space Cooling | Residential-type central air conditioners | TRC | Existing | NE3041 | Airside Economizer | Airside Economizer | NonEquip | 10 | Packaged air conditioning units (RTUs) | 0% | Tech/Econ | 5.556% | 0 | 0 | 0
Econ | Healthcare | Space Cooling | Residential-type central air conditioners | TRC | Turnover | ET1370 | Variable Refrigerant Flow (VRF) HVAC Systems | Variable Refrigerant Flow (VRF) HVAC Systems | Equip | 15 | Residential-type central air conditioners | 0% | Tech/Econ | 36.88% | 0 | 0 | 0
Econ | Healthcare | Space Cooling | Residential-type central air conditioners | TRC | Turnover | ET1292 | High Efficiency PTHP | High Efficiency PTHP | Equip | 15 | Residential-type central air conditioners | 49.09% | Tech/Econ | 23.64% | 93037.692 | 46.274 | 0
Econ | Healthcare | Space Cooling | Residential-type central air conditioners | TRC | Turnover | ET1253 | High Efficiency PTAC | High Efficiency PTAC | Equip | 15 | Residential-type central air conditioners | 0% | Tech/Econ | 23.64% | 0 | 0 | 0
Econ | Healthcare | Space Cooling | Residential-type central air conditioners | TRC | New | EN1396 | Variable Refrigerant Flow (VRF) HVAC Systems | Variable Refrigerant Flow (VRF) HVAC Systems | Equip | 15 | Residential-type central air conditioners | 0% | Tech/Econ | 36.88% | 0 | 0 | 0
Econ | Healthcare | Space Cooling | Residential-type central air conditioners | TRC | New | EN1318 | High Efficiency PTHP | High Efficiency PTHP | Equip | 15 | Residential-type central air conditioners | 49.09% | Tech/Econ | 23.64% | 865.9373 | 0.43069 | 0
Econ | Healthcare | Space Cooling | Residential-type central air conditioners | TRC | New | EN1279 | High Efficiency PTAC | High Efficiency PTAC | Equip | 15 | Residential-type central air conditioners | 0% | Tech/Econ | 23.64% | 0 | 0 | 0
Econ | Healthcare | Space Heating | Residential/split system heat pump | TRC | New | NN5342 | Retro-Commissioning | Retro-Commissioning | NonEquip | 5 |  | 0% | Tech/Econ | 16% | 0 | 0 | 0
Econ | Healthcare | Space Heating | Residential/split system heat pump | TRC | New | NN4172 | Smart Thermostat | Smart Thermostat | NonEquip | 11 |  | 45.33% | Tech/Econ | 10% | 468.1926 | 0 | -0.07693
Econ | Healthcare | Space Heating | Residential/split system heat pump | TRC | New | NN3652 | Facility Energy Management System | Facility Energy Management System | NonEquip | 15 |  | 4.276% | Tech/Econ | 20% | 93.8755 | 0 | 0.0016919
Econ | Healthcare | Space Heating | Residential/split system heat pump | TRC | New | NN3548 | Duct Sealing Repair | Duct Sealing Repair | NonEquip | 15 |  | 0% | Tech/Econ | 12% | 0 | 0 | 0
Econ | Healthcare | Space Heating | Residential/split system heat pump | TRC | New | NN3392 | Dedicated Outdoor Air System on VRF unit | Dedicated Outdoor Air System on VRF unit | NonEquip | 15 | Residential/split system heat pump | 58.91% | Tech/Econ | 10% | 554.0132 | 0 | 0.17039
Econ | Healthcare | Space Heating | Residential/split system heat pump | TRC | New | NN3184 | Ceiling Insulation(R2 to R38) | Ceiling Insulation(R2 to R38) | NonEquip | 20 |  | 0% | Tech/Econ | 4.385% | 0 | 0 | 0
Econ | Healthcare | Space Heating | Residential/split system heat pump | TRC | Existing | NE5329 | Retro-Commissioning | Retro-Commissioning | NonEquip | 5 |  | 21.99% | Tech/Econ | 16% | 45082.8075 | 0 | 23.3677
Econ | Healthcare | Space Heating | Residential/split system heat pump | TRC | Existing | NE4237 | Wall Insulation | Wall Insulation | NonEquip | 20 |  | 26.6% | Tech/Econ | 0.3857% | 1182.0694 | 0 | 0.53321
Econ | Healthcare | Space Heating | Residential/split system heat pump | TRC | Existing | NE4159 | Smart Thermostat | Smart Thermostat | NonEquip | 11 |  | 45.33% | Tech/Econ | 10% | 49098.9898 | 0 | -8.0676
Econ | Healthcare | Space Heating | Residential/split system heat pump | TRC | Existing | NE3639 | Facility Energy Management System | Facility Energy Management System | NonEquip | 15 |  | 0.5043% | Tech/Econ | 20% | 1189.6277 | 0 | 0.021441
Econ | Healthcare | Space Heating | Residential/split system heat pump | TRC | Existing | NE3535 | Duct Sealing Repair | Duct Sealing Repair | NonEquip | 15 |  | 0% | Tech/Econ | 12% | 0 | 0 | 0
Econ | Healthcare | Space Heating | Residential/split system heat pump | TRC | Existing | NE3379 | Dedicated Outdoor Air System on VRF unit | Dedicated Outdoor Air System on VRF unit | NonEquip | 15 | Residential/split system heat pump | 58.91% | Tech/Econ | 10% | 67811.6975 | 0 | 20.8561
Econ | Healthcare | Space Heating | Residential/split system heat pump | TRC | Existing | NE3171 | Ceiling Insulation(R2 to R38) | Ceiling Insulation(R2 to R38) | NonEquip | 20 |  | 45.6% | Tech/Econ | 4.839% | 25997.5786 | 0 | 11.727
Econ | Healthcare | Space Heating | Residential/split system heat pump | TRC | Turnover | ET1409 | Variable Refrigerant Flow (VRF) HVAC Systems | Variable Refrigerant Flow (VRF) HVAC Systems | Equip | 15 | Residential/split system heat pump | 0% | Tech/Econ | 31.25% | 0 | 0 | 0
Econ | Healthcare | Space Heating | Residential/split system heat pump | TRC | Turnover | ET1331 | High Efficiency PTHP | High Efficiency PTHP | Equip | 15 | Residential/split system heat pump | 49.09% | Tech/Econ | 9.375% | 56902.6536 | 0 | 0.010362
Econ | Healthcare | Space Heating | Residential/split system heat pump | TRC | New | EN1435 | Variable Refrigerant Flow (VRF) HVAC Systems | Variable Refrigerant Flow (VRF) HVAC Systems | Equip | 15 | Residential/split system heat pump | 0% | Tech/Econ | 31.25% | 0 | 0 | 0
Econ | Healthcare | Space Heating | Residential/split system heat pump | TRC | New | EN1357 | High Efficiency PTHP | High Efficiency PTHP | Equip | 15 | Residential/split system heat pump | 49.09% | Tech/Econ | 9.375% | 529.6147 | 0 | 9.6446e-05
Econ | Healthcare | Refrigeration | Residential style | TRC | New | NN5316 | Retro-Commissioning | Retro-Commissioning | NonEquip | 5 |  | 0% | Tech/Econ | 16% | 0 | 0 | 0
Econ | Healthcare | Refrigeration | Residential style | TRC | New | NN4900 | Strip Curtains for Walk-ins | Strip Curtains for Walk-ins | NonEquip | 4 | Walk-in cooler | 0% | Tech/Econ | 2.115% | 0 | 0 | 0
Econ | Healthcare | Refrigeration | Residential style | TRC | New | NN4848 | PSC to ECM Evaporator Fan Motor (Walk-In, Refrigerator) | PSC to ECM Evaporator Fan Motor (Walk-In, Refrigerator) | NonEquip | 15 | Walk-in cooler | 0% | Tech/Econ | 37.5% | 0 | 0 | 0
Econ | Healthcare | Refrigeration | Residential style | TRC | New | NN4822 | PSC to ECM Evaporator Fan Motor (Reach-In) | PSC to ECM Evaporator Fan Motor (Reach-In) | NonEquip | 15 | Display cases | 0% | Tech/Econ | 37.5% | 0 | 0 | 0
Econ | Healthcare | Refrigeration | Residential style | TRC | New | NN4692 | Floating Head Pressure Controls | Floating Head Pressure Controls | NonEquip | 15 |  | 26.46% | Tech/Econ | 6.05% | 306.3921 | 0.039725 | 0.033275
Econ | Healthcare | Refrigeration | Residential style | TRC | New | NN4614 | Anti-Sweat Controls | Anti-Sweat Controls | NonEquip | 8 | Display cases | 0% | Tech/Econ | 85% | 0 | 0 | 0
Econ | Healthcare | Refrigeration | Residential style | TRC | Existing | NE5303 | Retro-Commissioning | Retro-Commissioning | NonEquip | 5 |  | 21.99% | Tech/Econ | 16% | 74983.0803 | 12.5358 | 38.8659
Econ | Healthcare | Refrigeration | Residential style | TRC | Existing | NE4887 | Strip Curtains for Walk-ins | Strip Curtains for Walk-ins | NonEquip | 4 | Walk-in cooler | 0% | Tech/Econ | 2.115% | 0 | 0 | 0
Econ | Healthcare | Refrigeration | Residential style | TRC | Existing | NE4835 | PSC to ECM Evaporator Fan Motor (Walk-In, Refrigerator) | PSC to ECM Evaporator Fan Motor (Walk-In, Refrigerator) | NonEquip | 15 | Walk-in cooler | 0% | Tech/Econ | 37.5% | 0 | 0 | 0
Econ | Healthcare | Refrigeration | Residential style | TRC | Existing | NE4809 | PSC to ECM Evaporator Fan Motor (Reach-In) | PSC to ECM Evaporator Fan Motor (Reach-In) | NonEquip | 15 | Display cases | 0% | Tech/Econ | 37.5% | 0 | 0 | 0
Econ | Healthcare | Refrigeration | Residential style | TRC | Existing | NE4705 | Freezer-Cooler Replacement Gaskets | Freezer-Cooler Replacement Gaskets | NonEquip | 4 | Display cases | 0% | Tech/Econ | 3.131% | 0 | 0 | 0
Econ | Healthcare | Refrigeration | Residential style | TRC | Existing | NE4679 | Floating Head Pressure Controls | Floating Head Pressure Controls | NonEquip | 15 |  | 26.46% | Tech/Econ | 6.05% | 32919.2545 | 4.2681 | 3.5751
Econ | Healthcare | Refrigeration | Residential style | TRC | Existing | NE4601 | Anti-Sweat Controls | Anti-Sweat Controls | NonEquip | 8 | Display cases | 0% | Tech/Econ | 85% | 0 | 0 | 0
Econ | Healthcare | Miscellaneous | Pool pump | TRC | New | NN5446 | Retro-Commissioning | Retro-Commissioning | NonEquip | 5 |  | 0% | Tech/Econ | 16% | 0 | 0 | 0
Econ | Healthcare | Miscellaneous | Pool pump | TRC | New | NN4536 | VSD Controlled Compressor | VSD Controlled Compressor | NonEquip | 15 | Others | 0% | Tech/Econ | 20.79% | 0 | 0 | 0
Econ | Healthcare | Miscellaneous | Pool pump | TRC | New | NN4484 | Engine Block Timer | Engine Block Timer | NonEquip | 5 | Others | 0% | Tech/Econ | 36% | 0 | 0 | 0
Econ | Healthcare | Miscellaneous | Pool pump | TRC | Existing | NE5433 | Retro-Commissioning | Retro-Commissioning | NonEquip | 5 |  | 21.99% | Tech/Econ | 16% | 0 | 0 | 0
Econ | Healthcare | Miscellaneous | Pool pump | TRC | Existing | NE4523 | VSD Controlled Compressor | VSD Controlled Compressor | NonEquip | 15 | Others | 0% | Tech/Econ | 20.79% | 0 | 0 | 0
Econ | Healthcare | Miscellaneous | Pool pump | TRC | Existing | NE4471 | Engine Block Timer | Engine Block Timer | NonEquip | 5 | Others | 0% | Tech/Econ | 36% | 0 | 0 | 0
Econ | Healthcare | Miscellaneous | Pool pump | TRC | Turnover | ET2108 | Variable Speed Pool Pump | Variable Speed Pool Pump | Equip | 10 | Pool pump | 0% | Tech/Econ | 64.36% | 0 | 0 | 0
Econ | Healthcare | Miscellaneous | Pool pump | TRC | Turnover | ET2069 | Two Speed Pool Pump | Two Speed Pool Pump | Equip | 10 | Pool pump | 0% | Tech/Econ | 61.79% | 0 | 0 | 0
Econ | Healthcare | Miscellaneous | Pool pump | TRC | Turnover | ET2033 | Solar Powered Pool Pump | Solar Powered Pool Pump | Equip | 10 | Pool pump | 0% | Tech/Econ | 81% | 0 | 0 | 0
Econ | Healthcare | Miscellaneous | Pool pump | TRC | Turnover | ET1994 | Solar Pool Heater | Solar Pool Heater | Equip | 15 | Pool pump | 0% | Tech/Econ | 86.11% | 0 | 0 | 0
Econ | Healthcare | Miscellaneous | Pool pump | TRC | Turnover | ET1955 | Heat Pump Pool Heater | Heat Pump Pool Heater | Equip | 15 | Pool pump | 0% | Tech/Econ | 80% | 0 | 0 | 0
Econ | Healthcare | Miscellaneous | Pool pump | TRC | New | EN2132 | Variable Speed Pool Pump | Variable Speed Pool Pump | Equip | 10 | Pool pump | 0% | Tech/Econ | 64.36% | 0 | 0 | 0
Econ | Healthcare | Miscellaneous | Pool pump | TRC | New | EN2095 | Two Speed Pool Pump | Two Speed Pool Pump | Equip | 10 | Pool pump | 0% | Tech/Econ | 61.79% | 0 | 0 | 0
Econ | Healthcare | Miscellaneous | Pool pump | TRC | New | EN2057 | Solar Powered Pool Pump | Solar Powered Pool Pump | Equip | 10 | Pool pump | 0% | Tech/Econ | 81% | 0 | 0 | 0
Econ | Healthcare | Miscellaneous | Pool pump | TRC | New | EN2020 | Solar Pool Heater | Solar Pool Heater | Equip | 15 | Pool pump | 0% | Tech/Econ | 86.11% | 0 | 0 | 0
Econ | Healthcare | Miscellaneous | Pool pump | TRC | New | EN1981 | Heat Pump Pool Heater | Heat Pump Pool Heater | Equip | 15 | Pool pump | 0% | Tech/Econ | 80% | 0 | 0 | 0
Econ | Healthcare | Space Heating | Packaged central unit | TRC | New | NN5342 | Retro-Commissioning | Retro-Commissioning | NonEquip | 5 |  | 0% | Tech/Econ | 16% | 0 | 0 | 0
Econ | Healthcare | Space Heating | Packaged central unit | TRC | New | NN4172 | Smart Thermostat | Smart Thermostat | NonEquip | 11 |  | 45.33% | Tech/Econ | 10% | 1347.4477 | 0 | -0.2214
Econ | Healthcare | Space Heating | Packaged central unit | TRC | New | NN3652 | Facility Energy Management System | Facility Energy Management System | NonEquip | 15 |  | 4.276% | Tech/Econ | 20% | 263.9831 | 0 | 0.0047578
Econ | Healthcare | Space Heating | Packaged central unit | TRC | New | NN3548 | Duct Sealing Repair | Duct Sealing Repair | NonEquip | 15 |  | 0% | Tech/Econ | 12% | 0 | 0 | 0
Econ | Healthcare | Space Heating | Packaged central unit | TRC | New | NN3392 | Dedicated Outdoor Air System on VRF unit | Dedicated Outdoor Air System on VRF unit | NonEquip | 15 | Residential/split system heat pump | 0% | Tech/Econ | 10% | 0 | 0 | 0
Econ | Healthcare | Space Heating | Packaged central unit | TRC | New | NN3184 | Ceiling Insulation(R2 to R38) | Ceiling Insulation(R2 to R38) | NonEquip | 20 |  | 0% | Tech/Econ | 4.385% | 0 | 0 | 0
Econ | Healthcare | Space Heating | Packaged central unit | TRC | Existing | NE5329 | Retro-Commissioning | Retro-Commissioning | NonEquip | 5 |  | 21.99% | Tech/Econ | 16% | 120940.2882 | 0 | 62.6869
Econ | Healthcare | Space Heating | Packaged central unit | TRC | Existing | NE4237 | Wall Insulation | Wall Insulation | NonEquip | 20 |  | 26.6% | Tech/Econ | 0.3857% | 3324.0433 | 0 | 1.4994
Econ | Healthcare | Space Heating | Packaged central unit | TRC | Existing | NE4159 | Smart Thermostat | Smart Thermostat | NonEquip | 11 |  | 45.33% | Tech/Econ | 10% | 142508.3173 | 0 | -23.4161
Econ | Healthcare | Space Heating | Packaged central unit | TRC | Existing | NE3639 | Facility Energy Management System | Facility Energy Management System | NonEquip | 15 |  | 0.5043% | Tech/Econ | 20% | 3345.2977 | 0 | 0.060293
Econ | Healthcare | Space Heating | Packaged central unit | TRC | Existing | NE3535 | Duct Sealing Repair | Duct Sealing Repair | NonEquip | 15 |  | 0% | Tech/Econ | 12% | 0 | 0 | 0
Econ | Healthcare | Space Heating | Packaged central unit | TRC | Existing | NE3379 | Dedicated Outdoor Air System on VRF unit | Dedicated Outdoor Air System on VRF unit | NonEquip | 15 | Residential/split system heat pump | 0% | Tech/Econ | 10% | 0 | 0 | 0
Econ | Healthcare | Space Heating | Packaged central unit | TRC | Existing | NE3171 | Ceiling Insulation(R2 to R38) | Ceiling Insulation(R2 to R38) | NonEquip | 20 |  | 45.6% | Tech/Econ | 4.839% | 73106.6052 | 0 | 32.9768
Econ | Healthcare | Space Heating | Packaged central unit | TRC | Turnover | ET1214 | High Efficiency DX 135k- less than 240k BTU | High Efficiency DX 135k- less than 240k BTU | Equip | 15 | Packaged central unit | 94.56% | Tech/Econ | 3.03% | 92750.8535 | 0 | 0
Econ | Healthcare | Space Heating | Packaged central unit | TRC | New | EN1240 | High Efficiency DX 135k- less than 240k BTU | High Efficiency DX 135k- less than 240k BTU | Equip | 15 | Packaged central unit | 94.56% | Tech/Econ | 3.03% | 876.9798 | 0 | 0
Econ | Healthcare | Space Cooling | Packaged air conditioning units (RTUs) | TRC | New | NN5368 | Retro-Commissioning | Retro-Commissioning | NonEquip | 5 |  | 0% | Tech/Econ | 16% | 0 | 0 | 0
Econ | Healthcare | Space Cooling | Packaged air conditioning units (RTUs) | TRC | New | NN4198 | Thermal Energy Storage | Thermal Energy Storage | NonEquip | 20 |  | 20% | Tech/Econ | 0% | 0 | 0 | 0
Econ | Healthcare | Space Cooling | Packaged air conditioning units (RTUs) | TRC | New | NN4146 | Smart Thermostat | Smart Thermostat | NonEquip | 11 |  | 45.33% | Tech/Econ | 10% | 21835.9891 | 0.25928 | 0
Econ | Healthcare | Space Cooling | Packaged air conditioning units (RTUs) | TRC | New | NN3912 | HVAC tune-up_RTU | HVAC tune-up_RTU | NonEquip | 5 | Packaged air conditioning units (RTUs) | 94.56% | Tech/Econ | 5% | 24184.6651 | 6.9212 | 0.19101
Econ | Healthcare | Space Cooling | Packaged air conditioning units (RTUs) | TRC | New | NN3886 | HVAC tune-up | HVAC tune-up | NonEquip | 5 | Residential-type central air conditioners | 0% | Tech/Econ | 5% | 0 | 0 | 0
Econ | Healthcare | Space Cooling | Packaged air conditioning units (RTUs) | TRC | New | NN3678 | Facility Energy Management System | Facility Energy Management System | NonEquip | 15 |  | 4.276% | Tech/Econ | 20% | 4167.5162 | 0.87349 | 0
Econ | Healthcare | Space Cooling | Packaged air conditioning units (RTUs) | TRC | New | NN3522 | Duct Sealing Repair | Duct Sealing Repair | NonEquip | 15 |  | 0% | Tech/Econ | 12% | 0 | 0 | 0
Econ | Healthcare | Space Cooling | Packaged air conditioning units (RTUs) | TRC | New | NN3418 | Dedicated Outdoor Air System on VRF unit | Dedicated Outdoor Air System on VRF unit | NonEquip | 15 | Residential-type central air conditioners | 0% | Tech/Econ | 17.5% | 0 | 0 | 0
Econ | Healthcare | Space Cooling | Packaged air conditioning units (RTUs) | TRC | New | NN3314 | Chilled Water System - Variable Speed Drives | Chilled Water System - Variable Speed Drives | NonEquip | 13 | Central chillers inside | 0% | Tech/Econ | 24.74% | 0 | 0 | 0
Econ | Healthcare | Space Cooling | Packaged air conditioning units (RTUs) | TRC | New | NN3288 | Chilled Water Controls Optimization | Chilled Water Controls Optimization | NonEquip | 10 | Central chillers inside | 0% | Tech/Econ | 12.5% | 0 | 0 | 0
Econ | Healthcare | Space Cooling | Packaged air conditioning units (RTUs) | TRC | New | NN3210 | Ceiling Insulation(R2 to R38) | Ceiling Insulation(R2 to R38) | NonEquip | 20 |  | 0% | Tech/Econ | 12.52% | 0 | 0 | 0
Econ | Healthcare | Space Cooling | Packaged air conditioning units (RTUs) | TRC | New | NN3054 | Airside Economizer | Airside Economizer | NonEquip | 10 | Packaged air conditioning units (RTUs) | 4.552% | Tech/Econ | 5.556% | 1221.97 | -0.2047 | 2.0528e-06
Econ | Healthcare | Space Cooling | Packaged air conditioning units (RTUs) | TRC | Existing | NE5355 | Retro-Commissioning | Retro-Commissioning | NonEquip | 5 |  | 21.99% | Tech/Econ | 16% | 2004045.188 | 335.0399 | 0
Econ | Healthcare | Space Cooling | Packaged air conditioning units (RTUs) | TRC | Existing | NE4211 | Wall Insulation | Wall Insulation | NonEquip | 20 |  | 26.6% | Tech/Econ | 6.832% | 896345.1536 | 17.9362 | 0
Econ | Healthcare | Space Cooling | Packaged air conditioning units (RTUs) | TRC | Existing | NE4185 | Thermal Energy Storage | Thermal Energy Storage | NonEquip | 20 |  | 20% | Tech/Econ | 0% | 0.0040395 | -2.0707e-05 | -1.3581e-06
Econ | Healthcare | Space Cooling | Packaged air conditioning units (RTUs) | TRC | Existing | NE4133 | Smart Thermostat | Smart Thermostat | NonEquip | 11 |  | 45.33% | Tech/Econ | 10% | 2099339.914 | 24.9272 | 0
Econ | Healthcare | Space Cooling | Packaged air conditioning units (RTUs) | TRC | Existing | NE3899 | HVAC tune-up_RTU | HVAC tune-up_RTU | NonEquip | 5 | Packaged air conditioning units (RTUs) | 94.56% | Tech/Econ | 5% | 2598439.256 | 743.625 | 20.5222
Econ | Healthcare | Space Cooling | Packaged air conditioning units (RTUs) | TRC | Existing | NE3873 | HVAC tune-up | HVAC tune-up | NonEquip | 5 | Residential-type central air conditioners | 0% | Tech/Econ | 5% | 0 | 0 | 0
Econ | Healthcare | Space Cooling | Packaged air conditioning units (RTUs) | TRC | Existing | NE3665 | Facility Energy Management System | Facility Energy Management System | NonEquip | 15 |  | 0.5043% | Tech/Econ | 20% | 52812.3983 | 11.0691 | 0
Econ | Healthcare | Space Cooling | Packaged air conditioning units (RTUs) | TRC | Existing | NE3509 | Duct Sealing Repair | Duct Sealing Repair | NonEquip | 15 |  | 0% | Tech/Econ | 12% | 0 | 0 | 0
Econ | Healthcare | Space Cooling | Packaged air conditioning units (RTUs) | TRC | Existing | NE3405 | Dedicated Outdoor Air System on VRF unit | Dedicated Outdoor Air System on VRF unit | NonEquip | 15 | Residential-type central air conditioners | 0% | Tech/Econ | 17.5% | 0 | 0 | 0
Econ | Healthcare | Space Cooling | Packaged air conditioning units (RTUs) | TRC | Existing | NE3301 | Chilled Water System - Variable Speed Drives | Chilled Water System - Variable Speed Drives | NonEquip | 13 | Central chillers inside | 0% | Tech/Econ | 24.74% | 0 | 0 | 0
Econ | Healthcare | Space Cooling | Packaged air conditioning units (RTUs) | TRC | Existing | NE3275 | Chilled Water Controls Optimization | Chilled Water Controls Optimization | NonEquip | 10 | Central chillers inside | 0% | Tech/Econ | 12.5% | 0 | 0 | 0
Econ | Healthcare | Space Cooling | Packaged air conditioning units (RTUs) | TRC | Existing | NE3197 | Ceiling Insulation(R2 to R38) | Ceiling Insulation(R2 to R38) | NonEquip | 20 |  | 45.6% | Tech/Econ | 12.52% | 2985328.383 | 59.7376 | 0
Econ | Healthcare | Space Cooling | Packaged air conditioning units (RTUs) | TRC | Existing | NE3041 | Airside Economizer | Airside Economizer | NonEquip | 10 | Packaged air conditioning units (RTUs) | 4.552% | Tech/Econ | 5.556% | 122471.9347 | -20.516 | 0.00020574
Econ | Healthcare | Space Cooling | Packaged air conditioning units (RTUs) | TRC | Turnover | ET1175 | High Efficiency DX 135k- less than 240k BTU | High Efficiency DX 135k- less than 240k BTU | Equip | 15 | Packaged air conditioning units (RTUs) | 94.56% | Tech/Econ | 4.348% | 1985880.174 | 821.1892 | 0
Econ | Healthcare | Space Cooling | Packaged air conditioning units (RTUs) | TRC | New | EN1201 | High Efficiency DX 135k- less than 240k BTU | High Efficiency DX 135k- less than 240k BTU | Equip | 15 | Packaged air conditioning units (RTUs) | 94.56% | Tech/Econ | 4.348% | 185.3427 | 0.076642 | 0
Econ | Healthcare | Interior Lighting | Overhead (fluorescent/LED/CFL U-shape) | TRC | New | NN5264 | Retro-Commissioning | Retro-Commissioning | NonEquip | 5 |  | 0% | Tech/Econ | 16% | 0 | 0 | 0
Econ | Healthcare | Interior Lighting | Overhead (fluorescent/LED/CFL U-shape) | TRC | New | NN4432 | Interior Lighting Controls | Interior Lighting Controls | NonEquip | 8 | Overhead (fluorescent/LED/CFL U-shape) | 37.72% | Tech/Econ | 28% | 15366.1951 | 0 | 0
Econ | Healthcare | Interior Lighting | Overhead (fluorescent/LED/CFL U-shape) | TRC | New | NN3704 | Facility Energy Management System | Facility Energy Management System | NonEquip | 15 |  | 4.276% | Tech/Econ | 24% | 1508.6638 | 0.31621 | 0.027191
Econ | Healthcare | Interior Lighting | Overhead (fluorescent/LED/CFL U-shape) | TRC | Existing | NE5251 | Retro-Commissioning | Retro-Commissioning | NonEquip | 5 |  | 21.99% | Tech/Econ | 16% | 559911.643 | 93.607 | 290.2187
Econ | Healthcare | Interior Lighting | Overhead (fluorescent/LED/CFL U-shape) | TRC | Existing | NE4419 | Interior Lighting Controls | Interior Lighting Controls | NonEquip | 8 | Overhead (fluorescent/LED/CFL U-shape) | 37.72% | Tech/Econ | 28% | 1423318.302 | 0 | 0
Econ | Healthcare | Interior Lighting | Overhead (fluorescent/LED/CFL U-shape) | TRC | Existing | NE3691 | Facility Energy Management System | Facility Energy Management System | NonEquip | 15 |  | 0.5043% | Tech/Econ | 24% | 16332.7892 | 3.4232 | 0.29437
Econ | Healthcare | Interior Lighting | Overhead (fluorescent/LED/CFL U-shape) | TRC | Turnover | ET1799 | Premium T8 - Lamp Replacement | Premium T8 - Lamp Replacement | Equip | 8 | Overhead (fluorescent/LED/CFL U-shape) | 22.32% | Tech/Econ | 12.5% | 456658.2188 | 110.3093 | 25.3269
Econ | Healthcare | Interior Lighting | Overhead (fluorescent/LED/CFL U-shape) | TRC | Turnover | ET1760 | Premium T8 - Fixture Replacement | Premium T8 - Fixture Replacement | Equip | 8 | Overhead (fluorescent/LED/CFL U-shape) | 0% | Tech/Econ | 12.5% | 0 | 0 | 0
Econ | Healthcare | Interior Lighting | Overhead (fluorescent/LED/CFL U-shape) | TRC | Turnover | ET1721 | LED Linear - Lamp Replacement | LED Linear - Lamp Replacement | Equip | 15 | Overhead (fluorescent/LED/CFL U-shape) | 0% | Tech/Econ | 25.43% | 0 | 0 | 0
Econ | Healthcare | Interior Lighting | Overhead (fluorescent/LED/CFL U-shape) | TRC | Turnover | ET1682 | LED Linear - Fixture Replacement | LED Linear - Fixture Replacement | Equip | 15 | Overhead (fluorescent/LED/CFL U-shape) | 24.1% | Tech/Econ | 50.28% | 1860776.024 | 451.0595 | 103.1855
Econ | Healthcare | Interior Lighting | Overhead (fluorescent/LED/CFL U-shape) | TRC | New | EN1825 | Premium T8 - Lamp Replacement | Premium T8 - Lamp Replacement | Equip | 8 | Overhead (fluorescent/LED/CFL U-shape) | 0% | Tech/Econ | 12.5% | 0 | 0 | 0
Econ | Healthcare | Interior Lighting | Overhead (fluorescent/LED/CFL U-shape) | TRC | New | EN1786 | Premium T8 - Fixture Replacement | Premium T8 - Fixture Replacement | Equip | 8 | Overhead (fluorescent/LED/CFL U-shape) | 0% | Tech/Econ | 12.5% | 0 | 0 | 0
Econ | Healthcare | Interior Lighting | Overhead (fluorescent/LED/CFL U-shape) | TRC | New | EN1747 | LED Linear - Lamp Replacement | LED Linear - Lamp Replacement | Equip | 15 | Overhead (fluorescent/LED/CFL U-shape) | 0% | Tech/Econ | 25.43% | 0 | 0 | 0
Econ | Healthcare | Interior Lighting | Overhead (fluorescent/LED/CFL U-shape) | TRC | New | EN1708 | LED Linear - Fixture Replacement | LED Linear - Fixture Replacement | Equip | 15 | Overhead (fluorescent/LED/CFL U-shape) | 0% | Tech/Econ | 50.28% | 0 | 0 | 0
Econ | Healthcare | Cooking | Oven | TRC | Turnover | ET44 | Energy Star Commercial Oven | Energy Star Commercial Oven | Equip | 12 | Oven | 22.46% | Tech/Econ | 34.83% | 39261.5666 | 6.3756 | 3.3363
Econ | Healthcare | Cooking | Oven | TRC | New | EN70 | Energy Star Commercial Oven | Energy Star Commercial Oven | Equip | 12 | Oven | 22.46% | Tech/Econ | 34.83% | 352.5658 | 0.057252 | 0.02996
Econ | Healthcare | Miscellaneous | Others | TRC | New | NN5446 | Retro-Commissioning | Retro-Commissioning | NonEquip | 5 |  | 0% | Tech/Econ | 16% | 0 | 0 | 0
Econ | Healthcare | Miscellaneous | Others | TRC | New | NN4536 | VSD Controlled Compressor | VSD Controlled Compressor | NonEquip | 15 | Others | 36.99% | Tech/Econ | 20.79% | 5961.155 | 0.77289 | 0.6474
Econ | Healthcare | Miscellaneous | Others | TRC | New | NN4484 | Engine Block Timer | Engine Block Timer | NonEquip | 5 | Others | 4.977% | Tech/Econ | 36% | 1282.1248 | 0 | 0
Econ | Healthcare | Miscellaneous | Others | TRC | Existing | NE5433 | Retro-Commissioning | Retro-Commissioning | NonEquip | 5 |  | 21.99% | Tech/Econ | 16% | 311346.6818 | 52.0515 | 161.3802
Econ | Healthcare | Miscellaneous | Others | TRC | Existing | NE4523 | VSD Controlled Compressor | VSD Controlled Compressor | NonEquip | 15 | Others | 7.399% | Tech/Econ | 20.79% | 128095.2116 | 16.6082 | 13.9114
Econ | Healthcare | Miscellaneous | Others | TRC | Existing | NE4471 | Engine Block Timer | Engine Block Timer | NonEquip | 5 | Others | 1.244% | Tech/Econ | 36% | 36733.4916 | 0 | 0
Econ | Healthcare | Miscellaneous | Others | TRC | Turnover | ET1916 | ENERGY STAR Water Cooler | ENERGY STAR Water Cooler | Equip | 10 | Others | 0% | Tech/Econ | 68.49% | 0 | 0 | 0
Econ | Healthcare | Miscellaneous | Others | TRC | Turnover | ET1877 | ENERGY STAR Commercial Clothes Washer | ENERGY STAR Commercial Clothes Washer | Equip | 7 | Others | 22.05% | Tech/Econ | 27.27% | 490952.7523 | 42.9962 | 31.105
Econ | Healthcare | Miscellaneous | Others | TRC | Turnover | ET1838 | Efficient Battery Charger | Efficient Battery Charger | Equip | 7 | Others | 17.92% | Tech/Econ | 13.68% | 209220.7442 | 114.6415 | 0
Econ | Healthcare | Miscellaneous | Others | TRC | New | EN1942 | ENERGY STAR Water Cooler | ENERGY STAR Water Cooler | Equip | 10 | Others | 0% | Tech/Econ | 68.49% | 0 | 0 | 0
Econ | Healthcare | Miscellaneous | Others | TRC | New | EN1903 | ENERGY STAR Commercial Clothes Washer | ENERGY STAR Commercial Clothes Washer | Equip | 7 | Others | 22.05% | Tech/Econ | 27.27% | 4226.1567 | 0.37011 | 0.26775
Econ | Healthcare | Miscellaneous | Others | TRC | New | EN1864 | Efficient Battery Charger | Efficient Battery Charger | Equip | 7 | Others | 17.92% | Tech/Econ | 13.68% | 1947.2973 | 1.067 | 0
Econ | Healthcare | Office Equipment | Other office | TRC | New | NN4588 | Smart Strip Plug Outlet | Smart Strip Plug Outlet | NonEquip | 4 |  | 43.9% | Tech/Econ | 1.187% | 345.2081 | 0.05133 | 0.035674
Econ | Healthcare | Office Equipment | Other office | TRC | New | NN4562 | Network PC Power Management | Network PC Power Management | NonEquip | 5 | Computers | 0% | Tech/Econ | 56.5% | 0 | 0 | 0
Econ | Healthcare | Office Equipment | Other office | TRC | Existing | NE4575 | Smart Strip Plug Outlet | Smart Strip Plug Outlet | NonEquip | 4 |  | 43.9% | Tech/Econ | 1.187% | 38442.2158 | 5.7161 | 3.9726
Econ | Healthcare | Office Equipment | Other office | TRC | Existing | NE4549 | Network PC Power Management | Network PC Power Management | NonEquip | 5 | Computers | 0% | Tech/Econ | 56.5% | 0 | 0 | 0
Econ | Healthcare | Office Equipment | Other office | TRC | Turnover | ET2261 | Energy Star Uninterruptable Power Supply | Energy Star Uninterruptable Power Supply | Equip | 10 | Other office | 22.4% | Tech/Econ | 1.878% | 30871.1248 | 3.5241 | 3.5241
Econ | Healthcare | Office Equipment | Other office | TRC | New | EN2287 | Energy Star Uninterruptable Power Supply | Energy Star Uninterruptable Power Supply | Equip | 10 | Other office | 22.4% | Tech/Econ | 1.878% | 277.2203 | 0.031646 | 0.031646
Econ | Healthcare | Ventilation and Circulation | Motor/Fan | TRC | New | NN5394 | Retro-Commissioning | Retro-Commissioning | NonEquip | 5 |  | 0% | Tech/Econ | 16% | 0 | 0 | 0
Econ | Healthcare | Ventilation and Circulation | Motor/Fan | TRC | New | NN4978 | VAV System | VAV System | NonEquip | 10 |  | 14.18% | Tech/Econ | 30% | 58.2563 | 0.016581 | 0.016827
Econ | Healthcare | Ventilation and Circulation | Motor/Fan | TRC | New | NN4952 | Demand Controlled Ventilation | Demand Controlled Ventilation | NonEquip | 10 |  | 23.39% | Tech/Econ | 23.08% | 70.7662 | 0.0073678 | 0.041481
Econ | Healthcare | Ventilation and Circulation | Motor/Fan | TRC | New | NN4926 | CO Sensors for Parking Garage Exhaust | CO Sensors for Parking Garage Exhaust | NonEquip | 15 | Motor/Fan | 59.72% | Tech/Econ | 33% | 244.3896 | 0.0098375 | 0.0098375
Econ | Healthcare | Ventilation and Circulation | Motor/Fan | TRC | Existing | NE5381 | Retro-Commissioning | Retro-Commissioning | NonEquip | 5 |  | 21.99% | Tech/Econ | 16% | 5363.7386 | 0.89672 | 2.7802
Econ | Healthcare | Ventilation and Circulation | Motor/Fan | TRC | Existing | NE4965 | VAV System | VAV System | NonEquip | 10 |  | 14.18% | Tech/Econ | 30% | 6259.1472 | 1.7814 | 1.8079
Econ | Healthcare | Ventilation and Circulation | Motor/Fan | TRC | Existing | NE4939 | Demand Controlled Ventilation | Demand Controlled Ventilation | NonEquip | 10 |  | 23.39% | Tech/Econ | 23.08% | 7603.2297 | 0.79161 | 4.4568
Econ | Healthcare | Ventilation and Circulation | Motor/Fan | TRC | Existing | NE4913 | CO Sensors for Parking Garage Exhaust | CO Sensors for Parking Garage Exhaust | NonEquip | 15 | Motor/Fan | 59.72% | Tech/Econ | 33% | 26257.6107 | 1.057 | 1.057
Econ | Healthcare | Ventilation and Circulation | Motor/Fan | TRC | Turnover | ET2690 | High Speed Fans | High Speed Fans | Equip | 7 | Motor/Fan | 10.98% | Tech/Econ | 10.99% | 1290.4364 | 0.16731 | 0.14014
Econ | Healthcare | Ventilation and Circulation | Motor/Fan | TRC | New | EN2716 | High Speed Fans | High Speed Fans | Equip | 7 | Motor/Fan | 10.98% | Tech/Econ | 10.99% | 12.0106 | 0.0015572 | 0.0013044
Econ | Healthcare | Miscellaneous | Medical equipment | TRC | New | NN5446 | Retro-Commissioning | Retro-Commissioning | NonEquip | 5 |  | 0% | Tech/Econ | 16% | 0 | 0 | 0
Econ | Healthcare | Miscellaneous | Medical equipment | TRC | New | NN4536 | VSD Controlled Compressor | VSD Controlled Compressor | NonEquip | 15 | Others | 0% | Tech/Econ | 20.79% | 0 | 0 | 0
Econ | Healthcare | Miscellaneous | Medical equipment | TRC | New | NN4484 | Engine Block Timer | Engine Block Timer | NonEquip | 5 | Others | 0% | Tech/Econ | 36% | 0 | 0 | 0
Econ | Healthcare | Miscellaneous | Medical equipment | TRC | Existing | NE5433 | Retro-Commissioning | Retro-Commissioning | NonEquip | 5 |  | 21.99% | Tech/Econ | 16% | 45422.0187 | 7.5937 | 23.5436
Econ | Healthcare | Miscellaneous | Medical equipment | TRC | Existing | NE4523 | VSD Controlled Compressor | VSD Controlled Compressor | NonEquip | 15 | Others | 0% | Tech/Econ | 20.79% | 0 | 0 | 0
Econ | Healthcare | Miscellaneous | Medical equipment | TRC | Existing | NE4471 | Engine Block Timer | Engine Block Timer | NonEquip | 5 | Others | 0% | Tech/Econ | 36% | 0 | 0 | 0
Econ | Healthcare | Refrigeration | Large cold storage | TRC | New | NN5316 | Retro-Commissioning | Retro-Commissioning | NonEquip | 5 |  | 0% | Tech/Econ | 16% | 0 | 0 | 0
Econ | Healthcare | Refrigeration | Large cold storage | TRC | New | NN4900 | Strip Curtains for Walk-ins | Strip Curtains for Walk-ins | NonEquip | 4 | Walk-in cooler | 0% | Tech/Econ | 2.115% | 0 | 0 | 0
Econ | Healthcare | Refrigeration | Large cold storage | TRC | New | NN4848 | PSC to ECM Evaporator Fan Motor (Walk-In, Refrigerator) | PSC to ECM Evaporator Fan Motor (Walk-In, Refrigerator) | NonEquip | 15 | Walk-in cooler | 0% | Tech/Econ | 37.5% | 0 | 0 | 0
Econ | Healthcare | Refrigeration | Large cold storage | TRC | New | NN4822 | PSC to ECM Evaporator Fan Motor (Reach-In) | PSC to ECM Evaporator Fan Motor (Reach-In) | NonEquip | 15 | Display cases | 0% | Tech/Econ | 37.5% | 0 | 0 | 0
Econ | Healthcare | Refrigeration | Large cold storage | TRC | New | NN4692 | Floating Head Pressure Controls | Floating Head Pressure Controls | NonEquip | 15 |  | 26.46% | Tech/Econ | 6.05% | 0 | 0 | 0
Econ | Healthcare | Refrigeration | Large cold storage | TRC | New | NN4614 | Anti-Sweat Controls | Anti-Sweat Controls | NonEquip | 8 | Display cases | 0% | Tech/Econ | 85% | 0 | 0 | 0
Econ | Healthcare | Refrigeration | Large cold storage | TRC | Existing | NE5303 | Retro-Commissioning | Retro-Commissioning | NonEquip | 5 |  | 21.99% | Tech/Econ | 16% | 0 | 0 | 0
Econ | Healthcare | Refrigeration | Large cold storage | TRC | Existing | NE4887 | Strip Curtains for Walk-ins | Strip Curtains for Walk-ins | NonEquip | 4 | Walk-in cooler | 0% | Tech/Econ | 2.115% | 0 | 0 | 0
Econ | Healthcare | Refrigeration | Large cold storage | TRC | Existing | NE4835 | PSC to ECM Evaporator Fan Motor (Walk-In, Refrigerator) | PSC to ECM Evaporator Fan Motor (Walk-In, Refrigerator) | NonEquip | 15 | Walk-in cooler | 0% | Tech/Econ | 37.5% | 0 | 0 | 0
Econ | Healthcare | Refrigeration | Large cold storage | TRC | Existing | NE4809 | PSC to ECM Evaporator Fan Motor (Reach-In) | PSC to ECM Evaporator Fan Motor (Reach-In) | NonEquip | 15 | Display cases | 0% | Tech/Econ | 37.5% | 0 | 0 | 0
Econ | Healthcare | Refrigeration | Large cold storage | TRC | Existing | NE4705 | Freezer-Cooler Replacement Gaskets | Freezer-Cooler Replacement Gaskets | NonEquip | 4 | Display cases | 0% | Tech/Econ | 3.131% | 0 | 0 | 0
Econ | Healthcare | Refrigeration | Large cold storage | TRC | Existing | NE4679 | Floating Head Pressure Controls | Floating Head Pressure Controls | NonEquip | 15 |  | 26.46% | Tech/Econ | 6.05% | 0 | 0 | 0
Econ | Healthcare | Refrigeration | Large cold storage | TRC | Existing | NE4601 | Anti-Sweat Controls | Anti-Sweat Controls | NonEquip | 8 | Display cases | 0% | Tech/Econ | 85% | 0 | 0 | 0
Econ | Healthcare | Miscellaneous | Laboratory equipment | TRC | New | NN5446 | Retro-Commissioning | Retro-Commissioning | NonEquip | 5 |  | 0% | Tech/Econ | 16% | 0 | 0 | 0
Econ | Healthcare | Miscellaneous | Laboratory equipment | TRC | New | NN4536 | VSD Controlled Compressor | VSD Controlled Compressor | NonEquip | 15 | Others | 0% | Tech/Econ | 20.79% | 0 | 0 | 0
Econ | Healthcare | Miscellaneous | Laboratory equipment | TRC | New | NN4484 | Engine Block Timer | Engine Block Timer | NonEquip | 5 | Others | 0% | Tech/Econ | 36% | 0 | 0 | 0
Econ | Healthcare | Miscellaneous | Laboratory equipment | TRC | Existing | NE5433 | Retro-Commissioning | Retro-Commissioning | NonEquip | 5 |  | 21.99% | Tech/Econ | 16% | 4678.9096 | 0.78223 | 2.4252
Econ | Healthcare | Miscellaneous | Laboratory equipment | TRC | Existing | NE4523 | VSD Controlled Compressor | VSD Controlled Compressor | NonEquip | 15 | Others | 0% | Tech/Econ | 20.79% | 0 | 0 | 0
Econ | Healthcare | Miscellaneous | Laboratory equipment | TRC | Existing | NE4471 | Engine Block Timer | Engine Block Timer | NonEquip | 5 | Others | 0% | Tech/Econ | 36% | 0 | 0 | 0
Econ | Healthcare | Ventilation and Circulation | Individual room ventilation | TRC | New | NN5394 | Retro-Commissioning | Retro-Commissioning | NonEquip | 5 |  | 0% | Tech/Econ | 16% | 0 | 0 | 0
Econ | Healthcare | Ventilation and Circulation | Individual room ventilation | TRC | New | NN4978 | VAV System | VAV System | NonEquip | 10 |  | 14.18% | Tech/Econ | 30% | 4.1679 | 0.0011863 | 0.0012038
Econ | Healthcare | Ventilation and Circulation | Individual room ventilation | TRC | New | NN4952 | Demand Controlled Ventilation | Demand Controlled Ventilation | NonEquip | 10 |  | 23.39% | Tech/Econ | 23.08% | 5.0629 | 0.00052713 | 0.0029677
Econ | Healthcare | Ventilation and Circulation | Individual room ventilation | TRC | New | NN4926 | CO Sensors for Parking Garage Exhaust | CO Sensors for Parking Garage Exhaust | NonEquip | 15 | Motor/Fan | 0% | Tech/Econ | 33% | 0 | 0 | 0
Econ | Healthcare | Ventilation and Circulation | Individual room ventilation | TRC | Existing | NE5381 | Retro-Commissioning | Retro-Commissioning | NonEquip | 5 |  | 21.99% | Tech/Econ | 16% | 383.7472 | 0.064156 | 0.19891
Econ | Healthcare | Ventilation and Circulation | Individual room ventilation | TRC | Existing | NE4965 | VAV System | VAV System | NonEquip | 10 |  | 14.18% | Tech/Econ | 30% | 447.8089 | 0.12745 | 0.12934
Econ | Healthcare | Ventilation and Circulation | Individual room ventilation | TRC | Existing | NE4939 | Demand Controlled Ventilation | Demand Controlled Ventilation | NonEquip | 10 |  | 23.39% | Tech/Econ | 23.08% | 543.9709 | 0.056635 | 0.31886
Econ | Healthcare | Ventilation and Circulation | Individual room ventilation | TRC | Existing | NE4913 | CO Sensors for Parking Garage Exhaust | CO Sensors for Parking Garage Exhaust | NonEquip | 15 | Motor/Fan | 0% | Tech/Econ | 33% | 0 | 0 | 0
Econ | Healthcare | Space Heating | Individual room heating | TRC | New | NN5342 | Retro-Commissioning | Retro-Commissioning | NonEquip | 5 |  | 0% | Tech/Econ | 16% | 0 | 0 | 0
Econ | Healthcare | Space Heating | Individual room heating | TRC | New | NN4172 | Smart Thermostat | Smart Thermostat | NonEquip | 11 |  | 45.33% | Tech/Econ | 10% | 0 | 0 | 0
Econ | Healthcare | Space Heating | Individual room heating | TRC | New | NN3652 | Facility Energy Management System | Facility Energy Management System | NonEquip | 15 |  | 4.276% | Tech/Econ | 20% | 0 | 0 | 0
Econ | Healthcare | Space Heating | Individual room heating | TRC | New | NN3548 | Duct Sealing Repair | Duct Sealing Repair | NonEquip | 15 |  | 0% | Tech/Econ | 12% | 0 | 0 | 0
Econ | Healthcare | Space Heating | Individual room heating | TRC | New | NN3392 | Dedicated Outdoor Air System on VRF unit | Dedicated Outdoor Air System on VRF unit | NonEquip | 15 | Residential/split system heat pump | 0% | Tech/Econ | 10% | 0 | 0 | 0
Econ | Healthcare | Space Heating | Individual room heating | TRC | New | NN3184 | Ceiling Insulation(R2 to R38) | Ceiling Insulation(R2 to R38) | NonEquip | 20 |  | 0% | Tech/Econ | 4.385% | 0 | 0 | 0
Econ | Healthcare | Space Heating | Individual room heating | TRC | Existing | NE5329 | Retro-Commissioning | Retro-Commissioning | NonEquip | 5 |  | 21.99% | Tech/Econ | 16% | 0 | 0 | 0
Econ | Healthcare | Space Heating | Individual room heating | TRC | Existing | NE4237 | Wall Insulation | Wall Insulation | NonEquip | 20 |  | 26.6% | Tech/Econ | 0.3857% | 0 | 0 | 0
Econ | Healthcare | Space Heating | Individual room heating | TRC | Existing | NE4159 | Smart Thermostat | Smart Thermostat | NonEquip | 11 |  | 45.33% | Tech/Econ | 10% | 0 | 0 | 0
Econ | Healthcare | Space Heating | Individual room heating | TRC | Existing | NE3639 | Facility Energy Management System | Facility Energy Management System | NonEquip | 15 |  | 0.5043% | Tech/Econ | 20% | 0 | 0 | 0
Econ | Healthcare | Space Heating | Individual room heating | TRC | Existing | NE3535 | Duct Sealing Repair | Duct Sealing Repair | NonEquip | 15 |  | 0% | Tech/Econ | 12% | 0 | 0 | 0
Econ | Healthcare | Space Heating | Individual room heating | TRC | Existing | NE3379 | Dedicated Outdoor Air System on VRF unit | Dedicated Outdoor Air System on VRF unit | NonEquip | 15 | Residential/split system heat pump | 0% | Tech/Econ | 10% | 0 | 0 | 0
Econ | Healthcare | Space Heating | Individual room heating | TRC | Existing | NE3171 | Ceiling Insulation(R2 to R38) | Ceiling Insulation(R2 to R38) | NonEquip | 20 |  | 45.6% | Tech/Econ | 4.839% | 0 | 0 | 0
Econ | Healthcare | Space Cooling | Individual room air conditioners | TRC | New | NN5368 | Retro-Commissioning | Retro-Commissioning | NonEquip | 5 |  | 0% | Tech/Econ | 16% | 0 | 0 | 0
Econ | Healthcare | Space Cooling | Individual room air conditioners | TRC | New | NN4198 | Thermal Energy Storage | Thermal Energy Storage | NonEquip | 20 |  | 20% | Tech/Econ | 0% | 0 | 0 | 0
Econ | Healthcare | Space Cooling | Individual room air conditioners | TRC | New | NN4146 | Smart Thermostat | Smart Thermostat | NonEquip | 11 |  | 45.33% | Tech/Econ | 10% | 0 | 0 | 0
Econ | Healthcare | Space Cooling | Individual room air conditioners | TRC | New | NN3912 | HVAC tune-up_RTU | HVAC tune-up_RTU | NonEquip | 5 | Packaged air conditioning units (RTUs) | 0% | Tech/Econ | 5% | 0 | 0 | 0
Econ | Healthcare | Space Cooling | Individual room air conditioners | TRC | New | NN3886 | HVAC tune-up | HVAC tune-up | NonEquip | 5 | Residential-type central air conditioners | 0% | Tech/Econ | 5% | 0 | 0 | 0
Econ | Healthcare | Space Cooling | Individual room air conditioners | TRC | New | NN3678 | Facility Energy Management System | Facility Energy Management System | NonEquip | 15 |  | 4.276% | Tech/Econ | 20% | 0 | 0 | 0
Econ | Healthcare | Space Cooling | Individual room air conditioners | TRC | New | NN3522 | Duct Sealing Repair | Duct Sealing Repair | NonEquip | 15 |  | 0% | Tech/Econ | 12% | 0 | 0 | 0
Econ | Healthcare | Space Cooling | Individual room air conditioners | TRC | New | NN3418 | Dedicated Outdoor Air System on VRF unit | Dedicated Outdoor Air System on VRF unit | NonEquip | 15 | Residential-type central air conditioners | 0% | Tech/Econ | 17.5% | 0 | 0 | 0
Econ | Healthcare | Space Cooling | Individual room air conditioners | TRC | New | NN3314 | Chilled Water System - Variable Speed Drives | Chilled Water System - Variable Speed Drives | NonEquip | 13 | Central chillers inside | 0% | Tech/Econ | 24.74% | 0 | 0 | 0
Econ | Healthcare | Space Cooling | Individual room air conditioners | TRC | New | NN3288 | Chilled Water Controls Optimization | Chilled Water Controls Optimization | NonEquip | 10 | Central chillers inside | 0% | Tech/Econ | 12.5% | 0 | 0 | 0
Econ | Healthcare | Space Cooling | Individual room air conditioners | TRC | New | NN3210 | Ceiling Insulation(R2 to R38) | Ceiling Insulation(R2 to R38) | NonEquip | 20 |  | 0% | Tech/Econ | 12.52% | 0 | 0 | 0
Econ | Healthcare | Space Cooling | Individual room air conditioners | TRC | New | NN3054 | Airside Economizer | Airside Economizer | NonEquip | 10 | Packaged air conditioning units (RTUs) | 0% | Tech/Econ | 5.556% | 0 | 0 | 0
Econ | Healthcare | Space Cooling | Individual room air conditioners | TRC | Existing | NE5355 | Retro-Commissioning | Retro-Commissioning | NonEquip | 5 |  | 21.99% | Tech/Econ | 16% | 0 | 0 | 0
Econ | Healthcare | Space Cooling | Individual room air conditioners | TRC | Existing | NE4211 | Wall Insulation | Wall Insulation | NonEquip | 20 |  | 26.6% | Tech/Econ | 6.832% | 0 | 0 | 0
Econ | Healthcare | Space Cooling | Individual room air conditioners | TRC | Existing | NE4185 | Thermal Energy Storage | Thermal Energy Storage | NonEquip | 20 |  | 20% | Tech/Econ | 0% | 0 | 0 | 0
Econ | Healthcare | Space Cooling | Individual room air conditioners | TRC | Existing | NE4133 | Smart Thermostat | Smart Thermostat | NonEquip | 11 |  | 45.33% | Tech/Econ | 10% | 0 | 0 | 0
Econ | Healthcare | Space Cooling | Individual room air conditioners | TRC | Existing | NE3899 | HVAC tune-up_RTU | HVAC tune-up_RTU | NonEquip | 5 | Packaged air conditioning units (RTUs) | 0% | Tech/Econ | 5% | 0 | 0 | 0
Econ | Healthcare | Space Cooling | Individual room air conditioners | TRC | Existing | NE3873 | HVAC tune-up | HVAC tune-up | NonEquip | 5 | Residential-type central air conditioners | 0% | Tech/Econ | 5% | 0 | 0 | 0
Econ | Healthcare | Space Cooling | Individual room air conditioners | TRC | Existing | NE3665 | Facility Energy Management System | Facility Energy Management System | NonEquip | 15 |  | 0.5043% | Tech/Econ | 20% | 0 | 0 | 0
Econ | Healthcare | Space Cooling | Individual room air conditioners | TRC | Existing | NE3509 | Duct Sealing Repair | Duct Sealing Repair | NonEquip | 15 |  | 0% | Tech/Econ | 12% | 0 | 0 | 0
Econ | Healthcare | Space Cooling | Individual room air conditioners | TRC | Existing | NE3405 | Dedicated Outdoor Air System on VRF unit | Dedicated Outdoor Air System on VRF unit | NonEquip | 15 | Residential-type central air conditioners | 0% | Tech/Econ | 17.5% | 0 | 0 | 0
Econ | Healthcare | Space Cooling | Individual room air conditioners | TRC | Existing | NE3301 | Chilled Water System - Variable Speed Drives | Chilled Water System - Variable Speed Drives | NonEquip | 13 | Central chillers inside | 0% | Tech/Econ | 24.74% | 0 | 0 | 0
Econ | Healthcare | Space Cooling | Individual room air conditioners | TRC | Existing | NE3275 | Chilled Water Controls Optimization | Chilled Water Controls Optimization | NonEquip | 10 | Central chillers inside | 0% | Tech/Econ | 12.5% | 0 | 0 | 0
Econ | Healthcare | Space Cooling | Individual room air conditioners | TRC | Existing | NE3197 | Ceiling Insulation(R2 to R38) | Ceiling Insulation(R2 to R38) | NonEquip | 20 |  | 45.6% | Tech/Econ | 12.52% | 0 | 0 | 0
Econ | Healthcare | Space Cooling | Individual room air conditioners | TRC | Existing | NE3041 | Airside Economizer | Airside Economizer | NonEquip | 10 | Packaged air conditioning units (RTUs) | 0% | Tech/Econ | 5.556% | 0 | 0 | 0
Econ | Healthcare | Interior Lighting | High bay | TRC | New | NN5264 | Retro-Commissioning | Retro-Commissioning | NonEquip | 5 |  | 0% | Tech/Econ | 16% | 0 | 0 | 0
Econ | Healthcare | Interior Lighting | High bay | TRC | New | NN4432 | Interior Lighting Controls | Interior Lighting Controls | NonEquip | 8 | Overhead (fluorescent/LED/CFL U-shape) | 0% | Tech/Econ | 28% | 0 | 0 | 0
Econ | Healthcare | Interior Lighting | High bay | TRC | New | NN3704 | Facility Energy Management System | Facility Energy Management System | NonEquip | 15 |  | 4.276% | Tech/Econ | 24% | 1809.1351 | 0.37918 | 0.032607
Econ | Healthcare | Interior Lighting | High bay | TRC | Existing | NE5251 | Retro-Commissioning | Retro-Commissioning | NonEquip | 5 |  | 21.99% | Tech/Econ | 16% | 690692.2301 | 115.4712 | 358.0062
Econ | Healthcare | Interior Lighting | High bay | TRC | Existing | NE4419 | Interior Lighting Controls | Interior Lighting Controls | NonEquip | 8 | Overhead (fluorescent/LED/CFL U-shape) | 0% | Tech/Econ | 28% | 0 | 0 | 0
Econ | Healthcare | Interior Lighting | High bay | TRC | Existing | NE3691 | Facility Energy Management System | Facility Energy Management System | NonEquip | 15 |  | 0.5043% | Tech/Econ | 24% | 20147.6979 | 4.2228 | 0.36313
Econ | Healthcare | Interior Lighting | High bay | TRC | Turnover | ET1643 | LED Linear - Fixture Replacement | LED Linear - Fixture Replacement | Equip | 15 | High bay | 24.1% | Tech/Econ | 50.28% | 2295404.207 | 556.4151 | 127.2869
Econ | Healthcare | Interior Lighting | High bay | TRC | Turnover | ET1526 | High Bay LED | High Bay LED | Equip | 15 | High bay | 0% | Tech/Econ | 64.78% | 0 | 0 | 0
Econ | Healthcare | Interior Lighting | High bay | TRC | Turnover | ET1487 | High Bay Fluorescent (T5) | High Bay Fluorescent (T5) | Equip | 15 | High bay | 0% | Tech/Econ | 64.14% | 0 | 0 | 0
Econ | Healthcare | Interior Lighting | High bay | TRC | New | EN1669 | LED Linear - Fixture Replacement | LED Linear - Fixture Replacement | Equip | 15 | High bay | 0% | Tech/Econ | 50.28% | 0 | 0 | 0
Econ | Healthcare | Interior Lighting | High bay | TRC | New | EN1552 | High Bay LED | High Bay LED | Equip | 15 | High bay | 0% | Tech/Econ | 64.78% | 0 | 0 | 0
Econ | Healthcare | Interior Lighting | High bay | TRC | New | EN1513 | High Bay Fluorescent (T5) | High Bay Fluorescent (T5) | Equip | 15 | High bay | 0% | Tech/Econ | 64.14% | 0 | 0 | 0
Econ | Healthcare | Space Heating | Forced air furnace | TRC | New | NN5342 | Retro-Commissioning | Retro-Commissioning | NonEquip | 5 |  | 0% | Tech/Econ | 16% | 0 | 0 | 0
Econ | Healthcare | Space Heating | Forced air furnace | TRC | New | NN4172 | Smart Thermostat | Smart Thermostat | NonEquip | 11 |  | 45.33% | Tech/Econ | 10% | 31.3562 | 0 | -0.0051523
Econ | Healthcare | Space Heating | Forced air furnace | TRC | New | NN3652 | Facility Energy Management System | Facility Energy Management System | NonEquip | 15 |  | 4.276% | Tech/Econ | 20% | 5.9671 | 0 | 0.00010755
Econ | Healthcare | Space Heating | Forced air furnace | TRC | New | NN3548 | Duct Sealing Repair | Duct Sealing Repair | NonEquip | 15 |  | 0% | Tech/Econ | 12% | 0 | 0 | 0
Econ | Healthcare | Space Heating | Forced air furnace | TRC | New | NN3392 | Dedicated Outdoor Air System on VRF unit | Dedicated Outdoor Air System on VRF unit | NonEquip | 15 | Residential/split system heat pump | 0% | Tech/Econ | 10% | 0 | 0 | 0
Econ | Healthcare | Space Heating | Forced air furnace | TRC | New | NN3184 | Ceiling Insulation(R2 to R38) | Ceiling Insulation(R2 to R38) | NonEquip | 20 |  | 0% | Tech/Econ | 4.385% | 0 | 0 | 0
Econ | Healthcare | Space Heating | Forced air furnace | TRC | Existing | NE5329 | Retro-Commissioning | Retro-Commissioning | NonEquip | 5 |  | 21.99% | Tech/Econ | 16% | 2733.735 | 0 | 1.417
Econ | Healthcare | Space Heating | Forced air furnace | TRC | Existing | NE4237 | Wall Insulation | Wall Insulation | NonEquip | 20 |  | 26.6% | Tech/Econ | 0.3857% | 75.1367 | 0 | 0.033893
Econ | Healthcare | Space Heating | Forced air furnace | TRC | Existing | NE4159 | Smart Thermostat | Smart Thermostat | NonEquip | 11 |  | 45.33% | Tech/Econ | 10% | 3316.2885 | 0 | -0.54491
Econ | Healthcare | Space Heating | Forced air furnace | TRC | Existing | NE3639 | Facility Energy Management System | Facility Energy Management System | NonEquip | 15 |  | 0.5043% | Tech/Econ | 20% | 75.6171 | 0 | 0.0013629
Econ | Healthcare | Space Heating | Forced air furnace | TRC | Existing | NE3535 | Duct Sealing Repair | Duct Sealing Repair | NonEquip | 15 |  | 0% | Tech/Econ | 12% | 0 | 0 | 0
Econ | Healthcare | Space Heating | Forced air furnace | TRC | Existing | NE3379 | Dedicated Outdoor Air System on VRF unit | Dedicated Outdoor Air System on VRF unit | NonEquip | 15 | Residential/split system heat pump | 0% | Tech/Econ | 10% | 0 | 0 | 0
Econ | Healthcare | Space Heating | Forced air furnace | TRC | Existing | NE3171 | Ceiling Insulation(R2 to R38) | Ceiling Insulation(R2 to R38) | NonEquip | 20 |  | 45.6% | Tech/Econ | 4.839% | 1652.5021 | 0 | 0.74541
Econ | Healthcare | Exterior Lighting | Exterior parking/lot lighting | TRC | New | NN5290 | Retro-Commissioning | Retro-Commissioning | NonEquip | 5 |  | 0% | Tech/Econ | 16% | 0 | 0 | 0
Econ | Healthcare | Exterior Lighting | Exterior parking/lot lighting | TRC | New | NN2976 | Outdoor Lighting Controls | Outdoor Lighting Controls | NonEquip | 8 | Exterior parking/lot lighting | 30.95% | Tech/Econ | 28% | 3258.2997 | 0 | 0
Econ | Healthcare | Exterior Lighting | Exterior parking/lot lighting | TRC | New | NN2950 | Bi-Level Lighting Control (Exterior) | Bi-Level Lighting Control (Exterior) | NonEquip | 9 | Exterior parking/lot lighting | 13.75% | Tech/Econ | 31% | 1464.367 | 0 | 0
Econ | Healthcare | Exterior Lighting | Exterior parking/lot lighting | TRC | Existing | NE5277 | Retro-Commissioning | Retro-Commissioning | NonEquip | 5 |  | 21.99% | Tech/Econ | 16% | 156649.3016 | 0 | 81.196
Econ | Healthcare | Exterior Lighting | Exterior parking/lot lighting | TRC | Existing | NE2963 | Outdoor Lighting Controls | Outdoor Lighting Controls | NonEquip | 8 | Exterior parking/lot lighting | 30.95% | Tech/Econ | 28% | 350076.946 | 0 | 0
Econ | Healthcare | Exterior Lighting | Exterior parking/lot lighting | TRC | Existing | NE2937 | Bi-Level Lighting Control (Exterior) | Bi-Level Lighting Control (Exterior) | NonEquip | 9 | Exterior parking/lot lighting | 13.75% | Tech/Econ | 31% | 157333.9367 | 0 | 0
Econ | Healthcare | Exterior Lighting | Exterior parking/lot lighting | TRC | Turnover | ET707 | LED Parking Lighting | LED Parking Lighting | Equip | 18 | Exterior parking/lot lighting | 7.084% | Tech/Econ | 84% | 255606.6717 | 0 | 0
Econ | Healthcare | Exterior Lighting | Exterior parking/lot lighting | TRC | Turnover | ET512 | High Efficiency HID Lighting | High Efficiency HID Lighting | Equip | 13 | Exterior parking/lot lighting | 0% | Tech/Econ | 34.18% | 0 | 0 | 0
Econ | Healthcare | Exterior Lighting | Exterior parking/lot lighting | TRC | New | EN733 | LED Parking Lighting | LED Parking Lighting | Equip | 18 | Exterior parking/lot lighting | 7.084% | Tech/Econ | 84% | 2379.0288 | 0 | 0
Econ | Healthcare | Exterior Lighting | Exterior parking/lot lighting | TRC | New | EN538 | High Efficiency HID Lighting | High Efficiency HID Lighting | Equip | 13 | Exterior parking/lot lighting | 0% | Tech/Econ | 34.18% | 0 | 0 | 0
Econ | Healthcare | Exterior Lighting | Exterior marquis | TRC | New | NN5290 | Retro-Commissioning | Retro-Commissioning | NonEquip | 5 |  | 0% | Tech/Econ | 16% | 0 | 0 | 0
Econ | Healthcare | Exterior Lighting | Exterior marquis | TRC | New | NN2976 | Outdoor Lighting Controls | Outdoor Lighting Controls | NonEquip | 8 | Exterior parking/lot lighting | 0% | Tech/Econ | 28% | 0 | 0 | 0
Econ | Healthcare | Exterior Lighting | Exterior marquis | TRC | New | NN2950 | Bi-Level Lighting Control (Exterior) | Bi-Level Lighting Control (Exterior) | NonEquip | 9 | Exterior parking/lot lighting | 0% | Tech/Econ | 31% | 0 | 0 | 0
Econ | Healthcare | Exterior Lighting | Exterior marquis | TRC | Existing | NE5277 | Retro-Commissioning | Retro-Commissioning | NonEquip | 5 |  | 21.99% | Tech/Econ | 16% | 813.7626 | 0 | 0.4218
Econ | Healthcare | Exterior Lighting | Exterior marquis | TRC | Existing | NE2963 | Outdoor Lighting Controls | Outdoor Lighting Controls | NonEquip | 8 | Exterior parking/lot lighting | 0% | Tech/Econ | 28% | 0 | 0 | 0
Econ | Healthcare | Exterior Lighting | Exterior marquis | TRC | Existing | NE2937 | Bi-Level Lighting Control (Exterior) | Bi-Level Lighting Control (Exterior) | NonEquip | 9 | Exterior parking/lot lighting | 0% | Tech/Econ | 31% | 0 | 0 | 0
Econ | Healthcare | Exterior Lighting | Exterior marquis | TRC | Turnover | ET629 | LED Exterior Lighting | LED Exterior Lighting | Equip | 13 | Exterior marquis | 4.624% | Tech/Econ | 60.51% | 599.2397 | 0 | 0
Econ | Healthcare | Exterior Lighting | Exterior marquis | TRC | Turnover | ET590 | LED Display Lighting (Exterior) | LED Display Lighting (Exterior) | Equip | 15 | Exterior marquis | 4.624% | Tech/Econ | 87.04% | 898.0906 | 0 | 0
Econ | Healthcare | Exterior Lighting | Exterior marquis | TRC | New | EN655 | LED Exterior Lighting | LED Exterior Lighting | Equip | 13 | Exterior marquis | 4.624% | Tech/Econ | 60.51% | 5.5774 | 0 | 0
Econ | Healthcare | Exterior Lighting | Exterior marquis | TRC | New | EN616 | LED Display Lighting (Exterior) | LED Display Lighting (Exterior) | Equip | 15 | Exterior marquis | 4.624% | Tech/Econ | 87.04% | 8.3589 | 0 | 0
Econ | Healthcare | Miscellaneous | Elevators/Escalators | TRC | New | NN5446 | Retro-Commissioning | Retro-Commissioning | NonEquip | 5 |  | 0% | Tech/Econ | 16% | 0 | 0 | 0
Econ | Healthcare | Miscellaneous | Elevators/Escalators | TRC | New | NN4536 | VSD Controlled Compressor | VSD Controlled Compressor | NonEquip | 15 | Others | 0% | Tech/Econ | 20.79% | 0 | 0 | 0
Econ | Healthcare | Miscellaneous | Elevators/Escalators | TRC | New | NN4484 | Engine Block Timer | Engine Block Timer | NonEquip | 5 | Others | 0% | Tech/Econ | 36% | 0 | 0 | 0
Econ | Healthcare | Miscellaneous | Elevators/Escalators | TRC | Existing | NE5433 | Retro-Commissioning | Retro-Commissioning | NonEquip | 5 |  | 21.99% | Tech/Econ | 16% | 40599.9335 | 6.7876 | 21.0441
Econ | Healthcare | Miscellaneous | Elevators/Escalators | TRC | Existing | NE4523 | VSD Controlled Compressor | VSD Controlled Compressor | NonEquip | 15 | Others | 0% | Tech/Econ | 20.79% | 0 | 0 | 0
Econ | Healthcare | Miscellaneous | Elevators/Escalators | TRC | Existing | NE4471 | Engine Block Timer | Engine Block Timer | NonEquip | 5 | Others | 0% | Tech/Econ | 36% | 0 | 0 | 0
Econ | Healthcare | Office Equipment | Document production | TRC | New | NN4588 | Smart Strip Plug Outlet | Smart Strip Plug Outlet | NonEquip | 4 |  | 43.9% | Tech/Econ | 1.187% | 325.1548 | 0.048349 | 0.033602
Econ | Healthcare | Office Equipment | Document production | TRC | New | NN4562 | Network PC Power Management | Network PC Power Management | NonEquip | 5 | Computers | 0% | Tech/Econ | 56.5% | 0 | 0 | 0
Econ | Healthcare | Office Equipment | Document production | TRC | Existing | NE4575 | Smart Strip Plug Outlet | Smart Strip Plug Outlet | NonEquip | 4 |  | 43.9% | Tech/Econ | 1.187% | 36209.0901 | 5.3841 | 3.7419
Econ | Healthcare | Office Equipment | Document production | TRC | Existing | NE4549 | Network PC Power Management | Network PC Power Management | NonEquip | 5 | Computers | 0% | Tech/Econ | 56.5% | 0 | 0 | 0
Econ | Healthcare | Space Cooling | District chilled water piped | TRC | New | NN5368 | Retro-Commissioning | Retro-Commissioning | NonEquip | 5 |  | 0% | Tech/Econ | 16% | 0 | 0 | 0
Econ | Healthcare | Space Cooling | District chilled water piped | TRC | New | NN4198 | Thermal Energy Storage | Thermal Energy Storage | NonEquip | 20 |  | 20% | Tech/Econ | 0% | 0 | 0 | 0
Econ | Healthcare | Space Cooling | District chilled water piped | TRC | New | NN4146 | Smart Thermostat | Smart Thermostat | NonEquip | 11 |  | 45.33% | Tech/Econ | 10% | 0 | 0 | 0
Econ | Healthcare | Space Cooling | District chilled water piped | TRC | New | NN3912 | HVAC tune-up_RTU | HVAC tune-up_RTU | NonEquip | 5 | Packaged air conditioning units (RTUs) | 0% | Tech/Econ | 5% | 0 | 0 | 0
Econ | Healthcare | Space Cooling | District chilled water piped | TRC | New | NN3886 | HVAC tune-up | HVAC tune-up | NonEquip | 5 | Residential-type central air conditioners | 0% | Tech/Econ | 5% | 0 | 0 | 0
Econ | Healthcare | Space Cooling | District chilled water piped | TRC | New | NN3678 | Facility Energy Management System | Facility Energy Management System | NonEquip | 15 |  | 4.276% | Tech/Econ | 20% | 0 | 0 | 0
Econ | Healthcare | Space Cooling | District chilled water piped | TRC | New | NN3522 | Duct Sealing Repair | Duct Sealing Repair | NonEquip | 15 |  | 0% | Tech/Econ | 12% | 0 | 0 | 0
Econ | Healthcare | Space Cooling | District chilled water piped | TRC | New | NN3418 | Dedicated Outdoor Air System on VRF unit | Dedicated Outdoor Air System on VRF unit | NonEquip | 15 | Residential-type central air conditioners | 0% | Tech/Econ | 17.5% | 0 | 0 | 0
Econ | Healthcare | Space Cooling | District chilled water piped | TRC | New | NN3314 | Chilled Water System - Variable Speed Drives | Chilled Water System - Variable Speed Drives | NonEquip | 13 | Central chillers inside | 0% | Tech/Econ | 24.74% | 0 | 0 | 0
Econ | Healthcare | Space Cooling | District chilled water piped | TRC | New | NN3288 | Chilled Water Controls Optimization | Chilled Water Controls Optimization | NonEquip | 10 | Central chillers inside | 0% | Tech/Econ | 12.5% | 0 | 0 | 0
Econ | Healthcare | Space Cooling | District chilled water piped | TRC | New | NN3210 | Ceiling Insulation(R2 to R38) | Ceiling Insulation(R2 to R38) | NonEquip | 20 |  | 0% | Tech/Econ | 12.52% | 0 | 0 | 0
Econ | Healthcare | Space Cooling | District chilled water piped | TRC | New | NN3054 | Airside Economizer | Airside Economizer | NonEquip | 10 | Packaged air conditioning units (RTUs) | 0% | Tech/Econ | 5.556% | 0 | 0 | 0
Econ | Healthcare | Space Cooling | District chilled water piped | TRC | Existing | NE5355 | Retro-Commissioning | Retro-Commissioning | NonEquip | 5 |  | 21.99% | Tech/Econ | 16% | 0 | 0 | 0
Econ | Healthcare | Space Cooling | District chilled water piped | TRC | Existing | NE4211 | Wall Insulation | Wall Insulation | NonEquip | 20 |  | 26.6% | Tech/Econ | 6.832% | 0 | 0 | 0
Econ | Healthcare | Space Cooling | District chilled water piped | TRC | Existing | NE4185 | Thermal Energy Storage | Thermal Energy Storage | NonEquip | 20 |  | 20% | Tech/Econ | 0% | 0 | 0 | 0
Econ | Healthcare | Space Cooling | District chilled water piped | TRC | Existing | NE4133 | Smart Thermostat | Smart Thermostat | NonEquip | 11 |  | 45.33% | Tech/Econ | 10% | 0 | 0 | 0
Econ | Healthcare | Space Cooling | District chilled water piped | TRC | Existing | NE3899 | HVAC tune-up_RTU | HVAC tune-up_RTU | NonEquip | 5 | Packaged air conditioning units (RTUs) | 0% | Tech/Econ | 5% | 0 | 0 | 0
Econ | Healthcare | Space Cooling | District chilled water piped | TRC | Existing | NE3873 | HVAC tune-up | HVAC tune-up | NonEquip | 5 | Residential-type central air conditioners | 0% | Tech/Econ | 5% | 0 | 0 | 0
Econ | Healthcare | Space Cooling | District chilled water piped | TRC | Existing | NE3665 | Facility Energy Management System | Facility Energy Management System | NonEquip | 15 |  | 0.5043% | Tech/Econ | 20% | 0 | 0 | 0
Econ | Healthcare | Space Cooling | District chilled water piped | TRC | Existing | NE3509 | Duct Sealing Repair | Duct Sealing Repair | NonEquip | 15 |  | 0% | Tech/Econ | 12% | 0 | 0 | 0
Econ | Healthcare | Space Cooling | District chilled water piped | TRC | Existing | NE3405 | Dedicated Outdoor Air System on VRF unit | Dedicated Outdoor Air System on VRF unit | NonEquip | 15 | Residential-type central air conditioners | 0% | Tech/Econ | 17.5% | 0 | 0 | 0
Econ | Healthcare | Space Cooling | District chilled water piped | TRC | Existing | NE3301 | Chilled Water System - Variable Speed Drives | Chilled Water System - Variable Speed Drives | NonEquip | 13 | Central chillers inside | 0% | Tech/Econ | 24.74% | 0 | 0 | 0
Econ | Healthcare | Space Cooling | District chilled water piped | TRC | Existing | NE3275 | Chilled Water Controls Optimization | Chilled Water Controls Optimization | NonEquip | 10 | Central chillers inside | 0% | Tech/Econ | 12.5% | 0 | 0 | 0
Econ | Healthcare | Space Cooling | District chilled water piped | TRC | Existing | NE3197 | Ceiling Insulation(R2 to R38) | Ceiling Insulation(R2 to R38) | NonEquip | 20 |  | 45.6% | Tech/Econ | 12.52% | 0 | 0 | 0
Econ | Healthcare | Space Cooling | District chilled water piped | TRC | Existing | NE3041 | Airside Economizer | Airside Economizer | NonEquip | 10 | Packaged air conditioning units (RTUs) | 0% | Tech/Econ | 5.556% | 0 | 0 | 0
Econ | Healthcare | Space Cooling | District chilled water piped | TRC | Turnover | ET941 | High Efficiency Chiller (Air Cooled, 50 tons) | High Efficiency Chiller (Air Cooled, 50 tons) | Equip | 20 | District chilled water piped | 28.37% | Tech/Econ | 8.759% | 0 | 0 | 0
Econ | Healthcare | Space Cooling | District chilled water piped | TRC | Turnover | ET1097 | High Efficiency Chiller (Water cooled-positive displacement, 100 tons) | High Efficiency Chiller (Water cooled-positive displacement, 100 tons) | Equip | 20 | District chilled water piped | 28.37% | Tech/Econ | 2.683% | 0 | 0 | 0
Econ | Healthcare | Space Cooling | District chilled water piped | TRC | Turnover | ET1019 | High Efficiency Chiller (Water cooled-centrifugal, 200 tons) | High Efficiency Chiller (Water cooled-centrifugal, 200 tons) | Equip | 20 | District chilled water piped | 28.37% | Tech/Econ | 4.362% | 0 | 0 | 0
Econ | Healthcare | Space Cooling | District chilled water piped | TRC | New | EN967 | High Efficiency Chiller (Air Cooled, 50 tons) | High Efficiency Chiller (Air Cooled, 50 tons) | Equip | 20 | District chilled water piped | 28.37% | Tech/Econ | 8.759% | 0 | 0 | 0
Econ | Healthcare | Space Cooling | District chilled water piped | TRC | New | EN1123 | High Efficiency Chiller (Water cooled-positive displacement, 100 tons) | High Efficiency Chiller (Water cooled-positive displacement, 100 tons) | Equip | 20 | District chilled water piped | 28.37% | Tech/Econ | 2.683% | 0 | 0 | 0
Econ | Healthcare | Space Cooling | District chilled water piped | TRC | New | EN1045 | High Efficiency Chiller (Water cooled-centrifugal, 200 tons) | High Efficiency Chiller (Water cooled-centrifugal, 200 tons) | Equip | 20 | District chilled water piped | 28.37% | Tech/Econ | 4.362% | 0 | 0 | 0
Econ | Healthcare | Refrigeration | Display cases | TRC | New | NN5316 | Retro-Commissioning | Retro-Commissioning | NonEquip | 5 |  | 0% | Tech/Econ | 16% | 0 | 0 | 0
Econ | Healthcare | Refrigeration | Display cases | TRC | New | NN4900 | Strip Curtains for Walk-ins | Strip Curtains for Walk-ins | NonEquip | 4 | Walk-in cooler | 0% | Tech/Econ | 2.115% | 0 | 0 | 0
Econ | Healthcare | Refrigeration | Display cases | TRC | New | NN4848 | PSC to ECM Evaporator Fan Motor (Walk-In, Refrigerator) | PSC to ECM Evaporator Fan Motor (Walk-In, Refrigerator) | NonEquip | 15 | Walk-in cooler | 0% | Tech/Econ | 37.5% | 0 | 0 | 0
Econ | Healthcare | Refrigeration | Display cases | TRC | New | NN4822 | PSC to ECM Evaporator Fan Motor (Reach-In) | PSC to ECM Evaporator Fan Motor (Reach-In) | NonEquip | 15 | Display cases | 68.68% | Tech/Econ | 37.5% | 82.8908 | 0.010747 | 0.0090021
Econ | Healthcare | Refrigeration | Display cases | TRC | New | NN4692 | Floating Head Pressure Controls | Floating Head Pressure Controls | NonEquip | 15 |  | 26.46% | Tech/Econ | 6.05% | 5.2361 | 0.00067889 | 0.00056866
Econ | Healthcare | Refrigeration | Display cases | TRC | New | NN4614 | Anti-Sweat Controls | Anti-Sweat Controls | NonEquip | 8 | Display cases | 0% | Tech/Econ | 85% | 0 | 0 | 0
Econ | Healthcare | Refrigeration | Display cases | TRC | Existing | NE5303 | Retro-Commissioning | Retro-Commissioning | NonEquip | 5 |  | 21.99% | Tech/Econ | 16% | 1281.4341 | 0.21423 | 0.66421
Econ | Healthcare | Refrigeration | Display cases | TRC | Existing | NE4887 | Strip Curtains for Walk-ins | Strip Curtains for Walk-ins | NonEquip | 4 | Walk-in cooler | 0% | Tech/Econ | 2.115% | 0 | 0 | 0
Econ | Healthcare | Refrigeration | Display cases | TRC | Existing | NE4835 | PSC to ECM Evaporator Fan Motor (Walk-In, Refrigerator) | PSC to ECM Evaporator Fan Motor (Walk-In, Refrigerator) | NonEquip | 15 | Walk-in cooler | 0% | Tech/Econ | 37.5% | 0 | 0 | 0
Econ | Healthcare | Refrigeration | Display cases | TRC | Existing | NE4809 | PSC to ECM Evaporator Fan Motor (Reach-In) | PSC to ECM Evaporator Fan Motor (Reach-In) | NonEquip | 15 | Display cases | 17.17% | Tech/Econ | 37.5% | 2052.1782 | 0.26608 | 0.22287
Econ | Healthcare | Refrigeration | Display cases | TRC | Existing | NE4705 | Freezer-Cooler Replacement Gaskets | Freezer-Cooler Replacement Gaskets | NonEquip | 4 | Display cases | 63.61% | Tech/Econ | 3.131% | 593.8355 | 0.076994 | 0.064492
Econ | Healthcare | Refrigeration | Display cases | TRC | Existing | NE4679 | Floating Head Pressure Controls | Floating Head Pressure Controls | NonEquip | 15 |  | 26.46% | Tech/Econ | 6.05% | 562.5783 | 0.072941 | 0.061097
Econ | Healthcare | Refrigeration | Display cases | TRC | Existing | NE4601 | Anti-Sweat Controls | Anti-Sweat Controls | NonEquip | 8 | Display cases | 9.21% | Tech/Econ | 85% | 2706.9967 | 0.35098 | 0.29399
Econ | Healthcare | Refrigeration | Display cases | TRC | Turnover | ET2612 | Refrigerated Display Case LED Lighting | Refrigerated Display Case LED Lighting | Equip | 8 | Display cases | 0% | Tech/Econ | 6.613% | 0 | 0 | 0
Econ | Healthcare | Refrigeration | Display cases | TRC | Turnover | ET2456 | Energy Star Commercial Solid Door Refrigerator | Energy Star Commercial Solid Door Refrigerator | Equip | 12 | Display cases | 0% | Tech/Econ | 50.28% | 0 | 0 | 0
Econ | Healthcare | Refrigeration | Display cases | TRC | Turnover | ET2417 | Energy Star Commercial Solid Door Freezer | Energy Star Commercial Solid Door Freezer | Equip | 12 | Display cases | 0% | Tech/Econ | 42.11% | 0 | 0 | 0
Econ | Healthcare | Refrigeration | Display cases | TRC | Turnover | ET2378 | Energy Star Commercial Glass Door Refrigerator | Energy Star Commercial Glass Door Refrigerator | Equip | 12 | Display cases | 0% | Tech/Econ | 37.88% | 0 | 0 | 0
Econ | Healthcare | Refrigeration | Display cases | TRC | Turnover | ET2339 | Energy Star Commercial Glass Door Freezer | Energy Star Commercial Glass Door Freezer | Equip | 12 | Display cases | 0% | Tech/Econ | 40.57% | 0 | 0 | 0
Econ | Healthcare | Refrigeration | Display cases | TRC | New | EN2482 | Energy Star Commercial Solid Door Refrigerator | Energy Star Commercial Solid Door Refrigerator | Equip | 12 | Display cases | 0% | Tech/Econ | 50.28% | 0 | 0 | 0
Econ | Healthcare | Refrigeration | Display cases | TRC | New | EN2443 | Energy Star Commercial Solid Door Freezer | Energy Star Commercial Solid Door Freezer | Equip | 12 | Display cases | 0% | Tech/Econ | 42.11% | 0 | 0 | 0
Econ | Healthcare | Refrigeration | Display cases | TRC | New | EN2404 | Energy Star Commercial Glass Door Refrigerator | Energy Star Commercial Glass Door Refrigerator | Equip | 12 | Display cases | 0% | Tech/Econ | 37.88% | 0 | 0 | 0
Econ | Healthcare | Refrigeration | Display cases | TRC | New | EN2365 | Energy Star Commercial Glass Door Freezer | Energy Star Commercial Glass Door Freezer | Equip | 12 | Display cases | 0% | Tech/Econ | 40.57% | 0 | 0 | 0
Econ | Healthcare | Cooking | Cooking Other | TRC | Turnover | ET5 | Efficient Exhaust Hood | Efficient Exhaust Hood | Equip | 15 | Cooking Other | 10.98% | Tech/Econ | 42.5% | 65395.5765 | 14.2968 | 5.6114
Econ | Healthcare | Cooking | Cooking Other | TRC | Turnover | ET161 | Energy Star Hot Food Holding Cabinet | Energy Star Hot Food Holding Cabinet | Equip | 12 | Cooking Other | 26.95% | Tech/Econ | 52.67% | 189609.9023 | 34.919 | 16.8963
Econ | Healthcare | Cooking | Cooking Other | TRC | Turnover | ET122 | Energy Star Griddle | Energy Star Griddle | Equip | 12 | Cooking Other | 41% | Tech/Econ | 12.08% | 73000.513 | 12.0624 | 3.0871
Econ | Healthcare | Cooking | Cooking Other | TRC | New | EN31 | Efficient Exhaust Hood | Efficient Exhaust Hood | Equip | 15 | Cooking Other | 10.98% | Tech/Econ | 42.5% | 587.2471 | 0.12838 | 0.05039
Econ | Healthcare | Cooking | Cooking Other | TRC | New | EN187 | Energy Star Hot Food Holding Cabinet | Energy Star Hot Food Holding Cabinet | Equip | 12 | Cooking Other | 26.95% | Tech/Econ | 52.67% | 1702.682 | 0.31357 | 0.15173
Econ | Healthcare | Cooking | Cooking Other | TRC | New | EN148 | Energy Star Griddle | Energy Star Griddle | Equip | 12 | Cooking Other | 41% | Tech/Econ | 12.08% | 655.5389 | 0.10832 | 0.027722
Econ | Healthcare | Office Equipment | Computers | TRC | New | NN4588 | Smart Strip Plug Outlet | Smart Strip Plug Outlet | NonEquip | 4 |  | 43.9% | Tech/Econ | 1.187% | 95.5721 | 0.014211 | 0.0098764
Econ | Healthcare | Office Equipment | Computers | TRC | New | NN4562 | Network PC Power Management | Network PC Power Management | NonEquip | 5 | Computers | 22.4% | Tech/Econ | 56.5% | 1958.665 | 0.29135 | 0.20291
Econ | Healthcare | Office Equipment | Computers | TRC | Existing | NE4575 | Smart Strip Plug Outlet | Smart Strip Plug Outlet | NonEquip | 4 |  | 43.9% | Tech/Econ | 1.187% | 10642.8675 | 1.5825 | 1.0998
Econ | Healthcare | Office Equipment | Computers | TRC | Existing | NE4549 | Network PC Power Management | Network PC Power Management | NonEquip | 5 | Computers | 22.4% | Tech/Econ | 56.5% | 218116.051 | 32.4447 | 22.596
Econ | Healthcare | Office Equipment | Computers | TRC | Turnover | ET2183 | Energy Star PCs | Energy Star PCs | Equip | 4 | Computers | 35% | Tech/Econ | 43.34% | 308238.2191 | 43.8988 | 17.0274
Econ | Healthcare | Office Equipment | Computers | TRC | New | EN2209 | Energy Star PCs | Energy Star PCs | Equip | 4 | Computers | 35% | Tech/Econ | 43.34% | 2767.9549 | 0.39421 | 0.1529
Econ | Healthcare | Domestic Hot Water | Centralized water heaters | TRC | New | NN5420 | Retro-Commissioning | Retro-Commissioning | NonEquip | 5 |  | 0% | Tech/Econ | 16% | 0 | 0 | 0
Econ | Healthcare | Domestic Hot Water | Centralized water heaters | TRC | New | NN2924 | Thermostatic Shower Restriction Valve | Thermostatic Shower Restriction Valve | NonEquip | 10 | Centralized water heaters | 0% | Tech/Econ | 8.943% | 0 | 0 | 0
Econ | Healthcare | Domestic Hot Water | Centralized water heaters | TRC | New | NN2898 | Tank Wrap on Water Heater | Tank Wrap on Water Heater | NonEquip | 7 | Centralized water heaters | 55.99% | Tech/Econ | 2.633% | 0 | 0 | 0
Econ | Healthcare | Domestic Hot Water | Centralized water heaters | TRC | New | NN2872 | Low-Flow Pre-Rinse Sprayers | Low-Flow Pre-Rinse Sprayers | NonEquip | 5 | Centralized water heaters | 0% | Tech/Econ | 23.66% | 0 | 0 | 0
Econ | Healthcare | Domestic Hot Water | Centralized water heaters | TRC | New | NN2846 | Low Flow Shower Head | Low Flow Shower Head | NonEquip | 10 | Centralized water heaters | 74.65% | Tech/Econ | 1.812% | 377.3368 | 0.034787 | 0.090936
Econ | Healthcare | Domestic Hot Water | Centralized water heaters | TRC | New | NN2820 | Hot Water Pipe Insulation | Hot Water Pipe Insulation | NonEquip | 13 | Centralized water heaters | 22.45% | Tech/Econ | 14.14% | 0 | 0 | 0
Econ | Healthcare | Domestic Hot Water | Centralized water heaters | TRC | New | NN2768 | Faucet Aerator | Faucet Aerator | NonEquip | 10 | Centralized water heaters | 23.64% | Tech/Econ | 2.561% | 0 | 0 | 0
Econ | Healthcare | Domestic Hot Water | Centralized water heaters | TRC | Existing | NE5407 | Retro-Commissioning | Retro-Commissioning | NonEquip | 5 |  | 21.99% | Tech/Econ | 16% | 119112.1699 | 19.9134 | 61.7394
Econ | Healthcare | Domestic Hot Water | Centralized water heaters | TRC | Existing | NE2911 | Thermostatic Shower Restriction Valve | Thermostatic Shower Restriction Valve | NonEquip | 10 | Centralized water heaters | 74.65% | Tech/Econ | 8.555% | 230980.8603 | 21.2943 | 55.6653
Econ | Healthcare | Domestic Hot Water | Centralized water heaters | TRC | Existing | NE2885 | Tank Wrap on Water Heater | Tank Wrap on Water Heater | NonEquip | 7 | Centralized water heaters | 55.99% | Tech/Econ | 2.633% | 29701.845 | 2.9752 | 3.0355
Econ | Healthcare | Domestic Hot Water | Centralized water heaters | TRC | Existing | NE2859 | Low-Flow Pre-Rinse Sprayers | Low-Flow Pre-Rinse Sprayers | NonEquip | 5 | Centralized water heaters | 0% | Tech/Econ | 22.56% | 0 | 0 | 0
Econ | Healthcare | Domestic Hot Water | Centralized water heaters | TRC | Existing | NE2833 | Low Flow Shower Head | Low Flow Shower Head | NonEquip | 10 | Centralized water heaters | 74.65% | Tech/Econ | 1.733% | 38554.7983 | 3.5544 | 9.2915
Econ | Healthcare | Domestic Hot Water | Centralized water heaters | TRC | Existing | NE2807 | Hot Water Pipe Insulation | Hot Water Pipe Insulation | NonEquip | 13 | Centralized water heaters | 4.299% | Tech/Econ | 13.52% | 16996.5179 | 1.8988 | 2.134
Econ | Healthcare | Domestic Hot Water | Centralized water heaters | TRC | Existing | NE2755 | Faucet Aerator | Faucet Aerator | NonEquip | 10 | Centralized water heaters | 23.64% | Tech/Econ | 2.45% | 17030.2115 | 3.5494 | 2.1376
Econ | Healthcare | Domestic Hot Water | Centralized water heaters | TRC | Turnover | ET356 | Heat Pump Water Heater | Heat Pump Water Heater | Equip | 10 | Centralized water heaters | 46.98% | Tech/Econ | 65.32% | 892045.132 | 150.7498 | 100.2668
Econ | Healthcare | Domestic Hot Water | Centralized water heaters | TRC | Turnover | ET278 | Energy Star Commercial Dishwasher | Energy Star Commercial Dishwasher | Equip | 15 | Centralized water heaters | 29.7% | Tech/Econ | 29.58% | 286988.8359 | 20.8243 | -0.0022155
Econ | Healthcare | Domestic Hot Water | Centralized water heaters | TRC | New | EN382 | Heat Pump Water Heater | Heat Pump Water Heater | Equip | 10 | Centralized water heaters | 46.98% | Tech/Econ | 65.32% | 0 | 0 | 0
Econ | Healthcare | Domestic Hot Water | Centralized water heaters | TRC | New | EN304 | Energy Star Commercial Dishwasher | Energy Star Commercial Dishwasher | Equip | 15 | Centralized water heaters | 29.7% | Tech/Econ | 29.58% | 2853.3545 | 0.20704 | -2.2028e-05
Econ | Healthcare | Space Cooling | Central chillers inside | TRC | New | NN5368 | Retro-Commissioning | Retro-Commissioning | NonEquip | 5 |  | 0% | Tech/Econ | 16% | 0 | 0 | 0
Econ | Healthcare | Space Cooling | Central chillers inside | TRC | New | NN4198 | Thermal Energy Storage | Thermal Energy Storage | NonEquip | 20 |  | 20% | Tech/Econ | 0% | 0 | 0 | 0
Econ | Healthcare | Space Cooling | Central chillers inside | TRC | New | NN4146 | Smart Thermostat | Smart Thermostat | NonEquip | 11 |  | 45.33% | Tech/Econ | 10% | 0 | 0 | 0
Econ | Healthcare | Space Cooling | Central chillers inside | TRC | New | NN3912 | HVAC tune-up_RTU | HVAC tune-up_RTU | NonEquip | 5 | Packaged air conditioning units (RTUs) | 0% | Tech/Econ | 5% | 0 | 0 | 0
Econ | Healthcare | Space Cooling | Central chillers inside | TRC | New | NN3886 | HVAC tune-up | HVAC tune-up | NonEquip | 5 | Residential-type central air conditioners | 0% | Tech/Econ | 5% | 0 | 0 | 0
Econ | Healthcare | Space Cooling | Central chillers inside | TRC | New | NN3678 | Facility Energy Management System | Facility Energy Management System | NonEquip | 15 |  | 4.276% | Tech/Econ | 20% | 0 | 0 | 0
Econ | Healthcare | Space Cooling | Central chillers inside | TRC | New | NN3522 | Duct Sealing Repair | Duct Sealing Repair | NonEquip | 15 |  | 0% | Tech/Econ | 12% | 0 | 0 | 0
Econ | Healthcare | Space Cooling | Central chillers inside | TRC | New | NN3418 | Dedicated Outdoor Air System on VRF unit | Dedicated Outdoor Air System on VRF unit | NonEquip | 15 | Residential-type central air conditioners | 0% | Tech/Econ | 17.5% | 0 | 0 | 0
Econ | Healthcare | Space Cooling | Central chillers inside | TRC | New | NN3314 | Chilled Water System - Variable Speed Drives | Chilled Water System - Variable Speed Drives | NonEquip | 13 | Central chillers inside | 73.99% | Tech/Econ | 24.74% | 0 | 0 | 0
Econ | Healthcare | Space Cooling | Central chillers inside | TRC | New | NN3288 | Chilled Water Controls Optimization | Chilled Water Controls Optimization | NonEquip | 10 | Central chillers inside | 34.04% | Tech/Econ | 12.5% | 0 | 0 | 0
Econ | Healthcare | Space Cooling | Central chillers inside | TRC | New | NN3210 | Ceiling Insulation(R2 to R38) | Ceiling Insulation(R2 to R38) | NonEquip | 20 |  | 0% | Tech/Econ | 12.52% | 0 | 0 | 0
Econ | Healthcare | Space Cooling | Central chillers inside | TRC | New | NN3054 | Airside Economizer | Airside Economizer | NonEquip | 10 | Packaged air conditioning units (RTUs) | 0% | Tech/Econ | 5.556% | 0 | 0 | 0
Econ | Healthcare | Space Cooling | Central chillers inside | TRC | Existing | NE5355 | Retro-Commissioning | Retro-Commissioning | NonEquip | 5 |  | 21.99% | Tech/Econ | 16% | 0 | 0 | 0
Econ | Healthcare | Space Cooling | Central chillers inside | TRC | Existing | NE4211 | Wall Insulation | Wall Insulation | NonEquip | 20 |  | 26.6% | Tech/Econ | 6.832% | 0 | 0 | 0
Econ | Healthcare | Space Cooling | Central chillers inside | TRC | Existing | NE4185 | Thermal Energy Storage | Thermal Energy Storage | NonEquip | 20 |  | 20% | Tech/Econ | 0% | 0 | 0 | 0
Econ | Healthcare | Space Cooling | Central chillers inside | TRC | Existing | NE4133 | Smart Thermostat | Smart Thermostat | NonEquip | 11 |  | 45.33% | Tech/Econ | 10% | 0 | 0 | 0
Econ | Healthcare | Space Cooling | Central chillers inside | TRC | Existing | NE3899 | HVAC tune-up_RTU | HVAC tune-up_RTU | NonEquip | 5 | Packaged air conditioning units (RTUs) | 0% | Tech/Econ | 5% | 0 | 0 | 0
Econ | Healthcare | Space Cooling | Central chillers inside | TRC | Existing | NE3873 | HVAC tune-up | HVAC tune-up | NonEquip | 5 | Residential-type central air conditioners | 0% | Tech/Econ | 5% | 0 | 0 | 0
Econ | Healthcare | Space Cooling | Central chillers inside | TRC | Existing | NE3665 | Facility Energy Management System | Facility Energy Management System | NonEquip | 15 |  | 0.5043% | Tech/Econ | 20% | 0 | 0 | 0
Econ | Healthcare | Space Cooling | Central chillers inside | TRC | Existing | NE3509 | Duct Sealing Repair | Duct Sealing Repair | NonEquip | 15 |  | 0% | Tech/Econ | 12% | 0 | 0 | 0
Econ | Healthcare | Space Cooling | Central chillers inside | TRC | Existing | NE3405 | Dedicated Outdoor Air System on VRF unit | Dedicated Outdoor Air System on VRF unit | NonEquip | 15 | Residential-type central air conditioners | 0% | Tech/Econ | 17.5% | 0 | 0 | 0
Econ | Healthcare | Space Cooling | Central chillers inside | TRC | Existing | NE3301 | Chilled Water System - Variable Speed Drives | Chilled Water System - Variable Speed Drives | NonEquip | 13 | Central chillers inside | 73.99% | Tech/Econ | 24.74% | 0 | 0 | 0
Econ | Healthcare | Space Cooling | Central chillers inside | TRC | Existing | NE3275 | Chilled Water Controls Optimization | Chilled Water Controls Optimization | NonEquip | 10 | Central chillers inside | 34.04% | Tech/Econ | 12.5% | 0 | 0 | 0
Econ | Healthcare | Space Cooling | Central chillers inside | TRC | Existing | NE3197 | Ceiling Insulation(R2 to R38) | Ceiling Insulation(R2 to R38) | NonEquip | 20 |  | 45.6% | Tech/Econ | 12.52% | 0 | 0 | 0
Econ | Healthcare | Space Cooling | Central chillers inside | TRC | Existing | NE3041 | Airside Economizer | Airside Economizer | NonEquip | 10 | Packaged air conditioning units (RTUs) | 0% | Tech/Econ | 5.556% | 0 | 0 | 0
Econ | Healthcare | Space Cooling | Central chillers inside | TRC | Turnover | ET980 | High Efficiency Chiller (Water cooled-centrifugal, 200 tons) | High Efficiency Chiller (Water cooled-centrifugal, 200 tons) | Equip | 20 | Central chillers inside | 28.37% | Tech/Econ | 4.362% | 0 | 0 | 0
Econ | Healthcare | Space Cooling | Central chillers inside | TRC | Turnover | ET902 | High Efficiency Chiller (Air Cooled, 50 tons) | High Efficiency Chiller (Air Cooled, 50 tons) | Equip | 20 | Central chillers inside | 28.37% | Tech/Econ | 8.759% | 0 | 0 | 0
Econ | Healthcare | Space Cooling | Central chillers inside | TRC | Turnover | ET1058 | High Efficiency Chiller (Water cooled-positive displacement, 100 tons) | High Efficiency Chiller (Water cooled-positive displacement, 100 tons) | Equip | 20 | Central chillers inside | 28.37% | Tech/Econ | 2.683% | 0 | 0 | 0
Econ | Healthcare | Space Cooling | Central chillers inside | TRC | New | EN928 | High Efficiency Chiller (Air Cooled, 50 tons) | High Efficiency Chiller (Air Cooled, 50 tons) | Equip | 20 | Central chillers inside | 28.37% | Tech/Econ | 8.759% | 0 | 0 | 0
Econ | Healthcare | Space Cooling | Central chillers inside | TRC | New | EN1084 | High Efficiency Chiller (Water cooled-positive displacement, 100 tons) | High Efficiency Chiller (Water cooled-positive displacement, 100 tons) | Equip | 20 | Central chillers inside | 28.37% | Tech/Econ | 2.683% | 0 | 0 | 0
Econ | Healthcare | Space Cooling | Central chillers inside | TRC | New | EN1006 | High Efficiency Chiller (Water cooled-centrifugal, 200 tons) | High Efficiency Chiller (Water cooled-centrifugal, 200 tons) | Equip | 20 | Central chillers inside | 28.37% | Tech/Econ | 4.362% | 0 | 0 | 0
Econ | Healthcare | Ventilation and Circulation | Central air-handling unit | TRC | New | NN5394 | Retro-Commissioning | Retro-Commissioning | NonEquip | 5 |  | 0% | Tech/Econ | 16% | 0 | 0 | 0
Econ | Healthcare | Ventilation and Circulation | Central air-handling unit | TRC | New | NN4978 | VAV System | VAV System | NonEquip | 10 |  | 14.18% | Tech/Econ | 30% | 6638.5293 | 1.8894 | 1.9174
Econ | Healthcare | Ventilation and Circulation | Central air-handling unit | TRC | New | NN4952 | Demand Controlled Ventilation | Demand Controlled Ventilation | NonEquip | 10 |  | 23.39% | Tech/Econ | 23.08% | 8064.0799 | 0.83959 | 4.7269
Econ | Healthcare | Ventilation and Circulation | Central air-handling unit | TRC | New | NN4926 | CO Sensors for Parking Garage Exhaust | CO Sensors for Parking Garage Exhaust | NonEquip | 15 | Motor/Fan | 0% | Tech/Econ | 33% | 0 | 0 | 0
Econ | Healthcare | Ventilation and Circulation | Central air-handling unit | TRC | Existing | NE5381 | Retro-Commissioning | Retro-Commissioning | NonEquip | 5 |  | 21.99% | Tech/Econ | 16% | 611218.9348 | 102.1847 | 316.8128
Econ | Healthcare | Ventilation and Circulation | Central air-handling unit | TRC | Existing | NE4965 | VAV System | VAV System | NonEquip | 10 |  | 14.18% | Tech/Econ | 30% | 713254.2371 | 203.0022 | 206.0136
Econ | Healthcare | Ventilation and Circulation | Central air-handling unit | TRC | Existing | NE4939 | Demand Controlled Ventilation | Demand Controlled Ventilation | NonEquip | 10 |  | 23.39% | Tech/Econ | 23.08% | 866417.6848 | 90.2068 | 507.8642
Econ | Healthcare | Ventilation and Circulation | Central air-handling unit | TRC | Existing | NE4913 | CO Sensors for Parking Garage Exhaust | CO Sensors for Parking Garage Exhaust | NonEquip | 15 | Motor/Fan | 0% | Tech/Econ | 33% | 0 | 0 | 0
Econ | Healthcare | Interior Lighting | case lighting | TRC | New | NN5264 | Retro-Commissioning | Retro-Commissioning | NonEquip | 5 |  | 0% | Tech/Econ | 16% | 0 | 0 | 0
Econ | Healthcare | Interior Lighting | case lighting | TRC | New | NN4432 | Interior Lighting Controls | Interior Lighting Controls | NonEquip | 8 | Overhead (fluorescent/LED/CFL U-shape) | 0% | Tech/Econ | 28% | 0 | 0 | 0
Econ | Healthcare | Interior Lighting | case lighting | TRC | New | NN3704 | Facility Energy Management System | Facility Energy Management System | NonEquip | 15 |  | 4.276% | Tech/Econ | 24% | 4.415 | 0.00092535 | 7.9572e-05
Econ | Healthcare | Interior Lighting | case lighting | TRC | Existing | NE5251 | Retro-Commissioning | Retro-Commissioning | NonEquip | 5 |  | 21.99% | Tech/Econ | 16% | 1685.5549 | 0.28179 | 0.87367
Econ | Healthcare | Interior Lighting | case lighting | TRC | Existing | NE4419 | Interior Lighting Controls | Interior Lighting Controls | NonEquip | 8 | Overhead (fluorescent/LED/CFL U-shape) | 0% | Tech/Econ | 28% | 0 | 0 | 0
Econ | Healthcare | Interior Lighting | case lighting | TRC | Existing | NE3691 | Facility Energy Management System | Facility Energy Management System | NonEquip | 15 |  | 0.5043% | Tech/Econ | 24% | 55.9484 | 0.011726 | 0.0010084
Econ | Healthcare | Space Heating | Boilers | TRC | New | NN5342 | Retro-Commissioning | Retro-Commissioning | NonEquip | 5 |  | 0% | Tech/Econ | 16% | 0 | 0 | 0
Econ | Healthcare | Space Heating | Boilers | TRC | New | NN4172 | Smart Thermostat | Smart Thermostat | NonEquip | 11 |  | 45.33% | Tech/Econ | 10% | 0 | 0 | 0
Econ | Healthcare | Space Heating | Boilers | TRC | New | NN3652 | Facility Energy Management System | Facility Energy Management System | NonEquip | 15 |  | 4.276% | Tech/Econ | 20% | 0 | 0 | 0
Econ | Healthcare | Space Heating | Boilers | TRC | New | NN3548 | Duct Sealing Repair | Duct Sealing Repair | NonEquip | 15 |  | 0% | Tech/Econ | 12% | 0 | 0 | 0
Econ | Healthcare | Space Heating | Boilers | TRC | New | NN3392 | Dedicated Outdoor Air System on VRF unit | Dedicated Outdoor Air System on VRF unit | NonEquip | 15 | Residential/split system heat pump | 0% | Tech/Econ | 10% | 0 | 0 | 0
Econ | Healthcare | Space Heating | Boilers | TRC | New | NN3184 | Ceiling Insulation(R2 to R38) | Ceiling Insulation(R2 to R38) | NonEquip | 20 |  | 0% | Tech/Econ | 4.385% | 0 | 0 | 0
Econ | Healthcare | Space Heating | Boilers | TRC | Existing | NE5329 | Retro-Commissioning | Retro-Commissioning | NonEquip | 5 |  | 21.99% | Tech/Econ | 16% | 0 | 0 | 0
Econ | Healthcare | Space Heating | Boilers | TRC | Existing | NE4237 | Wall Insulation | Wall Insulation | NonEquip | 20 |  | 26.6% | Tech/Econ | 0.3857% | 0 | 0 | 0
Econ | Healthcare | Space Heating | Boilers | TRC | Existing | NE4159 | Smart Thermostat | Smart Thermostat | NonEquip | 11 |  | 45.33% | Tech/Econ | 10% | 0 | 0 | 0
Econ | Healthcare | Space Heating | Boilers | TRC | Existing | NE3639 | Facility Energy Management System | Facility Energy Management System | NonEquip | 15 |  | 0.5043% | Tech/Econ | 20% | 0 | 0 | 0
Econ | Healthcare | Space Heating | Boilers | TRC | Existing | NE3535 | Duct Sealing Repair | Duct Sealing Repair | NonEquip | 15 |  | 0% | Tech/Econ | 12% | 0 | 0 | 0
Econ | Healthcare | Space Heating | Boilers | TRC | Existing | NE3379 | Dedicated Outdoor Air System on VRF unit | Dedicated Outdoor Air System on VRF unit | NonEquip | 15 | Residential/split system heat pump | 0% | Tech/Econ | 10% | 0 | 0 | 0
Econ | Healthcare | Space Heating | Boilers | TRC | Existing | NE3171 | Ceiling Insulation(R2 to R38) | Ceiling Insulation(R2 to R38) | NonEquip | 20 |  | 45.6% | Tech/Econ | 4.839% | 0 | 0 | 0
Econ | Healthcare | Domestic Hot Water | "Point-of-Use" water heaters | TRC | New | NN5420 | Retro-Commissioning | Retro-Commissioning | NonEquip | 5 |  | 0% | Tech/Econ | 16% | 0 | 0 | 0
Econ | Healthcare | Domestic Hot Water | "Point-of-Use" water heaters | TRC | New | NN2924 | Thermostatic Shower Restriction Valve | Thermostatic Shower Restriction Valve | NonEquip | 10 | Centralized water heaters | 0% | Tech/Econ | 8.943% | 0 | 0 | 0
Econ | Healthcare | Domestic Hot Water | "Point-of-Use" water heaters | TRC | New | NN2898 | Tank Wrap on Water Heater | Tank Wrap on Water Heater | NonEquip | 7 | Centralized water heaters | 0% | Tech/Econ | 2.633% | 0 | 0 | 0
Econ | Healthcare | Domestic Hot Water | "Point-of-Use" water heaters | TRC | New | NN2872 | Low-Flow Pre-Rinse Sprayers | Low-Flow Pre-Rinse Sprayers | NonEquip | 5 | Centralized water heaters | 0% | Tech/Econ | 23.66% | 0 | 0 | 0
Econ | Healthcare | Domestic Hot Water | "Point-of-Use" water heaters | TRC | New | NN2846 | Low Flow Shower Head | Low Flow Shower Head | NonEquip | 10 | Centralized water heaters | 0% | Tech/Econ | 1.812% | 0 | 0 | 0
Econ | Healthcare | Domestic Hot Water | "Point-of-Use" water heaters | TRC | New | NN2820 | Hot Water Pipe Insulation | Hot Water Pipe Insulation | NonEquip | 13 | Centralized water heaters | 0% | Tech/Econ | 14.14% | 0 | 0 | 0
Econ | Healthcare | Domestic Hot Water | "Point-of-Use" water heaters | TRC | New | NN2768 | Faucet Aerator | Faucet Aerator | NonEquip | 10 | Centralized water heaters | 0% | Tech/Econ | 2.561% | 0 | 0 | 0
Econ | Healthcare | Domestic Hot Water | "Point-of-Use" water heaters | TRC | Existing | NE5407 | Retro-Commissioning | Retro-Commissioning | NonEquip | 5 |  | 21.99% | Tech/Econ | 16% | 8500.0418 | 1.4211 | 4.4058
Econ | Healthcare | Domestic Hot Water | "Point-of-Use" water heaters | TRC | Existing | NE2911 | Thermostatic Shower Restriction Valve | Thermostatic Shower Restriction Valve | NonEquip | 10 | Centralized water heaters | 0% | Tech/Econ | 8.555% | 0 | 0 | 0
Econ | Healthcare | Domestic Hot Water | "Point-of-Use" water heaters | TRC | Existing | NE2885 | Tank Wrap on Water Heater | Tank Wrap on Water Heater | NonEquip | 7 | Centralized water heaters | 0% | Tech/Econ | 2.633% | 0 | 0 | 0
Econ | Healthcare | Domestic Hot Water | "Point-of-Use" water heaters | TRC | Existing | NE2859 | Low-Flow Pre-Rinse Sprayers | Low-Flow Pre-Rinse Sprayers | NonEquip | 5 | Centralized water heaters | 0% | Tech/Econ | 22.56% | 0 | 0 | 0
Econ | Healthcare | Domestic Hot Water | "Point-of-Use" water heaters | TRC | Existing | NE2833 | Low Flow Shower Head | Low Flow Shower Head | NonEquip | 10 | Centralized water heaters | 0% | Tech/Econ | 1.733% | 0 | 0 | 0
Econ | Healthcare | Domestic Hot Water | "Point-of-Use" water heaters | TRC | Existing | NE2807 | Hot Water Pipe Insulation | Hot Water Pipe Insulation | NonEquip | 13 | Centralized water heaters | 0% | Tech/Econ | 13.52% | 0 | 0 | 0
Econ | Healthcare | Domestic Hot Water | "Point-of-Use" water heaters | TRC | Existing | NE2755 | Faucet Aerator | Faucet Aerator | NonEquip | 10 | Centralized water heaters | 0% | Tech/Econ | 2.45% | 0 | 0 | 0
Econ | Healthcare | Domestic Hot Water | "Point-of-Use" water heaters | TRC | Turnover | ET317 | Energy Star Commercial Dishwasher | Energy Star Commercial Dishwasher | Equip | 15 | "Point-of-Use" water heaters | 29.7% | Tech/Econ | 29.42% | 20364.7693 | 1.4777 | -0.00015721
Econ | Healthcare | Domestic Hot Water | "Point-of-Use" water heaters | TRC | New | EN343 | Energy Star Commercial Dishwasher | Energy Star Commercial Dishwasher | Equip | 15 | "Point-of-Use" water heaters | 29.7% | Tech/Econ | 29.42% | 189.5427 | 0.013753 | -1.4633e-06
Econ | Hospitals | Refrigeration | Walk-in cooler | TRC | New | NN5317 | Retro-Commissioning | Retro-Commissioning | NonEquip | 5 |  | 0% | Tech/Econ | 16% | 0 | 0 | 0
Econ | Hospitals | Refrigeration | Walk-in cooler | TRC | New | NN4901 | Strip Curtains for Walk-ins | Strip Curtains for Walk-ins | NonEquip | 4 | Walk-in cooler | 3.76% | Tech/Econ | 2.115% | 2.9611 | 0.00038392 | 0.00032158
Econ | Hospitals | Refrigeration | Walk-in cooler | TRC | New | NN4849 | PSC to ECM Evaporator Fan Motor (Walk-In, Refrigerator) | PSC to ECM Evaporator Fan Motor (Walk-In, Refrigerator) | NonEquip | 15 | Walk-in cooler | 68.68% | Tech/Econ | 37.5% | 958.0082 | 0.12421 | 0.10404
Econ | Hospitals | Refrigeration | Walk-in cooler | TRC | New | NN4823 | PSC to ECM Evaporator Fan Motor (Reach-In) | PSC to ECM Evaporator Fan Motor (Reach-In) | NonEquip | 15 | Display cases | 0% | Tech/Econ | 37.5% | 0 | 0 | 0
Econ | Hospitals | Refrigeration | Walk-in cooler | TRC | New | NN4693 | Floating Head Pressure Controls | Floating Head Pressure Controls | NonEquip | 15 |  | 24.64% | Tech/Econ | 6.05% | 56.3245 | 0.0073028 | 0.006117
Econ | Hospitals | Refrigeration | Walk-in cooler | TRC | New | NN4615 | Anti-Sweat Controls | Anti-Sweat Controls | NonEquip | 8 | Display cases | 0% | Tech/Econ | 85% | 0 | 0 | 0
Econ | Hospitals | Refrigeration | Walk-in cooler | TRC | Existing | NE5304 | Retro-Commissioning | Retro-Commissioning | NonEquip | 5 |  | 21.99% | Tech/Econ | 16% | 14805.3097 | 6.2427 | 0.07172
Econ | Hospitals | Refrigeration | Walk-in cooler | TRC | Existing | NE4888 | Strip Curtains for Walk-ins | Strip Curtains for Walk-ins | NonEquip | 4 | Walk-in cooler | 3.76% | Tech/Econ | 2.115% | 318.1476 | 0.041249 | 0.034552
Econ | Hospitals | Refrigeration | Walk-in cooler | TRC | Existing | NE4836 | PSC to ECM Evaporator Fan Motor (Walk-In, Refrigerator) | PSC to ECM Evaporator Fan Motor (Walk-In, Refrigerator) | NonEquip | 15 | Walk-in cooler | 17.17% | Tech/Econ | 37.5% | 25732.4846 | 3.3363 | 2.7946
Econ | Hospitals | Refrigeration | Walk-in cooler | TRC | Existing | NE4810 | PSC to ECM Evaporator Fan Motor (Reach-In) | PSC to ECM Evaporator Fan Motor (Reach-In) | NonEquip | 15 | Display cases | 0% | Tech/Econ | 37.5% | 0 | 0 | 0
Econ | Hospitals | Refrigeration | Walk-in cooler | TRC | Existing | NE4706 | Freezer-Cooler Replacement Gaskets | Freezer-Cooler Replacement Gaskets | NonEquip | 4 | Display cases | 0% | Tech/Econ | 3.131% | 0 | 0 | 0
Econ | Hospitals | Refrigeration | Walk-in cooler | TRC | Existing | NE4680 | Floating Head Pressure Controls | Floating Head Pressure Controls | NonEquip | 15 |  | 24.64% | Tech/Econ | 6.05% | 6051.5967 | 0.78462 | 0.65722
Econ | Hospitals | Refrigeration | Walk-in cooler | TRC | Existing | NE4602 | Anti-Sweat Controls | Anti-Sweat Controls | NonEquip | 8 | Display cases | 0% | Tech/Econ | 85% | 0 | 0 | 0
Econ | Hospitals | Refrigeration | Vending and ice makers | TRC | New | NN5317 | Retro-Commissioning | Retro-Commissioning | NonEquip | 5 |  | 0% | Tech/Econ | 16% | 0 | 0 | 0
Econ | Hospitals | Refrigeration | Vending and ice makers | TRC | New | NN4901 | Strip Curtains for Walk-ins | Strip Curtains for Walk-ins | NonEquip | 4 | Walk-in cooler | 0% | Tech/Econ | 2.115% | 0 | 0 | 0
Econ | Hospitals | Refrigeration | Vending and ice makers | TRC | New | NN4849 | PSC to ECM Evaporator Fan Motor (Walk-In, Refrigerator) | PSC to ECM Evaporator Fan Motor (Walk-In, Refrigerator) | NonEquip | 15 | Walk-in cooler | 0% | Tech/Econ | 37.5% | 0 | 0 | 0
Econ | Hospitals | Refrigeration | Vending and ice makers | TRC | New | NN4823 | PSC to ECM Evaporator Fan Motor (Reach-In) | PSC to ECM Evaporator Fan Motor (Reach-In) | NonEquip | 15 | Display cases | 0% | Tech/Econ | 37.5% | 0 | 0 | 0
Econ | Hospitals | Refrigeration | Vending and ice makers | TRC | New | NN4693 | Floating Head Pressure Controls | Floating Head Pressure Controls | NonEquip | 15 |  | 24.64% | Tech/Econ | 6.05% | 220.3865 | 0.028574 | 0.023934
Econ | Hospitals | Refrigeration | Vending and ice makers | TRC | New | NN4615 | Anti-Sweat Controls | Anti-Sweat Controls | NonEquip | 8 | Display cases | 0% | Tech/Econ | 85% | 0 | 0 | 0
Econ | Hospitals | Refrigeration | Vending and ice makers | TRC | Existing | NE5304 | Retro-Commissioning | Retro-Commissioning | NonEquip | 5 |  | 21.99% | Tech/Econ | 16% | 57930.1909 | 24.4263 | 0.28063
Econ | Hospitals | Refrigeration | Vending and ice makers | TRC | Existing | NE4888 | Strip Curtains for Walk-ins | Strip Curtains for Walk-ins | NonEquip | 4 | Walk-in cooler | 0% | Tech/Econ | 2.115% | 0 | 0 | 0
Econ | Hospitals | Refrigeration | Vending and ice makers | TRC | Existing | NE4836 | PSC to ECM Evaporator Fan Motor (Walk-In, Refrigerator) | PSC to ECM Evaporator Fan Motor (Walk-In, Refrigerator) | NonEquip | 15 | Walk-in cooler | 0% | Tech/Econ | 37.5% | 0 | 0 | 0
Econ | Hospitals | Refrigeration | Vending and ice makers | TRC | Existing | NE4810 | PSC to ECM Evaporator Fan Motor (Reach-In) | PSC to ECM Evaporator Fan Motor (Reach-In) | NonEquip | 15 | Display cases | 0% | Tech/Econ | 37.5% | 0 | 0 | 0
Econ | Hospitals | Refrigeration | Vending and ice makers | TRC | Existing | NE4706 | Freezer-Cooler Replacement Gaskets | Freezer-Cooler Replacement Gaskets | NonEquip | 4 | Display cases | 0% | Tech/Econ | 3.131% | 0 | 0 | 0
Econ | Hospitals | Refrigeration | Vending and ice makers | TRC | Existing | NE4680 | Floating Head Pressure Controls | Floating Head Pressure Controls | NonEquip | 15 |  | 24.64% | Tech/Econ | 6.05% | 23678.6775 | 3.0701 | 2.5716
Econ | Hospitals | Refrigeration | Vending and ice makers | TRC | Existing | NE4602 | Anti-Sweat Controls | Anti-Sweat Controls | NonEquip | 8 | Display cases | 0% | Tech/Econ | 85% | 0 | 0 | 0
Econ | Hospitals | Exterior Lighting | Street lighting | TRC | New | NN5291 | Retro-Commissioning | Retro-Commissioning | NonEquip | 5 |  | 0% | Tech/Econ | 16% | 0 | 0 | 0
Econ | Hospitals | Exterior Lighting | Street lighting | TRC | New | NN2977 | Outdoor Lighting Controls | Outdoor Lighting Controls | NonEquip | 8 | Exterior parking/lot lighting | 0% | Tech/Econ | 28% | 0 | 0 | 0
Econ | Hospitals | Exterior Lighting | Street lighting | TRC | New | NN2951 | Bi-Level Lighting Control (Exterior) | Bi-Level Lighting Control (Exterior) | NonEquip | 9 | Exterior parking/lot lighting | 0% | Tech/Econ | 31% | 0 | 0 | 0
Econ | Hospitals | Exterior Lighting | Street lighting | TRC | Existing | NE5278 | Retro-Commissioning | Retro-Commissioning | NonEquip | 5 |  | 21.99% | Tech/Econ | 16% | 491.7822 | 0 | 0.0023823
Econ | Hospitals | Exterior Lighting | Street lighting | TRC | Existing | NE2964 | Outdoor Lighting Controls | Outdoor Lighting Controls | NonEquip | 8 | Exterior parking/lot lighting | 0% | Tech/Econ | 28% | 0 | 0 | 0
Econ | Hospitals | Exterior Lighting | Street lighting | TRC | Existing | NE2938 | Bi-Level Lighting Control (Exterior) | Bi-Level Lighting Control (Exterior) | NonEquip | 9 | Exterior parking/lot lighting | 0% | Tech/Econ | 31% | 0 | 0 | 0
Econ | Hospitals | Exterior Lighting | Street lighting | TRC | Turnover | ET747 | LED Street Lights | LED Street Lights | Equip | 18 | Street lighting | 0% | Tech/Econ | 66.53% | 0 | 0 | 0
Econ | Hospitals | Exterior Lighting | Street lighting | TRC | New | EN773 | LED Street Lights | LED Street Lights | Equip | 18 | Street lighting | 0% | Tech/Econ | 66.53% | 0 | 0 | 0
Econ | Hospitals | Cooking | Steamer | TRC | Turnover | ET201 | Energy Star Steamer | Energy Star Steamer | Equip | 12 | Steamer | 11.72% | Tech/Econ | 56.63% | 6447.4559 | 0.94738 | 0.55009
Econ | Hospitals | Cooking | Steamer | TRC | New | EN227 | Energy Star Steamer | Energy Star Steamer | Equip | 12 | Steamer | 11.72% | Tech/Econ | 56.63% | 57.8976 | 0.0085074 | 0.0049398
Econ | Hospitals | Exterior Lighting | Spot lighting/Security/Flood | TRC | New | NN5291 | Retro-Commissioning | Retro-Commissioning | NonEquip | 5 |  | 0% | Tech/Econ | 16% | 0 | 0 | 0
Econ | Hospitals | Exterior Lighting | Spot lighting/Security/Flood | TRC | New | NN2977 | Outdoor Lighting Controls | Outdoor Lighting Controls | NonEquip | 8 | Exterior parking/lot lighting | 0% | Tech/Econ | 28% | 0 | 0 | 0
Econ | Hospitals | Exterior Lighting | Spot lighting/Security/Flood | TRC | New | NN2951 | Bi-Level Lighting Control (Exterior) | Bi-Level Lighting Control (Exterior) | NonEquip | 9 | Exterior parking/lot lighting | 0% | Tech/Econ | 31% | 0 | 0 | 0
Econ | Hospitals | Exterior Lighting | Spot lighting/Security/Flood | TRC | Existing | NE5278 | Retro-Commissioning | Retro-Commissioning | NonEquip | 5 |  | 21.99% | Tech/Econ | 16% | 435.3981 | 0 | 0.0021092
Econ | Hospitals | Exterior Lighting | Spot lighting/Security/Flood | TRC | Existing | NE2964 | Outdoor Lighting Controls | Outdoor Lighting Controls | NonEquip | 8 | Exterior parking/lot lighting | 0% | Tech/Econ | 28% | 0 | 0 | 0
Econ | Hospitals | Exterior Lighting | Spot lighting/Security/Flood | TRC | Existing | NE2938 | Bi-Level Lighting Control (Exterior) | Bi-Level Lighting Control (Exterior) | NonEquip | 9 | Exterior parking/lot lighting | 0% | Tech/Econ | 31% | 0 | 0 | 0
Econ | Hospitals | Exterior Lighting | Spot lighting/Security/Flood | TRC | Turnover | ET669 | LED Exterior Lighting | LED Exterior Lighting | Equip | 13 | Spot lighting/Security/Flood | 4.268% | Tech/Econ | 60.51% | 308.3662 | 0 | 0
Econ | Hospitals | Exterior Lighting | Spot lighting/Security/Flood | TRC | Turnover | ET552 | LED - 9W Flood | LED - 9W Flood | Equip | 15 | Spot lighting/Security/Flood | 13.31% | Tech/Econ | 86.15% | 1602.6013 | 0 | 0
Econ | Hospitals | Exterior Lighting | Spot lighting/Security/Flood | TRC | Turnover | ET474 | CFL - 15W Flood | CFL - 15W Flood | Equip | 7.8 | Spot lighting/Security/Flood | 0% | Tech/Econ | 76.92% | 0 | 0 | 0
Econ | Hospitals | Exterior Lighting | Spot lighting/Security/Flood | TRC | New | EN695 | LED Exterior Lighting | LED Exterior Lighting | Equip | 13 | Spot lighting/Security/Flood | 4.624% | Tech/Econ | 60.51% | 0.89726 | 0 | 0
Econ | Hospitals | Exterior Lighting | Spot lighting/Security/Flood | TRC | New | EN578 | LED - 9W Flood | LED - 9W Flood | Equip | 15 | Spot lighting/Security/Flood | 86.42% | Tech/Econ | 86.15% | 93.4509 | 0 | 0
Econ | Hospitals | Exterior Lighting | Spot lighting/Security/Flood | TRC | New | EN500 | CFL - 15W Flood | CFL - 15W Flood | Equip | 7.8 | Spot lighting/Security/Flood | 0% | Tech/Econ | 76.92% | 0 | 0 | 0
Econ | Hospitals | Interior Lighting | Spot lighting | TRC | New | NN5265 | Retro-Commissioning | Retro-Commissioning | NonEquip | 5 |  | 0% | Tech/Econ | 16% | 0 | 0 | 0
Econ | Hospitals | Interior Lighting | Spot lighting | TRC | New | NN4433 | Interior Lighting Controls | Interior Lighting Controls | NonEquip | 8 | Overhead (fluorescent/LED/CFL U-shape) | 0% | Tech/Econ | 28% | 0 | 0 | 0
Econ | Hospitals | Interior Lighting | Spot lighting | TRC | New | NN4407 | Bi-Level Lighting Control (Interior) | Bi-Level Lighting Control (Interior) | NonEquip | 8 | Overhead (fluorescent/LED/CFL U-shape) | 0% | Tech/Econ | 31% | 0 | 0 | 0
Econ | Hospitals | Interior Lighting | Spot lighting | TRC | New | NN3705 | Facility Energy Management System | Facility Energy Management System | NonEquip | 15 |  | 4.276% | Tech/Econ | 24% | 4.3578 | 0.00064515 | 0.00055729
Econ | Hospitals | Interior Lighting | Spot lighting | TRC | Existing | NE5252 | Retro-Commissioning | Retro-Commissioning | NonEquip | 5 |  | 21.99% | Tech/Econ | 16% | 880.3273 | 0.37119 | 0.0042645
Econ | Hospitals | Interior Lighting | Spot lighting | TRC | Existing | NE4420 | Interior Lighting Controls | Interior Lighting Controls | NonEquip | 8 | Overhead (fluorescent/LED/CFL U-shape) | 0% | Tech/Econ | 28% | 0 | 0 | 0
Econ | Hospitals | Interior Lighting | Spot lighting | TRC | Existing | NE4394 | Bi-Level Lighting Control (Interior) | Bi-Level Lighting Control (Interior) | NonEquip | 8 | Overhead (fluorescent/LED/CFL U-shape) | 0% | Tech/Econ | 31% | 0 | 0 | 0
Econ | Hospitals | Interior Lighting | Spot lighting | TRC | Existing | NE3692 | Facility Energy Management System | Facility Energy Management System | NonEquip | 15 |  | 5.375% | Tech/Econ | 24% | 311.4301 | 0.046105 | 0.039827
Econ | Hospitals | Interior Lighting | Spot lighting | TRC | Turnover | ET1605 | LED Display Lighting (Interior) | LED Display Lighting (Interior) | Equip | 15 | Spot lighting | 2.129% | Tech/Econ | 87.04% | 472.3523 | 0.049609 | 0.0465
Econ | Hospitals | Interior Lighting | Spot lighting | TRC | Turnover | ET1566 | LED - 14W | LED - 14W | Equip | 15 | Spot lighting | 86.42% | Tech/Econ | 53.33% | 21794.5523 | 2.2152 | 2.1694
Econ | Hospitals | Interior Lighting | Spot lighting | TRC | Turnover | ET1449 | CFL-23W | CFL-23W | Equip | 7.8 | Spot lighting | 0% | Tech/Econ | 23.33% | 0 | 0 | 0
Econ | Hospitals | Interior Lighting | Spot lighting | TRC | New | EN1631 | LED Display Lighting (Interior) | LED Display Lighting (Interior) | Equip | 15 | Spot lighting | 0% | Tech/Econ | 87.04% | 0 | 0 | 0
Econ | Hospitals | Interior Lighting | Spot lighting | TRC | New | EN1592 | LED - 14W | LED - 14W | Equip | 15 | Spot lighting | 0% | Tech/Econ | 53.33% | 0 | 0 | 0
Econ | Hospitals | Interior Lighting | Spot lighting | TRC | New | EN1475 | CFL-23W | CFL-23W | Equip | 7.8 | Spot lighting | 0% | Tech/Econ | 23.33% | 0 | 0 | 0
Econ | Hospitals | Office Equipment | Servers | TRC | New | NN4589 | Smart Strip Plug Outlet | Smart Strip Plug Outlet | NonEquip | 4 |  | 43.9% | Tech/Econ | 1.187% | 35.2572 | 0.0052425 | 0.0036435
Econ | Hospitals | Office Equipment | Servers | TRC | New | NN4563 | Network PC Power Management | Network PC Power Management | NonEquip | 5 | Computers | 0% | Tech/Econ | 56.5% | 0 | 0 | 0
Econ | Hospitals | Office Equipment | Servers | TRC | Existing | NE4576 | Smart Strip Plug Outlet | Smart Strip Plug Outlet | NonEquip | 4 |  | 43.9% | Tech/Econ | 1.187% | 3926.2316 | 0.58381 | 0.40574
Econ | Hospitals | Office Equipment | Servers | TRC | Existing | NE4550 | Network PC Power Management | Network PC Power Management | NonEquip | 5 | Computers | 0% | Tech/Econ | 56.5% | 0 | 0 | 0
Econ | Hospitals | Office Equipment | Servers | TRC | Turnover | ET2223 | Energy Star Servers | Energy Star Servers | Equip | 4 | Servers | 47.28% | Tech/Econ | 23.08% | 92290.8278 | 13.7365 | 9.5541
Econ | Hospitals | Office Equipment | Servers | TRC | New | EN2249 | Energy Star Servers | Energy Star Servers | Equip | 4 | Servers | 47.28% | Tech/Econ | 23.08% | 828.7644 | 0.12335 | 0.085795
Econ | Hospitals | Space Cooling | Residential-type central air conditioners | TRC | New | NN5369 | Retro-Commissioning | Retro-Commissioning | NonEquip | 5 |  | 0% | Tech/Econ | 16% | 0 | 0 | 0
Econ | Hospitals | Space Cooling | Residential-type central air conditioners | TRC | New | NN4199 | Thermal Energy Storage | Thermal Energy Storage | NonEquip | 20 |  | 66.67% | Tech/Econ | 0% | 0 | 0 | 0
Econ | Hospitals | Space Cooling | Residential-type central air conditioners | TRC | New | NN4147 | Smart Thermostat | Smart Thermostat | NonEquip | 11 |  | 31.48% | Tech/Econ | 10% | 26.6908 | 0.002231 | 0
Econ | Hospitals | Space Cooling | Residential-type central air conditioners | TRC | New | NN4043 | Programmable Thermostat | Programmable Thermostat | NonEquip | 11 |  | 0% | Tech/Econ | 3.6% | 0 | 0 | 0
Econ | Hospitals | Space Cooling | Residential-type central air conditioners | TRC | New | NN3913 | HVAC tune-up_RTU | HVAC tune-up_RTU | NonEquip | 5 | Packaged air conditioning units (RTUs) | 0% | Tech/Econ | 5% | 0 | 0 | 0
Econ | Hospitals | Space Cooling | Residential-type central air conditioners | TRC | New | NN3887 | HVAC tune-up | HVAC tune-up | NonEquip | 5 | Residential-type central air conditioners | 49.09% | Tech/Econ | 5% | 21.5233 | 0.006628 | 0.0005092
Econ | Hospitals | Space Cooling | Residential-type central air conditioners | TRC | New | NN3679 | Facility Energy Management System | Facility Energy Management System | NonEquip | 15 |  | 4.276% | Tech/Econ | 20% | 7.3143 | 0.0010828 | 0
Econ | Hospitals | Space Cooling | Residential-type central air conditioners | TRC | New | NN3627 | Facility Commissioning | Facility Commissioning | NonEquip | 10 |  | 35.83% | Tech/Econ | 16% | 0 | 0 | 0
Econ | Hospitals | Space Cooling | Residential-type central air conditioners | TRC | New | NN3523 | Duct Sealing Repair | Duct Sealing Repair | NonEquip | 15 |  | 0% | Tech/Econ | 12% | 0 | 0 | 0
Econ | Hospitals | Space Cooling | Residential-type central air conditioners | TRC | New | NN3419 | Dedicated Outdoor Air System on VRF unit | Dedicated Outdoor Air System on VRF unit | NonEquip | 15 | Residential-type central air conditioners | 58.91% | Tech/Econ | 17.5% | 2.6017 | 0.00079168 | 0
Econ | Hospitals | Space Cooling | Residential-type central air conditioners | TRC | New | NN3315 | Chilled Water System - Variable Speed Drives | Chilled Water System - Variable Speed Drives | NonEquip | 13 | Central chillers inside | 0% | Tech/Econ | 24.74% | 0 | 0 | 0
Econ | Hospitals | Space Cooling | Residential-type central air conditioners | TRC | New | NN3289 | Chilled Water Controls Optimization | Chilled Water Controls Optimization | NonEquip | 10 | Central chillers inside | 0% | Tech/Econ | 12.5% | 0 | 0 | 0
Econ | Hospitals | Space Cooling | Residential-type central air conditioners | TRC | New | NN3211 | Ceiling Insulation(R2 to R38) | Ceiling Insulation(R2 to R38) | NonEquip | 20 |  | 0% | Tech/Econ | 2.322% | 0 | 0 | 0
Econ | Hospitals | Space Cooling | Residential-type central air conditioners | TRC | New | NN3055 | Airside Economizer | Airside Economizer | NonEquip | 10 | Packaged air conditioning units (RTUs) | 0% | Tech/Econ | 5.556% | 0 | 0 | 0
Econ | Hospitals | Space Cooling | Residential-type central air conditioners | TRC | Existing | NE5356 | Retro-Commissioning | Retro-Commissioning | NonEquip | 5 |  | 21.99% | Tech/Econ | 16% | 3886.246 | 1.6386 | 0
Econ | Hospitals | Space Cooling | Residential-type central air conditioners | TRC | Existing | NE4212 | Wall Insulation | Wall Insulation | NonEquip | 20 |  | 0% | Tech/Econ | 11.74% | 0 | 0 | 0
Econ | Hospitals | Space Cooling | Residential-type central air conditioners | TRC | Existing | NE4186 | Thermal Energy Storage | Thermal Energy Storage | NonEquip | 20 |  | 66.67% | Tech/Econ | 0% | 1.0296e-05 | -5.278e-08 | -3.4615e-09
Econ | Hospitals | Space Cooling | Residential-type central air conditioners | TRC | Existing | NE4134 | Smart Thermostat | Smart Thermostat | NonEquip | 11 |  | 31.48% | Tech/Econ | 10% | 2861.3409 | 0.23917 | 0
Econ | Hospitals | Space Cooling | Residential-type central air conditioners | TRC | Existing | NE4030 | Programmable Thermostat | Programmable Thermostat | NonEquip | 11 |  | 0% | Tech/Econ | 3.6% | 0 | 0 | 0
Econ | Hospitals | Space Cooling | Residential-type central air conditioners | TRC | Existing | NE3900 | HVAC tune-up_RTU | HVAC tune-up_RTU | NonEquip | 5 | Packaged air conditioning units (RTUs) | 0% | Tech/Econ | 5% | 0 | 0 | 0
Econ | Hospitals | Space Cooling | Residential-type central air conditioners | TRC | Existing | NE3874 | HVAC tune-up | HVAC tune-up | NonEquip | 5 | Residential-type central air conditioners | 49.09% | Tech/Econ | 5% | 2312.5013 | 0.71212 | 0.05471
Econ | Hospitals | Space Cooling | Residential-type central air conditioners | TRC | Existing | NE3666 | Facility Energy Management System | Facility Energy Management System | NonEquip | 15 |  | 5.375% | Tech/Econ | 20% | 987.8774 | 0.14625 | 0
Econ | Hospitals | Space Cooling | Residential-type central air conditioners | TRC | Existing | NE3510 | Duct Sealing Repair | Duct Sealing Repair | NonEquip | 15 |  | 0% | Tech/Econ | 12% | 0 | 0 | 0
Econ | Hospitals | Space Cooling | Residential-type central air conditioners | TRC | Existing | NE3406 | Dedicated Outdoor Air System on VRF unit | Dedicated Outdoor Air System on VRF unit | NonEquip | 15 | Residential-type central air conditioners | 58.91% | Tech/Econ | 17.5% | 9077.2367 | 2.7621 | 0
Econ | Hospitals | Space Cooling | Residential-type central air conditioners | TRC | Existing | NE3302 | Chilled Water System - Variable Speed Drives | Chilled Water System - Variable Speed Drives | NonEquip | 13 | Central chillers inside | 0% | Tech/Econ | 24.74% | 0 | 0 | 0
Econ | Hospitals | Space Cooling | Residential-type central air conditioners | TRC | Existing | NE3276 | Chilled Water Controls Optimization | Chilled Water Controls Optimization | NonEquip | 10 | Central chillers inside | 0% | Tech/Econ | 12.5% | 0 | 0 | 0
Econ | Hospitals | Space Cooling | Residential-type central air conditioners | TRC | Existing | NE3198 | Ceiling Insulation(R2 to R38) | Ceiling Insulation(R2 to R38) | NonEquip | 20 |  | 0% | Tech/Econ | 2.322% | 0 | 0 | 0
Econ | Hospitals | Space Cooling | Residential-type central air conditioners | TRC | Existing | NE3042 | Airside Economizer | Airside Economizer | NonEquip | 10 | Packaged air conditioning units (RTUs) | 0% | Tech/Econ | 5.556% | 0 | 0 | 0
Econ | Hospitals | Space Cooling | Residential-type central air conditioners | TRC | Turnover | ET1371 | Variable Refrigerant Flow (VRF) HVAC Systems | Variable Refrigerant Flow (VRF) HVAC Systems | Equip | 15 | Residential-type central air conditioners | 0% | Tech/Econ | 36.88% | 0 | 0 | 0
Econ | Hospitals | Space Cooling | Residential-type central air conditioners | TRC | Turnover | ET1293 | High Efficiency PTHP | High Efficiency PTHP | Equip | 15 | Residential-type central air conditioners | 49.09% | Tech/Econ | 23.64% | 12366.9113 | 3.5184 | 0
Econ | Hospitals | Space Cooling | Residential-type central air conditioners | TRC | Turnover | ET1254 | High Efficiency PTAC | High Efficiency PTAC | Equip | 15 | Residential-type central air conditioners | 0% | Tech/Econ | 23.64% | 0 | 0 | 0
Econ | Hospitals | Space Cooling | Residential-type central air conditioners | TRC | New | EN1397 | Variable Refrigerant Flow (VRF) HVAC Systems | Variable Refrigerant Flow (VRF) HVAC Systems | Equip | 15 | Residential-type central air conditioners | 0% | Tech/Econ | 36.88% | 0 | 0 | 0
Econ | Hospitals | Space Cooling | Residential-type central air conditioners | TRC | New | EN1319 | High Efficiency PTHP | High Efficiency PTHP | Equip | 15 | Residential-type central air conditioners | 49.09% | Tech/Econ | 23.64% | 115.1036 | 0.032747 | 0
Econ | Hospitals | Space Cooling | Residential-type central air conditioners | TRC | New | EN1280 | High Efficiency PTAC | High Efficiency PTAC | Equip | 15 | Residential-type central air conditioners | 0% | Tech/Econ | 23.64% | 0 | 0 | 0
Econ | Hospitals | Space Heating | Residential/split system heat pump | TRC | New | NN5343 | Retro-Commissioning | Retro-Commissioning | NonEquip | 5 |  | 0% | Tech/Econ | 16% | 0 | 0 | 0
Econ | Hospitals | Space Heating | Residential/split system heat pump | TRC | New | NN4173 | Smart Thermostat | Smart Thermostat | NonEquip | 11 |  | 31.48% | Tech/Econ | 10% | 509.9519 | 0 | 0.012593
Econ | Hospitals | Space Heating | Residential/split system heat pump | TRC | New | NN4069 | Programmable Thermostat | Programmable Thermostat | NonEquip | 11 |  | 0% | Tech/Econ | 3.6% | 0 | 0 | 0
Econ | Hospitals | Space Heating | Residential/split system heat pump | TRC | New | NN3653 | Facility Energy Management System | Facility Energy Management System | NonEquip | 15 |  | 4.276% | Tech/Econ | 20% | 139.7465 | 0 | 0.017871
Econ | Hospitals | Space Heating | Residential/split system heat pump | TRC | New | NN3549 | Duct Sealing Repair | Duct Sealing Repair | NonEquip | 15 |  | 0% | Tech/Econ | 12% | 0 | 0 | 0
Econ | Hospitals | Space Heating | Residential/split system heat pump | TRC | New | NN3393 | Dedicated Outdoor Air System on VRF unit | Dedicated Outdoor Air System on VRF unit | NonEquip | 15 | Residential/split system heat pump | 58.91% | Tech/Econ | 10% | 798.765 | 0 | 0.24567
Econ | Hospitals | Space Heating | Residential/split system heat pump | TRC | New | NN3185 | Ceiling Insulation(R2 to R38) | Ceiling Insulation(R2 to R38) | NonEquip | 20 |  | 0% | Tech/Econ | 0.8136% | 0 | 0 | 0
Econ | Hospitals | Space Heating | Residential/split system heat pump | TRC | Existing | NE5330 | Retro-Commissioning | Retro-Commissioning | NonEquip | 5 |  | 21.99% | Tech/Econ | 16% | 67111.9048 | 0 | 0.32511
Econ | Hospitals | Space Heating | Residential/split system heat pump | TRC | Existing | NE4238 | Wall Insulation | Wall Insulation | NonEquip | 20 |  | 0% | Tech/Econ | 0.6629% | 0 | 0 | 0
Econ | Hospitals | Space Heating | Residential/split system heat pump | TRC | Existing | NE4160 | Smart Thermostat | Smart Thermostat | NonEquip | 11 |  | 31.48% | Tech/Econ | 10% | 54668.5626 | 0 | 1.35
Econ | Hospitals | Space Heating | Residential/split system heat pump | TRC | Existing | NE4056 | Programmable Thermostat | Programmable Thermostat | NonEquip | 11 |  | 0% | Tech/Econ | 3.6% | 0 | 0 | 0
Econ | Hospitals | Space Heating | Residential/split system heat pump | TRC | Existing | NE3640 | Facility Energy Management System | Facility Energy Management System | NonEquip | 15 |  | 5.375% | Tech/Econ | 20% | 18874.3103 | 0 | 2.4137
Econ | Hospitals | Space Heating | Residential/split system heat pump | TRC | Existing | NE3536 | Duct Sealing Repair | Duct Sealing Repair | NonEquip | 15 |  | 0% | Tech/Econ | 12% | 0 | 0 | 0
Econ | Hospitals | Space Heating | Residential/split system heat pump | TRC | Existing | NE3380 | Dedicated Outdoor Air System on VRF unit | Dedicated Outdoor Air System on VRF unit | NonEquip | 15 | Residential/split system heat pump | 58.91% | Tech/Econ | 10% | 99102.2837 | 0 | 30.4798
Econ | Hospitals | Space Heating | Residential/split system heat pump | TRC | Existing | NE3172 | Ceiling Insulation(R2 to R38) | Ceiling Insulation(R2 to R38) | NonEquip | 20 |  | 0% | Tech/Econ | 0.8977% | 0 | 0 | 0
Econ | Hospitals | Space Heating | Residential/split system heat pump | TRC | Turnover | ET1410 | Variable Refrigerant Flow (VRF) HVAC Systems | Variable Refrigerant Flow (VRF) HVAC Systems | Equip | 15 | Residential/split system heat pump | 0% | Tech/Econ | 31.25% | 0 | 0 | 0
Econ | Hospitals | Space Heating | Residential/split system heat pump | TRC | Turnover | ET1332 | High Efficiency PTHP | High Efficiency PTHP | Equip | 15 | Residential/split system heat pump | 49.09% | Tech/Econ | 9.375% | 84707.357 | 0 | 7.2869
Econ | Hospitals | Space Heating | Residential/split system heat pump | TRC | New | EN1436 | Variable Refrigerant Flow (VRF) HVAC Systems | Variable Refrigerant Flow (VRF) HVAC Systems | Equip | 15 | Residential/split system heat pump | 0% | Tech/Econ | 31.25% | 0 | 0 | 0
Econ | Hospitals | Space Heating | Residential/split system heat pump | TRC | New | EN1358 | High Efficiency PTHP | High Efficiency PTHP | Equip | 15 | Residential/split system heat pump | 49.09% | Tech/Econ | 9.375% | 788.4037 | 0 | 0.067822
Econ | Hospitals | Refrigeration | Residential style | TRC | New | NN5317 | Retro-Commissioning | Retro-Commissioning | NonEquip | 5 |  | 0% | Tech/Econ | 16% | 0 | 0 | 0
Econ | Hospitals | Refrigeration | Residential style | TRC | New | NN4901 | Strip Curtains for Walk-ins | Strip Curtains for Walk-ins | NonEquip | 4 | Walk-in cooler | 0% | Tech/Econ | 2.115% | 0 | 0 | 0
Econ | Hospitals | Refrigeration | Residential style | TRC | New | NN4849 | PSC to ECM Evaporator Fan Motor (Walk-In, Refrigerator) | PSC to ECM Evaporator Fan Motor (Walk-In, Refrigerator) | NonEquip | 15 | Walk-in cooler | 0% | Tech/Econ | 37.5% | 0 | 0 | 0
Econ | Hospitals | Refrigeration | Residential style | TRC | New | NN4823 | PSC to ECM Evaporator Fan Motor (Reach-In) | PSC to ECM Evaporator Fan Motor (Reach-In) | NonEquip | 15 | Display cases | 0% | Tech/Econ | 37.5% | 0 | 0 | 0
Econ | Hospitals | Refrigeration | Residential style | TRC | New | NN4693 | Floating Head Pressure Controls | Floating Head Pressure Controls | NonEquip | 15 |  | 24.64% | Tech/Econ | 6.05% | 84.001 | 0.010891 | 0.0091227
Econ | Hospitals | Refrigeration | Residential style | TRC | New | NN4615 | Anti-Sweat Controls | Anti-Sweat Controls | NonEquip | 8 | Display cases | 0% | Tech/Econ | 85% | 0 | 0 | 0
Econ | Hospitals | Refrigeration | Residential style | TRC | Existing | NE5304 | Retro-Commissioning | Retro-Commissioning | NonEquip | 5 |  | 21.99% | Tech/Econ | 16% | 22080.2761 | 9.3102 | 0.10696
Econ | Hospitals | Refrigeration | Residential style | TRC | Existing | NE4888 | Strip Curtains for Walk-ins | Strip Curtains for Walk-ins | NonEquip | 4 | Walk-in cooler | 0% | Tech/Econ | 2.115% | 0 | 0 | 0
Econ | Hospitals | Refrigeration | Residential style | TRC | Existing | NE4836 | PSC to ECM Evaporator Fan Motor (Walk-In, Refrigerator) | PSC to ECM Evaporator Fan Motor (Walk-In, Refrigerator) | NonEquip | 15 | Walk-in cooler | 0% | Tech/Econ | 37.5% | 0 | 0 | 0
Econ | Hospitals | Refrigeration | Residential style | TRC | Existing | NE4810 | PSC to ECM Evaporator Fan Motor (Reach-In) | PSC to ECM Evaporator Fan Motor (Reach-In) | NonEquip | 15 | Display cases | 0% | Tech/Econ | 37.5% | 0 | 0 | 0
Econ | Hospitals | Refrigeration | Residential style | TRC | Existing | NE4706 | Freezer-Cooler Replacement Gaskets | Freezer-Cooler Replacement Gaskets | NonEquip | 4 | Display cases | 0% | Tech/Econ | 3.131% | 0 | 0 | 0
Econ | Hospitals | Refrigeration | Residential style | TRC | Existing | NE4680 | Floating Head Pressure Controls | Floating Head Pressure Controls | NonEquip | 15 |  | 24.64% | Tech/Econ | 6.05% | 9025.203 | 1.1702 | 0.98016
Econ | Hospitals | Refrigeration | Residential style | TRC | Existing | NE4602 | Anti-Sweat Controls | Anti-Sweat Controls | NonEquip | 8 | Display cases | 0% | Tech/Econ | 85% | 0 | 0 | 0
Econ | Hospitals | Miscellaneous | Pool pump | TRC | New | NN5447 | Retro-Commissioning | Retro-Commissioning | NonEquip | 5 |  | 0% | Tech/Econ | 16% | 0 | 0 | 0
Econ | Hospitals | Miscellaneous | Pool pump | TRC | New | NN4537 | VSD Controlled Compressor | VSD Controlled Compressor | NonEquip | 15 | Others | 0% | Tech/Econ | 20.79% | 0 | 0 | 0
Econ | Hospitals | Miscellaneous | Pool pump | TRC | New | NN4485 | Engine Block Timer | Engine Block Timer | NonEquip | 5 | Others | 0% | Tech/Econ | 36% | 0 | 0 | 0
Econ | Hospitals | Miscellaneous | Pool pump | TRC | Existing | NE5434 | Retro-Commissioning | Retro-Commissioning | NonEquip | 5 |  | 21.99% | Tech/Econ | 16% | 0 | 0 | 0
Econ | Hospitals | Miscellaneous | Pool pump | TRC | Existing | NE4524 | VSD Controlled Compressor | VSD Controlled Compressor | NonEquip | 15 | Others | 0% | Tech/Econ | 20.79% | 0 | 0 | 0
Econ | Hospitals | Miscellaneous | Pool pump | TRC | Existing | NE4472 | Engine Block Timer | Engine Block Timer | NonEquip | 5 | Others | 0% | Tech/Econ | 36% | 0 | 0 | 0
Econ | Hospitals | Miscellaneous | Pool pump | TRC | Turnover | ET2109 | Variable Speed Pool Pump | Variable Speed Pool Pump | Equip | 10 | Pool pump | 0% | Tech/Econ | 64.36% | 0 | 0 | 0
Econ | Hospitals | Miscellaneous | Pool pump | TRC | Turnover | ET2070 | Two Speed Pool Pump | Two Speed Pool Pump | Equip | 10 | Pool pump | 0% | Tech/Econ | 61.79% | 0 | 0 | 0
Econ | Hospitals | Miscellaneous | Pool pump | TRC | Turnover | ET2034 | Solar Powered Pool Pump | Solar Powered Pool Pump | Equip | 10 | Pool pump | 0% | Tech/Econ | 81% | 0 | 0 | 0
Econ | Hospitals | Miscellaneous | Pool pump | TRC | Turnover | ET1995 | Solar Pool Heater | Solar Pool Heater | Equip | 15 | Pool pump | 0% | Tech/Econ | 86.11% | 0 | 0 | 0
Econ | Hospitals | Miscellaneous | Pool pump | TRC | Turnover | ET1956 | Heat Pump Pool Heater | Heat Pump Pool Heater | Equip | 15 | Pool pump | 0% | Tech/Econ | 80% | 0 | 0 | 0
Econ | Hospitals | Miscellaneous | Pool pump | TRC | New | EN2133 | Variable Speed Pool Pump | Variable Speed Pool Pump | Equip | 10 | Pool pump | 0% | Tech/Econ | 64.36% | 0 | 0 | 0
Econ | Hospitals | Miscellaneous | Pool pump | TRC | New | EN2096 | Two Speed Pool Pump | Two Speed Pool Pump | Equip | 10 | Pool pump | 0% | Tech/Econ | 61.79% | 0 | 0 | 0
Econ | Hospitals | Miscellaneous | Pool pump | TRC | New | EN2058 | Solar Powered Pool Pump | Solar Powered Pool Pump | Equip | 10 | Pool pump | 0% | Tech/Econ | 81% | 0 | 0 | 0
Econ | Hospitals | Miscellaneous | Pool pump | TRC | New | EN2021 | Solar Pool Heater | Solar Pool Heater | Equip | 15 | Pool pump | 0% | Tech/Econ | 86.11% | 0 | 0 | 0
Econ | Hospitals | Miscellaneous | Pool pump | TRC | New | EN1982 | Heat Pump Pool Heater | Heat Pump Pool Heater | Equip | 15 | Pool pump | 0% | Tech/Econ | 80% | 0 | 0 | 0
Econ | Hospitals | Space Heating | Packaged central unit | TRC | New | NN5343 | Retro-Commissioning | Retro-Commissioning | NonEquip | 5 |  | 0% | Tech/Econ | 16% | 0 | 0 | 0
Econ | Hospitals | Space Heating | Packaged central unit | TRC | New | NN4173 | Smart Thermostat | Smart Thermostat | NonEquip | 11 |  | 31.48% | Tech/Econ | 10% | 163.1873 | 0 | 0.0040297
Econ | Hospitals | Space Heating | Packaged central unit | TRC | New | NN4069 | Programmable Thermostat | Programmable Thermostat | NonEquip | 11 |  | 0% | Tech/Econ | 3.6% | 0 | 0 | 0
Econ | Hospitals | Space Heating | Packaged central unit | TRC | New | NN3653 | Facility Energy Management System | Facility Energy Management System | NonEquip | 15 |  | 4.276% | Tech/Econ | 20% | 44.7196 | 0 | 0.0057189
Econ | Hospitals | Space Heating | Packaged central unit | TRC | New | NN3549 | Duct Sealing Repair | Duct Sealing Repair | NonEquip | 15 |  | 0% | Tech/Econ | 12% | 0 | 0 | 0
Econ | Hospitals | Space Heating | Packaged central unit | TRC | New | NN3393 | Dedicated Outdoor Air System on VRF unit | Dedicated Outdoor Air System on VRF unit | NonEquip | 15 | Residential/split system heat pump | 0% | Tech/Econ | 10% | 0 | 0 | 0
Econ | Hospitals | Space Heating | Packaged central unit | TRC | New | NN3185 | Ceiling Insulation(R2 to R38) | Ceiling Insulation(R2 to R38) | NonEquip | 20 |  | 0% | Tech/Econ | 0.8136% | 0 | 0 | 0
Econ | Hospitals | Space Heating | Packaged central unit | TRC | Existing | NE5330 | Retro-Commissioning | Retro-Commissioning | NonEquip | 5 |  | 21.99% | Tech/Econ | 16% | 20487.6932 | 0 | 0.099247
Econ | Hospitals | Space Heating | Packaged central unit | TRC | Existing | NE4238 | Wall Insulation | Wall Insulation | NonEquip | 20 |  | 0% | Tech/Econ | 0.6629% | 0 | 0 | 0
Econ | Hospitals | Space Heating | Packaged central unit | TRC | Existing | NE4160 | Smart Thermostat | Smart Thermostat | NonEquip | 11 |  | 31.48% | Tech/Econ | 10% | 17494.2296 | 0 | 0.432
Econ | Hospitals | Space Heating | Packaged central unit | TRC | Existing | NE4056 | Programmable Thermostat | Programmable Thermostat | NonEquip | 11 |  | 0% | Tech/Econ | 3.6% | 0 | 0 | 0
Econ | Hospitals | Space Heating | Packaged central unit | TRC | Existing | NE3640 | Facility Energy Management System | Facility Energy Management System | NonEquip | 15 |  | 5.375% | Tech/Econ | 20% | 6039.8793 | 0 | 0.7724
Econ | Hospitals | Space Heating | Packaged central unit | TRC | Existing | NE3536 | Duct Sealing Repair | Duct Sealing Repair | NonEquip | 15 |  | 0% | Tech/Econ | 12% | 0 | 0 | 0
Econ | Hospitals | Space Heating | Packaged central unit | TRC | Existing | NE3380 | Dedicated Outdoor Air System on VRF unit | Dedicated Outdoor Air System on VRF unit | NonEquip | 15 | Residential/split system heat pump | 0% | Tech/Econ | 10% | 0 | 0 | 0
Econ | Hospitals | Space Heating | Packaged central unit | TRC | Existing | NE3172 | Ceiling Insulation(R2 to R38) | Ceiling Insulation(R2 to R38) | NonEquip | 20 |  | 0% | Tech/Econ | 0.8977% | 0 | 0 | 0
Econ | Hospitals | Space Heating | Packaged central unit | TRC | Turnover | ET1215 | High Efficiency DX 135k- less than 240k BTU | High Efficiency DX 135k- less than 240k BTU | Equip | 15 | Packaged central unit | 94.56% | Tech/Econ | 3.03% | 15425.186 | 0 | 0
Econ | Hospitals | Space Heating | Packaged central unit | TRC | New | EN1241 | High Efficiency DX 135k- less than 240k BTU | High Efficiency DX 135k- less than 240k BTU | Equip | 15 | Packaged central unit | 94.56% | Tech/Econ | 3.03% | 143.8871 | 0 | 0
Econ | Hospitals | Space Cooling | Packaged air conditioning units (RTUs) | TRC | New | NN5369 | Retro-Commissioning | Retro-Commissioning | NonEquip | 5 |  | 0% | Tech/Econ | 16% | 0 | 0 | 0
Econ | Hospitals | Space Cooling | Packaged air conditioning units (RTUs) | TRC | New | NN4199 | Thermal Energy Storage | Thermal Energy Storage | NonEquip | 20 |  | 66.67% | Tech/Econ | 0% | 0 | 0 | 0
Econ | Hospitals | Space Cooling | Packaged air conditioning units (RTUs) | TRC | New | NN4147 | Smart Thermostat | Smart Thermostat | NonEquip | 11 |  | 31.48% | Tech/Econ | 10% | 5647.0082 | 0.47202 | 0
Econ | Hospitals | Space Cooling | Packaged air conditioning units (RTUs) | TRC | New | NN4043 | Programmable Thermostat | Programmable Thermostat | NonEquip | 11 |  | 0% | Tech/Econ | 3.6% | 0 | 0 | 0
Econ | Hospitals | Space Cooling | Packaged air conditioning units (RTUs) | TRC | New | NN3913 | HVAC tune-up_RTU | HVAC tune-up_RTU | NonEquip | 5 | Packaged air conditioning units (RTUs) | 94.56% | Tech/Econ | 5% | 8980.3456 | 2.7654 | 0.21246
Econ | Hospitals | Space Cooling | Packaged air conditioning units (RTUs) | TRC | New | NN3887 | HVAC tune-up | HVAC tune-up | NonEquip | 5 | Residential-type central air conditioners | 0% | Tech/Econ | 5% | 0 | 0 | 0
Econ | Hospitals | Space Cooling | Packaged air conditioning units (RTUs) | TRC | New | NN3679 | Facility Energy Management System | Facility Energy Management System | NonEquip | 15 |  | 4.276% | Tech/Econ | 20% | 1547.4986 | 0.2291 | 0
Econ | Hospitals | Space Cooling | Packaged air conditioning units (RTUs) | TRC | New | NN3627 | Facility Commissioning | Facility Commissioning | NonEquip | 10 |  | 35.83% | Tech/Econ | 16% | 0 | 0 | 0
Econ | Hospitals | Space Cooling | Packaged air conditioning units (RTUs) | TRC | New | NN3523 | Duct Sealing Repair | Duct Sealing Repair | NonEquip | 15 |  | 0% | Tech/Econ | 12% | 0 | 0 | 0
Econ | Hospitals | Space Cooling | Packaged air conditioning units (RTUs) | TRC | New | NN3419 | Dedicated Outdoor Air System on VRF unit | Dedicated Outdoor Air System on VRF unit | NonEquip | 15 | Residential-type central air conditioners | 0% | Tech/Econ | 17.5% | 0 | 0 | 0
Econ | Hospitals | Space Cooling | Packaged air conditioning units (RTUs) | TRC | New | NN3315 | Chilled Water System - Variable Speed Drives | Chilled Water System - Variable Speed Drives | NonEquip | 13 | Central chillers inside | 0% | Tech/Econ | 24.74% | 0 | 0 | 0
Econ | Hospitals | Space Cooling | Packaged air conditioning units (RTUs) | TRC | New | NN3289 | Chilled Water Controls Optimization | Chilled Water Controls Optimization | NonEquip | 10 | Central chillers inside | 0% | Tech/Econ | 12.5% | 0 | 0 | 0
Econ | Hospitals | Space Cooling | Packaged air conditioning units (RTUs) | TRC | New | NN3211 | Ceiling Insulation(R2 to R38) | Ceiling Insulation(R2 to R38) | NonEquip | 20 |  | 0% | Tech/Econ | 2.322% | 0 | 0 | 0
Econ | Hospitals | Space Cooling | Packaged air conditioning units (RTUs) | TRC | New | NN3055 | Airside Economizer | Airside Economizer | NonEquip | 10 | Packaged air conditioning units (RTUs) | 4.552% | Tech/Econ | 5.556% | 481.5914 | -0.046687 | 0.011934
Econ | Hospitals | Space Cooling | Packaged air conditioning units (RTUs) | TRC | Existing | NE5356 | Retro-Commissioning | Retro-Commissioning | NonEquip | 5 |  | 21.99% | Tech/Econ | 16% | 744149.9889 | 313.7717 | 0
Econ | Hospitals | Space Cooling | Packaged air conditioning units (RTUs) | TRC | Existing | NE4212 | Wall Insulation | Wall Insulation | NonEquip | 20 |  | 0% | Tech/Econ | 11.74% | 0 | 0 | 0
Econ | Hospitals | Space Cooling | Packaged air conditioning units (RTUs) | TRC | Existing | NE4186 | Thermal Energy Storage | Thermal Energy Storage | NonEquip | 20 |  | 66.67% | Tech/Econ | 0% | 0.0024288 | -1.245e-05 | -8.1655e-07
Econ | Hospitals | Space Cooling | Packaged air conditioning units (RTUs) | TRC | Existing | NE4134 | Smart Thermostat | Smart Thermostat | NonEquip | 11 |  | 31.48% | Tech/Econ | 10% | 605378.3006 | 50.6016 | 0
Econ | Hospitals | Space Cooling | Packaged air conditioning units (RTUs) | TRC | Existing | NE4030 | Programmable Thermostat | Programmable Thermostat | NonEquip | 11 |  | 0% | Tech/Econ | 3.6% | 0 | 0 | 0
Econ | Hospitals | Space Cooling | Packaged air conditioning units (RTUs) | TRC | Existing | NE3900 | HVAC tune-up_RTU | HVAC tune-up_RTU | NonEquip | 5 | Packaged air conditioning units (RTUs) | 94.56% | Tech/Econ | 5% | 964862.746 | 297.1238 | 22.8269
Econ | Hospitals | Space Cooling | Packaged air conditioning units (RTUs) | TRC | Existing | NE3874 | HVAC tune-up | HVAC tune-up | NonEquip | 5 | Residential-type central air conditioners | 0% | Tech/Econ | 5% | 0 | 0 | 0
Econ | Hospitals | Space Cooling | Packaged air conditioning units (RTUs) | TRC | Existing | NE3666 | Facility Energy Management System | Facility Energy Management System | NonEquip | 15 |  | 5.375% | Tech/Econ | 20% | 209006.737 | 30.9419 | 0
Econ | Hospitals | Space Cooling | Packaged air conditioning units (RTUs) | TRC | Existing | NE3510 | Duct Sealing Repair | Duct Sealing Repair | NonEquip | 15 |  | 0% | Tech/Econ | 12% | 0 | 0 | 0
Econ | Hospitals | Space Cooling | Packaged air conditioning units (RTUs) | TRC | Existing | NE3406 | Dedicated Outdoor Air System on VRF unit | Dedicated Outdoor Air System on VRF unit | NonEquip | 15 | Residential-type central air conditioners | 0% | Tech/Econ | 17.5% | 0 | 0 | 0
Econ | Hospitals | Space Cooling | Packaged air conditioning units (RTUs) | TRC | Existing | NE3302 | Chilled Water System - Variable Speed Drives | Chilled Water System - Variable Speed Drives | NonEquip | 13 | Central chillers inside | 0% | Tech/Econ | 24.74% | 0 | 0 | 0
Econ | Hospitals | Space Cooling | Packaged air conditioning units (RTUs) | TRC | Existing | NE3276 | Chilled Water Controls Optimization | Chilled Water Controls Optimization | NonEquip | 10 | Central chillers inside | 0% | Tech/Econ | 12.5% | 0 | 0 | 0
Econ | Hospitals | Space Cooling | Packaged air conditioning units (RTUs) | TRC | Existing | NE3198 | Ceiling Insulation(R2 to R38) | Ceiling Insulation(R2 to R38) | NonEquip | 20 |  | 0% | Tech/Econ | 2.322% | 0 | 0 | 0
Econ | Hospitals | Space Cooling | Packaged air conditioning units (RTUs) | TRC | Existing | NE3042 | Airside Economizer | Airside Economizer | NonEquip | 10 | Packaged air conditioning units (RTUs) | 4.552% | Tech/Econ | 5.556% | 53629.8047 | -5.199 | 1.329
Econ | Hospitals | Space Cooling | Packaged air conditioning units (RTUs) | TRC | Turnover | ET1176 | High Efficiency DX 135k- less than 240k BTU | High Efficiency DX 135k- less than 240k BTU | Equip | 15 | Packaged air conditioning units (RTUs) | 94.56% | Tech/Econ | 4.348% | 765858.5068 | 316.6932 | 0
Econ | Hospitals | Space Cooling | Packaged air conditioning units (RTUs) | TRC | New | EN1202 | High Efficiency DX 135k- less than 240k BTU | High Efficiency DX 135k- less than 240k BTU | Equip | 15 | Packaged air conditioning units (RTUs) | 94.56% | Tech/Econ | 4.348% | 66.8249 | 0.027633 | 0
Econ | Hospitals | Interior Lighting | Overhead (fluorescent/LED/CFL U-shape) | TRC | New | NN5265 | Retro-Commissioning | Retro-Commissioning | NonEquip | 5 |  | 0% | Tech/Econ | 16% | 0 | 0 | 0
Econ | Hospitals | Interior Lighting | Overhead (fluorescent/LED/CFL U-shape) | TRC | New | NN4433 | Interior Lighting Controls | Interior Lighting Controls | NonEquip | 8 | Overhead (fluorescent/LED/CFL U-shape) | 37.72% | Tech/Econ | 28% | 15091.2362 | 0 | 0
Econ | Hospitals | Interior Lighting | Overhead (fluorescent/LED/CFL U-shape) | TRC | New | NN4407 | Bi-Level Lighting Control (Interior) | Bi-Level Lighting Control (Interior) | NonEquip | 8 | Overhead (fluorescent/LED/CFL U-shape) | 36% | Tech/Econ | 31% | 14263.149 | 0.039215 | 0
Econ | Hospitals | Interior Lighting | Overhead (fluorescent/LED/CFL U-shape) | TRC | New | NN3705 | Facility Energy Management System | Facility Energy Management System | NonEquip | 15 |  | 4.276% | Tech/Econ | 24% | 1481.6681 | 0.21935 | 0.18948
Econ | Hospitals | Interior Lighting | Overhead (fluorescent/LED/CFL U-shape) | TRC | Existing | NE5252 | Retro-Commissioning | Retro-Commissioning | NonEquip | 5 |  | 21.99% | Tech/Econ | 16% | 482142.8255 | 203.2961 | 2.3356
Econ | Hospitals | Interior Lighting | Overhead (fluorescent/LED/CFL U-shape) | TRC | Existing | NE4420 | Interior Lighting Controls | Interior Lighting Controls | NonEquip | 8 | Overhead (fluorescent/LED/CFL U-shape) | 37.72% | Tech/Econ | 28% | 1378317.846 | 0 | 0
Econ | Hospitals | Interior Lighting | Overhead (fluorescent/LED/CFL U-shape) | TRC | Existing | NE4394 | Bi-Level Lighting Control (Interior) | Bi-Level Lighting Control (Interior) | NonEquip | 8 | Overhead (fluorescent/LED/CFL U-shape) | 36% | Tech/Econ | 31% | 1302686.701 | 3.5816 | 0
Econ | Hospitals | Interior Lighting | Overhead (fluorescent/LED/CFL U-shape) | TRC | Existing | NE3692 | Facility Energy Management System | Facility Energy Management System | NonEquip | 15 |  | 5.375% | Tech/Econ | 24% | 170565.8778 | 25.251 | 21.8125
Econ | Hospitals | Interior Lighting | Overhead (fluorescent/LED/CFL U-shape) | TRC | Turnover | ET1800 | Premium T8 - Lamp Replacement | Premium T8 - Lamp Replacement | Equip | 8 | Overhead (fluorescent/LED/CFL U-shape) | 24.1% | Tech/Econ | 12.5% | 484365.8378 | 50.1667 | 48.1694
Econ | Hospitals | Interior Lighting | Overhead (fluorescent/LED/CFL U-shape) | TRC | Turnover | ET1761 | Premium T8 - Fixture Replacement | Premium T8 - Fixture Replacement | Equip | 8 | Overhead (fluorescent/LED/CFL U-shape) | 0% | Tech/Econ | 12.5% | 0 | 0 | 0
Econ | Hospitals | Interior Lighting | Overhead (fluorescent/LED/CFL U-shape) | TRC | Turnover | ET1722 | LED Linear - Lamp Replacement | LED Linear - Lamp Replacement | Equip | 15 | Overhead (fluorescent/LED/CFL U-shape) | 0% | Tech/Econ | 25.43% | 0 | 0 | 0
Econ | Hospitals | Interior Lighting | Overhead (fluorescent/LED/CFL U-shape) | TRC | Turnover | ET1683 | LED Linear - Fixture Replacement | LED Linear - Fixture Replacement | Equip | 15 | Overhead (fluorescent/LED/CFL U-shape) | 24.1% | Tech/Econ | 50.28% | 1889772.203 | 198.0324 | 183.6857
Econ | Hospitals | Interior Lighting | Overhead (fluorescent/LED/CFL U-shape) | TRC | New | EN1826 | Premium T8 - Lamp Replacement | Premium T8 - Lamp Replacement | Equip | 8 | Overhead (fluorescent/LED/CFL U-shape) | 0% | Tech/Econ | 12.5% | 0 | 0 | 0
Econ | Hospitals | Interior Lighting | Overhead (fluorescent/LED/CFL U-shape) | TRC | New | EN1787 | Premium T8 - Fixture Replacement | Premium T8 - Fixture Replacement | Equip | 8 | Overhead (fluorescent/LED/CFL U-shape) | 0% | Tech/Econ | 12.5% | 0 | 0 | 0
Econ | Hospitals | Interior Lighting | Overhead (fluorescent/LED/CFL U-shape) | TRC | New | EN1748 | LED Linear - Lamp Replacement | LED Linear - Lamp Replacement | Equip | 15 | Overhead (fluorescent/LED/CFL U-shape) | 0% | Tech/Econ | 25.43% | 0 | 0 | 0
Econ | Hospitals | Interior Lighting | Overhead (fluorescent/LED/CFL U-shape) | TRC | New | EN1709 | LED Linear - Fixture Replacement | LED Linear - Fixture Replacement | Equip | 15 | Overhead (fluorescent/LED/CFL U-shape) | 0% | Tech/Econ | 50.28% | 0 | 0 | 0
Econ | Hospitals | Cooking | Oven | TRC | Turnover | ET45 | Energy Star Commercial Oven | Energy Star Commercial Oven | Equip | 12 | Oven | 22.46% | Tech/Econ | 34.83% | 126594.6717 | 20.5575 | 10.7575
Econ | Hospitals | Cooking | Oven | TRC | New | EN71 | Energy Star Commercial Oven | Energy Star Commercial Oven | Equip | 12 | Oven | 22.46% | Tech/Econ | 34.83% | 1136.8102 | 0.1846 | 0.096602
Econ | Hospitals | Miscellaneous | Others | TRC | New | NN5447 | Retro-Commissioning | Retro-Commissioning | NonEquip | 5 |  | 0% | Tech/Econ | 16% | 0 | 0 | 0
Econ | Hospitals | Miscellaneous | Others | TRC | New | NN4537 | VSD Controlled Compressor | VSD Controlled Compressor | NonEquip | 15 | Others | 27.75% | Tech/Econ | 20.79% | 5497.7518 | 0.71281 | 0.59707
Econ | Hospitals | Miscellaneous | Others | TRC | New | NN4485 | Engine Block Timer | Engine Block Timer | NonEquip | 5 | Others | 4.977% | Tech/Econ | 36% | 1739.107 | 0.21657 | 0.21657
Econ | Hospitals | Miscellaneous | Others | TRC | Existing | NE5434 | Retro-Commissioning | Retro-Commissioning | NonEquip | 5 |  | 21.99% | Tech/Econ | 16% | 389842.8589 | 164.3777 | 1.8885
Econ | Hospitals | Miscellaneous | Others | TRC | Existing | NE4524 | VSD Controlled Compressor | VSD Controlled Compressor | NonEquip | 15 | Others | 5.549% | Tech/Econ | 20.79% | 119753.9362 | 15.5267 | 13.0056
Econ | Hospitals | Miscellaneous | Others | TRC | Existing | NE4472 | Engine Block Timer | Engine Block Timer | NonEquip | 5 | Others | 1.244% | Tech/Econ | 36% | 46713.1112 | 5.8173 | 5.8173
Econ | Hospitals | Miscellaneous | Others | TRC | Turnover | ET1917 | ENERGY STAR Water Cooler | ENERGY STAR Water Cooler | Equip | 10 | Others | 0% | Tech/Econ | 68.49% | 0 | 0 | 0
Econ | Hospitals | Miscellaneous | Others | TRC | Turnover | ET1878 | ENERGY STAR Commercial Clothes Washer | ENERGY STAR Commercial Clothes Washer | Equip | 7 | Others | 22.05% | Tech/Econ | 27.27% | 617131.4202 | 62.7607 | 72.2386
Econ | Hospitals | Miscellaneous | Others | TRC | Turnover | ET1839 | Efficient Battery Charger | Efficient Battery Charger | Equip | 7 | Others | 17.92% | Tech/Econ | 13.68% | 261969.1103 | 143.5447 | 0
Econ | Hospitals | Miscellaneous | Others | TRC | New | EN1943 | ENERGY STAR Water Cooler | ENERGY STAR Water Cooler | Equip | 10 | Others | 0% | Tech/Econ | 68.49% | 0 | 0 | 0
Econ | Hospitals | Miscellaneous | Others | TRC | New | EN1904 | ENERGY STAR Commercial Clothes Washer | ENERGY STAR Commercial Clothes Washer | Equip | 7 | Others | 22.05% | Tech/Econ | 27.27% | 5401.8528 | 0.54935 | 0.63232
Econ | Hospitals | Miscellaneous | Others | TRC | New | EN1865 | Efficient Battery Charger | Efficient Battery Charger | Equip | 7 | Others | 17.92% | Tech/Econ | 13.68% | 2438.2464 | 1.336 | 0
Econ | Hospitals | Office Equipment | Other office | TRC | New | NN4589 | Smart Strip Plug Outlet | Smart Strip Plug Outlet | NonEquip | 4 |  | 43.9% | Tech/Econ | 1.187% | 403.5125 | 0.06 | 0.041699
Econ | Hospitals | Office Equipment | Other office | TRC | New | NN4563 | Network PC Power Management | Network PC Power Management | NonEquip | 5 | Computers | 0% | Tech/Econ | 56.5% | 0 | 0 | 0
Econ | Hospitals | Office Equipment | Other office | TRC | Existing | NE4576 | Smart Strip Plug Outlet | Smart Strip Plug Outlet | NonEquip | 4 |  | 43.9% | Tech/Econ | 1.187% | 44934.9683 | 6.6816 | 4.6436
Econ | Hospitals | Office Equipment | Other office | TRC | Existing | NE4550 | Network PC Power Management | Network PC Power Management | NonEquip | 5 | Computers | 0% | Tech/Econ | 56.5% | 0 | 0 | 0
Econ | Hospitals | Office Equipment | Other office | TRC | Turnover | ET2262 | Energy Star Uninterruptable Power Supply | Energy Star Uninterruptable Power Supply | Equip | 10 | Other office | 22.4% | Tech/Econ | 1.878% | 36085.1486 | 4.1193 | 4.1193
Econ | Hospitals | Office Equipment | Other office | TRC | New | EN2288 | Energy Star Uninterruptable Power Supply | Energy Star Uninterruptable Power Supply | Equip | 10 | Other office | 22.4% | Tech/Econ | 1.878% | 324.0418 | 0.036991 | 0.036991
Econ | Hospitals | Ventilation and Circulation | Motor/Fan | TRC | New | NN5395 | Retro-Commissioning | Retro-Commissioning | NonEquip | 5 |  | 0% | Tech/Econ | 16% | 0 | 0 | 0
Econ | Hospitals | Ventilation and Circulation | Motor/Fan | TRC | New | NN4979 | VAV System | VAV System | NonEquip | 10 |  | 15.96% | Tech/Econ | 30% | 632.8265 | 0.18011 | 0.18278
Econ | Hospitals | Ventilation and Circulation | Motor/Fan | TRC | New | NN4953 | Demand Controlled Ventilation | Demand Controlled Ventilation | NonEquip | 10 |  | 17.54% | Tech/Econ | 23.08% | 509.6322 | 0.05306 | 0.29873
Econ | Hospitals | Ventilation and Circulation | Motor/Fan | TRC | New | NN4927 | CO Sensors for Parking Garage Exhaust | CO Sensors for Parking Garage Exhaust | NonEquip | 15 | Motor/Fan | 59.72% | Tech/Econ | 33% | 2380.1546 | 0.095809 | 0.095809
Econ | Hospitals | Ventilation and Circulation | Motor/Fan | TRC | Existing | NE5382 | Retro-Commissioning | Retro-Commissioning | NonEquip | 5 |  | 21.99% | Tech/Econ | 16% | 47431.5066 | 19.9995 | 0.22977
Econ | Hospitals | Ventilation and Circulation | Motor/Fan | TRC | Existing | NE4966 | VAV System | VAV System | NonEquip | 10 |  | 10.64% | Tech/Econ | 30% | 46980.8491 | 13.3714 | 13.5698
Econ | Hospitals | Ventilation and Circulation | Motor/Fan | TRC | Existing | NE4940 | Demand Controlled Ventilation | Demand Controlled Ventilation | NonEquip | 10 |  | 23.39% | Tech/Econ | 23.08% | 76938.098 | 8.0104 | 45.0985
Econ | Hospitals | Ventilation and Circulation | Motor/Fan | TRC | Existing | NE4914 | CO Sensors for Parking Garage Exhaust | CO Sensors for Parking Garage Exhaust | NonEquip | 15 | Motor/Fan | 59.72% | Tech/Econ | 33% | 256356.0386 | 10.3192 | 10.3192
Econ | Hospitals | Ventilation and Circulation | Motor/Fan | TRC | Turnover | ET2691 | High Speed Fans | High Speed Fans | Equip | 7 | Motor/Fan | 11.82% | Tech/Econ | 10.99% | 13561.8571 | 1.7584 | 1.4729
Econ | Hospitals | Ventilation and Circulation | Motor/Fan | TRC | New | EN2717 | High Speed Fans | High Speed Fans | Equip | 7 | Motor/Fan | 11.82% | Tech/Econ | 10.99% | 125.916 | 0.016326 | 0.013675
Econ | Hospitals | Miscellaneous | Medical equipment | TRC | New | NN5447 | Retro-Commissioning | Retro-Commissioning | NonEquip | 5 |  | 0% | Tech/Econ | 16% | 0 | 0 | 0
Econ | Hospitals | Miscellaneous | Medical equipment | TRC | New | NN4537 | VSD Controlled Compressor | VSD Controlled Compressor | NonEquip | 15 | Others | 0% | Tech/Econ | 20.79% | 0 | 0 | 0
Econ | Hospitals | Miscellaneous | Medical equipment | TRC | New | NN4485 | Engine Block Timer | Engine Block Timer | NonEquip | 5 | Others | 0% | Tech/Econ | 36% | 0 | 0 | 0
Econ | Hospitals | Miscellaneous | Medical equipment | TRC | Existing | NE5434 | Retro-Commissioning | Retro-Commissioning | NonEquip | 5 |  | 21.99% | Tech/Econ | 16% | 508.0523 | 0.21422 | 0.0024611
Econ | Hospitals | Miscellaneous | Medical equipment | TRC | Existing | NE4524 | VSD Controlled Compressor | VSD Controlled Compressor | NonEquip | 15 | Others | 0% | Tech/Econ | 20.79% | 0 | 0 | 0
Econ | Hospitals | Miscellaneous | Medical equipment | TRC | Existing | NE4472 | Engine Block Timer | Engine Block Timer | NonEquip | 5 | Others | 0% | Tech/Econ | 36% | 0 | 0 | 0
Econ | Hospitals | Refrigeration | Large cold storage | TRC | New | NN5317 | Retro-Commissioning | Retro-Commissioning | NonEquip | 5 |  | 0% | Tech/Econ | 16% | 0 | 0 | 0
Econ | Hospitals | Refrigeration | Large cold storage | TRC | New | NN4901 | Strip Curtains for Walk-ins | Strip Curtains for Walk-ins | NonEquip | 4 | Walk-in cooler | 0% | Tech/Econ | 2.115% | 0 | 0 | 0
Econ | Hospitals | Refrigeration | Large cold storage | TRC | New | NN4849 | PSC to ECM Evaporator Fan Motor (Walk-In, Refrigerator) | PSC to ECM Evaporator Fan Motor (Walk-In, Refrigerator) | NonEquip | 15 | Walk-in cooler | 0% | Tech/Econ | 37.5% | 0 | 0 | 0
Econ | Hospitals | Refrigeration | Large cold storage | TRC | New | NN4823 | PSC to ECM Evaporator Fan Motor (Reach-In) | PSC to ECM Evaporator Fan Motor (Reach-In) | NonEquip | 15 | Display cases | 0% | Tech/Econ | 37.5% | 0 | 0 | 0
Econ | Hospitals | Refrigeration | Large cold storage | TRC | New | NN4693 | Floating Head Pressure Controls | Floating Head Pressure Controls | NonEquip | 15 |  | 24.64% | Tech/Econ | 6.05% | 1.6923 | 0.00021941 | 0.00018379
Econ | Hospitals | Refrigeration | Large cold storage | TRC | New | NN4615 | Anti-Sweat Controls | Anti-Sweat Controls | NonEquip | 8 | Display cases | 0% | Tech/Econ | 85% | 0 | 0 | 0
Econ | Hospitals | Refrigeration | Large cold storage | TRC | Existing | NE5304 | Retro-Commissioning | Retro-Commissioning | NonEquip | 5 |  | 21.99% | Tech/Econ | 16% | 444.8268 | 0.18756 | 0.0021548
Econ | Hospitals | Refrigeration | Large cold storage | TRC | Existing | NE4888 | Strip Curtains for Walk-ins | Strip Curtains for Walk-ins | NonEquip | 4 | Walk-in cooler | 0% | Tech/Econ | 2.115% | 0 | 0 | 0
Econ | Hospitals | Refrigeration | Large cold storage | TRC | Existing | NE4836 | PSC to ECM Evaporator Fan Motor (Walk-In, Refrigerator) | PSC to ECM Evaporator Fan Motor (Walk-In, Refrigerator) | NonEquip | 15 | Walk-in cooler | 0% | Tech/Econ | 37.5% | 0 | 0 | 0
Econ | Hospitals | Refrigeration | Large cold storage | TRC | Existing | NE4810 | PSC to ECM Evaporator Fan Motor (Reach-In) | PSC to ECM Evaporator Fan Motor (Reach-In) | NonEquip | 15 | Display cases | 0% | Tech/Econ | 37.5% | 0 | 0 | 0
Econ | Hospitals | Refrigeration | Large cold storage | TRC | Existing | NE4706 | Freezer-Cooler Replacement Gaskets | Freezer-Cooler Replacement Gaskets | NonEquip | 4 | Display cases | 0% | Tech/Econ | 3.131% | 0 | 0 | 0
Econ | Hospitals | Refrigeration | Large cold storage | TRC | Existing | NE4680 | Floating Head Pressure Controls | Floating Head Pressure Controls | NonEquip | 15 |  | 24.64% | Tech/Econ | 6.05% | 181.8208 | 0.023574 | 0.019746
Econ | Hospitals | Refrigeration | Large cold storage | TRC | Existing | NE4602 | Anti-Sweat Controls | Anti-Sweat Controls | NonEquip | 8 | Display cases | 0% | Tech/Econ | 85% | 0 | 0 | 0
Econ | Hospitals | Miscellaneous | Laboratory equipment | TRC | New | NN5447 | Retro-Commissioning | Retro-Commissioning | NonEquip | 5 |  | 0% | Tech/Econ | 16% | 0 | 0 | 0
Econ | Hospitals | Miscellaneous | Laboratory equipment | TRC | New | NN4537 | VSD Controlled Compressor | VSD Controlled Compressor | NonEquip | 15 | Others | 0% | Tech/Econ | 20.79% | 0 | 0 | 0
Econ | Hospitals | Miscellaneous | Laboratory equipment | TRC | New | NN4485 | Engine Block Timer | Engine Block Timer | NonEquip | 5 | Others | 0% | Tech/Econ | 36% | 0 | 0 | 0
Econ | Hospitals | Miscellaneous | Laboratory equipment | TRC | Existing | NE5434 | Retro-Commissioning | Retro-Commissioning | NonEquip | 5 |  | 21.99% | Tech/Econ | 16% | 12537.4621 | 5.2864 | 0.060734
Econ | Hospitals | Miscellaneous | Laboratory equipment | TRC | Existing | NE4524 | VSD Controlled Compressor | VSD Controlled Compressor | NonEquip | 15 | Others | 0% | Tech/Econ | 20.79% | 0 | 0 | 0
Econ | Hospitals | Miscellaneous | Laboratory equipment | TRC | Existing | NE4472 | Engine Block Timer | Engine Block Timer | NonEquip | 5 | Others | 0% | Tech/Econ | 36% | 0 | 0 | 0
Econ | Hospitals | Ventilation and Circulation | Individual room ventilation | TRC | New | NN5395 | Retro-Commissioning | Retro-Commissioning | NonEquip | 5 |  | 0% | Tech/Econ | 16% | 0 | 0 | 0
Econ | Hospitals | Ventilation and Circulation | Individual room ventilation | TRC | New | NN4979 | VAV System | VAV System | NonEquip | 10 |  | 15.96% | Tech/Econ | 30% | 234.0348 | 0.06661 | 0.067598
Econ | Hospitals | Ventilation and Circulation | Individual room ventilation | TRC | New | NN4953 | Demand Controlled Ventilation | Demand Controlled Ventilation | NonEquip | 10 |  | 17.54% | Tech/Econ | 23.08% | 188.4745 | 0.019623 | 0.11048
Econ | Hospitals | Ventilation and Circulation | Individual room ventilation | TRC | New | NN4927 | CO Sensors for Parking Garage Exhaust | CO Sensors for Parking Garage Exhaust | NonEquip | 15 | Motor/Fan | 0% | Tech/Econ | 33% | 0 | 0 | 0
Econ | Hospitals | Ventilation and Circulation | Individual room ventilation | TRC | Existing | NE5382 | Retro-Commissioning | Retro-Commissioning | NonEquip | 5 |  | 21.99% | Tech/Econ | 16% | 17541.3361 | 7.3963 | 0.084974
Econ | Hospitals | Ventilation and Circulation | Individual room ventilation | TRC | Existing | NE4966 | VAV System | VAV System | NonEquip | 10 |  | 10.64% | Tech/Econ | 30% | 17374.6719 | 4.9451 | 5.0184
Econ | Hospitals | Ventilation and Circulation | Individual room ventilation | TRC | Existing | NE4940 | Demand Controlled Ventilation | Demand Controlled Ventilation | NonEquip | 10 |  | 23.39% | Tech/Econ | 23.08% | 28453.5983 | 2.9624 | 16.6785
Econ | Hospitals | Ventilation and Circulation | Individual room ventilation | TRC | Existing | NE4914 | CO Sensors for Parking Garage Exhaust | CO Sensors for Parking Garage Exhaust | NonEquip | 15 | Motor/Fan | 0% | Tech/Econ | 33% | 0 | 0 | 0
Econ | Hospitals | Space Heating | Individual room heating | TRC | New | NN5343 | Retro-Commissioning | Retro-Commissioning | NonEquip | 5 |  | 0% | Tech/Econ | 16% | 0 | 0 | 0
Econ | Hospitals | Space Heating | Individual room heating | TRC | New | NN4173 | Smart Thermostat | Smart Thermostat | NonEquip | 11 |  | 31.48% | Tech/Econ | 10% | 0 | 0 | 0
Econ | Hospitals | Space Heating | Individual room heating | TRC | New | NN4069 | Programmable Thermostat | Programmable Thermostat | NonEquip | 11 |  | 0% | Tech/Econ | 3.6% | 0 | 0 | 0
Econ | Hospitals | Space Heating | Individual room heating | TRC | New | NN3653 | Facility Energy Management System | Facility Energy Management System | NonEquip | 15 |  | 4.276% | Tech/Econ | 20% | 0 | 0 | 0
Econ | Hospitals | Space Heating | Individual room heating | TRC | New | NN3549 | Duct Sealing Repair | Duct Sealing Repair | NonEquip | 15 |  | 0% | Tech/Econ | 12% | 0 | 0 | 0
Econ | Hospitals | Space Heating | Individual room heating | TRC | New | NN3393 | Dedicated Outdoor Air System on VRF unit | Dedicated Outdoor Air System on VRF unit | NonEquip | 15 | Residential/split system heat pump | 0% | Tech/Econ | 10% | 0 | 0 | 0
Econ | Hospitals | Space Heating | Individual room heating | TRC | New | NN3185 | Ceiling Insulation(R2 to R38) | Ceiling Insulation(R2 to R38) | NonEquip | 20 |  | 0% | Tech/Econ | 0.8136% | 0 | 0 | 0
Econ | Hospitals | Space Heating | Individual room heating | TRC | Existing | NE5330 | Retro-Commissioning | Retro-Commissioning | NonEquip | 5 |  | 21.99% | Tech/Econ | 16% | 0 | 0 | 0
Econ | Hospitals | Space Heating | Individual room heating | TRC | Existing | NE4238 | Wall Insulation | Wall Insulation | NonEquip | 20 |  | 0% | Tech/Econ | 0.6629% | 0 | 0 | 0
Econ | Hospitals | Space Heating | Individual room heating | TRC | Existing | NE4160 | Smart Thermostat | Smart Thermostat | NonEquip | 11 |  | 31.48% | Tech/Econ | 10% | 0 | 0 | 0
Econ | Hospitals | Space Heating | Individual room heating | TRC | Existing | NE4056 | Programmable Thermostat | Programmable Thermostat | NonEquip | 11 |  | 0% | Tech/Econ | 3.6% | 0 | 0 | 0
Econ | Hospitals | Space Heating | Individual room heating | TRC | Existing | NE3640 | Facility Energy Management System | Facility Energy Management System | NonEquip | 15 |  | 5.375% | Tech/Econ | 20% | 0 | 0 | 0
Econ | Hospitals | Space Heating | Individual room heating | TRC | Existing | NE3536 | Duct Sealing Repair | Duct Sealing Repair | NonEquip | 15 |  | 0% | Tech/Econ | 12% | 0 | 0 | 0
Econ | Hospitals | Space Heating | Individual room heating | TRC | Existing | NE3380 | Dedicated Outdoor Air System on VRF unit | Dedicated Outdoor Air System on VRF unit | NonEquip | 15 | Residential/split system heat pump | 0% | Tech/Econ | 10% | 0 | 0 | 0
Econ | Hospitals | Space Heating | Individual room heating | TRC | Existing | NE3172 | Ceiling Insulation(R2 to R38) | Ceiling Insulation(R2 to R38) | NonEquip | 20 |  | 0% | Tech/Econ | 0.8977% | 0 | 0 | 0
Econ | Hospitals | Space Cooling | Individual room air conditioners | TRC | New | NN5369 | Retro-Commissioning | Retro-Commissioning | NonEquip | 5 |  | 0% | Tech/Econ | 16% | 0 | 0 | 0
Econ | Hospitals | Space Cooling | Individual room air conditioners | TRC | New | NN4199 | Thermal Energy Storage | Thermal Energy Storage | NonEquip | 20 |  | 66.67% | Tech/Econ | 0% | 0 | 0 | 0
Econ | Hospitals | Space Cooling | Individual room air conditioners | TRC | New | NN4147 | Smart Thermostat | Smart Thermostat | NonEquip | 11 |  | 31.48% | Tech/Econ | 10% | 0 | 0 | 0
Econ | Hospitals | Space Cooling | Individual room air conditioners | TRC | New | NN4043 | Programmable Thermostat | Programmable Thermostat | NonEquip | 11 |  | 0% | Tech/Econ | 3.6% | 0 | 0 | 0
Econ | Hospitals | Space Cooling | Individual room air conditioners | TRC | New | NN3913 | HVAC tune-up_RTU | HVAC tune-up_RTU | NonEquip | 5 | Packaged air conditioning units (RTUs) | 0% | Tech/Econ | 5% | 0 | 0 | 0
Econ | Hospitals | Space Cooling | Individual room air conditioners | TRC | New | NN3887 | HVAC tune-up | HVAC tune-up | NonEquip | 5 | Residential-type central air conditioners | 0% | Tech/Econ | 5% | 0 | 0 | 0
Econ | Hospitals | Space Cooling | Individual room air conditioners | TRC | New | NN3679 | Facility Energy Management System | Facility Energy Management System | NonEquip | 15 |  | 4.276% | Tech/Econ | 20% | 0 | 0 | 0
Econ | Hospitals | Space Cooling | Individual room air conditioners | TRC | New | NN3627 | Facility Commissioning | Facility Commissioning | NonEquip | 10 |  | 35.83% | Tech/Econ | 16% | 0 | 0 | 0
Econ | Hospitals | Space Cooling | Individual room air conditioners | TRC | New | NN3523 | Duct Sealing Repair | Duct Sealing Repair | NonEquip | 15 |  | 0% | Tech/Econ | 12% | 0 | 0 | 0
Econ | Hospitals | Space Cooling | Individual room air conditioners | TRC | New | NN3419 | Dedicated Outdoor Air System on VRF unit | Dedicated Outdoor Air System on VRF unit | NonEquip | 15 | Residential-type central air conditioners | 0% | Tech/Econ | 17.5% | 0 | 0 | 0
Econ | Hospitals | Space Cooling | Individual room air conditioners | TRC | New | NN3315 | Chilled Water System - Variable Speed Drives | Chilled Water System - Variable Speed Drives | NonEquip | 13 | Central chillers inside | 0% | Tech/Econ | 24.74% | 0 | 0 | 0
Econ | Hospitals | Space Cooling | Individual room air conditioners | TRC | New | NN3289 | Chilled Water Controls Optimization | Chilled Water Controls Optimization | NonEquip | 10 | Central chillers inside | 0% | Tech/Econ | 12.5% | 0 | 0 | 0
Econ | Hospitals | Space Cooling | Individual room air conditioners | TRC | New | NN3211 | Ceiling Insulation(R2 to R38) | Ceiling Insulation(R2 to R38) | NonEquip | 20 |  | 0% | Tech/Econ | 2.322% | 0 | 0 | 0
Econ | Hospitals | Space Cooling | Individual room air conditioners | TRC | New | NN3055 | Airside Economizer | Airside Economizer | NonEquip | 10 | Packaged air conditioning units (RTUs) | 0% | Tech/Econ | 5.556% | 0 | 0 | 0
Econ | Hospitals | Space Cooling | Individual room air conditioners | TRC | Existing | NE5356 | Retro-Commissioning | Retro-Commissioning | NonEquip | 5 |  | 21.99% | Tech/Econ | 16% | 0 | 0 | 0
Econ | Hospitals | Space Cooling | Individual room air conditioners | TRC | Existing | NE4212 | Wall Insulation | Wall Insulation | NonEquip | 20 |  | 0% | Tech/Econ | 11.74% | 0 | 0 | 0
Econ | Hospitals | Space Cooling | Individual room air conditioners | TRC | Existing | NE4186 | Thermal Energy Storage | Thermal Energy Storage | NonEquip | 20 |  | 66.67% | Tech/Econ | 0% | 0 | 0 | 0
Econ | Hospitals | Space Cooling | Individual room air conditioners | TRC | Existing | NE4134 | Smart Thermostat | Smart Thermostat | NonEquip | 11 |  | 31.48% | Tech/Econ | 10% | 0 | 0 | 0
Econ | Hospitals | Space Cooling | Individual room air conditioners | TRC | Existing | NE4030 | Programmable Thermostat | Programmable Thermostat | NonEquip | 11 |  | 0% | Tech/Econ | 3.6% | 0 | 0 | 0
Econ | Hospitals | Space Cooling | Individual room air conditioners | TRC | Existing | NE3900 | HVAC tune-up_RTU | HVAC tune-up_RTU | NonEquip | 5 | Packaged air conditioning units (RTUs) | 0% | Tech/Econ | 5% | 0 | 0 | 0
Econ | Hospitals | Space Cooling | Individual room air conditioners | TRC | Existing | NE3874 | HVAC tune-up | HVAC tune-up | NonEquip | 5 | Residential-type central air conditioners | 0% | Tech/Econ | 5% | 0 | 0 | 0
Econ | Hospitals | Space Cooling | Individual room air conditioners | TRC | Existing | NE3666 | Facility Energy Management System | Facility Energy Management System | NonEquip | 15 |  | 5.375% | Tech/Econ | 20% | 0 | 0 | 0
Econ | Hospitals | Space Cooling | Individual room air conditioners | TRC | Existing | NE3510 | Duct Sealing Repair | Duct Sealing Repair | NonEquip | 15 |  | 0% | Tech/Econ | 12% | 0 | 0 | 0
Econ | Hospitals | Space Cooling | Individual room air conditioners | TRC | Existing | NE3406 | Dedicated Outdoor Air System on VRF unit | Dedicated Outdoor Air System on VRF unit | NonEquip | 15 | Residential-type central air conditioners | 0% | Tech/Econ | 17.5% | 0 | 0 | 0
Econ | Hospitals | Space Cooling | Individual room air conditioners | TRC | Existing | NE3302 | Chilled Water System - Variable Speed Drives | Chilled Water System - Variable Speed Drives | NonEquip | 13 | Central chillers inside | 0% | Tech/Econ | 24.74% | 0 | 0 | 0
Econ | Hospitals | Space Cooling | Individual room air conditioners | TRC | Existing | NE3276 | Chilled Water Controls Optimization | Chilled Water Controls Optimization | NonEquip | 10 | Central chillers inside | 0% | Tech/Econ | 12.5% | 0 | 0 | 0
Econ | Hospitals | Space Cooling | Individual room air conditioners | TRC | Existing | NE3198 | Ceiling Insulation(R2 to R38) | Ceiling Insulation(R2 to R38) | NonEquip | 20 |  | 0% | Tech/Econ | 2.322% | 0 | 0 | 0
Econ | Hospitals | Space Cooling | Individual room air conditioners | TRC | Existing | NE3042 | Airside Economizer | Airside Economizer | NonEquip | 10 | Packaged air conditioning units (RTUs) | 0% | Tech/Econ | 5.556% | 0 | 0 | 0
Econ | Hospitals | Interior Lighting | High bay | TRC | New | NN5265 | Retro-Commissioning | Retro-Commissioning | NonEquip | 5 |  | 0% | Tech/Econ | 16% | 0 | 0 | 0
Econ | Hospitals | Interior Lighting | High bay | TRC | New | NN4433 | Interior Lighting Controls | Interior Lighting Controls | NonEquip | 8 | Overhead (fluorescent/LED/CFL U-shape) | 0% | Tech/Econ | 28% | 0 | 0 | 0
Econ | Hospitals | Interior Lighting | High bay | TRC | New | NN4407 | Bi-Level Lighting Control (Interior) | Bi-Level Lighting Control (Interior) | NonEquip | 8 | Overhead (fluorescent/LED/CFL U-shape) | 0% | Tech/Econ | 31% | 0 | 0 | 0
Econ | Hospitals | Interior Lighting | High bay | TRC | New | NN3705 | Facility Energy Management System | Facility Energy Management System | NonEquip | 15 |  | 4.276% | Tech/Econ | 24% | 1779.707 | 0.26347 | 0.22759
Econ | Hospitals | Interior Lighting | High bay | TRC | Existing | NE5252 | Retro-Commissioning | Retro-Commissioning | NonEquip | 5 |  | 21.99% | Tech/Econ | 16% | 597114.9103 | 251.7742 | 2.8926
Econ | Hospitals | Interior Lighting | High bay | TRC | Existing | NE4420 | Interior Lighting Controls | Interior Lighting Controls | NonEquip | 8 | Overhead (fluorescent/LED/CFL U-shape) | 0% | Tech/Econ | 28% | 0 | 0 | 0
Econ | Hospitals | Interior Lighting | High bay | TRC | Existing | NE4394 | Bi-Level Lighting Control (Interior) | Bi-Level Lighting Control (Interior) | NonEquip | 8 | Overhead (fluorescent/LED/CFL U-shape) | 0% | Tech/Econ | 31% | 0 | 0 | 0
Econ | Hospitals | Interior Lighting | High bay | TRC | Existing | NE3692 | Facility Energy Management System | Facility Energy Management System | NonEquip | 15 |  | 5.375% | Tech/Econ | 24% | 211239.1255 | 31.2724 | 27.0139
Econ | Hospitals | Interior Lighting | High bay | TRC | Turnover | ET1644 | LED Linear - Fixture Replacement | LED Linear - Fixture Replacement | Equip | 15 | High bay | 24.1% | Tech/Econ | 50.28% | 2340408.486 | 245.2553 | 227.4875
Econ | Hospitals | Interior Lighting | High bay | TRC | Turnover | ET1527 | High Bay LED | High Bay LED | Equip | 15 | High bay | 0% | Tech/Econ | 64.78% | 0 | 0 | 0
Econ | Hospitals | Interior Lighting | High bay | TRC | Turnover | ET1488 | High Bay Fluorescent (T5) | High Bay Fluorescent (T5) | Equip | 15 | High bay | 0% | Tech/Econ | 64.14% | 0 | 0 | 0
Econ | Hospitals | Interior Lighting | High bay | TRC | New | EN1670 | LED Linear - Fixture Replacement | LED Linear - Fixture Replacement | Equip | 15 | High bay | 0% | Tech/Econ | 50.28% | 0 | 0 | 0
Econ | Hospitals | Interior Lighting | High bay | TRC | New | EN1553 | High Bay LED | High Bay LED | Equip | 15 | High bay | 0% | Tech/Econ | 64.78% | 0 | 0 | 0
Econ | Hospitals | Interior Lighting | High bay | TRC | New | EN1514 | High Bay Fluorescent (T5) | High Bay Fluorescent (T5) | Equip | 15 | High bay | 0% | Tech/Econ | 64.14% | 0 | 0 | 0
Econ | Hospitals | Space Heating | Forced air furnace | TRC | New | NN5343 | Retro-Commissioning | Retro-Commissioning | NonEquip | 5 |  | 0% | Tech/Econ | 16% | 0 | 0 | 0
Econ | Hospitals | Space Heating | Forced air furnace | TRC | New | NN4173 | Smart Thermostat | Smart Thermostat | NonEquip | 11 |  | 31.48% | Tech/Econ | 10% | 9.9244 | 0 | 0.00024507
Econ | Hospitals | Space Heating | Forced air furnace | TRC | New | NN4069 | Programmable Thermostat | Programmable Thermostat | NonEquip | 11 |  | 0% | Tech/Econ | 3.6% | 0 | 0 | 0
Econ | Hospitals | Space Heating | Forced air furnace | TRC | New | NN3653 | Facility Energy Management System | Facility Energy Management System | NonEquip | 15 |  | 4.276% | Tech/Econ | 20% | 2.7197 | 0 | 0.0003478
Econ | Hospitals | Space Heating | Forced air furnace | TRC | New | NN3549 | Duct Sealing Repair | Duct Sealing Repair | NonEquip | 15 |  | 0% | Tech/Econ | 12% | 0 | 0 | 0
Econ | Hospitals | Space Heating | Forced air furnace | TRC | New | NN3393 | Dedicated Outdoor Air System on VRF unit | Dedicated Outdoor Air System on VRF unit | NonEquip | 15 | Residential/split system heat pump | 0% | Tech/Econ | 10% | 0 | 0 | 0
Econ | Hospitals | Space Heating | Forced air furnace | TRC | New | NN3185 | Ceiling Insulation(R2 to R38) | Ceiling Insulation(R2 to R38) | NonEquip | 20 |  | 0% | Tech/Econ | 0.8136% | 0 | 0 | 0
Econ | Hospitals | Space Heating | Forced air furnace | TRC | Existing | NE5330 | Retro-Commissioning | Retro-Commissioning | NonEquip | 5 |  | 21.99% | Tech/Econ | 16% | 1245.984 | 0 | 0.0060358
Econ | Hospitals | Space Heating | Forced air furnace | TRC | Existing | NE4238 | Wall Insulation | Wall Insulation | NonEquip | 20 |  | 0% | Tech/Econ | 0.6629% | 0 | 0 | 0
Econ | Hospitals | Space Heating | Forced air furnace | TRC | Existing | NE4160 | Smart Thermostat | Smart Thermostat | NonEquip | 11 |  | 31.48% | Tech/Econ | 10% | 1063.9329 | 0 | 0.026273
Econ | Hospitals | Space Heating | Forced air furnace | TRC | Existing | NE4056 | Programmable Thermostat | Programmable Thermostat | NonEquip | 11 |  | 0% | Tech/Econ | 3.6% | 0 | 0 | 0
Econ | Hospitals | Space Heating | Forced air furnace | TRC | Existing | NE3640 | Facility Energy Management System | Facility Energy Management System | NonEquip | 15 |  | 5.375% | Tech/Econ | 20% | 367.3226 | 0 | 0.046974
Econ | Hospitals | Space Heating | Forced air furnace | TRC | Existing | NE3536 | Duct Sealing Repair | Duct Sealing Repair | NonEquip | 15 |  | 0% | Tech/Econ | 12% | 0 | 0 | 0
Econ | Hospitals | Space Heating | Forced air furnace | TRC | Existing | NE3380 | Dedicated Outdoor Air System on VRF unit | Dedicated Outdoor Air System on VRF unit | NonEquip | 15 | Residential/split system heat pump | 0% | Tech/Econ | 10% | 0 | 0 | 0
Econ | Hospitals | Space Heating | Forced air furnace | TRC | Existing | NE3172 | Ceiling Insulation(R2 to R38) | Ceiling Insulation(R2 to R38) | NonEquip | 20 |  | 0% | Tech/Econ | 0.8977% | 0 | 0 | 0
Econ | Hospitals | Exterior Lighting | Exterior parking/lot lighting | TRC | New | NN5291 | Retro-Commissioning | Retro-Commissioning | NonEquip | 5 |  | 0% | Tech/Econ | 16% | 0 | 0 | 0
Econ | Hospitals | Exterior Lighting | Exterior parking/lot lighting | TRC | New | NN2977 | Outdoor Lighting Controls | Outdoor Lighting Controls | NonEquip | 8 | Exterior parking/lot lighting | 30.95% | Tech/Econ | 28% | 113.5266 | 0 | 0
Econ | Hospitals | Exterior Lighting | Exterior parking/lot lighting | TRC | New | NN2951 | Bi-Level Lighting Control (Exterior) | Bi-Level Lighting Control (Exterior) | NonEquip | 9 | Exterior parking/lot lighting | 13.75% | Tech/Econ | 31% | 0 | 0 | 0
Econ | Hospitals | Exterior Lighting | Exterior parking/lot lighting | TRC | Existing | NE5278 | Retro-Commissioning | Retro-Commissioning | NonEquip | 5 |  | 21.99% | Tech/Econ | 16% | 154911.4031 | 0 | 0.75043
Econ | Hospitals | Exterior Lighting | Exterior parking/lot lighting | TRC | Existing | NE2964 | Outdoor Lighting Controls | Outdoor Lighting Controls | NonEquip | 8 | Exterior parking/lot lighting | 30.95% | Tech/Econ | 28% | 347292.8889 | 0 | 0
Econ | Hospitals | Exterior Lighting | Exterior parking/lot lighting | TRC | Existing | NE2938 | Bi-Level Lighting Control (Exterior) | Bi-Level Lighting Control (Exterior) | NonEquip | 9 | Exterior parking/lot lighting | 13.75% | Tech/Econ | 31% | 156082.707 | 0 | 0
Econ | Hospitals | Exterior Lighting | Exterior parking/lot lighting | TRC | Turnover | ET708 | LED Parking Lighting | LED Parking Lighting | Equip | 18 | Exterior parking/lot lighting | 6.728% | Tech/Econ | 84% | 240078.698 | 0 | 0
Econ | Hospitals | Exterior Lighting | Exterior parking/lot lighting | TRC | Turnover | ET513 | High Efficiency HID Lighting | High Efficiency HID Lighting | Equip | 13 | Exterior parking/lot lighting | 0% | Tech/Econ | 34.18% | 0 | 0 | 0
Econ | Hospitals | Exterior Lighting | Exterior parking/lot lighting | TRC | New | EN734 | LED Parking Lighting | LED Parking Lighting | Equip | 18 | Exterior parking/lot lighting | 94.94% | Tech/Econ | 84% | 31531.0789 | 0 | 0
Econ | Hospitals | Exterior Lighting | Exterior parking/lot lighting | TRC | New | EN539 | High Efficiency HID Lighting | High Efficiency HID Lighting | Equip | 13 | Exterior parking/lot lighting | 0% | Tech/Econ | 34.18% | 0 | 0 | 0
Econ | Hospitals | Exterior Lighting | Exterior marquis | TRC | New | NN5291 | Retro-Commissioning | Retro-Commissioning | NonEquip | 5 |  | 0% | Tech/Econ | 16% | 0 | 0 | 0
Econ | Hospitals | Exterior Lighting | Exterior marquis | TRC | New | NN2977 | Outdoor Lighting Controls | Outdoor Lighting Controls | NonEquip | 8 | Exterior parking/lot lighting | 0% | Tech/Econ | 28% | 0 | 0 | 0
Econ | Hospitals | Exterior Lighting | Exterior marquis | TRC | New | NN2951 | Bi-Level Lighting Control (Exterior) | Bi-Level Lighting Control (Exterior) | NonEquip | 9 | Exterior parking/lot lighting | 0% | Tech/Econ | 31% | 0 | 0 | 0
Econ | Hospitals | Exterior Lighting | Exterior marquis | TRC | Existing | NE5278 | Retro-Commissioning | Retro-Commissioning | NonEquip | 5 |  | 21.99% | Tech/Econ | 16% | 491.7822 | 0 | 0.0023823
Econ | Hospitals | Exterior Lighting | Exterior marquis | TRC | Existing | NE2964 | Outdoor Lighting Controls | Outdoor Lighting Controls | NonEquip | 8 | Exterior parking/lot lighting | 0% | Tech/Econ | 28% | 0 | 0 | 0
Econ | Hospitals | Exterior Lighting | Exterior marquis | TRC | Existing | NE2938 | Bi-Level Lighting Control (Exterior) | Bi-Level Lighting Control (Exterior) | NonEquip | 9 | Exterior parking/lot lighting | 0% | Tech/Econ | 31% | 0 | 0 | 0
Econ | Hospitals | Exterior Lighting | Exterior marquis | TRC | Turnover | ET630 | LED Exterior Lighting | LED Exterior Lighting | Equip | 13 | Exterior marquis | 4.268% | Tech/Econ | 60.51% | 335.3607 | 0 | 0
Econ | Hospitals | Exterior Lighting | Exterior marquis | TRC | Turnover | ET591 | LED Display Lighting (Exterior) | LED Display Lighting (Exterior) | Equip | 15 | Exterior marquis | 4.268% | Tech/Econ | 87.04% | 500.9947 | 0 | 0
Econ | Hospitals | Exterior Lighting | Exterior marquis | TRC | New | EN656 | LED Exterior Lighting | LED Exterior Lighting | Equip | 13 | Exterior marquis | 4.624% | Tech/Econ | 60.51% | 3.3706 | 0 | 0
Econ | Hospitals | Exterior Lighting | Exterior marquis | TRC | New | EN617 | LED Display Lighting (Exterior) | LED Display Lighting (Exterior) | Equip | 15 | Exterior marquis | 4.624% | Tech/Econ | 87.04% | 5.0515 | 0 | 0
Econ | Hospitals | Miscellaneous | Elevators/Escalators | TRC | New | NN5447 | Retro-Commissioning | Retro-Commissioning | NonEquip | 5 |  | 0% | Tech/Econ | 16% | 0 | 0 | 0
Econ | Hospitals | Miscellaneous | Elevators/Escalators | TRC | New | NN4537 | VSD Controlled Compressor | VSD Controlled Compressor | NonEquip | 15 | Others | 0% | Tech/Econ | 20.79% | 0 | 0 | 0
Econ | Hospitals | Miscellaneous | Elevators/Escalators | TRC | New | NN4485 | Engine Block Timer | Engine Block Timer | NonEquip | 5 | Others | 0% | Tech/Econ | 36% | 0 | 0 | 0
Econ | Hospitals | Miscellaneous | Elevators/Escalators | TRC | Existing | NE5434 | Retro-Commissioning | Retro-Commissioning | NonEquip | 5 |  | 21.99% | Tech/Econ | 16% | 34508.1995 | 14.5504 | 0.16717
Econ | Hospitals | Miscellaneous | Elevators/Escalators | TRC | Existing | NE4524 | VSD Controlled Compressor | VSD Controlled Compressor | NonEquip | 15 | Others | 0% | Tech/Econ | 20.79% | 0 | 0 | 0
Econ | Hospitals | Miscellaneous | Elevators/Escalators | TRC | Existing | NE4472 | Engine Block Timer | Engine Block Timer | NonEquip | 5 | Others | 0% | Tech/Econ | 36% | 0 | 0 | 0
Econ | Hospitals | Office Equipment | Document production | TRC | New | NN4589 | Smart Strip Plug Outlet | Smart Strip Plug Outlet | NonEquip | 4 |  | 43.9% | Tech/Econ | 1.187% | 373.32 | 0.05551 | 0.038579
Econ | Hospitals | Office Equipment | Document production | TRC | New | NN4563 | Network PC Power Management | Network PC Power Management | NonEquip | 5 | Computers | 0% | Tech/Econ | 56.5% | 0 | 0 | 0
Econ | Hospitals | Office Equipment | Document production | TRC | Existing | NE4576 | Smart Strip Plug Outlet | Smart Strip Plug Outlet | NonEquip | 4 |  | 43.9% | Tech/Econ | 1.187% | 41572.7504 | 6.1816 | 4.2961
Econ | Hospitals | Office Equipment | Document production | TRC | Existing | NE4550 | Network PC Power Management | Network PC Power Management | NonEquip | 5 | Computers | 0% | Tech/Econ | 56.5% | 0 | 0 | 0
Econ | Hospitals | Space Cooling | District chilled water piped | TRC | New | NN5369 | Retro-Commissioning | Retro-Commissioning | NonEquip | 5 |  | 0% | Tech/Econ | 16% | 0 | 0 | 0
Econ | Hospitals | Space Cooling | District chilled water piped | TRC | New | NN4199 | Thermal Energy Storage | Thermal Energy Storage | NonEquip | 20 |  | 66.67% | Tech/Econ | 0% | 0 | 0 | 0
Econ | Hospitals | Space Cooling | District chilled water piped | TRC | New | NN4147 | Smart Thermostat | Smart Thermostat | NonEquip | 11 |  | 31.48% | Tech/Econ | 10% | 10448.8314 | 0.87338 | 0
Econ | Hospitals | Space Cooling | District chilled water piped | TRC | New | NN4043 | Programmable Thermostat | Programmable Thermostat | NonEquip | 11 |  | 0% | Tech/Econ | 3.6% | 0 | 0 | 0
Econ | Hospitals | Space Cooling | District chilled water piped | TRC | New | NN3913 | HVAC tune-up_RTU | HVAC tune-up_RTU | NonEquip | 5 | Packaged air conditioning units (RTUs) | 0% | Tech/Econ | 5% | 0 | 0 | 0
Econ | Hospitals | Space Cooling | District chilled water piped | TRC | New | NN3887 | HVAC tune-up | HVAC tune-up | NonEquip | 5 | Residential-type central air conditioners | 0% | Tech/Econ | 5% | 0 | 0 | 0
Econ | Hospitals | Space Cooling | District chilled water piped | TRC | New | NN3679 | Facility Energy Management System | Facility Energy Management System | NonEquip | 15 |  | 4.276% | Tech/Econ | 20% | 2903.8126 | 0.42989 | 0
Econ | Hospitals | Space Cooling | District chilled water piped | TRC | New | NN3627 | Facility Commissioning | Facility Commissioning | NonEquip | 10 |  | 35.83% | Tech/Econ | 16% | 0 | 0 | 0
Econ | Hospitals | Space Cooling | District chilled water piped | TRC | New | NN3523 | Duct Sealing Repair | Duct Sealing Repair | NonEquip | 15 |  | 0% | Tech/Econ | 12% | 0 | 0 | 0
Econ | Hospitals | Space Cooling | District chilled water piped | TRC | New | NN3419 | Dedicated Outdoor Air System on VRF unit | Dedicated Outdoor Air System on VRF unit | NonEquip | 15 | Residential-type central air conditioners | 0% | Tech/Econ | 17.5% | 0 | 0 | 0
Econ | Hospitals | Space Cooling | District chilled water piped | TRC | New | NN3315 | Chilled Water System - Variable Speed Drives | Chilled Water System - Variable Speed Drives | NonEquip | 13 | Central chillers inside | 0% | Tech/Econ | 24.74% | 0 | 0 | 0
Econ | Hospitals | Space Cooling | District chilled water piped | TRC | New | NN3289 | Chilled Water Controls Optimization | Chilled Water Controls Optimization | NonEquip | 10 | Central chillers inside | 0% | Tech/Econ | 12.5% | 0 | 0 | 0
Econ | Hospitals | Space Cooling | District chilled water piped | TRC | New | NN3211 | Ceiling Insulation(R2 to R38) | Ceiling Insulation(R2 to R38) | NonEquip | 20 |  | 0% | Tech/Econ | 2.322% | 0 | 0 | 0
Econ | Hospitals | Space Cooling | District chilled water piped | TRC | New | NN3055 | Airside Economizer | Airside Economizer | NonEquip | 10 | Packaged air conditioning units (RTUs) | 0% | Tech/Econ | 5.556% | 0 | 0 | 0
Econ | Hospitals | Space Cooling | District chilled water piped | TRC | Existing | NE5356 | Retro-Commissioning | Retro-Commissioning | NonEquip | 5 |  | 21.99% | Tech/Econ | 16% | 1368601.214 | 577.0723 | 0
Econ | Hospitals | Space Cooling | District chilled water piped | TRC | Existing | NE4212 | Wall Insulation | Wall Insulation | NonEquip | 20 |  | 0% | Tech/Econ | 11.74% | 0 | 0 | 0
Econ | Hospitals | Space Cooling | District chilled water piped | TRC | Existing | NE4186 | Thermal Energy Storage | Thermal Energy Storage | NonEquip | 20 |  | 66.67% | Tech/Econ | 0% | 0.0044556 | -2.284e-05 | -1.4979e-06
Econ | Hospitals | Space Cooling | District chilled water piped | TRC | Existing | NE4134 | Smart Thermostat | Smart Thermostat | NonEquip | 11 |  | 31.48% | Tech/Econ | 10% | 1120149.92 | 93.6298 | 0
Econ | Hospitals | Space Cooling | District chilled water piped | TRC | Existing | NE4030 | Programmable Thermostat | Programmable Thermostat | NonEquip | 11 |  | 0% | Tech/Econ | 3.6% | 0 | 0 | 0
Econ | Hospitals | Space Cooling | District chilled water piped | TRC | Existing | NE3900 | HVAC tune-up_RTU | HVAC tune-up_RTU | NonEquip | 5 | Packaged air conditioning units (RTUs) | 0% | Tech/Econ | 5% | 0 | 0 | 0
Econ | Hospitals | Space Cooling | District chilled water piped | TRC | Existing | NE3874 | HVAC tune-up | HVAC tune-up | NonEquip | 5 | Residential-type central air conditioners | 0% | Tech/Econ | 5% | 0 | 0 | 0
Econ | Hospitals | Space Cooling | District chilled water piped | TRC | Existing | NE3666 | Facility Energy Management System | Facility Energy Management System | NonEquip | 15 |  | 5.375% | Tech/Econ | 20% | 392191.886 | 58.0611 | 0
Econ | Hospitals | Space Cooling | District chilled water piped | TRC | Existing | NE3510 | Duct Sealing Repair | Duct Sealing Repair | NonEquip | 15 |  | 0% | Tech/Econ | 12% | 0 | 0 | 0
Econ | Hospitals | Space Cooling | District chilled water piped | TRC | Existing | NE3406 | Dedicated Outdoor Air System on VRF unit | Dedicated Outdoor Air System on VRF unit | NonEquip | 15 | Residential-type central air conditioners | 0% | Tech/Econ | 17.5% | 0 | 0 | 0
Econ | Hospitals | Space Cooling | District chilled water piped | TRC | Existing | NE3302 | Chilled Water System - Variable Speed Drives | Chilled Water System - Variable Speed Drives | NonEquip | 13 | Central chillers inside | 0% | Tech/Econ | 24.74% | 0 | 0 | 0
Econ | Hospitals | Space Cooling | District chilled water piped | TRC | Existing | NE3276 | Chilled Water Controls Optimization | Chilled Water Controls Optimization | NonEquip | 10 | Central chillers inside | 0% | Tech/Econ | 12.5% | 0 | 0 | 0
Econ | Hospitals | Space Cooling | District chilled water piped | TRC | Existing | NE3198 | Ceiling Insulation(R2 to R38) | Ceiling Insulation(R2 to R38) | NonEquip | 20 |  | 0% | Tech/Econ | 2.322% | 0 | 0 | 0
Econ | Hospitals | Space Cooling | District chilled water piped | TRC | Existing | NE3042 | Airside Economizer | Airside Economizer | NonEquip | 10 | Packaged air conditioning units (RTUs) | 0% | Tech/Econ | 5.556% | 0 | 0 | 0
Econ | Hospitals | Space Cooling | District chilled water piped | TRC | Turnover | ET942 | High Efficiency Chiller (Air Cooled, 50 tons) | High Efficiency Chiller (Air Cooled, 50 tons) | Equip | 20 | District chilled water piped | 31.91% | Tech/Econ | 8.759% | 1049171.361 | 243.3069 | 56.1224
Econ | Hospitals | Space Cooling | District chilled water piped | TRC | Turnover | ET1098 | High Efficiency Chiller (Water cooled-positive displacement, 100 tons) | High Efficiency Chiller (Water cooled-positive displacement, 100 tons) | Equip | 20 | District chilled water piped | 31.91% | Tech/Econ | 2.683% | 295126.5482 | 94.6748 | 0.93208
Econ | Hospitals | Space Cooling | District chilled water piped | TRC | Turnover | ET1020 | High Efficiency Chiller (Water cooled-centrifugal, 200 tons) | High Efficiency Chiller (Water cooled-centrifugal, 200 tons) | Equip | 20 | District chilled water piped | 31.91% | Tech/Econ | 4.362% | 502464.3341 | 161.1875 | 1.5869
Econ | Hospitals | Space Cooling | District chilled water piped | TRC | New | EN968 | High Efficiency Chiller (Air Cooled, 50 tons) | High Efficiency Chiller (Air Cooled, 50 tons) | Equip | 20 | District chilled water piped | 31.91% | Tech/Econ | 8.759% | 9765.0381 | 2.2646 | 0.52235
Econ | Hospitals | Space Cooling | District chilled water piped | TRC | New | EN1124 | High Efficiency Chiller (Water cooled-positive displacement, 100 tons) | High Efficiency Chiller (Water cooled-positive displacement, 100 tons) | Equip | 20 | District chilled water piped | 31.91% | Tech/Econ | 2.683% | 2752.9597 | 0.88313 | 0.0086945
Econ | Hospitals | Space Cooling | District chilled water piped | TRC | New | EN1046 | High Efficiency Chiller (Water cooled-centrifugal, 200 tons) | High Efficiency Chiller (Water cooled-centrifugal, 200 tons) | Equip | 20 | District chilled water piped | 31.91% | Tech/Econ | 4.362% | 4687.0201 | 1.5036 | 0.014803
Econ | Hospitals | Refrigeration | Display cases | TRC | New | NN5317 | Retro-Commissioning | Retro-Commissioning | NonEquip | 5 |  | 0% | Tech/Econ | 16% | 0 | 0 | 0
Econ | Hospitals | Refrigeration | Display cases | TRC | New | NN4901 | Strip Curtains for Walk-ins | Strip Curtains for Walk-ins | NonEquip | 4 | Walk-in cooler | 0% | Tech/Econ | 2.115% | 0 | 0 | 0
Econ | Hospitals | Refrigeration | Display cases | TRC | New | NN4849 | PSC to ECM Evaporator Fan Motor (Walk-In, Refrigerator) | PSC to ECM Evaporator Fan Motor (Walk-In, Refrigerator) | NonEquip | 15 | Walk-in cooler | 0% | Tech/Econ | 37.5% | 0 | 0 | 0
Econ | Hospitals | Refrigeration | Display cases | TRC | New | NN4823 | PSC to ECM Evaporator Fan Motor (Reach-In) | PSC to ECM Evaporator Fan Motor (Reach-In) | NonEquip | 15 | Display cases | 68.68% | Tech/Econ | 37.5% | 828.7175 | 0.10745 | 0.090001
Econ | Hospitals | Refrigeration | Display cases | TRC | New | NN4693 | Floating Head Pressure Controls | Floating Head Pressure Controls | NonEquip | 15 |  | 24.64% | Tech/Econ | 6.05% | 48.6843 | 0.0063122 | 0.0052872
Econ | Hospitals | Refrigeration | Display cases | TRC | New | NN4615 | Anti-Sweat Controls | Anti-Sweat Controls | NonEquip | 8 | Display cases | 0% | Tech/Econ | 85% | 0 | 0 | 0
Econ | Hospitals | Refrigeration | Display cases | TRC | Existing | NE5304 | Retro-Commissioning | Retro-Commissioning | NonEquip | 5 |  | 21.99% | Tech/Econ | 16% | 12797.0293 | 5.3959 | 0.061992
Econ | Hospitals | Refrigeration | Display cases | TRC | Existing | NE4888 | Strip Curtains for Walk-ins | Strip Curtains for Walk-ins | NonEquip | 4 | Walk-in cooler | 0% | Tech/Econ | 2.115% | 0 | 0 | 0
Econ | Hospitals | Refrigeration | Display cases | TRC | Existing | NE4836 | PSC to ECM Evaporator Fan Motor (Walk-In, Refrigerator) | PSC to ECM Evaporator Fan Motor (Walk-In, Refrigerator) | NonEquip | 15 | Walk-in cooler | 0% | Tech/Econ | 37.5% | 0 | 0 | 0
Econ | Hospitals | Refrigeration | Display cases | TRC | Existing | NE4810 | PSC to ECM Evaporator Fan Motor (Reach-In) | PSC to ECM Evaporator Fan Motor (Reach-In) | NonEquip | 15 | Display cases | 17.17% | Tech/Econ | 37.5% | 20517.0527 | 2.6601 | 2.2282
Econ | Hospitals | Refrigeration | Display cases | TRC | Existing | NE4706 | Freezer-Cooler Replacement Gaskets | Freezer-Cooler Replacement Gaskets | NonEquip | 4 | Display cases | 63.61% | Tech/Econ | 3.131% | 5936.9868 | 0.76976 | 0.64477
Econ | Hospitals | Refrigeration | Display cases | TRC | Existing | NE4680 | Floating Head Pressure Controls | Floating Head Pressure Controls | NonEquip | 15 |  | 24.64% | Tech/Econ | 6.05% | 5230.7221 | 0.67819 | 0.56807
Econ | Hospitals | Refrigeration | Display cases | TRC | Existing | NE4602 | Anti-Sweat Controls | Anti-Sweat Controls | NonEquip | 8 | Display cases | 9.21% | Tech/Econ | 85% | 27063.7291 | 3.509 | 2.9392
Econ | Hospitals | Refrigeration | Display cases | TRC | Turnover | ET2613 | Refrigerated Display Case LED Lighting | Refrigerated Display Case LED Lighting | Equip | 8 | Display cases | 0% | Tech/Econ | 6.613% | 0 | 0 | 0
Econ | Hospitals | Refrigeration | Display cases | TRC | Turnover | ET2457 | Energy Star Commercial Solid Door Refrigerator | Energy Star Commercial Solid Door Refrigerator | Equip | 12 | Display cases | 0% | Tech/Econ | 50.28% | 0 | 0 | 0
Econ | Hospitals | Refrigeration | Display cases | TRC | Turnover | ET2418 | Energy Star Commercial Solid Door Freezer | Energy Star Commercial Solid Door Freezer | Equip | 12 | Display cases | 0% | Tech/Econ | 42.11% | 0 | 0 | 0
Econ | Hospitals | Refrigeration | Display cases | TRC | Turnover | ET2379 | Energy Star Commercial Glass Door Refrigerator | Energy Star Commercial Glass Door Refrigerator | Equip | 12 | Display cases | 0% | Tech/Econ | 37.88% | 0 | 0 | 0
Econ | Hospitals | Refrigeration | Display cases | TRC | Turnover | ET2340 | Energy Star Commercial Glass Door Freezer | Energy Star Commercial Glass Door Freezer | Equip | 12 | Display cases | 0% | Tech/Econ | 40.57% | 0 | 0 | 0
Econ | Hospitals | Refrigeration | Display cases | TRC | New | EN2483 | Energy Star Commercial Solid Door Refrigerator | Energy Star Commercial Solid Door Refrigerator | Equip | 12 | Display cases | 0% | Tech/Econ | 50.28% | 0 | 0 | 0
Econ | Hospitals | Refrigeration | Display cases | TRC | New | EN2444 | Energy Star Commercial Solid Door Freezer | Energy Star Commercial Solid Door Freezer | Equip | 12 | Display cases | 0% | Tech/Econ | 42.11% | 0 | 0 | 0
Econ | Hospitals | Refrigeration | Display cases | TRC | New | EN2405 | Energy Star Commercial Glass Door Refrigerator | Energy Star Commercial Glass Door Refrigerator | Equip | 12 | Display cases | 0% | Tech/Econ | 37.88% | 0 | 0 | 0
Econ | Hospitals | Refrigeration | Display cases | TRC | New | EN2366 | Energy Star Commercial Glass Door Freezer | Energy Star Commercial Glass Door Freezer | Equip | 12 | Display cases | 0% | Tech/Econ | 40.57% | 0 | 0 | 0
Econ | Hospitals | Cooking | Cooking Other | TRC | Turnover | ET6 | Efficient Exhaust Hood | Efficient Exhaust Hood | Equip | 15 | Cooking Other | 11.82% | Tech/Econ | 42.5% | 217902.1954 | 47.6377 | 18.6977
Econ | Hospitals | Cooking | Cooking Other | TRC | Turnover | ET162 | Energy Star Hot Food Holding Cabinet | Energy Star Hot Food Holding Cabinet | Equip | 12 | Cooking Other | 26.95% | Tech/Econ | 52.67% | 584724.9744 | 107.6842 | 52.1052
Econ | Hospitals | Cooking | Cooking Other | TRC | Turnover | ET123 | Energy Star Griddle | Energy Star Griddle | Equip | 12 | Cooking Other | 41% | Tech/Econ | 12.08% | 225966.9617 | 37.338 | 9.5558
Econ | Hospitals | Cooking | Cooking Other | TRC | New | EN32 | Efficient Exhaust Hood | Efficient Exhaust Hood | Equip | 15 | Cooking Other | 11.82% | Tech/Econ | 42.5% | 1956.7446 | 0.42778 | 0.1679
Econ | Hospitals | Cooking | Cooking Other | TRC | New | EN188 | Energy Star Hot Food Holding Cabinet | Energy Star Hot Food Holding Cabinet | Equip | 12 | Cooking Other | 26.95% | Tech/Econ | 52.67% | 5250.7843 | 0.967 | 0.4679
Econ | Hospitals | Cooking | Cooking Other | TRC | New | EN149 | Energy Star Griddle | Energy Star Griddle | Equip | 12 | Cooking Other | 41% | Tech/Econ | 12.08% | 2029.1655 | 0.33529 | 0.08581
Econ | Hospitals | Office Equipment | Computers | TRC | New | NN4589 | Smart Strip Plug Outlet | Smart Strip Plug Outlet | NonEquip | 4 |  | 43.9% | Tech/Econ | 1.187% | 90.2613 | 0.013421 | 0.0093276
Econ | Hospitals | Office Equipment | Computers | TRC | New | NN4563 | Network PC Power Management | Network PC Power Management | NonEquip | 5 | Computers | 22.4% | Tech/Econ | 56.5% | 1849.8242 | 0.24856 | 0.21459
Econ | Hospitals | Office Equipment | Computers | TRC | Existing | NE4576 | Smart Strip Plug Outlet | Smart Strip Plug Outlet | NonEquip | 4 |  | 43.9% | Tech/Econ | 1.187% | 10051.4554 | 1.4946 | 1.0387
Econ | Hospitals | Office Equipment | Computers | TRC | Existing | NE4550 | Network PC Power Management | Network PC Power Management | NonEquip | 5 | Computers | 22.4% | Tech/Econ | 56.5% | 205995.5925 | 27.6794 | 23.8963
Econ | Hospitals | Office Equipment | Computers | TRC | Turnover | ET2184 | Energy Star PCs | Energy Star PCs | Equip | 4 | Computers | 35% | Tech/Econ | 43.34% | 291109.7754 | 55.8656 | 55.8656
Econ | Hospitals | Office Equipment | Computers | TRC | New | EN2210 | Energy Star PCs | Energy Star PCs | Equip | 4 | Computers | 35% | Tech/Econ | 43.34% | 2614.1429 | 0.50167 | 0.50167
Econ | Hospitals | Domestic Hot Water | Centralized water heaters | TRC | New | NN5421 | Retro-Commissioning | Retro-Commissioning | NonEquip | 5 |  | 0% | Tech/Econ | 16% | 0 | 0 | 0
Econ | Hospitals | Domestic Hot Water | Centralized water heaters | TRC | New | NN2925 | Thermostatic Shower Restriction Valve | Thermostatic Shower Restriction Valve | NonEquip | 10 | Centralized water heaters | 0% | Tech/Econ | 7.687% | 0 | 0 | 0
Econ | Hospitals | Domestic Hot Water | Centralized water heaters | TRC | New | NN2899 | Tank Wrap on Water Heater | Tank Wrap on Water Heater | NonEquip | 7 | Centralized water heaters | 55.99% | Tech/Econ | 1.306% | 0 | 0 | 0
Econ | Hospitals | Domestic Hot Water | Centralized water heaters | TRC | New | NN2873 | Low-Flow Pre-Rinse Sprayers | Low-Flow Pre-Rinse Sprayers | NonEquip | 5 | Centralized water heaters | 24.64% | Tech/Econ | 0.7822% | 0 | 0 | 0
Econ | Hospitals | Domestic Hot Water | Centralized water heaters | TRC | New | NN2847 | Low Flow Shower Head | Low Flow Shower Head | NonEquip | 10 | Centralized water heaters | 74.65% | Tech/Econ | 1.557% | 153.2574 | 0.014129 | 0.036934
Econ | Hospitals | Domestic Hot Water | Centralized water heaters | TRC | New | NN2821 | Hot Water Pipe Insulation | Hot Water Pipe Insulation | NonEquip | 13 | Centralized water heaters | 22.45% | Tech/Econ | 7.009% | 0 | 0 | 0
Econ | Hospitals | Domestic Hot Water | Centralized water heaters | TRC | New | NN2795 | Hot Water Circulation Pump Control | Hot Water Circulation Pump Control | NonEquip | 15 | Centralized water heaters | 0% | Tech/Econ | 3.366% | 0 | 0 | 0
Econ | Hospitals | Domestic Hot Water | Centralized water heaters | TRC | New | NN2769 | Faucet Aerator | Faucet Aerator | NonEquip | 10 | Centralized water heaters | 23.64% | Tech/Econ | 1.1% | 0 | 0 | 0
Econ | Hospitals | Domestic Hot Water | Centralized water heaters | TRC | Existing | NE5408 | Retro-Commissioning | Retro-Commissioning | NonEquip | 5 |  | 21.99% | Tech/Econ | 16% | 51256.3144 | 21.6123 | 0.2483
Econ | Hospitals | Domestic Hot Water | Centralized water heaters | TRC | Existing | NE2912 | Thermostatic Shower Restriction Valve | Thermostatic Shower Restriction Valve | NonEquip | 10 | Centralized water heaters | 74.65% | Tech/Econ | 7.353% | 93814.1569 | 8.6488 | 22.6088
Econ | Hospitals | Domestic Hot Water | Centralized water heaters | TRC | Existing | NE2886 | Tank Wrap on Water Heater | Tank Wrap on Water Heater | NonEquip | 7 | Centralized water heaters | 55.99% | Tech/Econ | 1.306% | 7070.5897 | 0.70825 | 0.72262
Econ | Hospitals | Domestic Hot Water | Centralized water heaters | TRC | Existing | NE2860 | Low-Flow Pre-Rinse Sprayers | Low-Flow Pre-Rinse Sprayers | NonEquip | 5 | Centralized water heaters | 24.64% | Tech/Econ | 0.7459% | 1785.8385 | 0.16464 | 0.43038
Econ | Hospitals | Domestic Hot Water | Centralized water heaters | TRC | Existing | NE2834 | Low Flow Shower Head | Low Flow Shower Head | NonEquip | 10 | Centralized water heaters | 74.65% | Tech/Econ | 1.49% | 16385.847 | 1.5106 | 3.9489
Econ | Hospitals | Domestic Hot Water | Centralized water heaters | TRC | Existing | NE2808 | Hot Water Pipe Insulation | Hot Water Pipe Insulation | NonEquip | 13 | Centralized water heaters | 4.299% | Tech/Econ | 6.705% | 2796.168 | 0.31919 | 0.31919
Econ | Hospitals | Domestic Hot Water | Centralized water heaters | TRC | Existing | NE2782 | Hot Water Circulation Pump Control | Hot Water Circulation Pump Control | NonEquip | 15 | Centralized water heaters | 70.18% | Tech/Econ | 3.22% | 21697.1078 | 2.702 | 2.702
Econ | Hospitals | Domestic Hot Water | Centralized water heaters | TRC | Existing | NE2756 | Faucet Aerator | Faucet Aerator | NonEquip | 10 | Centralized water heaters | 23.64% | Tech/Econ | 1.053% | 2424.5668 | 0.22352 | 0.58431
Econ | Hospitals | Domestic Hot Water | Centralized water heaters | TRC | Turnover | ET435 | Solar Water Heater | Solar Water Heater | Equip | 15 | Centralized water heaters | 0% | Tech/Econ | 76.67% | 0 | 0 | 0
Econ | Hospitals | Domestic Hot Water | Centralized water heaters | TRC | Turnover | ET357 | Heat Pump Water Heater | Heat Pump Water Heater | Equip | 10 | Centralized water heaters | 46.98% | Tech/Econ | 65.32% | 431347.9705 | 22.9435 | 124.1121
Econ | Hospitals | Domestic Hot Water | Centralized water heaters | TRC | Turnover | ET279 | Energy Star Commercial Dishwasher | Energy Star Commercial Dishwasher | Equip | 15 | Centralized water heaters | 29.7% | Tech/Econ | 29.58% | 141908.2034 | 10.2971 | -0.0010955
Econ | Hospitals | Domestic Hot Water | Centralized water heaters | TRC | New | EN461 | Solar Water Heater | Solar Water Heater | Equip | 15 | Centralized water heaters | 0% | Tech/Econ | 76.67% | 0 | 0 | 0
Econ | Hospitals | Domestic Hot Water | Centralized water heaters | TRC | New | EN383 | Heat Pump Water Heater | Heat Pump Water Heater | Equip | 10 | Centralized water heaters | 46.98% | Tech/Econ | 65.32% | 0 | 0 | 0
Econ | Hospitals | Domestic Hot Water | Centralized water heaters | TRC | New | EN305 | Energy Star Commercial Dishwasher | Energy Star Commercial Dishwasher | Equip | 15 | Centralized water heaters | 29.7% | Tech/Econ | 29.58% | 1348.3422 | 0.097838 | -1.0409e-05
Econ | Hospitals | Space Cooling | Central chillers inside | TRC | New | NN5369 | Retro-Commissioning | Retro-Commissioning | NonEquip | 5 |  | 0% | Tech/Econ | 16% | 0 | 0 | 0
Econ | Hospitals | Space Cooling | Central chillers inside | TRC | New | NN4199 | Thermal Energy Storage | Thermal Energy Storage | NonEquip | 20 |  | 66.67% | Tech/Econ | 0% | 0 | 0 | 0
Econ | Hospitals | Space Cooling | Central chillers inside | TRC | New | NN4147 | Smart Thermostat | Smart Thermostat | NonEquip | 11 |  | 31.48% | Tech/Econ | 10% | 4621.2877 | 0.38628 | 0
Econ | Hospitals | Space Cooling | Central chillers inside | TRC | New | NN4043 | Programmable Thermostat | Programmable Thermostat | NonEquip | 11 |  | 0% | Tech/Econ | 3.6% | 0 | 0 | 0
Econ | Hospitals | Space Cooling | Central chillers inside | TRC | New | NN3913 | HVAC tune-up_RTU | HVAC tune-up_RTU | NonEquip | 5 | Packaged air conditioning units (RTUs) | 0% | Tech/Econ | 5% | 0 | 0 | 0
Econ | Hospitals | Space Cooling | Central chillers inside | TRC | New | NN3887 | HVAC tune-up | HVAC tune-up | NonEquip | 5 | Residential-type central air conditioners | 0% | Tech/Econ | 5% | 0 | 0 | 0
Econ | Hospitals | Space Cooling | Central chillers inside | TRC | New | NN3679 | Facility Energy Management System | Facility Energy Management System | NonEquip | 15 |  | 4.276% | Tech/Econ | 20% | 1367.1618 | 0.2024 | 0
Econ | Hospitals | Space Cooling | Central chillers inside | TRC | New | NN3627 | Facility Commissioning | Facility Commissioning | NonEquip | 10 |  | 35.83% | Tech/Econ | 16% | 0 | 0 | 0
Econ | Hospitals | Space Cooling | Central chillers inside | TRC | New | NN3523 | Duct Sealing Repair | Duct Sealing Repair | NonEquip | 15 |  | 0% | Tech/Econ | 12% | 0 | 0 | 0
Econ | Hospitals | Space Cooling | Central chillers inside | TRC | New | NN3419 | Dedicated Outdoor Air System on VRF unit | Dedicated Outdoor Air System on VRF unit | NonEquip | 15 | Residential-type central air conditioners | 0% | Tech/Econ | 17.5% | 0 | 0 | 0
Econ | Hospitals | Space Cooling | Central chillers inside | TRC | New | NN3315 | Chilled Water System - Variable Speed Drives | Chilled Water System - Variable Speed Drives | NonEquip | 13 | Central chillers inside | 73.99% | Tech/Econ | 24.74% | 11680.2653 | 1.0864 | 0.24694
Econ | Hospitals | Space Cooling | Central chillers inside | TRC | New | NN3289 | Chilled Water Controls Optimization | Chilled Water Controls Optimization | NonEquip | 10 | Central chillers inside | 38.3% | Tech/Econ | 12.5% | 8269.1478 | 1.5839 | 0.17167
Econ | Hospitals | Space Cooling | Central chillers inside | TRC | New | NN3211 | Ceiling Insulation(R2 to R38) | Ceiling Insulation(R2 to R38) | NonEquip | 20 |  | 0% | Tech/Econ | 2.322% | 0 | 0 | 0
Econ | Hospitals | Space Cooling | Central chillers inside | TRC | New | NN3055 | Airside Economizer | Airside Economizer | NonEquip | 10 | Packaged air conditioning units (RTUs) | 0% | Tech/Econ | 5.556% | 0 | 0 | 0
Econ | Hospitals | Space Cooling | Central chillers inside | TRC | Existing | NE5356 | Retro-Commissioning | Retro-Commissioning | NonEquip | 5 |  | 21.99% | Tech/Econ | 16% | 655158.8986 | 276.2485 | 0
Econ | Hospitals | Space Cooling | Central chillers inside | TRC | Existing | NE4212 | Wall Insulation | Wall Insulation | NonEquip | 20 |  | 0% | Tech/Econ | 11.74% | 0 | 0 | 0
Econ | Hospitals | Space Cooling | Central chillers inside | TRC | Existing | NE4186 | Thermal Energy Storage | Thermal Energy Storage | NonEquip | 20 |  | 66.67% | Tech/Econ | 0% | 0.0017425 | -8.9322e-06 | -5.8582e-07
Econ | Hospitals | Space Cooling | Central chillers inside | TRC | Existing | NE4134 | Smart Thermostat | Smart Thermostat | NonEquip | 11 |  | 31.48% | Tech/Econ | 10% | 438068.3504 | 36.6167 | 0
Econ | Hospitals | Space Cooling | Central chillers inside | TRC | Existing | NE4030 | Programmable Thermostat | Programmable Thermostat | NonEquip | 11 |  | 0% | Tech/Econ | 3.6% | 0 | 0 | 0
Econ | Hospitals | Space Cooling | Central chillers inside | TRC | Existing | NE3900 | HVAC tune-up_RTU | HVAC tune-up_RTU | NonEquip | 5 | Packaged air conditioning units (RTUs) | 0% | Tech/Econ | 5% | 0 | 0 | 0
Econ | Hospitals | Space Cooling | Central chillers inside | TRC | Existing | NE3874 | HVAC tune-up | HVAC tune-up | NonEquip | 5 | Residential-type central air conditioners | 0% | Tech/Econ | 5% | 0 | 0 | 0
Econ | Hospitals | Space Cooling | Central chillers inside | TRC | Existing | NE3666 | Facility Energy Management System | Facility Energy Management System | NonEquip | 15 |  | 5.375% | Tech/Econ | 20% | 187744.9774 | 27.7942 | 0
Econ | Hospitals | Space Cooling | Central chillers inside | TRC | Existing | NE3510 | Duct Sealing Repair | Duct Sealing Repair | NonEquip | 15 |  | 0% | Tech/Econ | 12% | 0 | 0 | 0
Econ | Hospitals | Space Cooling | Central chillers inside | TRC | Existing | NE3406 | Dedicated Outdoor Air System on VRF unit | Dedicated Outdoor Air System on VRF unit | NonEquip | 15 | Residential-type central air conditioners | 0% | Tech/Econ | 17.5% | 0 | 0 | 0
Econ | Hospitals | Space Cooling | Central chillers inside | TRC | Existing | NE3302 | Chilled Water System - Variable Speed Drives | Chilled Water System - Variable Speed Drives | NonEquip | 13 | Central chillers inside | 73.99% | Tech/Econ | 24.74% | 3162426.389 | 294.1494 | 66.8581
Econ | Hospitals | Space Cooling | Central chillers inside | TRC | Existing | NE3276 | Chilled Water Controls Optimization | Chilled Water Controls Optimization | NonEquip | 10 | Central chillers inside | 25.53% | Tech/Econ | 12.5% | 613899.0565 | 117.5904 | 12.745
Econ | Hospitals | Space Cooling | Central chillers inside | TRC | Existing | NE3198 | Ceiling Insulation(R2 to R38) | Ceiling Insulation(R2 to R38) | NonEquip | 20 |  | 0% | Tech/Econ | 2.322% | 0 | 0 | 0
Econ | Hospitals | Space Cooling | Central chillers inside | TRC | Existing | NE3042 | Airside Economizer | Airside Economizer | NonEquip | 10 | Packaged air conditioning units (RTUs) | 0% | Tech/Econ | 5.556% | 0 | 0 | 0
Econ | Hospitals | Space Cooling | Central chillers inside | TRC | Turnover | ET981 | High Efficiency Chiller (Water cooled-centrifugal, 200 tons) | High Efficiency Chiller (Water cooled-centrifugal, 200 tons) | Equip | 20 | Central chillers inside | 31.91% | Tech/Econ | 4.362% | 196503.8088 | 63.0372 | 0.6206
Econ | Hospitals | Space Cooling | Central chillers inside | TRC | Turnover | ET903 | High Efficiency Chiller (Air Cooled, 50 tons) | High Efficiency Chiller (Air Cooled, 50 tons) | Equip | 20 | Central chillers inside | 31.91% | Tech/Econ | 8.759% | 502245.6123 | 116.4727 | 26.8662
Econ | Hospitals | Space Cooling | Central chillers inside | TRC | Turnover | ET1059 | High Efficiency Chiller (Water cooled-positive displacement, 100 tons) | High Efficiency Chiller (Water cooled-positive displacement, 100 tons) | Equip | 20 | Central chillers inside | 31.91% | Tech/Econ | 2.683% | 115418.1245 | 37.0254 | 0.36452
Econ | Hospitals | Space Cooling | Central chillers inside | TRC | New | EN929 | High Efficiency Chiller (Air Cooled, 50 tons) | High Efficiency Chiller (Air Cooled, 50 tons) | Equip | 20 | Central chillers inside | 31.91% | Tech/Econ | 8.759% | 4597.5375 | 1.0662 | 0.24593
Econ | Hospitals | Space Cooling | Central chillers inside | TRC | New | EN1085 | High Efficiency Chiller (Water cooled-positive displacement, 100 tons) | High Efficiency Chiller (Water cooled-positive displacement, 100 tons) | Equip | 20 | Central chillers inside | 31.91% | Tech/Econ | 2.683% | 0 | 0 | 0
Econ | Hospitals | Space Cooling | Central chillers inside | TRC | New | EN1007 | High Efficiency Chiller (Water cooled-centrifugal, 200 tons) | High Efficiency Chiller (Water cooled-centrifugal, 200 tons) | Equip | 20 | Central chillers inside | 31.91% | Tech/Econ | 4.362% | 0 | 0 | 0
Econ | Hospitals | Ventilation and Circulation | Central air-handling unit | TRC | New | NN5395 | Retro-Commissioning | Retro-Commissioning | NonEquip | 5 |  | 0% | Tech/Econ | 16% | 0 | 0 | 0
Econ | Hospitals | Ventilation and Circulation | Central air-handling unit | TRC | New | NN4979 | VAV System | VAV System | NonEquip | 10 |  | 15.96% | Tech/Econ | 30% | 3883.0411 | 1.1052 | 1.1216
Econ | Hospitals | Ventilation and Circulation | Central air-handling unit | TRC | New | NN4953 | Demand Controlled Ventilation | Demand Controlled Ventilation | NonEquip | 10 |  | 17.54% | Tech/Econ | 23.08% | 3127.1175 | 0.32558 | 1.833
Econ | Hospitals | Ventilation and Circulation | Central air-handling unit | TRC | New | NN4927 | CO Sensors for Parking Garage Exhaust | CO Sensors for Parking Garage Exhaust | NonEquip | 15 | Motor/Fan | 0% | Tech/Econ | 33% | 0 | 0 | 0
Econ | Hospitals | Ventilation and Circulation | Central air-handling unit | TRC | Existing | NE5382 | Retro-Commissioning | Retro-Commissioning | NonEquip | 5 |  | 21.99% | Tech/Econ | 16% | 291041.0556 | 122.7178 | 1.4099
Econ | Hospitals | Ventilation and Circulation | Central air-handling unit | TRC | Existing | NE4966 | VAV System | VAV System | NonEquip | 10 |  | 10.64% | Tech/Econ | 30% | 288275.8086 | 82.0474 | 83.2645
Econ | Hospitals | Ventilation and Circulation | Central air-handling unit | TRC | Existing | NE4940 | Demand Controlled Ventilation | Demand Controlled Ventilation | NonEquip | 10 |  | 23.39% | Tech/Econ | 23.08% | 472094.3289 | 49.1519 | 276.7254
Econ | Hospitals | Ventilation and Circulation | Central air-handling unit | TRC | Existing | NE4914 | CO Sensors for Parking Garage Exhaust | CO Sensors for Parking Garage Exhaust | NonEquip | 15 | Motor/Fan | 0% | Tech/Econ | 33% | 0 | 0 | 0
Econ | Hospitals | Interior Lighting | case lighting | TRC | New | NN5265 | Retro-Commissioning | Retro-Commissioning | NonEquip | 5 |  | 0% | Tech/Econ | 16% | 0 | 0 | 0
Econ | Hospitals | Interior Lighting | case lighting | TRC | New | NN4433 | Interior Lighting Controls | Interior Lighting Controls | NonEquip | 8 | Overhead (fluorescent/LED/CFL U-shape) | 0% | Tech/Econ | 28% | 0 | 0 | 0
Econ | Hospitals | Interior Lighting | case lighting | TRC | New | NN4407 | Bi-Level Lighting Control (Interior) | Bi-Level Lighting Control (Interior) | NonEquip | 8 | Overhead (fluorescent/LED/CFL U-shape) | 0% | Tech/Econ | 31% | 0 | 0 | 0
Econ | Hospitals | Interior Lighting | case lighting | TRC | New | NN3705 | Facility Energy Management System | Facility Energy Management System | NonEquip | 15 |  | 4.276% | Tech/Econ | 24% | 4.3578 | 0.00064515 | 0.00055729
Econ | Hospitals | Interior Lighting | case lighting | TRC | Existing | NE5252 | Retro-Commissioning | Retro-Commissioning | NonEquip | 5 |  | 21.99% | Tech/Econ | 16% | 1663.7405 | 0.70152 | 0.0080596
Econ | Hospitals | Interior Lighting | case lighting | TRC | Existing | NE4420 | Interior Lighting Controls | Interior Lighting Controls | NonEquip | 8 | Overhead (fluorescent/LED/CFL U-shape) | 0% | Tech/Econ | 28% | 0 | 0 | 0
Econ | Hospitals | Interior Lighting | case lighting | TRC | Existing | NE4394 | Bi-Level Lighting Control (Interior) | Bi-Level Lighting Control (Interior) | NonEquip | 8 | Overhead (fluorescent/LED/CFL U-shape) | 0% | Tech/Econ | 31% | 0 | 0 | 0
Econ | Hospitals | Interior Lighting | case lighting | TRC | Existing | NE3692 | Facility Energy Management System | Facility Energy Management System | NonEquip | 15 |  | 5.375% | Tech/Econ | 24% | 588.5753 | 0.087134 | 0.075269
Econ | Hospitals | Space Heating | Boilers | TRC | New | NN5343 | Retro-Commissioning | Retro-Commissioning | NonEquip | 5 |  | 0% | Tech/Econ | 16% | 0 | 0 | 0
Econ | Hospitals | Space Heating | Boilers | TRC | New | NN4173 | Smart Thermostat | Smart Thermostat | NonEquip | 11 |  | 31.48% | Tech/Econ | 10% | 60.6783 | 0 | 0.0014984
Econ | Hospitals | Space Heating | Boilers | TRC | New | NN4069 | Programmable Thermostat | Programmable Thermostat | NonEquip | 11 |  | 0% | Tech/Econ | 3.6% | 0 | 0 | 0
Econ | Hospitals | Space Heating | Boilers | TRC | New | NN3653 | Facility Energy Management System | Facility Energy Management System | NonEquip | 15 |  | 4.276% | Tech/Econ | 20% | 16.6282 | 0 | 0.0021265
Econ | Hospitals | Space Heating | Boilers | TRC | New | NN3549 | Duct Sealing Repair | Duct Sealing Repair | NonEquip | 15 |  | 0% | Tech/Econ | 12% | 0 | 0 | 0
Econ | Hospitals | Space Heating | Boilers | TRC | New | NN3393 | Dedicated Outdoor Air System on VRF unit | Dedicated Outdoor Air System on VRF unit | NonEquip | 15 | Residential/split system heat pump | 0% | Tech/Econ | 10% | 0 | 0 | 0
Econ | Hospitals | Space Heating | Boilers | TRC | New | NN3185 | Ceiling Insulation(R2 to R38) | Ceiling Insulation(R2 to R38) | NonEquip | 20 |  | 0% | Tech/Econ | 0.8136% | 0 | 0 | 0
Econ | Hospitals | Space Heating | Boilers | TRC | Existing | NE5330 | Retro-Commissioning | Retro-Commissioning | NonEquip | 5 |  | 21.99% | Tech/Econ | 16% | 7617.99 | 0 | 0.036903
Econ | Hospitals | Space Heating | Boilers | TRC | Existing | NE4238 | Wall Insulation | Wall Insulation | NonEquip | 20 |  | 0% | Tech/Econ | 0.6629% | 0 | 0 | 0
Econ | Hospitals | Space Heating | Boilers | TRC | Existing | NE4160 | Smart Thermostat | Smart Thermostat | NonEquip | 11 |  | 31.48% | Tech/Econ | 10% | 6504.9229 | 0 | 0.16063
Econ | Hospitals | Space Heating | Boilers | TRC | Existing | NE4056 | Programmable Thermostat | Programmable Thermostat | NonEquip | 11 |  | 0% | Tech/Econ | 3.6% | 0 | 0 | 0
Econ | Hospitals | Space Heating | Boilers | TRC | Existing | NE3640 | Facility Energy Management System | Facility Energy Management System | NonEquip | 15 |  | 5.375% | Tech/Econ | 20% | 2245.8234 | 0 | 0.2872
Econ | Hospitals | Space Heating | Boilers | TRC | Existing | NE3536 | Duct Sealing Repair | Duct Sealing Repair | NonEquip | 15 |  | 0% | Tech/Econ | 12% | 0 | 0 | 0
Econ | Hospitals | Space Heating | Boilers | TRC | Existing | NE3380 | Dedicated Outdoor Air System on VRF unit | Dedicated Outdoor Air System on VRF unit | NonEquip | 15 | Residential/split system heat pump | 0% | Tech/Econ | 10% | 0 | 0 | 0
Econ | Hospitals | Space Heating | Boilers | TRC | Existing | NE3172 | Ceiling Insulation(R2 to R38) | Ceiling Insulation(R2 to R38) | NonEquip | 20 |  | 0% | Tech/Econ | 0.8977% | 0 | 0 | 0
Econ | Hospitals | Domestic Hot Water | "Point-of-Use" water heaters | TRC | New | NN5421 | Retro-Commissioning | Retro-Commissioning | NonEquip | 5 |  | 0% | Tech/Econ | 16% | 0 | 0 | 0
Econ | Hospitals | Domestic Hot Water | "Point-of-Use" water heaters | TRC | New | NN2925 | Thermostatic Shower Restriction Valve | Thermostatic Shower Restriction Valve | NonEquip | 10 | Centralized water heaters | 0% | Tech/Econ | 7.687% | 0 | 0 | 0
Econ | Hospitals | Domestic Hot Water | "Point-of-Use" water heaters | TRC | New | NN2899 | Tank Wrap on Water Heater | Tank Wrap on Water Heater | NonEquip | 7 | Centralized water heaters | 0% | Tech/Econ | 1.306% | 0 | 0 | 0
Econ | Hospitals | Domestic Hot Water | "Point-of-Use" water heaters | TRC | New | NN2873 | Low-Flow Pre-Rinse Sprayers | Low-Flow Pre-Rinse Sprayers | NonEquip | 5 | Centralized water heaters | 0% | Tech/Econ | 0.7822% | 0 | 0 | 0
Econ | Hospitals | Domestic Hot Water | "Point-of-Use" water heaters | TRC | New | NN2847 | Low Flow Shower Head | Low Flow Shower Head | NonEquip | 10 | Centralized water heaters | 0% | Tech/Econ | 1.557% | 0 | 0 | 0
Econ | Hospitals | Domestic Hot Water | "Point-of-Use" water heaters | TRC | New | NN2821 | Hot Water Pipe Insulation | Hot Water Pipe Insulation | NonEquip | 13 | Centralized water heaters | 0% | Tech/Econ | 7.009% | 0 | 0 | 0
Econ | Hospitals | Domestic Hot Water | "Point-of-Use" water heaters | TRC | New | NN2795 | Hot Water Circulation Pump Control | Hot Water Circulation Pump Control | NonEquip | 15 | Centralized water heaters | 0% | Tech/Econ | 3.366% | 0 | 0 | 0
Econ | Hospitals | Domestic Hot Water | "Point-of-Use" water heaters | TRC | New | NN2769 | Faucet Aerator | Faucet Aerator | NonEquip | 10 | Centralized water heaters | 0% | Tech/Econ | 1.1% | 0 | 0 | 0
Econ | Hospitals | Domestic Hot Water | "Point-of-Use" water heaters | TRC | Existing | NE5408 | Retro-Commissioning | Retro-Commissioning | NonEquip | 5 |  | 21.99% | Tech/Econ | 16% | 25530.3143 | 10.7649 | 0.12367
Econ | Hospitals | Domestic Hot Water | "Point-of-Use" water heaters | TRC | Existing | NE2912 | Thermostatic Shower Restriction Valve | Thermostatic Shower Restriction Valve | NonEquip | 10 | Centralized water heaters | 0% | Tech/Econ | 7.353% | 0 | 0 | 0
Econ | Hospitals | Domestic Hot Water | "Point-of-Use" water heaters | TRC | Existing | NE2886 | Tank Wrap on Water Heater | Tank Wrap on Water Heater | NonEquip | 7 | Centralized water heaters | 0% | Tech/Econ | 1.306% | 0 | 0 | 0
Econ | Hospitals | Domestic Hot Water | "Point-of-Use" water heaters | TRC | Existing | NE2860 | Low-Flow Pre-Rinse Sprayers | Low-Flow Pre-Rinse Sprayers | NonEquip | 5 | Centralized water heaters | 0% | Tech/Econ | 0.7459% | 0 | 0 | 0
Econ | Hospitals | Domestic Hot Water | "Point-of-Use" water heaters | TRC | Existing | NE2834 | Low Flow Shower Head | Low Flow Shower Head | NonEquip | 10 | Centralized water heaters | 0% | Tech/Econ | 1.49% | 0 | 0 | 0
Econ | Hospitals | Domestic Hot Water | "Point-of-Use" water heaters | TRC | Existing | NE2808 | Hot Water Pipe Insulation | Hot Water Pipe Insulation | NonEquip | 13 | Centralized water heaters | 0% | Tech/Econ | 6.705% | 0 | 0 | 0
Econ | Hospitals | Domestic Hot Water | "Point-of-Use" water heaters | TRC | Existing | NE2782 | Hot Water Circulation Pump Control | Hot Water Circulation Pump Control | NonEquip | 15 | Centralized water heaters | 0% | Tech/Econ | 3.22% | 0 | 0 | 0
Econ | Hospitals | Domestic Hot Water | "Point-of-Use" water heaters | TRC | Existing | NE2756 | Faucet Aerator | Faucet Aerator | NonEquip | 10 | Centralized water heaters | 0% | Tech/Econ | 1.053% | 0 | 0 | 0
Econ | Hospitals | Domestic Hot Water | "Point-of-Use" water heaters | TRC | Turnover | ET318 | Energy Star Commercial Dishwasher | Energy Star Commercial Dishwasher | Equip | 15 | "Point-of-Use" water heaters | 29.7% | Tech/Econ | 29.42% | 69466.1338 | 5.0406 | -0.00053627
Econ | Hospitals | Domestic Hot Water | "Point-of-Use" water heaters | TRC | New | EN344 | Energy Star Commercial Dishwasher | Energy Star Commercial Dishwasher | Equip | 15 | "Point-of-Use" water heaters | 29.7% | Tech/Econ | 29.42% | 623.8004 | 0.045264 | -4.8157e-06
Econ | Institutional | Refrigeration | Walk-in cooler | TRC | New | NN5318 | Retro-Commissioning | Retro-Commissioning | NonEquip | 5 |  | 0% | Tech/Econ | 16% | 0 | 0 | 0
Econ | Institutional | Refrigeration | Walk-in cooler | TRC | New | NN4902 | Strip Curtains for Walk-ins | Strip Curtains for Walk-ins | NonEquip | 4 | Walk-in cooler | 0% | Tech/Econ | 2.115% | 0 | 0 | 0
Econ | Institutional | Refrigeration | Walk-in cooler | TRC | New | NN4850 | PSC to ECM Evaporator Fan Motor (Walk-In, Refrigerator) | PSC to ECM Evaporator Fan Motor (Walk-In, Refrigerator) | NonEquip | 15 | Walk-in cooler | 0% | Tech/Econ | 37.5% | 0 | 0 | 0
Econ | Institutional | Refrigeration | Walk-in cooler | TRC | New | NN4824 | PSC to ECM Evaporator Fan Motor (Reach-In) | PSC to ECM Evaporator Fan Motor (Reach-In) | NonEquip | 15 | Display cases | 0% | Tech/Econ | 37.5% | 0 | 0 | 0
Econ | Institutional | Refrigeration | Walk-in cooler | TRC | New | NN4694 | Floating Head Pressure Controls | Floating Head Pressure Controls | NonEquip | 15 |  | 0% | Tech/Econ | 6.05% | 0 | 0 | 0
Econ | Institutional | Refrigeration | Walk-in cooler | TRC | New | NN4616 | Anti-Sweat Controls | Anti-Sweat Controls | NonEquip | 8 | Display cases | 0% | Tech/Econ | 85% | 0 | 0 | 0
Econ | Institutional | Refrigeration | Walk-in cooler | TRC | Existing | NE5305 | Retro-Commissioning | Retro-Commissioning | NonEquip | 5 |  | 21.99% | Tech/Econ | 16% | 1976.8613 | 0.3305 | 1.0247
Econ | Institutional | Refrigeration | Walk-in cooler | TRC | Existing | NE4889 | Strip Curtains for Walk-ins | Strip Curtains for Walk-ins | NonEquip | 4 | Walk-in cooler | 0% | Tech/Econ | 2.115% | 0 | 0 | 0
Econ | Institutional | Refrigeration | Walk-in cooler | TRC | Existing | NE4837 | PSC to ECM Evaporator Fan Motor (Walk-In, Refrigerator) | PSC to ECM Evaporator Fan Motor (Walk-In, Refrigerator) | NonEquip | 15 | Walk-in cooler | 0% | Tech/Econ | 37.5% | 0 | 0 | 0
Econ | Institutional | Refrigeration | Walk-in cooler | TRC | Existing | NE4811 | PSC to ECM Evaporator Fan Motor (Reach-In) | PSC to ECM Evaporator Fan Motor (Reach-In) | NonEquip | 15 | Display cases | 0% | Tech/Econ | 37.5% | 0 | 0 | 0
Econ | Institutional | Refrigeration | Walk-in cooler | TRC | Existing | NE4707 | Freezer-Cooler Replacement Gaskets | Freezer-Cooler Replacement Gaskets | NonEquip | 4 | Display cases | 0% | Tech/Econ | 3.131% | 0 | 0 | 0
Econ | Institutional | Refrigeration | Walk-in cooler | TRC | Existing | NE4681 | Floating Head Pressure Controls | Floating Head Pressure Controls | NonEquip | 15 |  | 0% | Tech/Econ | 6.05% | 0 | 0 | 0
Econ | Institutional | Refrigeration | Walk-in cooler | TRC | Existing | NE4603 | Anti-Sweat Controls | Anti-Sweat Controls | NonEquip | 8 | Display cases | 0% | Tech/Econ | 85% | 0 | 0 | 0
Econ | Institutional | Refrigeration | Vending and ice makers | TRC | New | NN5318 | Retro-Commissioning | Retro-Commissioning | NonEquip | 5 |  | 0% | Tech/Econ | 16% | 0 | 0 | 0
Econ | Institutional | Refrigeration | Vending and ice makers | TRC | New | NN4902 | Strip Curtains for Walk-ins | Strip Curtains for Walk-ins | NonEquip | 4 | Walk-in cooler | 0% | Tech/Econ | 2.115% | 0 | 0 | 0
Econ | Institutional | Refrigeration | Vending and ice makers | TRC | New | NN4850 | PSC to ECM Evaporator Fan Motor (Walk-In, Refrigerator) | PSC to ECM Evaporator Fan Motor (Walk-In, Refrigerator) | NonEquip | 15 | Walk-in cooler | 0% | Tech/Econ | 37.5% | 0 | 0 | 0
Econ | Institutional | Refrigeration | Vending and ice makers | TRC | New | NN4824 | PSC to ECM Evaporator Fan Motor (Reach-In) | PSC to ECM Evaporator Fan Motor (Reach-In) | NonEquip | 15 | Display cases | 0% | Tech/Econ | 37.5% | 0 | 0 | 0
Econ | Institutional | Refrigeration | Vending and ice makers | TRC | New | NN4694 | Floating Head Pressure Controls | Floating Head Pressure Controls | NonEquip | 15 |  | 0% | Tech/Econ | 6.05% | 0 | 0 | 0
Econ | Institutional | Refrigeration | Vending and ice makers | TRC | New | NN4616 | Anti-Sweat Controls | Anti-Sweat Controls | NonEquip | 8 | Display cases | 0% | Tech/Econ | 85% | 0 | 0 | 0
Econ | Institutional | Refrigeration | Vending and ice makers | TRC | Existing | NE5305 | Retro-Commissioning | Retro-Commissioning | NonEquip | 5 |  | 21.99% | Tech/Econ | 16% | 62665.8524 | 10.4766 | 32.4816
Econ | Institutional | Refrigeration | Vending and ice makers | TRC | Existing | NE4889 | Strip Curtains for Walk-ins | Strip Curtains for Walk-ins | NonEquip | 4 | Walk-in cooler | 0% | Tech/Econ | 2.115% | 0 | 0 | 0
Econ | Institutional | Refrigeration | Vending and ice makers | TRC | Existing | NE4837 | PSC to ECM Evaporator Fan Motor (Walk-In, Refrigerator) | PSC to ECM Evaporator Fan Motor (Walk-In, Refrigerator) | NonEquip | 15 | Walk-in cooler | 0% | Tech/Econ | 37.5% | 0 | 0 | 0
Econ | Institutional | Refrigeration | Vending and ice makers | TRC | Existing | NE4811 | PSC to ECM Evaporator Fan Motor (Reach-In) | PSC to ECM Evaporator Fan Motor (Reach-In) | NonEquip | 15 | Display cases | 0% | Tech/Econ | 37.5% | 0 | 0 | 0
Econ | Institutional | Refrigeration | Vending and ice makers | TRC | Existing | NE4707 | Freezer-Cooler Replacement Gaskets | Freezer-Cooler Replacement Gaskets | NonEquip | 4 | Display cases | 0% | Tech/Econ | 3.131% | 0 | 0 | 0
Econ | Institutional | Refrigeration | Vending and ice makers | TRC | Existing | NE4681 | Floating Head Pressure Controls | Floating Head Pressure Controls | NonEquip | 15 |  | 0% | Tech/Econ | 6.05% | 0 | 0 | 0
Econ | Institutional | Refrigeration | Vending and ice makers | TRC | Existing | NE4603 | Anti-Sweat Controls | Anti-Sweat Controls | NonEquip | 8 | Display cases | 0% | Tech/Econ | 85% | 0 | 0 | 0
Econ | Institutional | Exterior Lighting | Street lighting | TRC | New | NN5292 | Retro-Commissioning | Retro-Commissioning | NonEquip | 5 |  | 0% | Tech/Econ | 16% | 0 | 0 | 0
Econ | Institutional | Exterior Lighting | Street lighting | TRC | New | NN2978 | Outdoor Lighting Controls | Outdoor Lighting Controls | NonEquip | 8 | Exterior parking/lot lighting | 0% | Tech/Econ | 28% | 0 | 0 | 0
Econ | Institutional | Exterior Lighting | Street lighting | TRC | New | NN2952 | Bi-Level Lighting Control (Exterior) | Bi-Level Lighting Control (Exterior) | NonEquip | 9 | Exterior parking/lot lighting | 0% | Tech/Econ | 31% | 0 | 0 | 0
Econ | Institutional | Exterior Lighting | Street lighting | TRC | Existing | NE5279 | Retro-Commissioning | Retro-Commissioning | NonEquip | 5 |  | 21.99% | Tech/Econ | 16% | 0 | 0 | 0
Econ | Institutional | Exterior Lighting | Street lighting | TRC | Existing | NE2965 | Outdoor Lighting Controls | Outdoor Lighting Controls | NonEquip | 8 | Exterior parking/lot lighting | 0% | Tech/Econ | 28% | 0 | 0 | 0
Econ | Institutional | Exterior Lighting | Street lighting | TRC | Existing | NE2939 | Bi-Level Lighting Control (Exterior) | Bi-Level Lighting Control (Exterior) | NonEquip | 9 | Exterior parking/lot lighting | 0% | Tech/Econ | 31% | 0 | 0 | 0
Econ | Institutional | Exterior Lighting | Street lighting | TRC | Turnover | ET748 | LED Street Lights | LED Street Lights | Equip | 18 | Street lighting | 21.49% | Tech/Econ | 66.53% | 0 | 0 | 0
Econ | Institutional | Exterior Lighting | Street lighting | TRC | New | EN774 | LED Street Lights | LED Street Lights | Equip | 18 | Street lighting | 21.49% | Tech/Econ | 66.53% | 0 | 0 | 0
Econ | Institutional | Cooking | Steamer | TRC | Turnover | ET202 | Energy Star Steamer | Energy Star Steamer | Equip | 12 | Steamer | 0% | Tech/Econ | 56.63% | 0 | 0 | 0
Econ | Institutional | Cooking | Steamer | TRC | New | EN228 | Energy Star Steamer | Energy Star Steamer | Equip | 12 | Steamer | 0% | Tech/Econ | 56.63% | 0 | 0 | 0
Econ | Institutional | Exterior Lighting | Spot lighting/Security/Flood | TRC | New | NN5292 | Retro-Commissioning | Retro-Commissioning | NonEquip | 5 |  | 0% | Tech/Econ | 16% | 0 | 0 | 0
Econ | Institutional | Exterior Lighting | Spot lighting/Security/Flood | TRC | New | NN2978 | Outdoor Lighting Controls | Outdoor Lighting Controls | NonEquip | 8 | Exterior parking/lot lighting | 0% | Tech/Econ | 28% | 0 | 0 | 0
Econ | Institutional | Exterior Lighting | Spot lighting/Security/Flood | TRC | New | NN2952 | Bi-Level Lighting Control (Exterior) | Bi-Level Lighting Control (Exterior) | NonEquip | 9 | Exterior parking/lot lighting | 0% | Tech/Econ | 31% | 0 | 0 | 0
Econ | Institutional | Exterior Lighting | Spot lighting/Security/Flood | TRC | Existing | NE5279 | Retro-Commissioning | Retro-Commissioning | NonEquip | 5 |  | 21.99% | Tech/Econ | 16% | 0 | 0 | 0
Econ | Institutional | Exterior Lighting | Spot lighting/Security/Flood | TRC | Existing | NE2965 | Outdoor Lighting Controls | Outdoor Lighting Controls | NonEquip | 8 | Exterior parking/lot lighting | 0% | Tech/Econ | 28% | 0 | 0 | 0
Econ | Institutional | Exterior Lighting | Spot lighting/Security/Flood | TRC | Existing | NE2939 | Bi-Level Lighting Control (Exterior) | Bi-Level Lighting Control (Exterior) | NonEquip | 9 | Exterior parking/lot lighting | 0% | Tech/Econ | 31% | 0 | 0 | 0
Econ | Institutional | Exterior Lighting | Spot lighting/Security/Flood | TRC | Turnover | ET670 | LED Exterior Lighting | LED Exterior Lighting | Equip | 13 | Spot lighting/Security/Flood | 4.624% | Tech/Econ | 60.51% | 0 | 0 | 0
Econ | Institutional | Exterior Lighting | Spot lighting/Security/Flood | TRC | Turnover | ET553 | LED - 9W Flood | LED - 9W Flood | Equip | 15 | Spot lighting/Security/Flood | 13.31% | Tech/Econ | 86.15% | 0 | 0 | 0
Econ | Institutional | Exterior Lighting | Spot lighting/Security/Flood | TRC | Turnover | ET475 | CFL - 15W Flood | CFL - 15W Flood | Equip | 7.8 | Spot lighting/Security/Flood | 0% | Tech/Econ | 76.92% | 0 | 0 | 0
Econ | Institutional | Exterior Lighting | Spot lighting/Security/Flood | TRC | New | EN696 | LED Exterior Lighting | LED Exterior Lighting | Equip | 13 | Spot lighting/Security/Flood | 4.624% | Tech/Econ | 60.51% | 0 | 0 | 0
Econ | Institutional | Exterior Lighting | Spot lighting/Security/Flood | TRC | New | EN579 | LED - 9W Flood | LED - 9W Flood | Equip | 15 | Spot lighting/Security/Flood | 86.42% | Tech/Econ | 86.15% | 0 | 0 | 0
Econ | Institutional | Exterior Lighting | Spot lighting/Security/Flood | TRC | New | EN501 | CFL - 15W Flood | CFL - 15W Flood | Equip | 7.8 | Spot lighting/Security/Flood | 0% | Tech/Econ | 76.92% | 0 | 0 | 0
Econ | Institutional | Interior Lighting | Spot lighting | TRC | New | NN5266 | Retro-Commissioning | Retro-Commissioning | NonEquip | 5 |  | 0% | Tech/Econ | 16% | 0 | 0 | 0
Econ | Institutional | Interior Lighting | Spot lighting | TRC | New | NN4434 | Interior Lighting Controls | Interior Lighting Controls | NonEquip | 8 | Overhead (fluorescent/LED/CFL U-shape) | 0% | Tech/Econ | 28% | 0 | 0 | 0
Econ | Institutional | Interior Lighting | Spot lighting | TRC | New | NN3706 | Facility Energy Management System | Facility Energy Management System | NonEquip | 15 |  | 1.982% | Tech/Econ | 24% | 6.4863 | 0.0013595 | 0.0001169
Econ | Institutional | Interior Lighting | Spot lighting | TRC | Existing | NE5253 | Retro-Commissioning | Retro-Commissioning | NonEquip | 5 |  | 21.99% | Tech/Econ | 16% | 2913.3463 | 0.48706 | 1.5101
Econ | Institutional | Interior Lighting | Spot lighting | TRC | Existing | NE4421 | Interior Lighting Controls | Interior Lighting Controls | NonEquip | 8 | Overhead (fluorescent/LED/CFL U-shape) | 0% | Tech/Econ | 28% | 0 | 0 | 0
Econ | Institutional | Interior Lighting | Spot lighting | TRC | Existing | NE3693 | Facility Energy Management System | Facility Energy Management System | NonEquip | 15 |  | 5.375% | Tech/Econ | 24% | 1011.5478 | 0.21201 | 0.018231
Econ | Institutional | Interior Lighting | Spot lighting | TRC | Turnover | ET1606 | LED Display Lighting (Interior) | LED Display Lighting (Interior) | Equip | 15 | Spot lighting | 2.129% | Tech/Econ | 87.04% | 1480.2562 | 0.3635 | 0.082115
Econ | Institutional | Interior Lighting | Spot lighting | TRC | Turnover | ET1567 | LED - 14W | LED - 14W | Equip | 15 | Spot lighting | 86.42% | Tech/Econ | 53.33% | 70790.3007 | 16.9851 | 3.9271
Econ | Institutional | Interior Lighting | Spot lighting | TRC | Turnover | ET1450 | CFL-23W | CFL-23W | Equip | 7.8 | Spot lighting | 0% | Tech/Econ | 23.33% | 0 | 0 | 0
Econ | Institutional | Interior Lighting | Spot lighting | TRC | New | EN1632 | LED Display Lighting (Interior) | LED Display Lighting (Interior) | Equip | 15 | Spot lighting | 0% | Tech/Econ | 87.04% | 0 | 0 | 0
Econ | Institutional | Interior Lighting | Spot lighting | TRC | New | EN1593 | LED - 14W | LED - 14W | Equip | 15 | Spot lighting | 0% | Tech/Econ | 53.33% | 0 | 0 | 0
Econ | Institutional | Interior Lighting | Spot lighting | TRC | New | EN1476 | CFL-23W | CFL-23W | Equip | 7.8 | Spot lighting | 0% | Tech/Econ | 23.33% | 0 | 0 | 0
Econ | Institutional | Office Equipment | Servers | TRC | New | NN4590 | Smart Strip Plug Outlet | Smart Strip Plug Outlet | NonEquip | 4 |  | 43.9% | Tech/Econ | 1.187% | 11.3233 | 0.0016837 | 0
Econ | Institutional | Office Equipment | Servers | TRC | New | NN4564 | Network PC Power Management | Network PC Power Management | NonEquip | 5 | Computers | 0% | Tech/Econ | 56.5% | 0 | 0 | 0
Econ | Institutional | Office Equipment | Servers | TRC | Existing | NE4577 | Smart Strip Plug Outlet | Smart Strip Plug Outlet | NonEquip | 4 |  | 43.9% | Tech/Econ | 1.187% | 1275.411 | 0.18965 | 0
Econ | Institutional | Office Equipment | Servers | TRC | Existing | NE4551 | Network PC Power Management | Network PC Power Management | NonEquip | 5 | Computers | 0% | Tech/Econ | 56.5% | 0 | 0 | 0
Econ | Institutional | Office Equipment | Servers | TRC | Turnover | ET2224 | Energy Star Servers | Energy Star Servers | Equip | 4 | Servers | 47.28% | Tech/Econ | 23.08% | 29980.0803 | 4.4622 | 3.1036
Econ | Institutional | Office Equipment | Servers | TRC | New | EN2250 | Energy Star Servers | Energy Star Servers | Equip | 4 | Servers | 47.28% | Tech/Econ | 23.08% | 266.167 | 0.039616 | 0.027554
Econ | Institutional | Space Cooling | Residential-type central air conditioners | TRC | New | NN5370 | Retro-Commissioning | Retro-Commissioning | NonEquip | 5 |  | 0% | Tech/Econ | 16% | 0 | 0 | 0
Econ | Institutional | Space Cooling | Residential-type central air conditioners | TRC | New | NN4200 | Thermal Energy Storage | Thermal Energy Storage | NonEquip | 20 |  | 33.33% | Tech/Econ | 0% | 0 | 0 | 0
Econ | Institutional | Space Cooling | Residential-type central air conditioners | TRC | New | NN4148 | Smart Thermostat | Smart Thermostat | NonEquip | 11 |  | 31.48% | Tech/Econ | 10% | 115.0264 | 0.0013658 | 0
Econ | Institutional | Space Cooling | Residential-type central air conditioners | TRC | New | NN3888 | HVAC tune-up | HVAC tune-up | NonEquip | 5 | Residential-type central air conditioners | 49.09% | Tech/Econ | 5% | 91.9636 | 0.014877 | 0.00061554
Econ | Institutional | Space Cooling | Residential-type central air conditioners | TRC | New | NN3680 | Facility Energy Management System | Facility Energy Management System | NonEquip | 15 |  | 1.982% | Tech/Econ | 20% | 16.8662 | 0.003535 | 0
Econ | Institutional | Space Cooling | Residential-type central air conditioners | TRC | New | NN3524 | Duct Sealing Repair | Duct Sealing Repair | NonEquip | 15 |  | 0% | Tech/Econ | 12% | 0 | 0 | 0
Econ | Institutional | Space Cooling | Residential-type central air conditioners | TRC | New | NN3316 | Chilled Water System - Variable Speed Drives | Chilled Water System - Variable Speed Drives | NonEquip | 13 | Central chillers inside | 0% | Tech/Econ | 24.74% | 0 | 0 | 0
Econ | Institutional | Space Cooling | Residential-type central air conditioners | TRC | New | NN3290 | Chilled Water Controls Optimization | Chilled Water Controls Optimization | NonEquip | 10 | Central chillers inside | 0% | Tech/Econ | 12.5% | 0 | 0 | 0
Econ | Institutional | Space Cooling | Residential-type central air conditioners | TRC | New | NN3212 | Ceiling Insulation(R2 to R38) | Ceiling Insulation(R2 to R38) | NonEquip | 20 |  | 0% | Tech/Econ | 3.355% | 0 | 0 | 0
Econ | Institutional | Space Cooling | Residential-type central air conditioners | TRC | New | NN3056 | Airside Economizer | Airside Economizer | NonEquip | 10 | Packaged air conditioning units (RTUs) | 0% | Tech/Econ | 5.556% | 0 | 0 | 0
Econ | Institutional | Space Cooling | Residential-type central air conditioners | TRC | Existing | NE5357 | Retro-Commissioning | Retro-Commissioning | NonEquip | 5 |  | 21.99% | Tech/Econ | 16% | 16862.1401 | 2.819 | 0
Econ | Institutional | Space Cooling | Residential-type central air conditioners | TRC | Existing | NE4213 | Wall Insulation | Wall Insulation | NonEquip | 20 |  | 0% | Tech/Econ | 20.09% | 0 | 0 | 0
Econ | Institutional | Space Cooling | Residential-type central air conditioners | TRC | Existing | NE4187 | Thermal Energy Storage | Thermal Energy Storage | NonEquip | 20 |  | 33.33% | Tech/Econ | 0% | 3.5065e-05 | -1.7975e-07 | -1.1789e-08
Econ | Institutional | Space Cooling | Residential-type central air conditioners | TRC | Existing | NE4135 | Smart Thermostat | Smart Thermostat | NonEquip | 11 |  | 31.48% | Tech/Econ | 10% | 12415.1509 | 0.14742 | 0
Econ | Institutional | Space Cooling | Residential-type central air conditioners | TRC | Existing | NE3875 | HVAC tune-up | HVAC tune-up | NonEquip | 5 | Residential-type central air conditioners | 49.09% | Tech/Econ | 5% | 9925.9094 | 1.6057 | 0.066437
Econ | Institutional | Space Cooling | Residential-type central air conditioners | TRC | Existing | NE3667 | Facility Energy Management System | Facility Energy Management System | NonEquip | 15 |  | 5.375% | Tech/Econ | 20% | 4971.0472 | 1.0419 | 0
Econ | Institutional | Space Cooling | Residential-type central air conditioners | TRC | Existing | NE3511 | Duct Sealing Repair | Duct Sealing Repair | NonEquip | 15 |  | 0% | Tech/Econ | 12% | 0 | 0 | 0
Econ | Institutional | Space Cooling | Residential-type central air conditioners | TRC | Existing | NE3303 | Chilled Water System - Variable Speed Drives | Chilled Water System - Variable Speed Drives | NonEquip | 13 | Central chillers inside | 0% | Tech/Econ | 24.74% | 0 | 0 | 0
Econ | Institutional | Space Cooling | Residential-type central air conditioners | TRC | Existing | NE3277 | Chilled Water Controls Optimization | Chilled Water Controls Optimization | NonEquip | 10 | Central chillers inside | 0% | Tech/Econ | 12.5% | 0 | 0 | 0
Econ | Institutional | Space Cooling | Residential-type central air conditioners | TRC | Existing | NE3199 | Ceiling Insulation(R2 to R38) | Ceiling Insulation(R2 to R38) | NonEquip | 20 |  | 0% | Tech/Econ | 3.355% | 0 | 0 | 0
Econ | Institutional | Space Cooling | Residential-type central air conditioners | TRC | Existing | NE3043 | Airside Economizer | Airside Economizer | NonEquip | 10 | Packaged air conditioning units (RTUs) | 0% | Tech/Econ | 5.556% | 0 | 0 | 0
Econ | Institutional | Space Cooling | Residential-type central air conditioners | TRC | Turnover | ET1294 | High Efficiency PTHP | High Efficiency PTHP | Equip | 15 | Residential-type central air conditioners | 49.09% | Tech/Econ | 23.64% | 53082.2798 | 26.4015 | 0
Econ | Institutional | Space Cooling | Residential-type central air conditioners | TRC | Turnover | ET1255 | High Efficiency PTAC | High Efficiency PTAC | Equip | 15 | Residential-type central air conditioners | 0% | Tech/Econ | 23.64% | 0 | 0 | 0
Econ | Institutional | Space Cooling | Residential-type central air conditioners | TRC | New | EN1320 | High Efficiency PTHP | High Efficiency PTHP | Equip | 15 | Residential-type central air conditioners | 49.09% | Tech/Econ | 23.64% | 491.8075 | 0.24461 | 0
Econ | Institutional | Space Cooling | Residential-type central air conditioners | TRC | New | EN1281 | High Efficiency PTAC | High Efficiency PTAC | Equip | 15 | Residential-type central air conditioners | 0% | Tech/Econ | 23.64% | 0 | 0 | 0
Econ | Institutional | Space Heating | Residential/split system heat pump | TRC | New | NN5344 | Retro-Commissioning | Retro-Commissioning | NonEquip | 5 |  | 0% | Tech/Econ | 16% | 0 | 0 | 0
Econ | Institutional | Space Heating | Residential/split system heat pump | TRC | New | NN4174 | Smart Thermostat | Smart Thermostat | NonEquip | 11 |  | 31.48% | Tech/Econ | 10% | 1141.7812 | 0 | -0.18761
Econ | Institutional | Space Heating | Residential/split system heat pump | TRC | New | NN3654 | Facility Energy Management System | Facility Energy Management System | NonEquip | 15 |  | 1.982% | Tech/Econ | 20% | 151.3223 | 0 | 0.0027273
Econ | Institutional | Space Heating | Residential/split system heat pump | TRC | New | NN3550 | Duct Sealing Repair | Duct Sealing Repair | NonEquip | 15 |  | 0% | Tech/Econ | 12% | 0 | 0 | 0
Econ | Institutional | Space Heating | Residential/split system heat pump | TRC | New | NN3186 | Ceiling Insulation(R2 to R38) | Ceiling Insulation(R2 to R38) | NonEquip | 20 |  | 0% | Tech/Econ | 1.175% | 0 | 0 | 0
Econ | Institutional | Space Heating | Residential/split system heat pump | TRC | Existing | NE5331 | Retro-Commissioning | Retro-Commissioning | NonEquip | 5 |  | 21.99% | Tech/Econ | 16% | 151286.1671 | 0 | 78.4161
Econ | Institutional | Space Heating | Residential/split system heat pump | TRC | Existing | NE4239 | Wall Insulation | Wall Insulation | NonEquip | 20 |  | 0% | Tech/Econ | 1.134% | 0 | 0 | 0
Econ | Institutional | Space Heating | Residential/split system heat pump | TRC | Existing | NE4161 | Smart Thermostat | Smart Thermostat | NonEquip | 11 |  | 31.48% | Tech/Econ | 10% | 123235.9199 | 0 | -20.2494
Econ | Institutional | Space Heating | Residential/split system heat pump | TRC | Existing | NE3641 | Facility Energy Management System | Facility Energy Management System | NonEquip | 15 |  | 5.375% | Tech/Econ | 20% | 44599.9547 | 0 | 0.80384
Econ | Institutional | Space Heating | Residential/split system heat pump | TRC | Existing | NE3537 | Duct Sealing Repair | Duct Sealing Repair | NonEquip | 15 |  | 0% | Tech/Econ | 12% | 0 | 0 | 0
Econ | Institutional | Space Heating | Residential/split system heat pump | TRC | Existing | NE3173 | Ceiling Insulation(R2 to R38) | Ceiling Insulation(R2 to R38) | NonEquip | 20 |  | 0% | Tech/Econ | 1.297% | 0 | 0 | 0
Econ | Institutional | Space Heating | Residential/split system heat pump | TRC | Turnover | ET1333 | High Efficiency PTHP | High Efficiency PTHP | Equip | 15 | Residential/split system heat pump | 49.09% | Tech/Econ | 9.375% | 188897.7167 | 0 | 0.0344
Econ | Institutional | Space Heating | Residential/split system heat pump | TRC | New | EN1359 | High Efficiency PTHP | High Efficiency PTHP | Equip | 15 | Residential/split system heat pump | 49.09% | Tech/Econ | 9.375% | 1750.1379 | 0 | 0.00031871
Econ | Institutional | Refrigeration | Residential style | TRC | New | NN5318 | Retro-Commissioning | Retro-Commissioning | NonEquip | 5 |  | 0% | Tech/Econ | 16% | 0 | 0 | 0
Econ | Institutional | Refrigeration | Residential style | TRC | New | NN4902 | Strip Curtains for Walk-ins | Strip Curtains for Walk-ins | NonEquip | 4 | Walk-in cooler | 0% | Tech/Econ | 2.115% | 0 | 0 | 0
Econ | Institutional | Refrigeration | Residential style | TRC | New | NN4850 | PSC to ECM Evaporator Fan Motor (Walk-In, Refrigerator) | PSC to ECM Evaporator Fan Motor (Walk-In, Refrigerator) | NonEquip | 15 | Walk-in cooler | 0% | Tech/Econ | 37.5% | 0 | 0 | 0
Econ | Institutional | Refrigeration | Residential style | TRC | New | NN4824 | PSC to ECM Evaporator Fan Motor (Reach-In) | PSC to ECM Evaporator Fan Motor (Reach-In) | NonEquip | 15 | Display cases | 0% | Tech/Econ | 37.5% | 0 | 0 | 0
Econ | Institutional | Refrigeration | Residential style | TRC | New | NN4694 | Floating Head Pressure Controls | Floating Head Pressure Controls | NonEquip | 15 |  | 0% | Tech/Econ | 6.05% | 0 | 0 | 0
Econ | Institutional | Refrigeration | Residential style | TRC | New | NN4616 | Anti-Sweat Controls | Anti-Sweat Controls | NonEquip | 8 | Display cases | 0% | Tech/Econ | 85% | 0 | 0 | 0
Econ | Institutional | Refrigeration | Residential style | TRC | Existing | NE5305 | Retro-Commissioning | Retro-Commissioning | NonEquip | 5 |  | 21.99% | Tech/Econ | 16% | 131342.9184 | 21.9581 | 68.0789
Econ | Institutional | Refrigeration | Residential style | TRC | Existing | NE4889 | Strip Curtains for Walk-ins | Strip Curtains for Walk-ins | NonEquip | 4 | Walk-in cooler | 0% | Tech/Econ | 2.115% | 0 | 0 | 0
Econ | Institutional | Refrigeration | Residential style | TRC | Existing | NE4837 | PSC to ECM Evaporator Fan Motor (Walk-In, Refrigerator) | PSC to ECM Evaporator Fan Motor (Walk-In, Refrigerator) | NonEquip | 15 | Walk-in cooler | 0% | Tech/Econ | 37.5% | 0 | 0 | 0
Econ | Institutional | Refrigeration | Residential style | TRC | Existing | NE4811 | PSC to ECM Evaporator Fan Motor (Reach-In) | PSC to ECM Evaporator Fan Motor (Reach-In) | NonEquip | 15 | Display cases | 0% | Tech/Econ | 37.5% | 0 | 0 | 0
Econ | Institutional | Refrigeration | Residential style | TRC | Existing | NE4707 | Freezer-Cooler Replacement Gaskets | Freezer-Cooler Replacement Gaskets | NonEquip | 4 | Display cases | 0% | Tech/Econ | 3.131% | 0 | 0 | 0
Econ | Institutional | Refrigeration | Residential style | TRC | Existing | NE4681 | Floating Head Pressure Controls | Floating Head Pressure Controls | NonEquip | 15 |  | 0% | Tech/Econ | 6.05% | 0 | 0 | 0
Econ | Institutional | Refrigeration | Residential style | TRC | Existing | NE4603 | Anti-Sweat Controls | Anti-Sweat Controls | NonEquip | 8 | Display cases | 0% | Tech/Econ | 85% | 0 | 0 | 0
Econ | Institutional | Miscellaneous | Pool pump | TRC | New | NN5448 | Retro-Commissioning | Retro-Commissioning | NonEquip | 5 |  | 0% | Tech/Econ | 16% | 0 | 0 | 0
Econ | Institutional | Miscellaneous | Pool pump | TRC | New | NN4538 | VSD Controlled Compressor | VSD Controlled Compressor | NonEquip | 15 | Others | 0% | Tech/Econ | 20.79% | 0 | 0 | 0
Econ | Institutional | Miscellaneous | Pool pump | TRC | New | NN4486 | Engine Block Timer | Engine Block Timer | NonEquip | 5 | Others | 0% | Tech/Econ | 36% | 0 | 0 | 0
Econ | Institutional | Miscellaneous | Pool pump | TRC | Existing | NE5435 | Retro-Commissioning | Retro-Commissioning | NonEquip | 5 |  | 21.99% | Tech/Econ | 16% | 0 | 0 | 0
Econ | Institutional | Miscellaneous | Pool pump | TRC | Existing | NE4525 | VSD Controlled Compressor | VSD Controlled Compressor | NonEquip | 15 | Others | 0% | Tech/Econ | 20.79% | 0 | 0 | 0
Econ | Institutional | Miscellaneous | Pool pump | TRC | Existing | NE4473 | Engine Block Timer | Engine Block Timer | NonEquip | 5 | Others | 0% | Tech/Econ | 36% | 0 | 0 | 0
Econ | Institutional | Miscellaneous | Pool pump | TRC | Turnover | ET2110 | Variable Speed Pool Pump | Variable Speed Pool Pump | Equip | 10 | Pool pump | 0% | Tech/Econ | 64.36% | 0 | 0 | 0
Econ | Institutional | Miscellaneous | Pool pump | TRC | Turnover | ET2071 | Two Speed Pool Pump | Two Speed Pool Pump | Equip | 10 | Pool pump | 0% | Tech/Econ | 61.79% | 0 | 0 | 0
Econ | Institutional | Miscellaneous | Pool pump | TRC | Turnover | ET2035 | Solar Powered Pool Pump | Solar Powered Pool Pump | Equip | 10 | Pool pump | 0% | Tech/Econ | 81% | 0 | 0 | 0
Econ | Institutional | Miscellaneous | Pool pump | TRC | Turnover | ET1996 | Solar Pool Heater | Solar Pool Heater | Equip | 15 | Pool pump | 0% | Tech/Econ | 86.11% | 0 | 0 | 0
Econ | Institutional | Miscellaneous | Pool pump | TRC | Turnover | ET1957 | Heat Pump Pool Heater | Heat Pump Pool Heater | Equip | 15 | Pool pump | 0% | Tech/Econ | 80% | 0 | 0 | 0
Econ | Institutional | Miscellaneous | Pool pump | TRC | New | EN2134 | Variable Speed Pool Pump | Variable Speed Pool Pump | Equip | 10 | Pool pump | 0% | Tech/Econ | 64.36% | 0 | 0 | 0
Econ | Institutional | Miscellaneous | Pool pump | TRC | New | EN2097 | Two Speed Pool Pump | Two Speed Pool Pump | Equip | 10 | Pool pump | 0% | Tech/Econ | 61.79% | 0 | 0 | 0
Econ | Institutional | Miscellaneous | Pool pump | TRC | New | EN2059 | Solar Powered Pool Pump | Solar Powered Pool Pump | Equip | 10 | Pool pump | 0% | Tech/Econ | 81% | 0 | 0 | 0
Econ | Institutional | Miscellaneous | Pool pump | TRC | New | EN2022 | Solar Pool Heater | Solar Pool Heater | Equip | 15 | Pool pump | 0% | Tech/Econ | 86.11% | 0 | 0 | 0
Econ | Institutional | Miscellaneous | Pool pump | TRC | New | EN1983 | Heat Pump Pool Heater | Heat Pump Pool Heater | Equip | 15 | Pool pump | 0% | Tech/Econ | 80% | 0 | 0 | 0
Econ | Institutional | Space Heating | Packaged central unit | TRC | New | NN5344 | Retro-Commissioning | Retro-Commissioning | NonEquip | 5 |  | 0% | Tech/Econ | 16% | 0 | 0 | 0
Econ | Institutional | Space Heating | Packaged central unit | TRC | New | NN4174 | Smart Thermostat | Smart Thermostat | NonEquip | 11 |  | 31.48% | Tech/Econ | 10% | 2142.2065 | 0 | -0.35199
Econ | Institutional | Space Heating | Packaged central unit | TRC | New | NN3654 | Facility Energy Management System | Facility Energy Management System | NonEquip | 15 |  | 1.982% | Tech/Econ | 20% | 270.8431 | 0 | 0.0048815
Econ | Institutional | Space Heating | Packaged central unit | TRC | New | NN3550 | Duct Sealing Repair | Duct Sealing Repair | NonEquip | 15 |  | 0% | Tech/Econ | 12% | 0 | 0 | 0
Econ | Institutional | Space Heating | Packaged central unit | TRC | New | NN3186 | Ceiling Insulation(R2 to R38) | Ceiling Insulation(R2 to R38) | NonEquip | 20 |  | 0% | Tech/Econ | 1.175% | 0 | 0 | 0
Econ | Institutional | Space Heating | Packaged central unit | TRC | Existing | NE5331 | Retro-Commissioning | Retro-Commissioning | NonEquip | 5 |  | 21.99% | Tech/Econ | 16% | 270778.4 | 0 | 140.3524
Econ | Institutional | Space Heating | Packaged central unit | TRC | Existing | NE4239 | Wall Insulation | Wall Insulation | NonEquip | 20 |  | 0% | Tech/Econ | 1.134% | 0 | 0 | 0
Econ | Institutional | Space Heating | Packaged central unit | TRC | Existing | NE4161 | Smart Thermostat | Smart Thermostat | NonEquip | 11 |  | 31.48% | Tech/Econ | 10% | 231214.8803 | 0 | -37.9918
Econ | Institutional | Space Heating | Packaged central unit | TRC | Existing | NE3641 | Facility Energy Management System | Facility Energy Management System | NonEquip | 15 |  | 5.375% | Tech/Econ | 20% | 79826.8911 | 0 | 1.4387
Econ | Institutional | Space Heating | Packaged central unit | TRC | Existing | NE3537 | Duct Sealing Repair | Duct Sealing Repair | NonEquip | 15 |  | 0% | Tech/Econ | 12% | 0 | 0 | 0
Econ | Institutional | Space Heating | Packaged central unit | TRC | Existing | NE3173 | Ceiling Insulation(R2 to R38) | Ceiling Insulation(R2 to R38) | NonEquip | 20 |  | 0% | Tech/Econ | 1.297% | 0 | 0 | 0
Econ | Institutional | Space Cooling | Packaged air conditioning units (RTUs) | TRC | New | NN5370 | Retro-Commissioning | Retro-Commissioning | NonEquip | 5 |  | 0% | Tech/Econ | 16% | 0 | 0 | 0
Econ | Institutional | Space Cooling | Packaged air conditioning units (RTUs) | TRC | New | NN4200 | Thermal Energy Storage | Thermal Energy Storage | NonEquip | 20 |  | 33.33% | Tech/Econ | 0% | 0 | 0 | 0
Econ | Institutional | Space Cooling | Packaged air conditioning units (RTUs) | TRC | New | NN4148 | Smart Thermostat | Smart Thermostat | NonEquip | 11 |  | 31.48% | Tech/Econ | 10% | 24894.62 | 0.29559 | 0
Econ | Institutional | Space Cooling | Packaged air conditioning units (RTUs) | TRC | New | NN3888 | HVAC tune-up | HVAC tune-up | NonEquip | 5 | Residential-type central air conditioners | 0% | Tech/Econ | 5% | 0 | 0 | 0
Econ | Institutional | Space Cooling | Packaged air conditioning units (RTUs) | TRC | New | NN3680 | Facility Energy Management System | Facility Energy Management System | NonEquip | 15 |  | 1.982% | Tech/Econ | 20% | 3155.4532 | 0.66136 | 0
Econ | Institutional | Space Cooling | Packaged air conditioning units (RTUs) | TRC | New | NN3524 | Duct Sealing Repair | Duct Sealing Repair | NonEquip | 15 |  | 0% | Tech/Econ | 12% | 0 | 0 | 0
Econ | Institutional | Space Cooling | Packaged air conditioning units (RTUs) | TRC | New | NN3316 | Chilled Water System - Variable Speed Drives | Chilled Water System - Variable Speed Drives | NonEquip | 13 | Central chillers inside | 0% | Tech/Econ | 24.74% | 0 | 0 | 0
Econ | Institutional | Space Cooling | Packaged air conditioning units (RTUs) | TRC | New | NN3290 | Chilled Water Controls Optimization | Chilled Water Controls Optimization | NonEquip | 10 | Central chillers inside | 0% | Tech/Econ | 12.5% | 0 | 0 | 0
Econ | Institutional | Space Cooling | Packaged air conditioning units (RTUs) | TRC | New | NN3212 | Ceiling Insulation(R2 to R38) | Ceiling Insulation(R2 to R38) | NonEquip | 20 |  | 0% | Tech/Econ | 3.355% | 0 | 0 | 0
Econ | Institutional | Space Cooling | Packaged air conditioning units (RTUs) | TRC | New | NN3056 | Airside Economizer | Airside Economizer | NonEquip | 10 | Packaged air conditioning units (RTUs) | 4.552% | Tech/Econ | 5.556% | 2005.3972 | -0.33594 | 3.3689e-06
Econ | Institutional | Space Cooling | Packaged air conditioning units (RTUs) | TRC | Existing | NE5357 | Retro-Commissioning | Retro-Commissioning | NonEquip | 5 |  | 21.99% | Tech/Econ | 16% | 3154699.327 | 527.4083 | 0
Econ | Institutional | Space Cooling | Packaged air conditioning units (RTUs) | TRC | Existing | NE4213 | Wall Insulation | Wall Insulation | NonEquip | 20 |  | 0% | Tech/Econ | 20.09% | 0 | 0 | 0
Econ | Institutional | Space Cooling | Packaged air conditioning units (RTUs) | TRC | Existing | NE4187 | Thermal Energy Storage | Thermal Energy Storage | NonEquip | 20 |  | 33.33% | Tech/Econ | 0% | 0.007589 | -3.8902e-05 | -2.5514e-06
Econ | Institutional | Space Cooling | Packaged air conditioning units (RTUs) | TRC | Existing | NE4135 | Smart Thermostat | Smart Thermostat | NonEquip | 11 |  | 31.48% | Tech/Econ | 10% | 2686952.2 | 31.9044 | 0
Econ | Institutional | Space Cooling | Packaged air conditioning units (RTUs) | TRC | Existing | NE3875 | HVAC tune-up | HVAC tune-up | NonEquip | 5 | Residential-type central air conditioners | 0% | Tech/Econ | 5% | 0 | 0 | 0
Econ | Institutional | Space Cooling | Packaged air conditioning units (RTUs) | TRC | Existing | NE3667 | Facility Energy Management System | Facility Energy Management System | NonEquip | 15 |  | 5.375% | Tech/Econ | 20% | 930021.8914 | 194.9267 | 0
Econ | Institutional | Space Cooling | Packaged air conditioning units (RTUs) | TRC | Existing | NE3511 | Duct Sealing Repair | Duct Sealing Repair | NonEquip | 15 |  | 0% | Tech/Econ | 12% | 0 | 0 | 0
Econ | Institutional | Space Cooling | Packaged air conditioning units (RTUs) | TRC | Existing | NE3303 | Chilled Water System - Variable Speed Drives | Chilled Water System - Variable Speed Drives | NonEquip | 13 | Central chillers inside | 0% | Tech/Econ | 24.74% | 0 | 0 | 0
Econ | Institutional | Space Cooling | Packaged air conditioning units (RTUs) | TRC | Existing | NE3277 | Chilled Water Controls Optimization | Chilled Water Controls Optimization | NonEquip | 10 | Central chillers inside | 0% | Tech/Econ | 12.5% | 0 | 0 | 0
Econ | Institutional | Space Cooling | Packaged air conditioning units (RTUs) | TRC | Existing | NE3199 | Ceiling Insulation(R2 to R38) | Ceiling Insulation(R2 to R38) | NonEquip | 20 |  | 0% | Tech/Econ | 3.355% | 0 | 0 | 0
Econ | Institutional | Space Cooling | Packaged air conditioning units (RTUs) | TRC | Existing | NE3043 | Airside Economizer | Airside Economizer | NonEquip | 10 | Packaged air conditioning units (RTUs) | 4.552% | Tech/Econ | 5.556% | 216448.6353 | -36.2585 | 0.00036361
Econ | Institutional | Interior Lighting | Overhead (fluorescent/LED/CFL U-shape) | TRC | New | NN5266 | Retro-Commissioning | Retro-Commissioning | NonEquip | 5 |  | 0% | Tech/Econ | 16% | 0 | 0 | 0
Econ | Institutional | Interior Lighting | Overhead (fluorescent/LED/CFL U-shape) | TRC | New | NN4434 | Interior Lighting Controls | Interior Lighting Controls | NonEquip | 8 | Overhead (fluorescent/LED/CFL U-shape) | 15.09% | Tech/Econ | 28% | 19911.067 | 0 | 0
Econ | Institutional | Interior Lighting | Overhead (fluorescent/LED/CFL U-shape) | TRC | New | NN3706 | Facility Energy Management System | Facility Energy Management System | NonEquip | 15 |  | 1.982% | Tech/Econ | 24% | 2252.6888 | 0.47215 | 0.040601
Econ | Institutional | Interior Lighting | Overhead (fluorescent/LED/CFL U-shape) | TRC | Existing | NE5253 | Retro-Commissioning | Retro-Commissioning | NonEquip | 5 |  | 21.99% | Tech/Econ | 16% | 1876792.148 | 313.7655 | 972.7967
Econ | Institutional | Interior Lighting | Overhead (fluorescent/LED/CFL U-shape) | TRC | Existing | NE4421 | Interior Lighting Controls | Interior Lighting Controls | NonEquip | 8 | Overhead (fluorescent/LED/CFL U-shape) | 15.09% | Tech/Econ | 28% | 1829199.366 | 0 | 0
Econ | Institutional | Interior Lighting | Overhead (fluorescent/LED/CFL U-shape) | TRC | Existing | NE3693 | Facility Energy Management System | Facility Energy Management System | NonEquip | 15 |  | 5.375% | Tech/Econ | 24% | 565905.3834 | 118.6102 | 10.1995
Econ | Institutional | Interior Lighting | Overhead (fluorescent/LED/CFL U-shape) | TRC | Turnover | ET1801 | Premium T8 - Lamp Replacement | Premium T8 - Lamp Replacement | Equip | 8 | Overhead (fluorescent/LED/CFL U-shape) | 24.1% | Tech/Econ | 12.5% | 1550494.365 | 374.5337 | 85.9926
Econ | Institutional | Interior Lighting | Overhead (fluorescent/LED/CFL U-shape) | TRC | Turnover | ET1762 | Premium T8 - Fixture Replacement | Premium T8 - Fixture Replacement | Equip | 8 | Overhead (fluorescent/LED/CFL U-shape) | 0% | Tech/Econ | 12.5% | 0 | 0 | 0
Econ | Institutional | Interior Lighting | Overhead (fluorescent/LED/CFL U-shape) | TRC | Turnover | ET1723 | LED Linear - Lamp Replacement | LED Linear - Lamp Replacement | Equip | 15 | Overhead (fluorescent/LED/CFL U-shape) | 0% | Tech/Econ | 25.43% | 0 | 0 | 0
Econ | Institutional | Interior Lighting | Overhead (fluorescent/LED/CFL U-shape) | TRC | Turnover | ET1684 | LED Linear - Fixture Replacement | LED Linear - Fixture Replacement | Equip | 15 | Overhead (fluorescent/LED/CFL U-shape) | 24.1% | Tech/Econ | 50.28% | 6049314.209 | 1466.3779 | 335.4523
Econ | Institutional | Interior Lighting | Overhead (fluorescent/LED/CFL U-shape) | TRC | New | EN1827 | Premium T8 - Lamp Replacement | Premium T8 - Lamp Replacement | Equip | 8 | Overhead (fluorescent/LED/CFL U-shape) | 0% | Tech/Econ | 12.5% | 0 | 0 | 0
Econ | Institutional | Interior Lighting | Overhead (fluorescent/LED/CFL U-shape) | TRC | New | EN1788 | Premium T8 - Fixture Replacement | Premium T8 - Fixture Replacement | Equip | 8 | Overhead (fluorescent/LED/CFL U-shape) | 0% | Tech/Econ | 12.5% | 0 | 0 | 0
Econ | Institutional | Interior Lighting | Overhead (fluorescent/LED/CFL U-shape) | TRC | New | EN1749 | LED Linear - Lamp Replacement | LED Linear - Lamp Replacement | Equip | 15 | Overhead (fluorescent/LED/CFL U-shape) | 0% | Tech/Econ | 25.43% | 0 | 0 | 0
Econ | Institutional | Interior Lighting | Overhead (fluorescent/LED/CFL U-shape) | TRC | New | EN1710 | LED Linear - Fixture Replacement | LED Linear - Fixture Replacement | Equip | 15 | Overhead (fluorescent/LED/CFL U-shape) | 0% | Tech/Econ | 50.28% | 0 | 0 | 0
Econ | Institutional | Cooking | Oven | TRC | Turnover | ET46 | Energy Star Commercial Oven | Energy Star Commercial Oven | Equip | 12 | Oven | 0% | Tech/Econ | 34.83% | 0 | 0 | 0
Econ | Institutional | Cooking | Oven | TRC | New | EN72 | Energy Star Commercial Oven | Energy Star Commercial Oven | Equip | 12 | Oven | 0% | Tech/Econ | 34.83% | 0 | 0 | 0
Econ | Institutional | Miscellaneous | Others | TRC | New | NN5448 | Retro-Commissioning | Retro-Commissioning | NonEquip | 5 |  | 0% | Tech/Econ | 16% | 0 | 0 | 0
Econ | Institutional | Miscellaneous | Others | TRC | New | NN4538 | VSD Controlled Compressor | VSD Controlled Compressor | NonEquip | 15 | Others | 27.75% | Tech/Econ | 20.79% | 15451.8529 | 2.3299 | 1.0905
Econ | Institutional | Miscellaneous | Others | TRC | New | NN4486 | Engine Block Timer | Engine Block Timer | NonEquip | 5 | Others | 4.793% | Tech/Econ | 36% | 4355.9267 | 0.20717 | 0.21764
Econ | Institutional | Miscellaneous | Others | TRC | Existing | NE5435 | Retro-Commissioning | Retro-Commissioning | NonEquip | 5 |  | 21.99% | Tech/Econ | 16% | 1113052.2 | 186.0821 | 576.9278
Econ | Institutional | Miscellaneous | Others | TRC | Existing | NE4525 | VSD Controlled Compressor | VSD Controlled Compressor | NonEquip | 15 | Others | 5.549% | Tech/Econ | 20.79% | 335841.3741 | 50.6395 | 23.7014
Econ | Institutional | Miscellaneous | Others | TRC | Existing | NE4473 | Engine Block Timer | Engine Block Timer | NonEquip | 5 | Others | 4.793% | Tech/Econ | 36% | 496551.6618 | 23.6164 | 24.8096
Econ | Institutional | Miscellaneous | Others | TRC | Turnover | ET1918 | ENERGY STAR Water Cooler | ENERGY STAR Water Cooler | Equip | 10 | Others | 3.235% | Tech/Econ | 68.49% | 676328.1743 | 117.6238 | 117.6238
Econ | Institutional | Miscellaneous | Others | TRC | Turnover | ET1840 | Efficient Battery Charger | Efficient Battery Charger | Equip | 7 | Others | 17.92% | Tech/Econ | 13.68% | 731382.8622 | 400.7577 | 0
Econ | Institutional | Miscellaneous | Others | TRC | New | EN1944 | ENERGY STAR Water Cooler | ENERGY STAR Water Cooler | Equip | 10 | Others | 3.235% | Tech/Econ | 68.49% | 6223.4878 | 1.0824 | 1.0824
Econ | Institutional | Miscellaneous | Others | TRC | New | EN1866 | Efficient Battery Charger | Efficient Battery Charger | Equip | 7 | Others | 17.92% | Tech/Econ | 13.68% | 6730.0942 | 3.6877 | 0
Econ | Institutional | Office Equipment | Other office | TRC | New | NN4590 | Smart Strip Plug Outlet | Smart Strip Plug Outlet | NonEquip | 4 |  | 43.9% | Tech/Econ | 1.187% | 793.8189 | 0.11804 | 0
Econ | Institutional | Office Equipment | Other office | TRC | New | NN4564 | Network PC Power Management | Network PC Power Management | NonEquip | 5 | Computers | 0% | Tech/Econ | 56.5% | 0 | 0 | 0
Econ | Institutional | Office Equipment | Other office | TRC | Existing | NE4577 | Smart Strip Plug Outlet | Smart Strip Plug Outlet | NonEquip | 4 |  | 43.9% | Tech/Econ | 1.187% | 89412.8819 | 13.2952 | 0
Econ | Institutional | Office Equipment | Other office | TRC | Existing | NE4551 | Network PC Power Management | Network PC Power Management | NonEquip | 5 | Computers | 0% | Tech/Econ | 56.5% | 0 | 0 | 0
Econ | Institutional | Office Equipment | Other office | TRC | Turnover | ET2263 | Energy Star Uninterruptable Power Supply | Energy Star Uninterruptable Power Supply | Equip | 10 | Other office | 22.4% | Tech/Econ | 1.878% | 71803.2554 | 8.1967 | 8.1967
Econ | Institutional | Office Equipment | Other office | TRC | New | EN2289 | Energy Star Uninterruptable Power Supply | Energy Star Uninterruptable Power Supply | Equip | 10 | Other office | 22.4% | Tech/Econ | 1.878% | 637.4785 | 0.072772 | 0.072772
Econ | Institutional | Ventilation and Circulation | Motor/Fan | TRC | New | NN5396 | Retro-Commissioning | Retro-Commissioning | NonEquip | 5 |  | 0% | Tech/Econ | 16% | 0 | 0 | 0
Econ | Institutional | Ventilation and Circulation | Motor/Fan | TRC | New | NN4980 | VAV System | VAV System | NonEquip | 10 |  | 15.96% | Tech/Econ | 30% | 0 | 0 | 0
Econ | Institutional | Ventilation and Circulation | Motor/Fan | TRC | New | NN4954 | Demand Controlled Ventilation | Demand Controlled Ventilation | NonEquip | 10 |  | 17.54% | Tech/Econ | 20.47% | 0 | 0 | 0
Econ | Institutional | Ventilation and Circulation | Motor/Fan | TRC | New | NN4928 | CO Sensors for Parking Garage Exhaust | CO Sensors for Parking Garage Exhaust | NonEquip | 15 | Motor/Fan | 59.72% | Tech/Econ | 33% | 0 | 0 | 0
Econ | Institutional | Ventilation and Circulation | Motor/Fan | TRC | Existing | NE5383 | Retro-Commissioning | Retro-Commissioning | NonEquip | 5 |  | 21.99% | Tech/Econ | 16% | 0 | 0 | 0
Econ | Institutional | Ventilation and Circulation | Motor/Fan | TRC | Existing | NE4967 | VAV System | VAV System | NonEquip | 10 |  | 10.64% | Tech/Econ | 30% | 0 | 0 | 0
Econ | Institutional | Ventilation and Circulation | Motor/Fan | TRC | Existing | NE4941 | Demand Controlled Ventilation | Demand Controlled Ventilation | NonEquip | 10 |  | 23.39% | Tech/Econ | 20.47% | 0 | 0 | 0
Econ | Institutional | Ventilation and Circulation | Motor/Fan | TRC | Existing | NE4915 | CO Sensors for Parking Garage Exhaust | CO Sensors for Parking Garage Exhaust | NonEquip | 15 | Motor/Fan | 59.72% | Tech/Econ | 33% | 0 | 0 | 0
Econ | Institutional | Ventilation and Circulation | Motor/Fan | TRC | Turnover | ET2692 | High Speed Fans | High Speed Fans | Equip | 7 | Motor/Fan | 18.39% | Tech/Econ | 10.99% | 0 | 0 | 0
Econ | Institutional | Ventilation and Circulation | Motor/Fan | TRC | New | EN2718 | High Speed Fans | High Speed Fans | Equip | 7 | Motor/Fan | 18.39% | Tech/Econ | 10.99% | 0 | 0 | 0
Econ | Institutional | Miscellaneous | Medical equipment | TRC | New | NN5448 | Retro-Commissioning | Retro-Commissioning | NonEquip | 5 |  | 0% | Tech/Econ | 16% | 0 | 0 | 0
Econ | Institutional | Miscellaneous | Medical equipment | TRC | New | NN4538 | VSD Controlled Compressor | VSD Controlled Compressor | NonEquip | 15 | Others | 0% | Tech/Econ | 20.79% | 0 | 0 | 0
Econ | Institutional | Miscellaneous | Medical equipment | TRC | New | NN4486 | Engine Block Timer | Engine Block Timer | NonEquip | 5 | Others | 0% | Tech/Econ | 36% | 0 | 0 | 0
Econ | Institutional | Miscellaneous | Medical equipment | TRC | Existing | NE5435 | Retro-Commissioning | Retro-Commissioning | NonEquip | 5 |  | 21.99% | Tech/Econ | 16% | 0 | 0 | 0
Econ | Institutional | Miscellaneous | Medical equipment | TRC | Existing | NE4525 | VSD Controlled Compressor | VSD Controlled Compressor | NonEquip | 15 | Others | 0% | Tech/Econ | 20.79% | 0 | 0 | 0
Econ | Institutional | Miscellaneous | Medical equipment | TRC | Existing | NE4473 | Engine Block Timer | Engine Block Timer | NonEquip | 5 | Others | 0% | Tech/Econ | 36% | 0 | 0 | 0
Econ | Institutional | Refrigeration | Large cold storage | TRC | New | NN5318 | Retro-Commissioning | Retro-Commissioning | NonEquip | 5 |  | 0% | Tech/Econ | 16% | 0 | 0 | 0
Econ | Institutional | Refrigeration | Large cold storage | TRC | New | NN4902 | Strip Curtains for Walk-ins | Strip Curtains for Walk-ins | NonEquip | 4 | Walk-in cooler | 0% | Tech/Econ | 2.115% | 0 | 0 | 0
Econ | Institutional | Refrigeration | Large cold storage | TRC | New | NN4850 | PSC to ECM Evaporator Fan Motor (Walk-In, Refrigerator) | PSC to ECM Evaporator Fan Motor (Walk-In, Refrigerator) | NonEquip | 15 | Walk-in cooler | 0% | Tech/Econ | 37.5% | 0 | 0 | 0
Econ | Institutional | Refrigeration | Large cold storage | TRC | New | NN4824 | PSC to ECM Evaporator Fan Motor (Reach-In) | PSC to ECM Evaporator Fan Motor (Reach-In) | NonEquip | 15 | Display cases | 0% | Tech/Econ | 37.5% | 0 | 0 | 0
Econ | Institutional | Refrigeration | Large cold storage | TRC | New | NN4694 | Floating Head Pressure Controls | Floating Head Pressure Controls | NonEquip | 15 |  | 0% | Tech/Econ | 6.05% | 0 | 0 | 0
Econ | Institutional | Refrigeration | Large cold storage | TRC | New | NN4616 | Anti-Sweat Controls | Anti-Sweat Controls | NonEquip | 8 | Display cases | 0% | Tech/Econ | 85% | 0 | 0 | 0
Econ | Institutional | Refrigeration | Large cold storage | TRC | Existing | NE5305 | Retro-Commissioning | Retro-Commissioning | NonEquip | 5 |  | 21.99% | Tech/Econ | 16% | 0 | 0 | 0
Econ | Institutional | Refrigeration | Large cold storage | TRC | Existing | NE4889 | Strip Curtains for Walk-ins | Strip Curtains for Walk-ins | NonEquip | 4 | Walk-in cooler | 0% | Tech/Econ | 2.115% | 0 | 0 | 0
Econ | Institutional | Refrigeration | Large cold storage | TRC | Existing | NE4837 | PSC to ECM Evaporator Fan Motor (Walk-In, Refrigerator) | PSC to ECM Evaporator Fan Motor (Walk-In, Refrigerator) | NonEquip | 15 | Walk-in cooler | 0% | Tech/Econ | 37.5% | 0 | 0 | 0
Econ | Institutional | Refrigeration | Large cold storage | TRC | Existing | NE4811 | PSC to ECM Evaporator Fan Motor (Reach-In) | PSC to ECM Evaporator Fan Motor (Reach-In) | NonEquip | 15 | Display cases | 0% | Tech/Econ | 37.5% | 0 | 0 | 0
Econ | Institutional | Refrigeration | Large cold storage | TRC | Existing | NE4707 | Freezer-Cooler Replacement Gaskets | Freezer-Cooler Replacement Gaskets | NonEquip | 4 | Display cases | 0% | Tech/Econ | 3.131% | 0 | 0 | 0
Econ | Institutional | Refrigeration | Large cold storage | TRC | Existing | NE4681 | Floating Head Pressure Controls | Floating Head Pressure Controls | NonEquip | 15 |  | 0% | Tech/Econ | 6.05% | 0 | 0 | 0
Econ | Institutional | Refrigeration | Large cold storage | TRC | Existing | NE4603 | Anti-Sweat Controls | Anti-Sweat Controls | NonEquip | 8 | Display cases | 0% | Tech/Econ | 85% | 0 | 0 | 0
Econ | Institutional | Miscellaneous | Laboratory equipment | TRC | New | NN5448 | Retro-Commissioning | Retro-Commissioning | NonEquip | 5 |  | 0% | Tech/Econ | 16% | 0 | 0 | 0
Econ | Institutional | Miscellaneous | Laboratory equipment | TRC | New | NN4538 | VSD Controlled Compressor | VSD Controlled Compressor | NonEquip | 15 | Others | 0% | Tech/Econ | 20.79% | 0 | 0 | 0
Econ | Institutional | Miscellaneous | Laboratory equipment | TRC | New | NN4486 | Engine Block Timer | Engine Block Timer | NonEquip | 5 | Others | 0% | Tech/Econ | 36% | 0 | 0 | 0
Econ | Institutional | Miscellaneous | Laboratory equipment | TRC | Existing | NE5435 | Retro-Commissioning | Retro-Commissioning | NonEquip | 5 |  | 21.99% | Tech/Econ | 16% | 0 | 0 | 0
Econ | Institutional | Miscellaneous | Laboratory equipment | TRC | Existing | NE4525 | VSD Controlled Compressor | VSD Controlled Compressor | NonEquip | 15 | Others | 0% | Tech/Econ | 20.79% | 0 | 0 | 0
Econ | Institutional | Miscellaneous | Laboratory equipment | TRC | Existing | NE4473 | Engine Block Timer | Engine Block Timer | NonEquip | 5 | Others | 0% | Tech/Econ | 36% | 0 | 0 | 0
Econ | Institutional | Ventilation and Circulation | Individual room ventilation | TRC | New | NN5396 | Retro-Commissioning | Retro-Commissioning | NonEquip | 5 |  | 0% | Tech/Econ | 16% | 0 | 0 | 0
Econ | Institutional | Ventilation and Circulation | Individual room ventilation | TRC | New | NN4980 | VAV System | VAV System | NonEquip | 10 |  | 15.96% | Tech/Econ | 30% | 47.1184 | 0.013411 | 0.013609
Econ | Institutional | Ventilation and Circulation | Individual room ventilation | TRC | New | NN4954 | Demand Controlled Ventilation | Demand Controlled Ventilation | NonEquip | 10 |  | 17.54% | Tech/Econ | 20.47% | 33.6559 | 0.0035041 | 0.019728
Econ | Institutional | Ventilation and Circulation | Individual room ventilation | TRC | New | NN4928 | CO Sensors for Parking Garage Exhaust | CO Sensors for Parking Garage Exhaust | NonEquip | 15 | Motor/Fan | 0% | Tech/Econ | 33% | 0 | 0 | 0
Econ | Institutional | Ventilation and Circulation | Individual room ventilation | TRC | Existing | NE5383 | Retro-Commissioning | Retro-Commissioning | NonEquip | 5 |  | 21.99% | Tech/Econ | 16% | 3900.4407 | 0.65208 | 2.0217
Econ | Institutional | Ventilation and Circulation | Individual room ventilation | TRC | Existing | NE4967 | VAV System | VAV System | NonEquip | 10 |  | 10.64% | Tech/Econ | 30% | 3413.6777 | 0.97158 | 0.98599
Econ | Institutional | Ventilation and Circulation | Individual room ventilation | TRC | Existing | NE4941 | Demand Controlled Ventilation | Demand Controlled Ventilation | NonEquip | 10 |  | 23.39% | Tech/Econ | 20.47% | 4958.4052 | 0.51624 | 2.9064
Econ | Institutional | Ventilation and Circulation | Individual room ventilation | TRC | Existing | NE4915 | CO Sensors for Parking Garage Exhaust | CO Sensors for Parking Garage Exhaust | NonEquip | 15 | Motor/Fan | 0% | Tech/Econ | 33% | 0 | 0 | 0
Econ | Institutional | Space Heating | Individual room heating | TRC | New | NN5344 | Retro-Commissioning | Retro-Commissioning | NonEquip | 5 |  | 0% | Tech/Econ | 16% | 0 | 0 | 0
Econ | Institutional | Space Heating | Individual room heating | TRC | New | NN4174 | Smart Thermostat | Smart Thermostat | NonEquip | 11 |  | 31.48% | Tech/Econ | 10% | 1.1606 | 0 | -0.0001907
Econ | Institutional | Space Heating | Individual room heating | TRC | New | NN3654 | Facility Energy Management System | Facility Energy Management System | NonEquip | 15 |  | 1.982% | Tech/Econ | 20% | 0.14674 | 0 | 2.6447e-06
Econ | Institutional | Space Heating | Individual room heating | TRC | New | NN3550 | Duct Sealing Repair | Duct Sealing Repair | NonEquip | 15 |  | 0% | Tech/Econ | 12% | 0 | 0 | 0
Econ | Institutional | Space Heating | Individual room heating | TRC | New | NN3186 | Ceiling Insulation(R2 to R38) | Ceiling Insulation(R2 to R38) | NonEquip | 20 |  | 0% | Tech/Econ | 1.175% | 0 | 0 | 0
Econ | Institutional | Space Heating | Individual room heating | TRC | Existing | NE5331 | Retro-Commissioning | Retro-Commissioning | NonEquip | 5 |  | 21.99% | Tech/Econ | 16% | 146.7017 | 0 | 0.07604
Econ | Institutional | Space Heating | Individual room heating | TRC | Existing | NE4239 | Wall Insulation | Wall Insulation | NonEquip | 20 |  | 0% | Tech/Econ | 1.134% | 0 | 0 | 0
Econ | Institutional | Space Heating | Individual room heating | TRC | Existing | NE4161 | Smart Thermostat | Smart Thermostat | NonEquip | 11 |  | 31.48% | Tech/Econ | 10% | 125.2671 | 0 | -0.020583
Econ | Institutional | Space Heating | Individual room heating | TRC | Existing | NE3641 | Facility Energy Management System | Facility Energy Management System | NonEquip | 15 |  | 5.375% | Tech/Econ | 20% | 43.2484 | 0 | 0.00077948
Econ | Institutional | Space Heating | Individual room heating | TRC | Existing | NE3537 | Duct Sealing Repair | Duct Sealing Repair | NonEquip | 15 |  | 0% | Tech/Econ | 12% | 0 | 0 | 0
Econ | Institutional | Space Heating | Individual room heating | TRC | Existing | NE3173 | Ceiling Insulation(R2 to R38) | Ceiling Insulation(R2 to R38) | NonEquip | 20 |  | 0% | Tech/Econ | 1.297% | 0 | 0 | 0
Econ | Institutional | Space Cooling | Individual room air conditioners | TRC | New | NN5370 | Retro-Commissioning | Retro-Commissioning | NonEquip | 5 |  | 0% | Tech/Econ | 16% | 0 | 0 | 0
Econ | Institutional | Space Cooling | Individual room air conditioners | TRC | New | NN4200 | Thermal Energy Storage | Thermal Energy Storage | NonEquip | 20 |  | 33.33% | Tech/Econ | 0% | 0 | 0 | 0
Econ | Institutional | Space Cooling | Individual room air conditioners | TRC | New | NN4148 | Smart Thermostat | Smart Thermostat | NonEquip | 11 |  | 31.48% | Tech/Econ | 10% | 2694.862 | 0.031998 | 0
Econ | Institutional | Space Cooling | Individual room air conditioners | TRC | New | NN3888 | HVAC tune-up | HVAC tune-up | NonEquip | 5 | Residential-type central air conditioners | 0% | Tech/Econ | 5% | 0 | 0 | 0
Econ | Institutional | Space Cooling | Individual room air conditioners | TRC | New | NN3680 | Facility Energy Management System | Facility Energy Management System | NonEquip | 15 |  | 1.982% | Tech/Econ | 20% | 340.7163 | 0.071412 | 0
Econ | Institutional | Space Cooling | Individual room air conditioners | TRC | New | NN3524 | Duct Sealing Repair | Duct Sealing Repair | NonEquip | 15 |  | 0% | Tech/Econ | 12% | 0 | 0 | 0
Econ | Institutional | Space Cooling | Individual room air conditioners | TRC | New | NN3316 | Chilled Water System - Variable Speed Drives | Chilled Water System - Variable Speed Drives | NonEquip | 13 | Central chillers inside | 0% | Tech/Econ | 24.74% | 0 | 0 | 0
Econ | Institutional | Space Cooling | Individual room air conditioners | TRC | New | NN3290 | Chilled Water Controls Optimization | Chilled Water Controls Optimization | NonEquip | 10 | Central chillers inside | 0% | Tech/Econ | 12.5% | 0 | 0 | 0
Econ | Institutional | Space Cooling | Individual room air conditioners | TRC | New | NN3212 | Ceiling Insulation(R2 to R38) | Ceiling Insulation(R2 to R38) | NonEquip | 20 |  | 0% | Tech/Econ | 3.355% | 0 | 0 | 0
Econ | Institutional | Space Cooling | Individual room air conditioners | TRC | New | NN3056 | Airside Economizer | Airside Economizer | NonEquip | 10 | Packaged air conditioning units (RTUs) | 0% | Tech/Econ | 5.556% | 0 | 0 | 0
Econ | Institutional | Space Cooling | Individual room air conditioners | TRC | Existing | NE5357 | Retro-Commissioning | Retro-Commissioning | NonEquip | 5 |  | 21.99% | Tech/Econ | 16% | 340634.9511 | 56.948 | 0
Econ | Institutional | Space Cooling | Individual room air conditioners | TRC | Existing | NE4213 | Wall Insulation | Wall Insulation | NonEquip | 20 |  | 0% | Tech/Econ | 20.09% | 0 | 0 | 0
Econ | Institutional | Space Cooling | Individual room air conditioners | TRC | Existing | NE4187 | Thermal Energy Storage | Thermal Energy Storage | NonEquip | 20 |  | 33.33% | Tech/Econ | 0% | 0.00082152 | -4.2112e-06 | -2.7619e-07
Econ | Institutional | Space Cooling | Individual room air conditioners | TRC | Existing | NE4135 | Smart Thermostat | Smart Thermostat | NonEquip | 11 |  | 31.48% | Tech/Econ | 10% | 290864.6667 | 3.4537 | 0
Econ | Institutional | Space Cooling | Individual room air conditioners | TRC | Existing | NE3875 | HVAC tune-up | HVAC tune-up | NonEquip | 5 | Residential-type central air conditioners | 0% | Tech/Econ | 5% | 0 | 0 | 0
Econ | Institutional | Space Cooling | Individual room air conditioners | TRC | Existing | NE3667 | Facility Energy Management System | Facility Energy Management System | NonEquip | 15 |  | 5.375% | Tech/Econ | 20% | 100420.9684 | 21.0476 | 0
Econ | Institutional | Space Cooling | Individual room air conditioners | TRC | Existing | NE3511 | Duct Sealing Repair | Duct Sealing Repair | NonEquip | 15 |  | 0% | Tech/Econ | 12% | 0 | 0 | 0
Econ | Institutional | Space Cooling | Individual room air conditioners | TRC | Existing | NE3303 | Chilled Water System - Variable Speed Drives | Chilled Water System - Variable Speed Drives | NonEquip | 13 | Central chillers inside | 0% | Tech/Econ | 24.74% | 0 | 0 | 0
Econ | Institutional | Space Cooling | Individual room air conditioners | TRC | Existing | NE3277 | Chilled Water Controls Optimization | Chilled Water Controls Optimization | NonEquip | 10 | Central chillers inside | 0% | Tech/Econ | 12.5% | 0 | 0 | 0
Econ | Institutional | Space Cooling | Individual room air conditioners | TRC | Existing | NE3199 | Ceiling Insulation(R2 to R38) | Ceiling Insulation(R2 to R38) | NonEquip | 20 |  | 0% | Tech/Econ | 3.355% | 0 | 0 | 0
Econ | Institutional | Space Cooling | Individual room air conditioners | TRC | Existing | NE3043 | Airside Economizer | Airside Economizer | NonEquip | 10 | Packaged air conditioning units (RTUs) | 0% | Tech/Econ | 5.556% | 0 | 0 | 0
Econ | Institutional | Interior Lighting | High bay | TRC | New | NN5266 | Retro-Commissioning | Retro-Commissioning | NonEquip | 5 |  | 0% | Tech/Econ | 16% | 0 | 0 | 0
Econ | Institutional | Interior Lighting | High bay | TRC | New | NN4434 | Interior Lighting Controls | Interior Lighting Controls | NonEquip | 8 | Overhead (fluorescent/LED/CFL U-shape) | 0% | Tech/Econ | 28% | 0 | 0 | 0
Econ | Institutional | Interior Lighting | High bay | TRC | New | NN3706 | Facility Energy Management System | Facility Energy Management System | NonEquip | 15 |  | 1.982% | Tech/Econ | 24% | 2702.3509 | 0.5664 | 0.048705
Econ | Institutional | Interior Lighting | High bay | TRC | Existing | NE5253 | Retro-Commissioning | Retro-Commissioning | NonEquip | 5 |  | 21.99% | Tech/Econ | 16% | 2251421.044 | 376.3966 | 1166.9779
Econ | Institutional | Interior Lighting | High bay | TRC | Existing | NE4421 | Interior Lighting Controls | Interior Lighting Controls | NonEquip | 8 | Overhead (fluorescent/LED/CFL U-shape) | 0% | Tech/Econ | 28% | 0 | 0 | 0
Econ | Institutional | Interior Lighting | High bay | TRC | Existing | NE3693 | Facility Energy Management System | Facility Energy Management System | NonEquip | 15 |  | 5.375% | Tech/Econ | 24% | 699953.2056 | 146.7058 | 12.6154
Econ | Institutional | Interior Lighting | High bay | TRC | Turnover | ET1645 | LED Linear - Fixture Replacement | LED Linear - Fixture Replacement | Equip | 15 | High bay | 24.1% | Tech/Econ | 50.28% | 7482234.651 | 1813.7235 | 414.912
Econ | Institutional | Interior Lighting | High bay | TRC | Turnover | ET1528 | High Bay LED | High Bay LED | Equip | 15 | High bay | 0% | Tech/Econ | 64.78% | 0 | 0 | 0
Econ | Institutional | Interior Lighting | High bay | TRC | Turnover | ET1489 | High Bay Fluorescent (T5) | High Bay Fluorescent (T5) | Equip | 15 | High bay | 0% | Tech/Econ | 64.14% | 0 | 0 | 0
Econ | Institutional | Interior Lighting | High bay | TRC | New | EN1671 | LED Linear - Fixture Replacement | LED Linear - Fixture Replacement | Equip | 15 | High bay | 0% | Tech/Econ | 50.28% | 0 | 0 | 0
Econ | Institutional | Interior Lighting | High bay | TRC | New | EN1554 | High Bay LED | High Bay LED | Equip | 15 | High bay | 0% | Tech/Econ | 64.78% | 0 | 0 | 0
Econ | Institutional | Interior Lighting | High bay | TRC | New | EN1515 | High Bay Fluorescent (T5) | High Bay Fluorescent (T5) | Equip | 15 | High bay | 0% | Tech/Econ | 64.14% | 0 | 0 | 0
Econ | Institutional | Space Heating | Forced air furnace | TRC | New | NN5344 | Retro-Commissioning | Retro-Commissioning | NonEquip | 5 |  | 0% | Tech/Econ | 16% | 0 | 0 | 0
Econ | Institutional | Space Heating | Forced air furnace | TRC | New | NN4174 | Smart Thermostat | Smart Thermostat | NonEquip | 11 |  | 31.48% | Tech/Econ | 10% | 80.3716 | 0 | -0.013206
Econ | Institutional | Space Heating | Forced air furnace | TRC | New | NN3654 | Facility Energy Management System | Facility Energy Management System | NonEquip | 15 |  | 1.982% | Tech/Econ | 20% | 10.1615 | 0 | 0.00018314
Econ | Institutional | Space Heating | Forced air furnace | TRC | New | NN3550 | Duct Sealing Repair | Duct Sealing Repair | NonEquip | 15 |  | 0% | Tech/Econ | 12% | 0 | 0 | 0
Econ | Institutional | Space Heating | Forced air furnace | TRC | New | NN3186 | Ceiling Insulation(R2 to R38) | Ceiling Insulation(R2 to R38) | NonEquip | 20 |  | 0% | Tech/Econ | 1.175% | 0 | 0 | 0
Econ | Institutional | Space Heating | Forced air furnace | TRC | Existing | NE5331 | Retro-Commissioning | Retro-Commissioning | NonEquip | 5 |  | 21.99% | Tech/Econ | 16% | 10159.0953 | 0 | 5.2658
Econ | Institutional | Space Heating | Forced air furnace | TRC | Existing | NE4239 | Wall Insulation | Wall Insulation | NonEquip | 20 |  | 0% | Tech/Econ | 1.134% | 0 | 0 | 0
Econ | Institutional | Space Heating | Forced air furnace | TRC | Existing | NE4161 | Smart Thermostat | Smart Thermostat | NonEquip | 11 |  | 31.48% | Tech/Econ | 10% | 8674.7466 | 0 | -1.4254
Econ | Institutional | Space Heating | Forced air furnace | TRC | Existing | NE3641 | Facility Energy Management System | Facility Energy Management System | NonEquip | 15 |  | 5.375% | Tech/Econ | 20% | 2994.9545 | 0 | 0.053979
Econ | Institutional | Space Heating | Forced air furnace | TRC | Existing | NE3537 | Duct Sealing Repair | Duct Sealing Repair | NonEquip | 15 |  | 0% | Tech/Econ | 12% | 0 | 0 | 0
Econ | Institutional | Space Heating | Forced air furnace | TRC | Existing | NE3173 | Ceiling Insulation(R2 to R38) | Ceiling Insulation(R2 to R38) | NonEquip | 20 |  | 0% | Tech/Econ | 1.297% | 0 | 0 | 0
Econ | Institutional | Exterior Lighting | Exterior parking/lot lighting | TRC | New | NN5292 | Retro-Commissioning | Retro-Commissioning | NonEquip | 5 |  | 0% | Tech/Econ | 16% | 0 | 0 | 0
Econ | Institutional | Exterior Lighting | Exterior parking/lot lighting | TRC | New | NN2978 | Outdoor Lighting Controls | Outdoor Lighting Controls | NonEquip | 8 | Exterior parking/lot lighting | 30.95% | Tech/Econ | 28% | 10661.925 | 0 | 0
Econ | Institutional | Exterior Lighting | Exterior parking/lot lighting | TRC | New | NN2952 | Bi-Level Lighting Control (Exterior) | Bi-Level Lighting Control (Exterior) | NonEquip | 9 | Exterior parking/lot lighting | 8.579% | Tech/Econ | 31% | 2988.8566 | 0 | 0
Econ | Institutional | Exterior Lighting | Exterior parking/lot lighting | TRC | Existing | NE5279 | Retro-Commissioning | Retro-Commissioning | NonEquip | 5 |  | 21.99% | Tech/Econ | 16% | 518470.6915 | 0 | 268.7387
Econ | Institutional | Exterior Lighting | Exterior parking/lot lighting | TRC | Existing | NE2965 | Outdoor Lighting Controls | Outdoor Lighting Controls | NonEquip | 8 | Exterior parking/lot lighting | 30.95% | Tech/Econ | 28% | 1158668.659 | 0 | 0
Econ | Institutional | Exterior Lighting | Exterior parking/lot lighting | TRC | Existing | NE2939 | Bi-Level Lighting Control (Exterior) | Bi-Level Lighting Control (Exterior) | NonEquip | 9 | Exterior parking/lot lighting | 8.579% | Tech/Econ | 31% | 324809.4955 | 0 | 0
Econ | Institutional | Exterior Lighting | Exterior parking/lot lighting | TRC | Turnover | ET709 | LED Parking Lighting | LED Parking Lighting | Equip | 18 | Exterior parking/lot lighting | 7.084% | Tech/Econ | 84% | 845995.2674 | 0 | 0
Econ | Institutional | Exterior Lighting | Exterior parking/lot lighting | TRC | Turnover | ET514 | High Efficiency HID Lighting | High Efficiency HID Lighting | Equip | 13 | Exterior parking/lot lighting | 0% | Tech/Econ | 34.18% | 0 | 0 | 0
Econ | Institutional | Exterior Lighting | Exterior parking/lot lighting | TRC | New | EN735 | LED Parking Lighting | LED Parking Lighting | Equip | 18 | Exterior parking/lot lighting | 7.084% | Tech/Econ | 84% | 7784.7433 | 0 | 0
Econ | Institutional | Exterior Lighting | Exterior parking/lot lighting | TRC | New | EN540 | High Efficiency HID Lighting | High Efficiency HID Lighting | Equip | 13 | Exterior parking/lot lighting | 0% | Tech/Econ | 34.18% | 0 | 0 | 0
Econ | Institutional | Exterior Lighting | Exterior marquis | TRC | New | NN5292 | Retro-Commissioning | Retro-Commissioning | NonEquip | 5 |  | 0% | Tech/Econ | 16% | 0 | 0 | 0
Econ | Institutional | Exterior Lighting | Exterior marquis | TRC | New | NN2978 | Outdoor Lighting Controls | Outdoor Lighting Controls | NonEquip | 8 | Exterior parking/lot lighting | 0% | Tech/Econ | 28% | 0 | 0 | 0
Econ | Institutional | Exterior Lighting | Exterior marquis | TRC | New | NN2952 | Bi-Level Lighting Control (Exterior) | Bi-Level Lighting Control (Exterior) | NonEquip | 9 | Exterior parking/lot lighting | 0% | Tech/Econ | 31% | 0 | 0 | 0
Econ | Institutional | Exterior Lighting | Exterior marquis | TRC | Existing | NE5279 | Retro-Commissioning | Retro-Commissioning | NonEquip | 5 |  | 21.99% | Tech/Econ | 16% | 0 | 0 | 0
Econ | Institutional | Exterior Lighting | Exterior marquis | TRC | Existing | NE2965 | Outdoor Lighting Controls | Outdoor Lighting Controls | NonEquip | 8 | Exterior parking/lot lighting | 0% | Tech/Econ | 28% | 0 | 0 | 0
Econ | Institutional | Exterior Lighting | Exterior marquis | TRC | Existing | NE2939 | Bi-Level Lighting Control (Exterior) | Bi-Level Lighting Control (Exterior) | NonEquip | 9 | Exterior parking/lot lighting | 0% | Tech/Econ | 31% | 0 | 0 | 0
Econ | Institutional | Exterior Lighting | Exterior marquis | TRC | Turnover | ET631 | LED Exterior Lighting | LED Exterior Lighting | Equip | 13 | Exterior marquis | 4.624% | Tech/Econ | 60.51% | 0 | 0 | 0
Econ | Institutional | Exterior Lighting | Exterior marquis | TRC | Turnover | ET592 | LED Display Lighting (Exterior) | LED Display Lighting (Exterior) | Equip | 15 | Exterior marquis | 4.624% | Tech/Econ | 87.04% | 0 | 0 | 0
Econ | Institutional | Exterior Lighting | Exterior marquis | TRC | New | EN657 | LED Exterior Lighting | LED Exterior Lighting | Equip | 13 | Exterior marquis | 4.624% | Tech/Econ | 60.51% | 0 | 0 | 0
Econ | Institutional | Exterior Lighting | Exterior marquis | TRC | New | EN618 | LED Display Lighting (Exterior) | LED Display Lighting (Exterior) | Equip | 15 | Exterior marquis | 4.624% | Tech/Econ | 87.04% | 0 | 0 | 0
Econ | Institutional | Miscellaneous | Elevators/Escalators | TRC | New | NN5448 | Retro-Commissioning | Retro-Commissioning | NonEquip | 5 |  | 0% | Tech/Econ | 16% | 0 | 0 | 0
Econ | Institutional | Miscellaneous | Elevators/Escalators | TRC | New | NN4538 | VSD Controlled Compressor | VSD Controlled Compressor | NonEquip | 15 | Others | 0% | Tech/Econ | 20.79% | 0 | 0 | 0
Econ | Institutional | Miscellaneous | Elevators/Escalators | TRC | New | NN4486 | Engine Block Timer | Engine Block Timer | NonEquip | 5 | Others | 0% | Tech/Econ | 36% | 0 | 0 | 0
Econ | Institutional | Miscellaneous | Elevators/Escalators | TRC | Existing | NE5435 | Retro-Commissioning | Retro-Commissioning | NonEquip | 5 |  | 21.99% | Tech/Econ | 16% | 61333.2652 | 10.2538 | 31.7908
Econ | Institutional | Miscellaneous | Elevators/Escalators | TRC | Existing | NE4525 | VSD Controlled Compressor | VSD Controlled Compressor | NonEquip | 15 | Others | 0% | Tech/Econ | 20.79% | 0 | 0 | 0
Econ | Institutional | Miscellaneous | Elevators/Escalators | TRC | Existing | NE4473 | Engine Block Timer | Engine Block Timer | NonEquip | 5 | Others | 0% | Tech/Econ | 36% | 0 | 0 | 0
Econ | Institutional | Office Equipment | Document production | TRC | New | NN4590 | Smart Strip Plug Outlet | Smart Strip Plug Outlet | NonEquip | 4 |  | 43.9% | Tech/Econ | 1.187% | 557.8593 | 0.08295 | 0
Econ | Institutional | Office Equipment | Document production | TRC | New | NN4564 | Network PC Power Management | Network PC Power Management | NonEquip | 5 | Computers | 0% | Tech/Econ | 56.5% | 0 | 0 | 0
Econ | Institutional | Office Equipment | Document production | TRC | Existing | NE4577 | Smart Strip Plug Outlet | Smart Strip Plug Outlet | NonEquip | 4 |  | 43.9% | Tech/Econ | 1.187% | 62835.2453 | 9.3432 | 0
Econ | Institutional | Office Equipment | Document production | TRC | Existing | NE4551 | Network PC Power Management | Network PC Power Management | NonEquip | 5 | Computers | 0% | Tech/Econ | 56.5% | 0 | 0 | 0
Econ | Institutional | Space Cooling | District chilled water piped | TRC | New | NN5370 | Retro-Commissioning | Retro-Commissioning | NonEquip | 5 |  | 0% | Tech/Econ | 16% | 0 | 0 | 0
Econ | Institutional | Space Cooling | District chilled water piped | TRC | New | NN4200 | Thermal Energy Storage | Thermal Energy Storage | NonEquip | 20 |  | 33.33% | Tech/Econ | 0% | 0 | 0 | 0
Econ | Institutional | Space Cooling | District chilled water piped | TRC | New | NN4148 | Smart Thermostat | Smart Thermostat | NonEquip | 11 |  | 31.48% | Tech/Econ | 10% | 451.1224 | 0.0053566 | 0
Econ | Institutional | Space Cooling | District chilled water piped | TRC | New | NN3888 | HVAC tune-up | HVAC tune-up | NonEquip | 5 | Residential-type central air conditioners | 0% | Tech/Econ | 5% | 0 | 0 | 0
Econ | Institutional | Space Cooling | District chilled water piped | TRC | New | NN3680 | Facility Energy Management System | Facility Energy Management System | NonEquip | 15 |  | 1.982% | Tech/Econ | 20% | 58.6765 | 0.012298 | 0
Econ | Institutional | Space Cooling | District chilled water piped | TRC | New | NN3524 | Duct Sealing Repair | Duct Sealing Repair | NonEquip | 15 |  | 0% | Tech/Econ | 12% | 0 | 0 | 0
Econ | Institutional | Space Cooling | District chilled water piped | TRC | New | NN3316 | Chilled Water System - Variable Speed Drives | Chilled Water System - Variable Speed Drives | NonEquip | 13 | Central chillers inside | 0% | Tech/Econ | 24.74% | 0 | 0 | 0
Econ | Institutional | Space Cooling | District chilled water piped | TRC | New | NN3290 | Chilled Water Controls Optimization | Chilled Water Controls Optimization | NonEquip | 10 | Central chillers inside | 0% | Tech/Econ | 12.5% | 0 | 0 | 0
Econ | Institutional | Space Cooling | District chilled water piped | TRC | New | NN3212 | Ceiling Insulation(R2 to R38) | Ceiling Insulation(R2 to R38) | NonEquip | 20 |  | 0% | Tech/Econ | 3.355% | 0 | 0 | 0
Econ | Institutional | Space Cooling | District chilled water piped | TRC | New | NN3056 | Airside Economizer | Airside Economizer | NonEquip | 10 | Packaged air conditioning units (RTUs) | 0% | Tech/Econ | 5.556% | 0 | 0 | 0
Econ | Institutional | Space Cooling | District chilled water piped | TRC | Existing | NE5357 | Retro-Commissioning | Retro-Commissioning | NonEquip | 5 |  | 21.99% | Tech/Econ | 16% | 58662.4978 | 9.8073 | 0
Econ | Institutional | Space Cooling | District chilled water piped | TRC | Existing | NE4213 | Wall Insulation | Wall Insulation | NonEquip | 20 |  | 0% | Tech/Econ | 20.09% | 0 | 0 | 0
Econ | Institutional | Space Cooling | District chilled water piped | TRC | Existing | NE4187 | Thermal Energy Storage | Thermal Energy Storage | NonEquip | 20 |  | 33.33% | Tech/Econ | 0% | 0.00013752 | -7.0496e-07 | -4.6234e-08
Econ | Institutional | Space Cooling | District chilled water piped | TRC | Existing | NE4135 | Smart Thermostat | Smart Thermostat | NonEquip | 11 |  | 31.48% | Tech/Econ | 10% | 48691.0115 | 0.57815 | 0
Econ | Institutional | Space Cooling | District chilled water piped | TRC | Existing | NE3875 | HVAC tune-up | HVAC tune-up | NonEquip | 5 | Residential-type central air conditioners | 0% | Tech/Econ | 5% | 0 | 0 | 0
Econ | Institutional | Space Cooling | District chilled water piped | TRC | Existing | NE3667 | Facility Energy Management System | Facility Energy Management System | NonEquip | 15 |  | 5.375% | Tech/Econ | 20% | 17294.0117 | 3.6247 | 0
Econ | Institutional | Space Cooling | District chilled water piped | TRC | Existing | NE3511 | Duct Sealing Repair | Duct Sealing Repair | NonEquip | 15 |  | 0% | Tech/Econ | 12% | 0 | 0 | 0
Econ | Institutional | Space Cooling | District chilled water piped | TRC | Existing | NE3303 | Chilled Water System - Variable Speed Drives | Chilled Water System - Variable Speed Drives | NonEquip | 13 | Central chillers inside | 0% | Tech/Econ | 24.74% | 0 | 0 | 0
Econ | Institutional | Space Cooling | District chilled water piped | TRC | Existing | NE3277 | Chilled Water Controls Optimization | Chilled Water Controls Optimization | NonEquip | 10 | Central chillers inside | 0% | Tech/Econ | 12.5% | 0 | 0 | 0
Econ | Institutional | Space Cooling | District chilled water piped | TRC | Existing | NE3199 | Ceiling Insulation(R2 to R38) | Ceiling Insulation(R2 to R38) | NonEquip | 20 |  | 0% | Tech/Econ | 3.355% | 0 | 0 | 0
Econ | Institutional | Space Cooling | District chilled water piped | TRC | Existing | NE3043 | Airside Economizer | Airside Economizer | NonEquip | 10 | Packaged air conditioning units (RTUs) | 0% | Tech/Econ | 5.556% | 0 | 0 | 0
Econ | Institutional | Space Cooling | District chilled water piped | TRC | Turnover | ET943 | High Efficiency Chiller (Air Cooled, 50 tons) | High Efficiency Chiller (Air Cooled, 50 tons) | Equip | 20 | District chilled water piped | 31.91% | Tech/Econ | 8.759% | 44487.2926 | 10.3168 | 2.3797
Econ | Institutional | Space Cooling | District chilled water piped | TRC | New | EN969 | High Efficiency Chiller (Air Cooled, 50 tons) | High Efficiency Chiller (Air Cooled, 50 tons) | Equip | 20 | District chilled water piped | 31.91% | Tech/Econ | 8.759% | 412.1749 | 0.095585 | 0.022048
Econ | Institutional | Refrigeration | Display cases | TRC | New | NN5318 | Retro-Commissioning | Retro-Commissioning | NonEquip | 5 |  | 0% | Tech/Econ | 16% | 0 | 0 | 0
Econ | Institutional | Refrigeration | Display cases | TRC | New | NN4902 | Strip Curtains for Walk-ins | Strip Curtains for Walk-ins | NonEquip | 4 | Walk-in cooler | 0% | Tech/Econ | 2.115% | 0 | 0 | 0
Econ | Institutional | Refrigeration | Display cases | TRC | New | NN4850 | PSC to ECM Evaporator Fan Motor (Walk-In, Refrigerator) | PSC to ECM Evaporator Fan Motor (Walk-In, Refrigerator) | NonEquip | 15 | Walk-in cooler | 0% | Tech/Econ | 37.5% | 0 | 0 | 0
Econ | Institutional | Refrigeration | Display cases | TRC | New | NN4824 | PSC to ECM Evaporator Fan Motor (Reach-In) | PSC to ECM Evaporator Fan Motor (Reach-In) | NonEquip | 15 | Display cases | 0% | Tech/Econ | 37.5% | 0 | 0 | 0
Econ | Institutional | Refrigeration | Display cases | TRC | New | NN4694 | Floating Head Pressure Controls | Floating Head Pressure Controls | NonEquip | 15 |  | 0% | Tech/Econ | 6.05% | 0 | 0 | 0
Econ | Institutional | Refrigeration | Display cases | TRC | New | NN4616 | Anti-Sweat Controls | Anti-Sweat Controls | NonEquip | 8 | Display cases | 0% | Tech/Econ | 85% | 0 | 0 | 0
Econ | Institutional | Refrigeration | Display cases | TRC | Existing | NE5305 | Retro-Commissioning | Retro-Commissioning | NonEquip | 5 |  | 21.99% | Tech/Econ | 16% | 1921.3207 | 0.32121 | 0.99588
Econ | Institutional | Refrigeration | Display cases | TRC | Existing | NE4889 | Strip Curtains for Walk-ins | Strip Curtains for Walk-ins | NonEquip | 4 | Walk-in cooler | 0% | Tech/Econ | 2.115% | 0 | 0 | 0
Econ | Institutional | Refrigeration | Display cases | TRC | Existing | NE4837 | PSC to ECM Evaporator Fan Motor (Walk-In, Refrigerator) | PSC to ECM Evaporator Fan Motor (Walk-In, Refrigerator) | NonEquip | 15 | Walk-in cooler | 0% | Tech/Econ | 37.5% | 0 | 0 | 0
Econ | Institutional | Refrigeration | Display cases | TRC | Existing | NE4811 | PSC to ECM Evaporator Fan Motor (Reach-In) | PSC to ECM Evaporator Fan Motor (Reach-In) | NonEquip | 15 | Display cases | 0% | Tech/Econ | 37.5% | 0 | 0 | 0
Econ | Institutional | Refrigeration | Display cases | TRC | Existing | NE4707 | Freezer-Cooler Replacement Gaskets | Freezer-Cooler Replacement Gaskets | NonEquip | 4 | Display cases | 0% | Tech/Econ | 3.131% | 0 | 0 | 0
Econ | Institutional | Refrigeration | Display cases | TRC | Existing | NE4681 | Floating Head Pressure Controls | Floating Head Pressure Controls | NonEquip | 15 |  | 0% | Tech/Econ | 6.05% | 0 | 0 | 0
Econ | Institutional | Refrigeration | Display cases | TRC | Existing | NE4603 | Anti-Sweat Controls | Anti-Sweat Controls | NonEquip | 8 | Display cases | 0% | Tech/Econ | 85% | 0 | 0 | 0
Econ | Institutional | Refrigeration | Display cases | TRC | Turnover | ET2614 | Refrigerated Display Case LED Lighting | Refrigerated Display Case LED Lighting | Equip | 8 | Display cases | 0% | Tech/Econ | 6.613% | 0 | 0 | 0
Econ | Institutional | Refrigeration | Display cases | TRC | Turnover | ET2458 | Energy Star Commercial Solid Door Refrigerator | Energy Star Commercial Solid Door Refrigerator | Equip | 12 | Display cases | 0% | Tech/Econ | 50.28% | 0 | 0 | 0
Econ | Institutional | Refrigeration | Display cases | TRC | Turnover | ET2419 | Energy Star Commercial Solid Door Freezer | Energy Star Commercial Solid Door Freezer | Equip | 12 | Display cases | 0% | Tech/Econ | 42.11% | 0 | 0 | 0
Econ | Institutional | Refrigeration | Display cases | TRC | Turnover | ET2380 | Energy Star Commercial Glass Door Refrigerator | Energy Star Commercial Glass Door Refrigerator | Equip | 12 | Display cases | 0% | Tech/Econ | 37.88% | 0 | 0 | 0
Econ | Institutional | Refrigeration | Display cases | TRC | Turnover | ET2341 | Energy Star Commercial Glass Door Freezer | Energy Star Commercial Glass Door Freezer | Equip | 12 | Display cases | 0% | Tech/Econ | 40.57% | 0 | 0 | 0
Econ | Institutional | Refrigeration | Display cases | TRC | New | EN2484 | Energy Star Commercial Solid Door Refrigerator | Energy Star Commercial Solid Door Refrigerator | Equip | 12 | Display cases | 0% | Tech/Econ | 50.28% | 0 | 0 | 0
Econ | Institutional | Refrigeration | Display cases | TRC | New | EN2445 | Energy Star Commercial Solid Door Freezer | Energy Star Commercial Solid Door Freezer | Equip | 12 | Display cases | 0% | Tech/Econ | 42.11% | 0 | 0 | 0
Econ | Institutional | Refrigeration | Display cases | TRC | New | EN2406 | Energy Star Commercial Glass Door Refrigerator | Energy Star Commercial Glass Door Refrigerator | Equip | 12 | Display cases | 0% | Tech/Econ | 37.88% | 0 | 0 | 0
Econ | Institutional | Refrigeration | Display cases | TRC | New | EN2367 | Energy Star Commercial Glass Door Freezer | Energy Star Commercial Glass Door Freezer | Equip | 12 | Display cases | 0% | Tech/Econ | 40.57% | 0 | 0 | 0
Econ | Institutional | Cooking | Cooking Other | TRC | Turnover | ET7 | Efficient Exhaust Hood | Efficient Exhaust Hood | Equip | 15 | Cooking Other | 0% | Tech/Econ | 42.5% | 0 | 0 | 0
Econ | Institutional | Cooking | Cooking Other | TRC | Turnover | ET163 | Energy Star Hot Food Holding Cabinet | Energy Star Hot Food Holding Cabinet | Equip | 12 | Cooking Other | 0% | Tech/Econ | 52.67% | 0 | 0 | 0
Econ | Institutional | Cooking | Cooking Other | TRC | Turnover | ET124 | Energy Star Griddle | Energy Star Griddle | Equip | 12 | Cooking Other | 0% | Tech/Econ | 12.08% | 0 | 0 | 0
Econ | Institutional | Cooking | Cooking Other | TRC | New | EN33 | Efficient Exhaust Hood | Efficient Exhaust Hood | Equip | 15 | Cooking Other | 0% | Tech/Econ | 42.5% | 0 | 0 | 0
Econ | Institutional | Cooking | Cooking Other | TRC | New | EN189 | Energy Star Hot Food Holding Cabinet | Energy Star Hot Food Holding Cabinet | Equip | 12 | Cooking Other | 0% | Tech/Econ | 52.67% | 0 | 0 | 0
Econ | Institutional | Cooking | Cooking Other | TRC | New | EN150 | Energy Star Griddle | Energy Star Griddle | Equip | 12 | Cooking Other | 0% | Tech/Econ | 12.08% | 0 | 0 | 0
Econ | Institutional | Office Equipment | Computers | TRC | New | NN4590 | Smart Strip Plug Outlet | Smart Strip Plug Outlet | NonEquip | 4 |  | 43.9% | Tech/Econ | 1.187% | 137.9736 | 0.020516 | 0
Econ | Institutional | Office Equipment | Computers | TRC | New | NN4564 | Network PC Power Management | Network PC Power Management | NonEquip | 5 | Computers | 22.4% | Tech/Econ | 56.5% | 2827.6458 | 0.42061 | 0
Econ | Institutional | Office Equipment | Computers | TRC | Existing | NE4577 | Smart Strip Plug Outlet | Smart Strip Plug Outlet | NonEquip | 4 |  | 43.9% | Tech/Econ | 1.187% | 15540.8459 | 2.3108 | 0
Econ | Institutional | Office Equipment | Computers | TRC | Existing | NE4551 | Network PC Power Management | Network PC Power Management | NonEquip | 5 | Computers | 22.4% | Tech/Econ | 56.5% | 318495.7418 | 47.3762 | 0
Econ | Institutional | Office Equipment | Computers | TRC | Turnover | ET2185 | Energy Star PCs | Energy Star PCs | Equip | 4 | Computers | 35% | Tech/Econ | 43.34% | 450093.2402 | 64.1015 | 0
Econ | Institutional | Office Equipment | Computers | TRC | New | EN2211 | Energy Star PCs | Energy Star PCs | Equip | 4 | Computers | 35% | Tech/Econ | 43.34% | 3995.9852 | 0.5691 | 0
Econ | Institutional | Domestic Hot Water | Centralized water heaters | TRC | New | NN5422 | Retro-Commissioning | Retro-Commissioning | NonEquip | 5 |  | 0% | Tech/Econ | 16% | 0 | 0 | 0
Econ | Institutional | Domestic Hot Water | Centralized water heaters | TRC | New | NN2926 | Thermostatic Shower Restriction Valve | Thermostatic Shower Restriction Valve | NonEquip | 10 | Centralized water heaters | 0% | Tech/Econ | 3.279% | 0 | 0 | 0
Econ | Institutional | Domestic Hot Water | Centralized water heaters | TRC | New | NN2900 | Tank Wrap on Water Heater | Tank Wrap on Water Heater | NonEquip | 7 | Centralized water heaters | 55.99% | Tech/Econ | 1.097% | 164.6997 | 0.016498 | 0.016832
Econ | Institutional | Domestic Hot Water | Centralized water heaters | TRC | New | NN2874 | Low-Flow Pre-Rinse Sprayers | Low-Flow Pre-Rinse Sprayers | NonEquip | 5 | Centralized water heaters | 0% | Tech/Econ | 0.3944% | 0 | 0 | 0
Econ | Institutional | Domestic Hot Water | Centralized water heaters | TRC | New | NN2848 | Low Flow Shower Head | Low Flow Shower Head | NonEquip | 10 | Centralized water heaters | 0% | Tech/Econ | 0.6644% | 0 | 0 | 0
Econ | Institutional | Domestic Hot Water | Centralized water heaters | TRC | New | NN2822 | Hot Water Pipe Insulation | Hot Water Pipe Insulation | NonEquip | 13 | Centralized water heaters | 22.62% | Tech/Econ | 5.89% | 2999.3893 | 0.33508 | 0.37658
Econ | Institutional | Domestic Hot Water | Centralized water heaters | TRC | New | NN2770 | Faucet Aerator | Faucet Aerator | NonEquip | 10 | Centralized water heaters | 23.64% | Tech/Econ | 2.305% | 1233.2582 | 0.25703 | 0.1548
Econ | Institutional | Domestic Hot Water | Centralized water heaters | TRC | Existing | NE5409 | Retro-Commissioning | Retro-Commissioning | NonEquip | 5 |  | 21.99% | Tech/Econ | 16% | 1294204.737 | 216.3675 | 670.8245
Econ | Institutional | Domestic Hot Water | Centralized water heaters | TRC | Existing | NE2913 | Thermostatic Shower Restriction Valve | Thermostatic Shower Restriction Valve | NonEquip | 10 | Centralized water heaters | 0% | Tech/Econ | 3.137% | 0 | 0 | 0
Econ | Institutional | Domestic Hot Water | Centralized water heaters | TRC | Existing | NE2887 | Tank Wrap on Water Heater | Tank Wrap on Water Heater | NonEquip | 7 | Centralized water heaters | 55.99% | Tech/Econ | 1.097% | 148398.2324 | 14.8649 | 15.1664
Econ | Institutional | Domestic Hot Water | Centralized water heaters | TRC | Existing | NE2861 | Low-Flow Pre-Rinse Sprayers | Low-Flow Pre-Rinse Sprayers | NonEquip | 5 | Centralized water heaters | 0% | Tech/Econ | 0.3761% | 0 | 0 | 0
Econ | Institutional | Domestic Hot Water | Centralized water heaters | TRC | Existing | NE2835 | Low Flow Shower Head | Low Flow Shower Head | NonEquip | 10 | Centralized water heaters | 0% | Tech/Econ | 0.6356% | 0 | 0 | 0
Econ | Institutional | Domestic Hot Water | Centralized water heaters | TRC | Existing | NE2809 | Hot Water Pipe Insulation | Hot Water Pipe Insulation | NonEquip | 13 | Centralized water heaters | 22.62% | Tech/Econ | 5.634% | 311886.3042 | 34.8425 | 39.1582
Econ | Institutional | Domestic Hot Water | Centralized water heaters | TRC | Existing | NE2757 | Faucet Aerator | Faucet Aerator | NonEquip | 10 | Centralized water heaters | 23.64% | Tech/Econ | 2.205% | 128207.7466 | 26.7206 | 16.0925
Econ | Institutional | Domestic Hot Water | Centralized water heaters | TRC | Turnover | ET436 | Solar Water Heater | Solar Water Heater | Equip | 15 | Centralized water heaters | 0% | Tech/Econ | 76.67% | 0 | 0 | 0
Econ | Institutional | Domestic Hot Water | Centralized water heaters | TRC | Turnover | ET358 | Heat Pump Water Heater | Heat Pump Water Heater | Equip | 10 | Centralized water heaters | 46.98% | Tech/Econ | 65.32% | 10891391.49 | 1840.5741 | 1224.2034
Econ | Institutional | Domestic Hot Water | Centralized water heaters | TRC | Turnover | ET280 | Energy Star Commercial Dishwasher | Energy Star Commercial Dishwasher | Equip | 15 | Centralized water heaters | 0% | Tech/Econ | 29.58% | 0 | 0 | 0
Econ | Institutional | Domestic Hot Water | Centralized water heaters | TRC | New | EN462 | Solar Water Heater | Solar Water Heater | Equip | 15 | Centralized water heaters | 0% | Tech/Econ | 76.67% | 0 | 0 | 0
Econ | Institutional | Domestic Hot Water | Centralized water heaters | TRC | New | EN384 | Heat Pump Water Heater | Heat Pump Water Heater | Equip | 10 | Centralized water heaters | 46.98% | Tech/Econ | 65.32% | 100221.2312 | 16.9367 | 11.265
Econ | Institutional | Domestic Hot Water | Centralized water heaters | TRC | New | EN306 | Energy Star Commercial Dishwasher | Energy Star Commercial Dishwasher | Equip | 15 | Centralized water heaters | 0% | Tech/Econ | 29.58% | 0 | 0 | 0
Econ | Institutional | Space Cooling | Central chillers inside | TRC | New | NN5370 | Retro-Commissioning | Retro-Commissioning | NonEquip | 5 |  | 0% | Tech/Econ | 16% | 0 | 0 | 0
Econ | Institutional | Space Cooling | Central chillers inside | TRC | New | NN4200 | Thermal Energy Storage | Thermal Energy Storage | NonEquip | 20 |  | 33.33% | Tech/Econ | 0% | 0 | 0 | 0
Econ | Institutional | Space Cooling | Central chillers inside | TRC | New | NN4148 | Smart Thermostat | Smart Thermostat | NonEquip | 11 |  | 31.48% | Tech/Econ | 10% | 11553.9442 | 0.13719 | 0
Econ | Institutional | Space Cooling | Central chillers inside | TRC | New | NN3888 | HVAC tune-up | HVAC tune-up | NonEquip | 5 | Residential-type central air conditioners | 0% | Tech/Econ | 5% | 0 | 0 | 0
Econ | Institutional | Space Cooling | Central chillers inside | TRC | New | NN3680 | Facility Energy Management System | Facility Energy Management System | NonEquip | 15 |  | 1.982% | Tech/Econ | 20% | 1723.9484 | 0.36133 | 0
Econ | Institutional | Space Cooling | Central chillers inside | TRC | New | NN3524 | Duct Sealing Repair | Duct Sealing Repair | NonEquip | 15 |  | 0% | Tech/Econ | 12% | 0 | 0 | 0
Econ | Institutional | Space Cooling | Central chillers inside | TRC | New | NN3316 | Chilled Water System - Variable Speed Drives | Chilled Water System - Variable Speed Drives | NonEquip | 13 | Central chillers inside | 73.99% | Tech/Econ | 24.74% | 66127.9264 | 6.1508 | 1.398
Econ | Institutional | Space Cooling | Central chillers inside | TRC | New | NN3290 | Chilled Water Controls Optimization | Chilled Water Controls Optimization | NonEquip | 10 | Central chillers inside | 38.3% | Tech/Econ | 12.5% | 21867.6359 | 7.2285 | 0.0016375
Econ | Institutional | Space Cooling | Central chillers inside | TRC | New | NN3212 | Ceiling Insulation(R2 to R38) | Ceiling Insulation(R2 to R38) | NonEquip | 20 |  | 0% | Tech/Econ | 3.355% | 0 | 0 | 0
Econ | Institutional | Space Cooling | Central chillers inside | TRC | New | NN3056 | Airside Economizer | Airside Economizer | NonEquip | 10 | Packaged air conditioning units (RTUs) | 0% | Tech/Econ | 5.556% | 0 | 0 | 0
Econ | Institutional | Space Cooling | Central chillers inside | TRC | Existing | NE5357 | Retro-Commissioning | Retro-Commissioning | NonEquip | 5 |  | 21.99% | Tech/Econ | 16% | 1810195.11 | 302.6317 | 0
Econ | Institutional | Space Cooling | Central chillers inside | TRC | Existing | NE4213 | Wall Insulation | Wall Insulation | NonEquip | 20 |  | 0% | Tech/Econ | 20.09% | 0 | 0 | 0
Econ | Institutional | Space Cooling | Central chillers inside | TRC | Existing | NE4187 | Thermal Energy Storage | Thermal Energy Storage | NonEquip | 20 |  | 33.33% | Tech/Econ | 0% | 0.0033562 | -1.7204e-05 | -1.1283e-06
Econ | Institutional | Space Cooling | Central chillers inside | TRC | Existing | NE4135 | Smart Thermostat | Smart Thermostat | NonEquip | 11 |  | 31.48% | Tech/Econ | 10% | 1188291.872 | 14.1096 | 0
Econ | Institutional | Space Cooling | Central chillers inside | TRC | Existing | NE3875 | HVAC tune-up | HVAC tune-up | NonEquip | 5 | Residential-type central air conditioners | 0% | Tech/Econ | 5% | 0 | 0 | 0
Econ | Institutional | Space Cooling | Central chillers inside | TRC | Existing | NE3667 | Facility Energy Management System | Facility Energy Management System | NonEquip | 15 |  | 5.375% | Tech/Econ | 20% | 516623.4042 | 108.281 | 0
Econ | Institutional | Space Cooling | Central chillers inside | TRC | Existing | NE3511 | Duct Sealing Repair | Duct Sealing Repair | NonEquip | 15 |  | 0% | Tech/Econ | 12% | 0 | 0 | 0
Econ | Institutional | Space Cooling | Central chillers inside | TRC | Existing | NE3303 | Chilled Water System - Variable Speed Drives | Chilled Water System - Variable Speed Drives | NonEquip | 13 | Central chillers inside | 73.99% | Tech/Econ | 24.74% | 8702142.162 | 809.4197 | 183.9755
Econ | Institutional | Space Cooling | Central chillers inside | TRC | Existing | NE3277 | Chilled Water Controls Optimization | Chilled Water Controls Optimization | NonEquip | 10 | Central chillers inside | 25.53% | Tech/Econ | 12.5% | 1584288.297 | 523.7 | 0.11863
Econ | Institutional | Space Cooling | Central chillers inside | TRC | Existing | NE3199 | Ceiling Insulation(R2 to R38) | Ceiling Insulation(R2 to R38) | NonEquip | 20 |  | 0% | Tech/Econ | 3.355% | 0 | 0 | 0
Econ | Institutional | Space Cooling | Central chillers inside | TRC | Existing | NE3043 | Airside Economizer | Airside Economizer | NonEquip | 10 | Packaged air conditioning units (RTUs) | 0% | Tech/Econ | 5.556% | 0 | 0 | 0
Econ | Institutional | Space Cooling | Central chillers inside | TRC | Turnover | ET904 | High Efficiency Chiller (Air Cooled, 50 tons) | High Efficiency Chiller (Air Cooled, 50 tons) | Equip | 20 | Central chillers inside | 31.91% | Tech/Econ | 8.759% | 1085701.168 | 251.7783 | 58.0764
Econ | Institutional | Space Cooling | Central chillers inside | TRC | New | EN930 | High Efficiency Chiller (Air Cooled, 50 tons) | High Efficiency Chiller (Air Cooled, 50 tons) | Equip | 20 | Central chillers inside | 31.91% | Tech/Econ | 8.759% | 0 | 0 | 0
Econ | Institutional | Ventilation and Circulation | Central air-handling unit | TRC | New | NN5396 | Retro-Commissioning | Retro-Commissioning | NonEquip | 5 |  | 0% | Tech/Econ | 16% | 0 | 0 | 0
Econ | Institutional | Ventilation and Circulation | Central air-handling unit | TRC | New | NN4980 | VAV System | VAV System | NonEquip | 10 |  | 15.96% | Tech/Econ | 30% | 5105.9077 | 1.4532 | 1.4748
Econ | Institutional | Ventilation and Circulation | Central air-handling unit | TRC | New | NN4954 | Demand Controlled Ventilation | Demand Controlled Ventilation | NonEquip | 10 |  | 17.54% | Tech/Econ | 20.47% | 3647.0699 | 0.37971 | 2.1378
Econ | Institutional | Ventilation and Circulation | Central air-handling unit | TRC | New | NN4928 | CO Sensors for Parking Garage Exhaust | CO Sensors for Parking Garage Exhaust | NonEquip | 15 | Motor/Fan | 0% | Tech/Econ | 33% | 0 | 0 | 0
Econ | Institutional | Ventilation and Circulation | Central air-handling unit | TRC | Existing | NE5383 | Retro-Commissioning | Retro-Commissioning | NonEquip | 5 |  | 21.99% | Tech/Econ | 16% | 422665.2207 | 70.6619 | 219.0799
Econ | Institutional | Ventilation and Circulation | Central air-handling unit | TRC | Existing | NE4967 | VAV System | VAV System | NonEquip | 10 |  | 10.64% | Tech/Econ | 30% | 369917.8923 | 105.2838 | 106.8457
Econ | Institutional | Ventilation and Circulation | Central air-handling unit | TRC | Existing | NE4941 | Demand Controlled Ventilation | Demand Controlled Ventilation | NonEquip | 10 |  | 23.39% | Tech/Econ | 20.47% | 537309.896 | 55.9418 | 314.9525
Econ | Institutional | Ventilation and Circulation | Central air-handling unit | TRC | Existing | NE4915 | CO Sensors for Parking Garage Exhaust | CO Sensors for Parking Garage Exhaust | NonEquip | 15 | Motor/Fan | 0% | Tech/Econ | 33% | 0 | 0 | 0
Econ | Institutional | Interior Lighting | case lighting | TRC | New | NN5266 | Retro-Commissioning | Retro-Commissioning | NonEquip | 5 |  | 0% | Tech/Econ | 16% | 0 | 0 | 0
Econ | Institutional | Interior Lighting | case lighting | TRC | New | NN4434 | Interior Lighting Controls | Interior Lighting Controls | NonEquip | 8 | Overhead (fluorescent/LED/CFL U-shape) | 0% | Tech/Econ | 28% | 0 | 0 | 0
Econ | Institutional | Interior Lighting | case lighting | TRC | New | NN3706 | Facility Energy Management System | Facility Energy Management System | NonEquip | 15 |  | 1.982% | Tech/Econ | 24% | 6.4863 | 0.0013595 | 0.0001169
Econ | Institutional | Interior Lighting | case lighting | TRC | Existing | NE5253 | Retro-Commissioning | Retro-Commissioning | NonEquip | 5 |  | 21.99% | Tech/Econ | 16% | 5403.9509 | 0.90344 | 2.801
Econ | Institutional | Interior Lighting | case lighting | TRC | Existing | NE4421 | Interior Lighting Controls | Interior Lighting Controls | NonEquip | 8 | Overhead (fluorescent/LED/CFL U-shape) | 0% | Tech/Econ | 28% | 0 | 0 | 0
Econ | Institutional | Interior Lighting | case lighting | TRC | Existing | NE3693 | Facility Energy Management System | Facility Energy Management System | NonEquip | 15 |  | 5.375% | Tech/Econ | 24% | 1911.7357 | 0.40069 | 0.034456
Econ | Institutional | Space Heating | Boilers | TRC | New | NN5344 | Retro-Commissioning | Retro-Commissioning | NonEquip | 5 |  | 0% | Tech/Econ | 16% | 0 | 0 | 0
Econ | Institutional | Space Heating | Boilers | TRC | New | NN4174 | Smart Thermostat | Smart Thermostat | NonEquip | 11 |  | 31.48% | Tech/Econ | 10% | 88.0025 | 0 | -0.01446
Econ | Institutional | Space Heating | Boilers | TRC | New | NN3654 | Facility Energy Management System | Facility Energy Management System | NonEquip | 15 |  | 1.982% | Tech/Econ | 20% | 11.1263 | 0 | 0.00020053
Econ | Institutional | Space Heating | Boilers | TRC | New | NN3550 | Duct Sealing Repair | Duct Sealing Repair | NonEquip | 15 |  | 0% | Tech/Econ | 12% | 0 | 0 | 0
Econ | Institutional | Space Heating | Boilers | TRC | New | NN3186 | Ceiling Insulation(R2 to R38) | Ceiling Insulation(R2 to R38) | NonEquip | 20 |  | 0% | Tech/Econ | 1.175% | 0 | 0 | 0
Econ | Institutional | Space Heating | Boilers | TRC | Existing | NE5331 | Retro-Commissioning | Retro-Commissioning | NonEquip | 5 |  | 21.99% | Tech/Econ | 16% | 11123.6593 | 0 | 5.7657
Econ | Institutional | Space Heating | Boilers | TRC | Existing | NE4239 | Wall Insulation | Wall Insulation | NonEquip | 20 |  | 0% | Tech/Econ | 1.134% | 0 | 0 | 0
Econ | Institutional | Space Heating | Boilers | TRC | Existing | NE4161 | Smart Thermostat | Smart Thermostat | NonEquip | 11 |  | 31.48% | Tech/Econ | 10% | 9498.3778 | 0 | -1.5607
Econ | Institutional | Space Heating | Boilers | TRC | Existing | NE3641 | Facility Energy Management System | Facility Energy Management System | NonEquip | 15 |  | 5.375% | Tech/Econ | 20% | 3279.313 | 0 | 0.059104
Econ | Institutional | Space Heating | Boilers | TRC | Existing | NE3537 | Duct Sealing Repair | Duct Sealing Repair | NonEquip | 15 |  | 0% | Tech/Econ | 12% | 0 | 0 | 0
Econ | Institutional | Space Heating | Boilers | TRC | Existing | NE3173 | Ceiling Insulation(R2 to R38) | Ceiling Insulation(R2 to R38) | NonEquip | 20 |  | 0% | Tech/Econ | 1.297% | 0 | 0 | 0
Econ | Institutional | Domestic Hot Water | "Point-of-Use" water heaters | TRC | New | NN5422 | Retro-Commissioning | Retro-Commissioning | NonEquip | 5 |  | 0% | Tech/Econ | 16% | 0 | 0 | 0
Econ | Institutional | Domestic Hot Water | "Point-of-Use" water heaters | TRC | New | NN2926 | Thermostatic Shower Restriction Valve | Thermostatic Shower Restriction Valve | NonEquip | 10 | Centralized water heaters | 0% | Tech/Econ | 3.279% | 0 | 0 | 0
Econ | Institutional | Domestic Hot Water | "Point-of-Use" water heaters | TRC | New | NN2900 | Tank Wrap on Water Heater | Tank Wrap on Water Heater | NonEquip | 7 | Centralized water heaters | 0% | Tech/Econ | 1.097% | 0 | 0 | 0
Econ | Institutional | Domestic Hot Water | "Point-of-Use" water heaters | TRC | New | NN2874 | Low-Flow Pre-Rinse Sprayers | Low-Flow Pre-Rinse Sprayers | NonEquip | 5 | Centralized water heaters | 0% | Tech/Econ | 0.3944% | 0 | 0 | 0
Econ | Institutional | Domestic Hot Water | "Point-of-Use" water heaters | TRC | New | NN2848 | Low Flow Shower Head | Low Flow Shower Head | NonEquip | 10 | Centralized water heaters | 0% | Tech/Econ | 0.6644% | 0 | 0 | 0
Econ | Institutional | Domestic Hot Water | "Point-of-Use" water heaters | TRC | New | NN2822 | Hot Water Pipe Insulation | Hot Water Pipe Insulation | NonEquip | 13 | Centralized water heaters | 0% | Tech/Econ | 5.89% | 0 | 0 | 0
Econ | Institutional | Domestic Hot Water | "Point-of-Use" water heaters | TRC | New | NN2770 | Faucet Aerator | Faucet Aerator | NonEquip | 10 | Centralized water heaters | 0% | Tech/Econ | 2.305% | 0 | 0 | 0
Econ | Institutional | Domestic Hot Water | "Point-of-Use" water heaters | TRC | Existing | NE5409 | Retro-Commissioning | Retro-Commissioning | NonEquip | 5 |  | 21.99% | Tech/Econ | 16% | 12920.7661 | 2.1601 | 6.6972
Econ | Institutional | Domestic Hot Water | "Point-of-Use" water heaters | TRC | Existing | NE2913 | Thermostatic Shower Restriction Valve | Thermostatic Shower Restriction Valve | NonEquip | 10 | Centralized water heaters | 0% | Tech/Econ | 3.137% | 0 | 0 | 0
Econ | Institutional | Domestic Hot Water | "Point-of-Use" water heaters | TRC | Existing | NE2887 | Tank Wrap on Water Heater | Tank Wrap on Water Heater | NonEquip | 7 | Centralized water heaters | 0% | Tech/Econ | 1.097% | 0 | 0 | 0
Econ | Institutional | Domestic Hot Water | "Point-of-Use" water heaters | TRC | Existing | NE2861 | Low-Flow Pre-Rinse Sprayers | Low-Flow Pre-Rinse Sprayers | NonEquip | 5 | Centralized water heaters | 0% | Tech/Econ | 0.3761% | 0 | 0 | 0
Econ | Institutional | Domestic Hot Water | "Point-of-Use" water heaters | TRC | Existing | NE2835 | Low Flow Shower Head | Low Flow Shower Head | NonEquip | 10 | Centralized water heaters | 0% | Tech/Econ | 0.6356% | 0 | 0 | 0
Econ | Institutional | Domestic Hot Water | "Point-of-Use" water heaters | TRC | Existing | NE2809 | Hot Water Pipe Insulation | Hot Water Pipe Insulation | NonEquip | 13 | Centralized water heaters | 0% | Tech/Econ | 5.634% | 0 | 0 | 0
Econ | Institutional | Domestic Hot Water | "Point-of-Use" water heaters | TRC | Existing | NE2757 | Faucet Aerator | Faucet Aerator | NonEquip | 10 | Centralized water heaters | 0% | Tech/Econ | 2.205% | 0 | 0 | 0
Econ | Institutional | Domestic Hot Water | "Point-of-Use" water heaters | TRC | Turnover | ET319 | Energy Star Commercial Dishwasher | Energy Star Commercial Dishwasher | Equip | 15 | "Point-of-Use" water heaters | 0% | Tech/Econ | 29.42% | 0 | 0 | 0
Econ | Institutional | Domestic Hot Water | "Point-of-Use" water heaters | TRC | New | EN345 | Energy Star Commercial Dishwasher | Energy Star Commercial Dishwasher | Equip | 15 | "Point-of-Use" water heaters | 0% | Tech/Econ | 29.42% | 0 | 0 | 0
Econ | Lodging/Hospitality | Refrigeration | Walk-in cooler | TRC | New | NN5319 | Retro-Commissioning | Retro-Commissioning | NonEquip | 5 |  | 0% | Tech/Econ | 16% | 0 | 0 | 0
Econ | Lodging/Hospitality | Refrigeration | Walk-in cooler | TRC | New | NN4903 | Strip Curtains for Walk-ins | Strip Curtains for Walk-ins | NonEquip | 4 | Walk-in cooler | 3.76% | Tech/Econ | 2.115% | 14.6515 | 0.0018996 | 0.0015912
Econ | Lodging/Hospitality | Refrigeration | Walk-in cooler | TRC | New | NN4851 | PSC to ECM Evaporator Fan Motor (Walk-In, Refrigerator) | PSC to ECM Evaporator Fan Motor (Walk-In, Refrigerator) | NonEquip | 15 | Walk-in cooler | 68.68% | Tech/Econ | 37.5% | 4740.1918 | 0.61459 | 0.5148
Econ | Lodging/Hospitality | Refrigeration | Walk-in cooler | TRC | New | NN4825 | PSC to ECM Evaporator Fan Motor (Reach-In) | PSC to ECM Evaporator Fan Motor (Reach-In) | NonEquip | 15 | Display cases | 0% | Tech/Econ | 37.5% | 0 | 0 | 0
Econ | Lodging/Hospitality | Refrigeration | Walk-in cooler | TRC | New | NN4695 | Floating Head Pressure Controls | Floating Head Pressure Controls | NonEquip | 15 |  | 27.37% | Tech/Econ | 6.05% | 310.179 | 0.040216 | 0.033686
Econ | Lodging/Hospitality | Refrigeration | Walk-in cooler | TRC | New | NN4617 | Anti-Sweat Controls | Anti-Sweat Controls | NonEquip | 8 | Display cases | 0% | Tech/Econ | 85% | 0 | 0 | 0
Econ | Lodging/Hospitality | Refrigeration | Walk-in cooler | TRC | Existing | NE5306 | Retro-Commissioning | Retro-Commissioning | NonEquip | 5 |  | 21.99% | Tech/Econ | 16% | 27500.9897 | 8.4908 | 16.4519
Econ | Lodging/Hospitality | Refrigeration | Walk-in cooler | TRC | Existing | NE4890 | Strip Curtains for Walk-ins | Strip Curtains for Walk-ins | NonEquip | 4 | Walk-in cooler | 3.76% | Tech/Econ | 2.115% | 589.9684 | 0.076492 | 0.064072
Econ | Lodging/Hospitality | Refrigeration | Walk-in cooler | TRC | Existing | NE4838 | PSC to ECM Evaporator Fan Motor (Walk-In, Refrigerator) | PSC to ECM Evaporator Fan Motor (Walk-In, Refrigerator) | NonEquip | 15 | Walk-in cooler | 17.17% | Tech/Econ | 37.5% | 47717.9523 | 6.1869 | 5.1823
Econ | Lodging/Hospitality | Refrigeration | Walk-in cooler | TRC | Existing | NE4812 | PSC to ECM Evaporator Fan Motor (Reach-In) | PSC to ECM Evaporator Fan Motor (Reach-In) | NonEquip | 15 | Display cases | 0% | Tech/Econ | 37.5% | 0 | 0 | 0
Econ | Lodging/Hospitality | Refrigeration | Walk-in cooler | TRC | Existing | NE4708 | Freezer-Cooler Replacement Gaskets | Freezer-Cooler Replacement Gaskets | NonEquip | 4 | Display cases | 0% | Tech/Econ | 3.131% | 0 | 0 | 0
Econ | Lodging/Hospitality | Refrigeration | Walk-in cooler | TRC | Existing | NE4682 | Floating Head Pressure Controls | Floating Head Pressure Controls | NonEquip | 15 |  | 27.37% | Tech/Econ | 6.05% | 12489.8808 | 1.6194 | 1.3564
Econ | Lodging/Hospitality | Refrigeration | Walk-in cooler | TRC | Existing | NE4604 | Anti-Sweat Controls | Anti-Sweat Controls | NonEquip | 8 | Display cases | 0% | Tech/Econ | 85% | 0 | 0 | 0
Econ | Lodging/Hospitality | Refrigeration | Vending and ice makers | TRC | New | NN5319 | Retro-Commissioning | Retro-Commissioning | NonEquip | 5 |  | 0% | Tech/Econ | 16% | 0 | 0 | 0
Econ | Lodging/Hospitality | Refrigeration | Vending and ice makers | TRC | New | NN4903 | Strip Curtains for Walk-ins | Strip Curtains for Walk-ins | NonEquip | 4 | Walk-in cooler | 0% | Tech/Econ | 2.115% | 0 | 0 | 0
Econ | Lodging/Hospitality | Refrigeration | Vending and ice makers | TRC | New | NN4851 | PSC to ECM Evaporator Fan Motor (Walk-In, Refrigerator) | PSC to ECM Evaporator Fan Motor (Walk-In, Refrigerator) | NonEquip | 15 | Walk-in cooler | 0% | Tech/Econ | 37.5% | 0 | 0 | 0
Econ | Lodging/Hospitality | Refrigeration | Vending and ice makers | TRC | New | NN4825 | PSC to ECM Evaporator Fan Motor (Reach-In) | PSC to ECM Evaporator Fan Motor (Reach-In) | NonEquip | 15 | Display cases | 0% | Tech/Econ | 37.5% | 0 | 0 | 0
Econ | Lodging/Hospitality | Refrigeration | Vending and ice makers | TRC | New | NN4695 | Floating Head Pressure Controls | Floating Head Pressure Controls | NonEquip | 15 |  | 27.37% | Tech/Econ | 6.05% | 2667.9184 | 0.34591 | 0.28974
Econ | Lodging/Hospitality | Refrigeration | Vending and ice makers | TRC | New | NN4617 | Anti-Sweat Controls | Anti-Sweat Controls | NonEquip | 8 | Display cases | 0% | Tech/Econ | 85% | 0 | 0 | 0
Econ | Lodging/Hospitality | Refrigeration | Vending and ice makers | TRC | Existing | NE5306 | Retro-Commissioning | Retro-Commissioning | NonEquip | 5 |  | 21.99% | Tech/Econ | 16% | 236542.1035 | 73.0316 | 141.5061
Econ | Lodging/Hospitality | Refrigeration | Vending and ice makers | TRC | Existing | NE4890 | Strip Curtains for Walk-ins | Strip Curtains for Walk-ins | NonEquip | 4 | Walk-in cooler | 0% | Tech/Econ | 2.115% | 0 | 0 | 0
Econ | Lodging/Hospitality | Refrigeration | Vending and ice makers | TRC | Existing | NE4838 | PSC to ECM Evaporator Fan Motor (Walk-In, Refrigerator) | PSC to ECM Evaporator Fan Motor (Walk-In, Refrigerator) | NonEquip | 15 | Walk-in cooler | 0% | Tech/Econ | 37.5% | 0 | 0 | 0
Econ | Lodging/Hospitality | Refrigeration | Vending and ice makers | TRC | Existing | NE4812 | PSC to ECM Evaporator Fan Motor (Reach-In) | PSC to ECM Evaporator Fan Motor (Reach-In) | NonEquip | 15 | Display cases | 0% | Tech/Econ | 37.5% | 0 | 0 | 0
Econ | Lodging/Hospitality | Refrigeration | Vending and ice makers | TRC | Existing | NE4708 | Freezer-Cooler Replacement Gaskets | Freezer-Cooler Replacement Gaskets | NonEquip | 4 | Display cases | 0% | Tech/Econ | 3.131% | 0 | 0 | 0
Econ | Lodging/Hospitality | Refrigeration | Vending and ice makers | TRC | Existing | NE4682 | Floating Head Pressure Controls | Floating Head Pressure Controls | NonEquip | 15 |  | 27.37% | Tech/Econ | 6.05% | 107428.231 | 13.9286 | 11.667
Econ | Lodging/Hospitality | Refrigeration | Vending and ice makers | TRC | Existing | NE4604 | Anti-Sweat Controls | Anti-Sweat Controls | NonEquip | 8 | Display cases | 0% | Tech/Econ | 85% | 0 | 0 | 0
Econ | Lodging/Hospitality | Exterior Lighting | Street lighting | TRC | New | NN5293 | Retro-Commissioning | Retro-Commissioning | NonEquip | 5 |  | 0% | Tech/Econ | 16% | 0 | 0 | 0
Econ | Lodging/Hospitality | Exterior Lighting | Street lighting | TRC | New | NN2979 | Outdoor Lighting Controls | Outdoor Lighting Controls | NonEquip | 8 | Exterior parking/lot lighting | 0% | Tech/Econ | 28% | 0 | 0 | 0
Econ | Lodging/Hospitality | Exterior Lighting | Street lighting | TRC | New | NN2953 | Bi-Level Lighting Control (Exterior) | Bi-Level Lighting Control (Exterior) | NonEquip | 9 | Exterior parking/lot lighting | 0% | Tech/Econ | 31% | 0 | 0 | 0
Econ | Lodging/Hospitality | Exterior Lighting | Street lighting | TRC | Existing | NE5280 | Retro-Commissioning | Retro-Commissioning | NonEquip | 5 |  | 21.99% | Tech/Econ | 16% | 0 | 0 | 0
Econ | Lodging/Hospitality | Exterior Lighting | Street lighting | TRC | Existing | NE2966 | Outdoor Lighting Controls | Outdoor Lighting Controls | NonEquip | 8 | Exterior parking/lot lighting | 0% | Tech/Econ | 28% | 0 | 0 | 0
Econ | Lodging/Hospitality | Exterior Lighting | Street lighting | TRC | Existing | NE2940 | Bi-Level Lighting Control (Exterior) | Bi-Level Lighting Control (Exterior) | NonEquip | 9 | Exterior parking/lot lighting | 0% | Tech/Econ | 31% | 0 | 0 | 0
Econ | Lodging/Hospitality | Exterior Lighting | Street lighting | TRC | Turnover | ET749 | LED Street Lights | LED Street Lights | Equip | 18 | Street lighting | 0% | Tech/Econ | 66.53% | 0 | 0 | 0
Econ | Lodging/Hospitality | Exterior Lighting | Street lighting | TRC | New | EN775 | LED Street Lights | LED Street Lights | Equip | 18 | Street lighting | 0% | Tech/Econ | 66.53% | 0 | 0 | 0
Econ | Lodging/Hospitality | Cooking | Steamer | TRC | Turnover | ET203 | Energy Star Steamer | Energy Star Steamer | Equip | 12 | Steamer | 11.72% | Tech/Econ | 56.63% | 2736.3844 | 0.40208 | 0.23346
Econ | Lodging/Hospitality | Cooking | Steamer | TRC | New | EN229 | Energy Star Steamer | Energy Star Steamer | Equip | 12 | Steamer | 11.72% | Tech/Econ | 56.63% | 65.5656 | 0.0096341 | 0.005594
Econ | Lodging/Hospitality | Exterior Lighting | Spot lighting/Security/Flood | TRC | New | NN5293 | Retro-Commissioning | Retro-Commissioning | NonEquip | 5 |  | 0% | Tech/Econ | 16% | 0 | 0 | 0
Econ | Lodging/Hospitality | Exterior Lighting | Spot lighting/Security/Flood | TRC | New | NN2979 | Outdoor Lighting Controls | Outdoor Lighting Controls | NonEquip | 8 | Exterior parking/lot lighting | 0% | Tech/Econ | 28% | 0 | 0 | 0
Econ | Lodging/Hospitality | Exterior Lighting | Spot lighting/Security/Flood | TRC | New | NN2953 | Bi-Level Lighting Control (Exterior) | Bi-Level Lighting Control (Exterior) | NonEquip | 9 | Exterior parking/lot lighting | 0% | Tech/Econ | 31% | 0 | 0 | 0
Econ | Lodging/Hospitality | Exterior Lighting | Spot lighting/Security/Flood | TRC | Existing | NE5280 | Retro-Commissioning | Retro-Commissioning | NonEquip | 5 |  | 21.99% | Tech/Econ | 16% | 0 | 0 | 0
Econ | Lodging/Hospitality | Exterior Lighting | Spot lighting/Security/Flood | TRC | Existing | NE2966 | Outdoor Lighting Controls | Outdoor Lighting Controls | NonEquip | 8 | Exterior parking/lot lighting | 0% | Tech/Econ | 28% | 0 | 0 | 0
Econ | Lodging/Hospitality | Exterior Lighting | Spot lighting/Security/Flood | TRC | Existing | NE2940 | Bi-Level Lighting Control (Exterior) | Bi-Level Lighting Control (Exterior) | NonEquip | 9 | Exterior parking/lot lighting | 0% | Tech/Econ | 31% | 0 | 0 | 0
Econ | Lodging/Hospitality | Exterior Lighting | Spot lighting/Security/Flood | TRC | Turnover | ET671 | LED Exterior Lighting | LED Exterior Lighting | Equip | 13 | Spot lighting/Security/Flood | 4.268% | Tech/Econ | 60.51% | 0 | 0 | 0
Econ | Lodging/Hospitality | Exterior Lighting | Spot lighting/Security/Flood | TRC | Turnover | ET554 | LED - 9W Flood | LED - 9W Flood | Equip | 15 | Spot lighting/Security/Flood | 13.31% | Tech/Econ | 86.15% | 0 | 0 | 0
Econ | Lodging/Hospitality | Exterior Lighting | Spot lighting/Security/Flood | TRC | Turnover | ET476 | CFL - 15W Flood | CFL - 15W Flood | Equip | 7.8 | Spot lighting/Security/Flood | 0% | Tech/Econ | 76.92% | 0 | 0 | 0
Econ | Lodging/Hospitality | Exterior Lighting | Spot lighting/Security/Flood | TRC | New | EN697 | LED Exterior Lighting | LED Exterior Lighting | Equip | 13 | Spot lighting/Security/Flood | 4.624% | Tech/Econ | 60.51% | 0 | 0 | 0
Econ | Lodging/Hospitality | Exterior Lighting | Spot lighting/Security/Flood | TRC | New | EN580 | LED - 9W Flood | LED - 9W Flood | Equip | 15 | Spot lighting/Security/Flood | 86.42% | Tech/Econ | 86.15% | 0 | 0 | 0
Econ | Lodging/Hospitality | Exterior Lighting | Spot lighting/Security/Flood | TRC | New | EN502 | CFL - 15W Flood | CFL - 15W Flood | Equip | 7.8 | Spot lighting/Security/Flood | 0% | Tech/Econ | 76.92% | 0 | 0 | 0
Econ | Lodging/Hospitality | Interior Lighting | Spot lighting | TRC | New | NN5267 | Retro-Commissioning | Retro-Commissioning | NonEquip | 5 |  | 0% | Tech/Econ | 16% | 0 | 0 | 0
Econ | Lodging/Hospitality | Interior Lighting | Spot lighting | TRC | New | NN4435 | Interior Lighting Controls | Interior Lighting Controls | NonEquip | 8 | Overhead (fluorescent/LED/CFL U-shape) | 0% | Tech/Econ | 28% | 0 | 0 | 0
Econ | Lodging/Hospitality | Interior Lighting | Spot lighting | TRC | New | NN3707 | Facility Energy Management System | Facility Energy Management System | NonEquip | 15 |  | 4.276% | Tech/Econ | 24% | 0.18555 | 4.8421e-05 | 2.2263e-05
Econ | Lodging/Hospitality | Interior Lighting | Spot lighting | TRC | Existing | NE5254 | Retro-Commissioning | Retro-Commissioning | NonEquip | 5 |  | 21.99% | Tech/Econ | 16% | 14.3128 | 0.004419 | 0.0085623
Econ | Lodging/Hospitality | Interior Lighting | Spot lighting | TRC | Existing | NE4422 | Interior Lighting Controls | Interior Lighting Controls | NonEquip | 8 | Overhead (fluorescent/LED/CFL U-shape) | 0% | Tech/Econ | 28% | 0 | 0 | 0
Econ | Lodging/Hospitality | Interior Lighting | Spot lighting | TRC | Existing | NE3694 | Facility Energy Management System | Facility Energy Management System | NonEquip | 15 |  | 0.7167% | Tech/Econ | 24% | 0.66261 | 0.00017291 | 7.9504e-05
Econ | Lodging/Hospitality | Interior Lighting | Spot lighting | TRC | Turnover | ET1607 | LED Display Lighting (Interior) | LED Display Lighting (Interior) | Equip | 15 | Spot lighting | 2.129% | Tech/Econ | 87.04% | 7.2722 | 0.0017639 | 1.2701e-07
Econ | Lodging/Hospitality | Interior Lighting | Spot lighting | TRC | Turnover | ET1568 | LED - 14W | LED - 14W | Equip | 15 | Spot lighting | 86.42% | Tech/Econ | 53.33% | 347.7805 | 0.083763 | 2.2677e-05
Econ | Lodging/Hospitality | Interior Lighting | Spot lighting | TRC | Turnover | ET1451 | CFL-23W | CFL-23W | Equip | 7.8 | Spot lighting | 0% | Tech/Econ | 23.33% | 0 | 0 | 0
Econ | Lodging/Hospitality | Interior Lighting | Spot lighting | TRC | New | EN1633 | LED Display Lighting (Interior) | LED Display Lighting (Interior) | Equip | 15 | Spot lighting | 0% | Tech/Econ | 87.04% | 0 | 0 | 0
Econ | Lodging/Hospitality | Interior Lighting | Spot lighting | TRC | New | EN1594 | LED - 14W | LED - 14W | Equip | 15 | Spot lighting | 0% | Tech/Econ | 53.33% | 0 | 0 | 0
Econ | Lodging/Hospitality | Interior Lighting | Spot lighting | TRC | New | EN1477 | CFL-23W | CFL-23W | Equip | 7.8 | Spot lighting | 0% | Tech/Econ | 23.33% | 0 | 0 | 0
Econ | Lodging/Hospitality | Office Equipment | Servers | TRC | New | NN4591 | Smart Strip Plug Outlet | Smart Strip Plug Outlet | NonEquip | 4 |  | 43.9% | Tech/Econ | 1.187% | 143.8188 | 0.021385 | 0.014862
Econ | Lodging/Hospitality | Office Equipment | Servers | TRC | New | NN4565 | Network PC Power Management | Network PC Power Management | NonEquip | 5 | Computers | 0% | Tech/Econ | 56.5% | 0 | 0 | 0
Econ | Lodging/Hospitality | Office Equipment | Servers | TRC | Existing | NE4578 | Smart Strip Plug Outlet | Smart Strip Plug Outlet | NonEquip | 4 |  | 43.9% | Tech/Econ | 1.187% | 6002.2856 | 0.8925 | 0.62028
Econ | Lodging/Hospitality | Office Equipment | Servers | TRC | Existing | NE4552 | Network PC Power Management | Network PC Power Management | NonEquip | 5 | Computers | 0% | Tech/Econ | 56.5% | 0 | 0 | 0
Econ | Lodging/Hospitality | Office Equipment | Servers | TRC | Turnover | ET2225 | Energy Star Servers | Energy Star Servers | Equip | 4 | Servers | 47.28% | Tech/Econ | 23.08% | 141090.9867 | 20.9999 | 14.6059
Econ | Lodging/Hospitality | Office Equipment | Servers | TRC | New | EN2251 | Energy Star Servers | Energy Star Servers | Equip | 4 | Servers | 47.28% | Tech/Econ | 23.08% | 3380.636 | 0.50317 | 0.34997
Econ | Lodging/Hospitality | Space Cooling | Residential-type central air conditioners | TRC | New | NN5371 | Retro-Commissioning | Retro-Commissioning | NonEquip | 5 |  | 0% | Tech/Econ | 16% | 0 | 0 | 0
Econ | Lodging/Hospitality | Space Cooling | Residential-type central air conditioners | TRC | New | NN4201 | Thermal Energy Storage | Thermal Energy Storage | NonEquip | 20 |  | 33.33% | Tech/Econ | 0% | 0 | 0 | 0
Econ | Lodging/Hospitality | Space Cooling | Residential-type central air conditioners | TRC | New | NN4149 | Smart Thermostat | Smart Thermostat | NonEquip | 11 |  | 45.33% | Tech/Econ | 10% | 0 | 0 | 0
Econ | Lodging/Hospitality | Space Cooling | Residential-type central air conditioners | TRC | New | NN4045 | Programmable Thermostat | Programmable Thermostat | NonEquip | 11 |  | 0% | Tech/Econ | 3.6% | 0 | 0 | 0
Econ | Lodging/Hospitality | Space Cooling | Residential-type central air conditioners | TRC | New | NN3915 | HVAC tune-up_RTU | HVAC tune-up_RTU | NonEquip | 5 | Packaged air conditioning units (RTUs) | 0% | Tech/Econ | 5% | 0 | 0 | 0
Econ | Lodging/Hospitality | Space Cooling | Residential-type central air conditioners | TRC | New | NN3889 | HVAC tune-up | HVAC tune-up | NonEquip | 5 | Residential-type central air conditioners | 49.09% | Tech/Econ | 5% | 0 | 0 | 0
Econ | Lodging/Hospitality | Space Cooling | Residential-type central air conditioners | TRC | New | NN3681 | Facility Energy Management System | Facility Energy Management System | NonEquip | 15 |  | 4.276% | Tech/Econ | 20% | 0 | 0 | 0
Econ | Lodging/Hospitality | Space Cooling | Residential-type central air conditioners | TRC | New | NN3525 | Duct Sealing Repair | Duct Sealing Repair | NonEquip | 15 |  | 0% | Tech/Econ | 12% | 0 | 0 | 0
Econ | Lodging/Hospitality | Space Cooling | Residential-type central air conditioners | TRC | New | NN3421 | Dedicated Outdoor Air System on VRF unit | Dedicated Outdoor Air System on VRF unit | NonEquip | 15 | Residential-type central air conditioners | 58.91% | Tech/Econ | 17.5% | 0 | 0 | 0
Econ | Lodging/Hospitality | Space Cooling | Residential-type central air conditioners | TRC | New | NN3317 | Chilled Water System - Variable Speed Drives | Chilled Water System - Variable Speed Drives | NonEquip | 13 | Central chillers inside | 0% | Tech/Econ | 24.74% | 0 | 0 | 0
Econ | Lodging/Hospitality | Space Cooling | Residential-type central air conditioners | TRC | New | NN3291 | Chilled Water Controls Optimization | Chilled Water Controls Optimization | NonEquip | 10 | Central chillers inside | 0% | Tech/Econ | 12.5% | 0 | 0 | 0
Econ | Lodging/Hospitality | Space Cooling | Residential-type central air conditioners | TRC | New | NN3213 | Ceiling Insulation(R2 to R38) | Ceiling Insulation(R2 to R38) | NonEquip | 20 |  | 0% | Tech/Econ | 5.436% | 0 | 0 | 0
Econ | Lodging/Hospitality | Space Cooling | Residential-type central air conditioners | TRC | New | NN3057 | Airside Economizer | Airside Economizer | NonEquip | 10 | Packaged air conditioning units (RTUs) | 0% | Tech/Econ | 5.556% | 0 | 0 | 0
Econ | Lodging/Hospitality | Space Cooling | Residential-type central air conditioners | TRC | Existing | NE5358 | Retro-Commissioning | Retro-Commissioning | NonEquip | 5 |  | 21.99% | Tech/Econ | 16% | 0 | 0 | 0
Econ | Lodging/Hospitality | Space Cooling | Residential-type central air conditioners | TRC | Existing | NE4214 | Wall Insulation | Wall Insulation | NonEquip | 20 |  | 0% | Tech/Econ | 38.64% | 0 | 0 | 0
Econ | Lodging/Hospitality | Space Cooling | Residential-type central air conditioners | TRC | Existing | NE4188 | Thermal Energy Storage | Thermal Energy Storage | NonEquip | 20 |  | 33.33% | Tech/Econ | 0% | 0 | 0 | 0
Econ | Lodging/Hospitality | Space Cooling | Residential-type central air conditioners | TRC | Existing | NE4136 | Smart Thermostat | Smart Thermostat | NonEquip | 11 |  | 45.33% | Tech/Econ | 10% | 0 | 0 | 0
Econ | Lodging/Hospitality | Space Cooling | Residential-type central air conditioners | TRC | Existing | NE4032 | Programmable Thermostat | Programmable Thermostat | NonEquip | 11 |  | 0% | Tech/Econ | 3.6% | 0 | 0 | 0
Econ | Lodging/Hospitality | Space Cooling | Residential-type central air conditioners | TRC | Existing | NE3902 | HVAC tune-up_RTU | HVAC tune-up_RTU | NonEquip | 5 | Packaged air conditioning units (RTUs) | 0% | Tech/Econ | 5% | 0 | 0 | 0
Econ | Lodging/Hospitality | Space Cooling | Residential-type central air conditioners | TRC | Existing | NE3876 | HVAC tune-up | HVAC tune-up | NonEquip | 5 | Residential-type central air conditioners | 49.09% | Tech/Econ | 5% | 0 | 0 | 0
Econ | Lodging/Hospitality | Space Cooling | Residential-type central air conditioners | TRC | Existing | NE3668 | Facility Energy Management System | Facility Energy Management System | NonEquip | 15 |  | 0.7167% | Tech/Econ | 20% | 0 | 0 | 0
Econ | Lodging/Hospitality | Space Cooling | Residential-type central air conditioners | TRC | Existing | NE3512 | Duct Sealing Repair | Duct Sealing Repair | NonEquip | 15 |  | 0% | Tech/Econ | 12% | 0 | 0 | 0
Econ | Lodging/Hospitality | Space Cooling | Residential-type central air conditioners | TRC | Existing | NE3408 | Dedicated Outdoor Air System on VRF unit | Dedicated Outdoor Air System on VRF unit | NonEquip | 15 | Residential-type central air conditioners | 58.91% | Tech/Econ | 17.5% | 0 | 0 | 0
Econ | Lodging/Hospitality | Space Cooling | Residential-type central air conditioners | TRC | Existing | NE3304 | Chilled Water System - Variable Speed Drives | Chilled Water System - Variable Speed Drives | NonEquip | 13 | Central chillers inside | 0% | Tech/Econ | 24.74% | 0 | 0 | 0
Econ | Lodging/Hospitality | Space Cooling | Residential-type central air conditioners | TRC | Existing | NE3278 | Chilled Water Controls Optimization | Chilled Water Controls Optimization | NonEquip | 10 | Central chillers inside | 0% | Tech/Econ | 12.5% | 0 | 0 | 0
Econ | Lodging/Hospitality | Space Cooling | Residential-type central air conditioners | TRC | Existing | NE3200 | Ceiling Insulation(R2 to R38) | Ceiling Insulation(R2 to R38) | NonEquip | 20 |  | 0% | Tech/Econ | 5.436% | 0 | 0 | 0
Econ | Lodging/Hospitality | Space Cooling | Residential-type central air conditioners | TRC | Existing | NE3044 | Airside Economizer | Airside Economizer | NonEquip | 10 | Packaged air conditioning units (RTUs) | 0% | Tech/Econ | 5.556% | 0 | 0 | 0
Econ | Lodging/Hospitality | Space Cooling | Residential-type central air conditioners | TRC | Turnover | ET1373 | Variable Refrigerant Flow (VRF) HVAC Systems | Variable Refrigerant Flow (VRF) HVAC Systems | Equip | 15 | Residential-type central air conditioners | 0% | Tech/Econ | 36.88% | 0 | 0 | 0
Econ | Lodging/Hospitality | Space Cooling | Residential-type central air conditioners | TRC | Turnover | ET1295 | High Efficiency PTHP | High Efficiency PTHP | Equip | 15 | Residential-type central air conditioners | 49.09% | Tech/Econ | 23.64% | 0 | 0 | 0
Econ | Lodging/Hospitality | Space Cooling | Residential-type central air conditioners | TRC | Turnover | ET1256 | High Efficiency PTAC | High Efficiency PTAC | Equip | 15 | Residential-type central air conditioners | 0% | Tech/Econ | 23.64% | 0 | 0 | 0
Econ | Lodging/Hospitality | Space Cooling | Residential-type central air conditioners | TRC | New | EN1399 | Variable Refrigerant Flow (VRF) HVAC Systems | Variable Refrigerant Flow (VRF) HVAC Systems | Equip | 15 | Residential-type central air conditioners | 0% | Tech/Econ | 36.88% | 0 | 0 | 0
Econ | Lodging/Hospitality | Space Cooling | Residential-type central air conditioners | TRC | New | EN1321 | High Efficiency PTHP | High Efficiency PTHP | Equip | 15 | Residential-type central air conditioners | 49.09% | Tech/Econ | 23.64% | 0 | 0 | 0
Econ | Lodging/Hospitality | Space Cooling | Residential-type central air conditioners | TRC | New | EN1282 | High Efficiency PTAC | High Efficiency PTAC | Equip | 15 | Residential-type central air conditioners | 0% | Tech/Econ | 23.64% | 0 | 0 | 0
Econ | Lodging/Hospitality | Space Heating | Residential/split system heat pump | TRC | New | NN5345 | Retro-Commissioning | Retro-Commissioning | NonEquip | 5 |  | 0% | Tech/Econ | 16% | 0 | 0 | 0
Econ | Lodging/Hospitality | Space Heating | Residential/split system heat pump | TRC | New | NN4175 | Smart Thermostat | Smart Thermostat | NonEquip | 11 |  | 45.33% | Tech/Econ | 10% | 4431.2266 | 0 | 13.2394
Econ | Lodging/Hospitality | Space Heating | Residential/split system heat pump | TRC | New | NN4071 | Programmable Thermostat | Programmable Thermostat | NonEquip | 11 |  | 0% | Tech/Econ | 3.6% | 0 | 0 | 0
Econ | Lodging/Hospitality | Space Heating | Residential/split system heat pump | TRC | New | NN3655 | Facility Energy Management System | Facility Energy Management System | NonEquip | 15 |  | 4.276% | Tech/Econ | 20% | 761.4169 | 0 | 0.09136
Econ | Lodging/Hospitality | Space Heating | Residential/split system heat pump | TRC | New | NN3551 | Duct Sealing Repair | Duct Sealing Repair | NonEquip | 15 |  | 0% | Tech/Econ | 12% | 0 | 0 | 0
Econ | Lodging/Hospitality | Space Heating | Residential/split system heat pump | TRC | New | NN3395 | Dedicated Outdoor Air System on VRF unit | Dedicated Outdoor Air System on VRF unit | NonEquip | 15 | Residential/split system heat pump | 58.91% | Tech/Econ | 10% | 4493.5564 | 0 | 0.70043
Econ | Lodging/Hospitality | Space Heating | Residential/split system heat pump | TRC | New | NN3187 | Ceiling Insulation(R2 to R38) | Ceiling Insulation(R2 to R38) | NonEquip | 20 |  | 0% | Tech/Econ | 1.905% | 0 | 0 | 0
Econ | Lodging/Hospitality | Space Heating | Residential/split system heat pump | TRC | Existing | NE5332 | Retro-Commissioning | Retro-Commissioning | NonEquip | 5 |  | 21.99% | Tech/Econ | 16% | 137042.2288 | 0 | 81.9825
Econ | Lodging/Hospitality | Space Heating | Residential/split system heat pump | TRC | Existing | NE4240 | Wall Insulation | Wall Insulation | NonEquip | 20 |  | 0% | Tech/Econ | 2.181% | 0 | 0 | 0
Econ | Lodging/Hospitality | Space Heating | Residential/split system heat pump | TRC | Existing | NE4162 | Smart Thermostat | Smart Thermostat | NonEquip | 11 |  | 45.33% | Tech/Econ | 10% | 184937.4337 | 0 | 552.5483
Econ | Lodging/Hospitality | Space Heating | Residential/split system heat pump | TRC | Existing | NE4058 | Programmable Thermostat | Programmable Thermostat | NonEquip | 11 |  | 0% | Tech/Econ | 3.6% | 0 | 0 | 0
Econ | Lodging/Hospitality | Space Heating | Residential/split system heat pump | TRC | Existing | NE3642 | Facility Energy Management System | Facility Energy Management System | NonEquip | 15 |  | 0.7167% | Tech/Econ | 20% | 5138.8351 | 0 | 0.61659
Econ | Lodging/Hospitality | Space Heating | Residential/split system heat pump | TRC | Existing | NE3538 | Duct Sealing Repair | Duct Sealing Repair | NonEquip | 15 |  | 0% | Tech/Econ | 12% | 0 | 0 | 0
Econ | Lodging/Hospitality | Space Heating | Residential/split system heat pump | TRC | Existing | NE3382 | Dedicated Outdoor Air System on VRF unit | Dedicated Outdoor Air System on VRF unit | NonEquip | 15 | Residential/split system heat pump | 58.91% | Tech/Econ | 10% | 210911.0461 | 0 | 32.8758
Econ | Lodging/Hospitality | Space Heating | Residential/split system heat pump | TRC | Existing | NE3174 | Ceiling Insulation(R2 to R38) | Ceiling Insulation(R2 to R38) | NonEquip | 20 |  | 0% | Tech/Econ | 2.102% | 0 | 0 | 0
Econ | Lodging/Hospitality | Space Heating | Residential/split system heat pump | TRC | Turnover | ET1412 | Variable Refrigerant Flow (VRF) HVAC Systems | Variable Refrigerant Flow (VRF) HVAC Systems | Equip | 15 | Residential/split system heat pump | 0% | Tech/Econ | 31.25% | 0 | 0 | 0
Econ | Lodging/Hospitality | Space Heating | Residential/split system heat pump | TRC | Turnover | ET1334 | High Efficiency PTHP | High Efficiency PTHP | Equip | 15 | Residential/split system heat pump | 49.09% | Tech/Econ | 9.375% | 172972.0704 | 0 | 0.031499
Econ | Lodging/Hospitality | Space Heating | Residential/split system heat pump | TRC | New | EN1438 | Variable Refrigerant Flow (VRF) HVAC Systems | Variable Refrigerant Flow (VRF) HVAC Systems | Equip | 15 | Residential/split system heat pump | 0% | Tech/Econ | 31.25% | 0 | 0 | 0
Econ | Lodging/Hospitality | Space Heating | Residential/split system heat pump | TRC | New | EN1360 | High Efficiency PTHP | High Efficiency PTHP | Equip | 15 | Residential/split system heat pump | 49.09% | Tech/Econ | 9.375% | 4295.662 | 0 | 0.00078227
Econ | Lodging/Hospitality | Refrigeration | Residential style | TRC | New | NN5319 | Retro-Commissioning | Retro-Commissioning | NonEquip | 5 |  | 0% | Tech/Econ | 16% | 0 | 0 | 0
Econ | Lodging/Hospitality | Refrigeration | Residential style | TRC | New | NN4903 | Strip Curtains for Walk-ins | Strip Curtains for Walk-ins | NonEquip | 4 | Walk-in cooler | 0% | Tech/Econ | 2.115% | 0 | 0 | 0
Econ | Lodging/Hospitality | Refrigeration | Residential style | TRC | New | NN4851 | PSC to ECM Evaporator Fan Motor (Walk-In, Refrigerator) | PSC to ECM Evaporator Fan Motor (Walk-In, Refrigerator) | NonEquip | 15 | Walk-in cooler | 0% | Tech/Econ | 37.5% | 0 | 0 | 0
Econ | Lodging/Hospitality | Refrigeration | Residential style | TRC | New | NN4825 | PSC to ECM Evaporator Fan Motor (Reach-In) | PSC to ECM Evaporator Fan Motor (Reach-In) | NonEquip | 15 | Display cases | 0% | Tech/Econ | 37.5% | 0 | 0 | 0
Econ | Lodging/Hospitality | Refrigeration | Residential style | TRC | New | NN4695 | Floating Head Pressure Controls | Floating Head Pressure Controls | NonEquip | 15 |  | 27.37% | Tech/Econ | 6.05% | 800.6442 | 0.10381 | 0.086952
Econ | Lodging/Hospitality | Refrigeration | Residential style | TRC | New | NN4617 | Anti-Sweat Controls | Anti-Sweat Controls | NonEquip | 8 | Display cases | 0% | Tech/Econ | 85% | 0 | 0 | 0
Econ | Lodging/Hospitality | Refrigeration | Residential style | TRC | Existing | NE5306 | Retro-Commissioning | Retro-Commissioning | NonEquip | 5 |  | 21.99% | Tech/Econ | 16% | 70986.4528 | 21.9168 | 42.4661
Econ | Lodging/Hospitality | Refrigeration | Residential style | TRC | Existing | NE4890 | Strip Curtains for Walk-ins | Strip Curtains for Walk-ins | NonEquip | 4 | Walk-in cooler | 0% | Tech/Econ | 2.115% | 0 | 0 | 0
Econ | Lodging/Hospitality | Refrigeration | Residential style | TRC | Existing | NE4838 | PSC to ECM Evaporator Fan Motor (Walk-In, Refrigerator) | PSC to ECM Evaporator Fan Motor (Walk-In, Refrigerator) | NonEquip | 15 | Walk-in cooler | 0% | Tech/Econ | 37.5% | 0 | 0 | 0
Econ | Lodging/Hospitality | Refrigeration | Residential style | TRC | Existing | NE4812 | PSC to ECM Evaporator Fan Motor (Reach-In) | PSC to ECM Evaporator Fan Motor (Reach-In) | NonEquip | 15 | Display cases | 0% | Tech/Econ | 37.5% | 0 | 0 | 0
Econ | Lodging/Hospitality | Refrigeration | Residential style | TRC | Existing | NE4708 | Freezer-Cooler Replacement Gaskets | Freezer-Cooler Replacement Gaskets | NonEquip | 4 | Display cases | 0% | Tech/Econ | 3.131% | 0 | 0 | 0
Econ | Lodging/Hospitality | Refrigeration | Residential style | TRC | Existing | NE4682 | Floating Head Pressure Controls | Floating Head Pressure Controls | NonEquip | 15 |  | 27.37% | Tech/Econ | 6.05% | 32239.2882 | 4.18 | 3.5013
Econ | Lodging/Hospitality | Refrigeration | Residential style | TRC | Existing | NE4604 | Anti-Sweat Controls | Anti-Sweat Controls | NonEquip | 8 | Display cases | 0% | Tech/Econ | 85% | 0 | 0 | 0
Econ | Lodging/Hospitality | Miscellaneous | Pool pump | TRC | New | NN5449 | Retro-Commissioning | Retro-Commissioning | NonEquip | 5 |  | 0% | Tech/Econ | 16% | 0 | 0 | 0
Econ | Lodging/Hospitality | Miscellaneous | Pool pump | TRC | New | NN4539 | VSD Controlled Compressor | VSD Controlled Compressor | NonEquip | 15 | Others | 0% | Tech/Econ | 20.79% | 0 | 0 | 0
Econ | Lodging/Hospitality | Miscellaneous | Pool pump | TRC | New | NN4487 | Engine Block Timer | Engine Block Timer | NonEquip | 5 | Others | 0% | Tech/Econ | 36% | 0 | 0 | 0
Econ | Lodging/Hospitality | Miscellaneous | Pool pump | TRC | Existing | NE5436 | Retro-Commissioning | Retro-Commissioning | NonEquip | 5 |  | 21.99% | Tech/Econ | 16% | 13455.0056 | 4.1542 | 8.0492
Econ | Lodging/Hospitality | Miscellaneous | Pool pump | TRC | Existing | NE4526 | VSD Controlled Compressor | VSD Controlled Compressor | NonEquip | 15 | Others | 0% | Tech/Econ | 20.79% | 0 | 0 | 0
Econ | Lodging/Hospitality | Miscellaneous | Pool pump | TRC | Existing | NE4474 | Engine Block Timer | Engine Block Timer | NonEquip | 5 | Others | 0% | Tech/Econ | 36% | 0 | 0 | 0
Econ | Lodging/Hospitality | Miscellaneous | Pool pump | TRC | Turnover | ET2111 | Variable Speed Pool Pump | Variable Speed Pool Pump | Equip | 10 | Pool pump | 0% | Tech/Econ | 64.36% | 0 | 0 | 0
Econ | Lodging/Hospitality | Miscellaneous | Pool pump | TRC | Turnover | ET2072 | Two Speed Pool Pump | Two Speed Pool Pump | Equip | 10 | Pool pump | 54.15% | Tech/Econ | 61.79% | 123446.9178 | 29.0518 | 4.5095
Econ | Lodging/Hospitality | Miscellaneous | Pool pump | TRC | Turnover | ET2036 | Solar Powered Pool Pump | Solar Powered Pool Pump | Equip | 10 | Pool pump | 0% | Tech/Econ | 81% | 0 | 0 | 0
Econ | Lodging/Hospitality | Miscellaneous | Pool pump | TRC | Turnover | ET1997 | Solar Pool Heater | Solar Pool Heater | Equip | 15 | Pool pump | 0% | Tech/Econ | 86.11% | 0 | 0 | 0
Econ | Lodging/Hospitality | Miscellaneous | Pool pump | TRC | Turnover | ET1958 | Heat Pump Pool Heater | Heat Pump Pool Heater | Equip | 15 | Pool pump | 80.38% | Tech/Econ | 80% | 157881.9706 | 0 | 5.7674
Econ | Lodging/Hospitality | Miscellaneous | Pool pump | TRC | New | EN2135 | Variable Speed Pool Pump | Variable Speed Pool Pump | Equip | 10 | Pool pump | 0% | Tech/Econ | 64.36% | 0 | 0 | 0
Econ | Lodging/Hospitality | Miscellaneous | Pool pump | TRC | New | EN2098 | Two Speed Pool Pump | Two Speed Pool Pump | Equip | 10 | Pool pump | 54.15% | Tech/Econ | 61.79% | 3065.7333 | 0.72149 | 0.11199
Econ | Lodging/Hospitality | Miscellaneous | Pool pump | TRC | New | EN2060 | Solar Powered Pool Pump | Solar Powered Pool Pump | Equip | 10 | Pool pump | 0% | Tech/Econ | 81% | 0 | 0 | 0
Econ | Lodging/Hospitality | Miscellaneous | Pool pump | TRC | New | EN2023 | Solar Pool Heater | Solar Pool Heater | Equip | 15 | Pool pump | 0% | Tech/Econ | 86.11% | 0 | 0 | 0
Econ | Lodging/Hospitality | Miscellaneous | Pool pump | TRC | New | EN1984 | Heat Pump Pool Heater | Heat Pump Pool Heater | Equip | 15 | Pool pump | 80.38% | Tech/Econ | 80% | 2236.5881 | 0 | 0.081702
Econ | Lodging/Hospitality | Space Heating | Packaged central unit | TRC | New | NN5345 | Retro-Commissioning | Retro-Commissioning | NonEquip | 5 |  | 0% | Tech/Econ | 16% | 0 | 0 | 0
Econ | Lodging/Hospitality | Space Heating | Packaged central unit | TRC | New | NN4175 | Smart Thermostat | Smart Thermostat | NonEquip | 11 |  | 45.33% | Tech/Econ | 10% | 7254.4134 | 0 | 21.6744
Econ | Lodging/Hospitality | Space Heating | Packaged central unit | TRC | New | NN4071 | Programmable Thermostat | Programmable Thermostat | NonEquip | 11 |  | 0% | Tech/Econ | 3.6% | 0 | 0 | 0
Econ | Lodging/Hospitality | Space Heating | Packaged central unit | TRC | New | NN3655 | Facility Energy Management System | Facility Energy Management System | NonEquip | 15 |  | 4.276% | Tech/Econ | 20% | 1306.6658 | 0 | 0.15678
Econ | Lodging/Hospitality | Space Heating | Packaged central unit | TRC | New | NN3551 | Duct Sealing Repair | Duct Sealing Repair | NonEquip | 15 |  | 0% | Tech/Econ | 12% | 0 | 0 | 0
Econ | Lodging/Hospitality | Space Heating | Packaged central unit | TRC | New | NN3395 | Dedicated Outdoor Air System on VRF unit | Dedicated Outdoor Air System on VRF unit | NonEquip | 15 | Residential/split system heat pump | 0% | Tech/Econ | 10% | 0 | 0 | 0
Econ | Lodging/Hospitality | Space Heating | Packaged central unit | TRC | New | NN3187 | Ceiling Insulation(R2 to R38) | Ceiling Insulation(R2 to R38) | NonEquip | 20 |  | 0% | Tech/Econ | 1.905% | 0 | 0 | 0
Econ | Lodging/Hospitality | Space Heating | Packaged central unit | TRC | Existing | NE5332 | Retro-Commissioning | Retro-Commissioning | NonEquip | 5 |  | 21.99% | Tech/Econ | 16% | 224353.4501 | 0 | 134.2145
Econ | Lodging/Hospitality | Space Heating | Packaged central unit | TRC | Existing | NE4240 | Wall Insulation | Wall Insulation | NonEquip | 20 |  | 0% | Tech/Econ | 2.181% | 0 | 0 | 0
Econ | Lodging/Hospitality | Space Heating | Packaged central unit | TRC | Existing | NE4162 | Smart Thermostat | Smart Thermostat | NonEquip | 11 |  | 45.33% | Tech/Econ | 10% | 302763.2552 | 0 | 904.5833
Econ | Lodging/Hospitality | Space Heating | Packaged central unit | TRC | Existing | NE4058 | Programmable Thermostat | Programmable Thermostat | NonEquip | 11 |  | 0% | Tech/Econ | 3.6% | 0 | 0 | 0
Econ | Lodging/Hospitality | Space Heating | Packaged central unit | TRC | Existing | NE3642 | Facility Energy Management System | Facility Energy Management System | NonEquip | 15 |  | 0.7167% | Tech/Econ | 20% | 8818.743 | 0 | 1.0581
Econ | Lodging/Hospitality | Space Heating | Packaged central unit | TRC | Existing | NE3538 | Duct Sealing Repair | Duct Sealing Repair | NonEquip | 15 |  | 0% | Tech/Econ | 12% | 0 | 0 | 0
Econ | Lodging/Hospitality | Space Heating | Packaged central unit | TRC | Existing | NE3382 | Dedicated Outdoor Air System on VRF unit | Dedicated Outdoor Air System on VRF unit | NonEquip | 15 | Residential/split system heat pump | 0% | Tech/Econ | 10% | 0 | 0 | 0
Econ | Lodging/Hospitality | Space Heating | Packaged central unit | TRC | Existing | NE3174 | Ceiling Insulation(R2 to R38) | Ceiling Insulation(R2 to R38) | NonEquip | 20 |  | 0% | Tech/Econ | 2.102% | 0 | 0 | 0
Econ | Lodging/Hospitality | Space Cooling | Packaged air conditioning units (RTUs) | TRC | New | NN5371 | Retro-Commissioning | Retro-Commissioning | NonEquip | 5 |  | 0% | Tech/Econ | 16% | 0 | 0 | 0
Econ | Lodging/Hospitality | Space Cooling | Packaged air conditioning units (RTUs) | TRC | New | NN4201 | Thermal Energy Storage | Thermal Energy Storage | NonEquip | 20 |  | 33.33% | Tech/Econ | 0% | 0 | 0 | 0
Econ | Lodging/Hospitality | Space Cooling | Packaged air conditioning units (RTUs) | TRC | New | NN4149 | Smart Thermostat | Smart Thermostat | NonEquip | 11 |  | 45.33% | Tech/Econ | 10% | 17905.8686 | -0.57356 | 0
Econ | Lodging/Hospitality | Space Cooling | Packaged air conditioning units (RTUs) | TRC | New | NN4045 | Programmable Thermostat | Programmable Thermostat | NonEquip | 11 |  | 0% | Tech/Econ | 3.6% | 0 | 0 | 0
Econ | Lodging/Hospitality | Space Cooling | Packaged air conditioning units (RTUs) | TRC | New | NN3915 | HVAC tune-up_RTU | HVAC tune-up_RTU | NonEquip | 5 | Packaged air conditioning units (RTUs) | 94.56% | Tech/Econ | 5% | 17831.3826 | 5.103 | 0.14083
Econ | Lodging/Hospitality | Space Cooling | Packaged air conditioning units (RTUs) | TRC | New | NN3889 | HVAC tune-up | HVAC tune-up | NonEquip | 5 | Residential-type central air conditioners | 0% | Tech/Econ | 5% | 0 | 0 | 0
Econ | Lodging/Hospitality | Space Cooling | Packaged air conditioning units (RTUs) | TRC | New | NN3681 | Facility Energy Management System | Facility Energy Management System | NonEquip | 15 |  | 4.276% | Tech/Econ | 20% | 3072.7147 | 0.80186 | 0
Econ | Lodging/Hospitality | Space Cooling | Packaged air conditioning units (RTUs) | TRC | New | NN3525 | Duct Sealing Repair | Duct Sealing Repair | NonEquip | 15 |  | 0% | Tech/Econ | 12% | 0 | 0 | 0
Econ | Lodging/Hospitality | Space Cooling | Packaged air conditioning units (RTUs) | TRC | New | NN3421 | Dedicated Outdoor Air System on VRF unit | Dedicated Outdoor Air System on VRF unit | NonEquip | 15 | Residential-type central air conditioners | 0% | Tech/Econ | 17.5% | 0 | 0 | 0
Econ | Lodging/Hospitality | Space Cooling | Packaged air conditioning units (RTUs) | TRC | New | NN3317 | Chilled Water System - Variable Speed Drives | Chilled Water System - Variable Speed Drives | NonEquip | 13 | Central chillers inside | 0% | Tech/Econ | 24.74% | 0 | 0 | 0
Econ | Lodging/Hospitality | Space Cooling | Packaged air conditioning units (RTUs) | TRC | New | NN3291 | Chilled Water Controls Optimization | Chilled Water Controls Optimization | NonEquip | 10 | Central chillers inside | 0% | Tech/Econ | 12.5% | 0 | 0 | 0
Econ | Lodging/Hospitality | Space Cooling | Packaged air conditioning units (RTUs) | TRC | New | NN3213 | Ceiling Insulation(R2 to R38) | Ceiling Insulation(R2 to R38) | NonEquip | 20 |  | 0% | Tech/Econ | 5.436% | 0 | 0 | 0
Econ | Lodging/Hospitality | Space Cooling | Packaged air conditioning units (RTUs) | TRC | New | NN3057 | Airside Economizer | Airside Economizer | NonEquip | 10 | Packaged air conditioning units (RTUs) | 4.552% | Tech/Econ | 5.556% | 900.96 | -0.16395 | 0.0011229
Econ | Lodging/Hospitality | Space Cooling | Packaged air conditioning units (RTUs) | TRC | Existing | NE5358 | Retro-Commissioning | Retro-Commissioning | NonEquip | 5 |  | 21.99% | Tech/Econ | 16% | 553765.437 | 170.9732 | 0
Econ | Lodging/Hospitality | Space Cooling | Packaged air conditioning units (RTUs) | TRC | Existing | NE4214 | Wall Insulation | Wall Insulation | NonEquip | 20 |  | 0% | Tech/Econ | 38.64% | 0 | 0 | 0
Econ | Lodging/Hospitality | Space Cooling | Packaged air conditioning units (RTUs) | TRC | Existing | NE4188 | Thermal Energy Storage | Thermal Energy Storage | NonEquip | 20 |  | 33.33% | Tech/Econ | 0% | 0.0012932 | -6.6289e-06 | -4.3475e-07
Econ | Lodging/Hospitality | Space Cooling | Packaged air conditioning units (RTUs) | TRC | Existing | NE4136 | Smart Thermostat | Smart Thermostat | NonEquip | 11 |  | 45.33% | Tech/Econ | 10% | 747302.193 | -23.9374 | 0
Econ | Lodging/Hospitality | Space Cooling | Packaged air conditioning units (RTUs) | TRC | Existing | NE4032 | Programmable Thermostat | Programmable Thermostat | NonEquip | 11 |  | 0% | Tech/Econ | 3.6% | 0 | 0 | 0
Econ | Lodging/Hospitality | Space Cooling | Packaged air conditioning units (RTUs) | TRC | Existing | NE3902 | HVAC tune-up_RTU | HVAC tune-up_RTU | NonEquip | 5 | Packaged air conditioning units (RTUs) | 94.56% | Tech/Econ | 5% | 718010.6803 | 205.4813 | 5.6708
Econ | Lodging/Hospitality | Space Cooling | Packaged air conditioning units (RTUs) | TRC | Existing | NE3876 | HVAC tune-up | HVAC tune-up | NonEquip | 5 | Residential-type central air conditioners | 0% | Tech/Econ | 5% | 0 | 0 | 0
Econ | Lodging/Hospitality | Space Cooling | Packaged air conditioning units (RTUs) | TRC | Existing | NE3668 | Facility Energy Management System | Facility Energy Management System | NonEquip | 15 |  | 0.7167% | Tech/Econ | 20% | 20737.8814 | 5.4118 | 0
Econ | Lodging/Hospitality | Space Cooling | Packaged air conditioning units (RTUs) | TRC | Existing | NE3512 | Duct Sealing Repair | Duct Sealing Repair | NonEquip | 15 |  | 0% | Tech/Econ | 12% | 0 | 0 | 0
Econ | Lodging/Hospitality | Space Cooling | Packaged air conditioning units (RTUs) | TRC | Existing | NE3408 | Dedicated Outdoor Air System on VRF unit | Dedicated Outdoor Air System on VRF unit | NonEquip | 15 | Residential-type central air conditioners | 0% | Tech/Econ | 17.5% | 0 | 0 | 0
Econ | Lodging/Hospitality | Space Cooling | Packaged air conditioning units (RTUs) | TRC | Existing | NE3304 | Chilled Water System - Variable Speed Drives | Chilled Water System - Variable Speed Drives | NonEquip | 13 | Central chillers inside | 0% | Tech/Econ | 24.74% | 0 | 0 | 0
Econ | Lodging/Hospitality | Space Cooling | Packaged air conditioning units (RTUs) | TRC | Existing | NE3278 | Chilled Water Controls Optimization | Chilled Water Controls Optimization | NonEquip | 10 | Central chillers inside | 0% | Tech/Econ | 12.5% | 0 | 0 | 0
Econ | Lodging/Hospitality | Space Cooling | Packaged air conditioning units (RTUs) | TRC | Existing | NE3200 | Ceiling Insulation(R2 to R38) | Ceiling Insulation(R2 to R38) | NonEquip | 20 |  | 0% | Tech/Econ | 5.436% | 0 | 0 | 0
Econ | Lodging/Hospitality | Space Cooling | Packaged air conditioning units (RTUs) | TRC | Existing | NE3044 | Airside Economizer | Airside Economizer | NonEquip | 10 | Packaged air conditioning units (RTUs) | 4.552% | Tech/Econ | 5.556% | 36539.1511 | -6.6493 | 0.045542
Econ | Lodging/Hospitality | Interior Lighting | Overhead (fluorescent/LED/CFL U-shape) | TRC | New | NN5267 | Retro-Commissioning | Retro-Commissioning | NonEquip | 5 |  | 0% | Tech/Econ | 16% | 0 | 0 | 0
Econ | Lodging/Hospitality | Interior Lighting | Overhead (fluorescent/LED/CFL U-shape) | TRC | New | NN4435 | Interior Lighting Controls | Interior Lighting Controls | NonEquip | 8 | Overhead (fluorescent/LED/CFL U-shape) | 15.09% | Tech/Econ | 28% | 13207.8582 | 0 | 0
Econ | Lodging/Hospitality | Interior Lighting | Overhead (fluorescent/LED/CFL U-shape) | TRC | New | NN3707 | Facility Energy Management System | Facility Energy Management System | NonEquip | 15 |  | 4.276% | Tech/Econ | 24% | 3241.8918 | 0.846 | 0.38898
Econ | Lodging/Hospitality | Interior Lighting | Overhead (fluorescent/LED/CFL U-shape) | TRC | Existing | NE5254 | Retro-Commissioning | Retro-Commissioning | NonEquip | 5 |  | 21.99% | Tech/Econ | 16% | 449884.3141 | 138.9002 | 269.1334
Econ | Lodging/Hospitality | Interior Lighting | Overhead (fluorescent/LED/CFL U-shape) | TRC | Existing | NE4422 | Interior Lighting Controls | Interior Lighting Controls | NonEquip | 8 | Overhead (fluorescent/LED/CFL U-shape) | 15.09% | Tech/Econ | 28% | 457216.313 | 0 | 0
Econ | Lodging/Hospitality | Interior Lighting | Overhead (fluorescent/LED/CFL U-shape) | TRC | Existing | NE3694 | Facility Energy Management System | Facility Energy Management System | NonEquip | 15 |  | 0.7167% | Tech/Econ | 24% | 18648.8422 | 4.8666 | 2.2376
Econ | Lodging/Hospitality | Interior Lighting | Overhead (fluorescent/LED/CFL U-shape) | TRC | Turnover | ET1802 | Premium T8 - Lamp Replacement | Premium T8 - Lamp Replacement | Equip | 8 | Overhead (fluorescent/LED/CFL U-shape) | 24.1% | Tech/Econ | 12.5% | 397186.5105 | 95.8111 | 0.016047
Econ | Lodging/Hospitality | Interior Lighting | Overhead (fluorescent/LED/CFL U-shape) | TRC | Turnover | ET1763 | Premium T8 - Fixture Replacement | Premium T8 - Fixture Replacement | Equip | 8 | Overhead (fluorescent/LED/CFL U-shape) | 0% | Tech/Econ | 12.5% | 0 | 0 | 0
Econ | Lodging/Hospitality | Interior Lighting | Overhead (fluorescent/LED/CFL U-shape) | TRC | Turnover | ET1724 | LED Linear - Lamp Replacement | LED Linear - Lamp Replacement | Equip | 15 | Overhead (fluorescent/LED/CFL U-shape) | 0% | Tech/Econ | 25.43% | 0 | 0 | 0
Econ | Lodging/Hospitality | Interior Lighting | Overhead (fluorescent/LED/CFL U-shape) | TRC | Turnover | ET1685 | LED Linear - Fixture Replacement | LED Linear - Fixture Replacement | Equip | 15 | Overhead (fluorescent/LED/CFL U-shape) | 24.1% | Tech/Econ | 50.28% | 1495117.945 | 364.6155 | 0.019975
Econ | Lodging/Hospitality | Interior Lighting | Overhead (fluorescent/LED/CFL U-shape) | TRC | New | EN1828 | Premium T8 - Lamp Replacement | Premium T8 - Lamp Replacement | Equip | 8 | Overhead (fluorescent/LED/CFL U-shape) | 0% | Tech/Econ | 12.5% | 0 | 0 | 0
Econ | Lodging/Hospitality | Interior Lighting | Overhead (fluorescent/LED/CFL U-shape) | TRC | New | EN1789 | Premium T8 - Fixture Replacement | Premium T8 - Fixture Replacement | Equip | 8 | Overhead (fluorescent/LED/CFL U-shape) | 0% | Tech/Econ | 12.5% | 0 | 0 | 0
Econ | Lodging/Hospitality | Interior Lighting | Overhead (fluorescent/LED/CFL U-shape) | TRC | New | EN1750 | LED Linear - Lamp Replacement | LED Linear - Lamp Replacement | Equip | 15 | Overhead (fluorescent/LED/CFL U-shape) | 0% | Tech/Econ | 25.43% | 0 | 0 | 0
Econ | Lodging/Hospitality | Interior Lighting | Overhead (fluorescent/LED/CFL U-shape) | TRC | New | EN1711 | LED Linear - Fixture Replacement | LED Linear - Fixture Replacement | Equip | 15 | Overhead (fluorescent/LED/CFL U-shape) | 0% | Tech/Econ | 50.28% | 0 | 0 | 0
Econ | Lodging/Hospitality | Cooking | Oven | TRC | Turnover | ET47 | Energy Star Commercial Oven | Energy Star Commercial Oven | Equip | 12 | Oven | 22.46% | Tech/Econ | 34.83% | 195571.4886 | 31.7585 | 16.6189
Econ | Lodging/Hospitality | Cooking | Oven | TRC | New | EN73 | Energy Star Commercial Oven | Energy Star Commercial Oven | Equip | 12 | Oven | 22.46% | Tech/Econ | 34.83% | 4686.0258 | 0.76095 | 0.3982
Econ | Lodging/Hospitality | Miscellaneous | Others | TRC | New | NN5449 | Retro-Commissioning | Retro-Commissioning | NonEquip | 5 |  | 0% | Tech/Econ | 16% | 0 | 0 | 0
Econ | Lodging/Hospitality | Miscellaneous | Others | TRC | New | NN4539 | VSD Controlled Compressor | VSD Controlled Compressor | NonEquip | 15 | Others | 36.99% | Tech/Econ | 20.79% | 22065.9425 | 2.861 | 2.3964
Econ | Lodging/Hospitality | Miscellaneous | Others | TRC | New | NN4487 | Engine Block Timer | Engine Block Timer | NonEquip | 5 | Others | 4.977% | Tech/Econ | 36% | 4745.9412 | 0 | 0
Econ | Lodging/Hospitality | Miscellaneous | Others | TRC | Existing | NE5436 | Retro-Commissioning | Retro-Commissioning | NonEquip | 5 |  | 21.99% | Tech/Econ | 16% | 431926.3515 | 133.3558 | 258.3904
Econ | Lodging/Hospitality | Miscellaneous | Others | TRC | Existing | NE4526 | VSD Controlled Compressor | VSD Controlled Compressor | NonEquip | 15 | Others | 7.399% | Tech/Econ | 20.79% | 177704.4711 | 23.0403 | 19.2991
Econ | Lodging/Hospitality | Miscellaneous | Others | TRC | Existing | NE4474 | Engine Block Timer | Engine Block Timer | NonEquip | 5 | Others | 1.244% | Tech/Econ | 36% | 50959.7948 | 0 | 0
Econ | Lodging/Hospitality | Miscellaneous | Others | TRC | Turnover | ET1919 | ENERGY STAR Water Cooler | ENERGY STAR Water Cooler | Equip | 10 | Others | 0% | Tech/Econ | 68.49% | 0 | 0 | 0
Econ | Lodging/Hospitality | Miscellaneous | Others | TRC | Turnover | ET1880 | ENERGY STAR Commercial Clothes Washer | ENERGY STAR Commercial Clothes Washer | Equip | 7 | Others | 22.05% | Tech/Econ | 27.27% | 681091.0262 | 69.2652 | 79.7254
Econ | Lodging/Hospitality | Miscellaneous | Others | TRC | Turnover | ET1841 | Efficient Battery Charger | Efficient Battery Charger | Equip | 7 | Others | 17.92% | Tech/Econ | 13.68% | 290248.6462 | 159.0404 | 0
Econ | Lodging/Hospitality | Miscellaneous | Others | TRC | New | EN1945 | ENERGY STAR Water Cooler | ENERGY STAR Water Cooler | Equip | 10 | Others | 0% | Tech/Econ | 68.49% | 0 | 0 | 0
Econ | Lodging/Hospitality | Miscellaneous | Others | TRC | New | EN1906 | ENERGY STAR Commercial Clothes Washer | ENERGY STAR Commercial Clothes Washer | Equip | 7 | Others | 22.05% | Tech/Econ | 27.27% | 15643.6345 | 1.5909 | 1.8312
Econ | Lodging/Hospitality | Miscellaneous | Others | TRC | New | EN1867 | Efficient Battery Charger | Efficient Battery Charger | Equip | 7 | Others | 17.92% | Tech/Econ | 13.68% | 7208.1584 | 3.9497 | 0
Econ | Lodging/Hospitality | Office Equipment | Other office | TRC | New | NN4591 | Smart Strip Plug Outlet | Smart Strip Plug Outlet | NonEquip | 4 |  | 43.9% | Tech/Econ | 1.187% | 4328.1064 | 0.64356 | 0.44727
Econ | Lodging/Hospitality | Office Equipment | Other office | TRC | New | NN4565 | Network PC Power Management | Network PC Power Management | NonEquip | 5 | Computers | 0% | Tech/Econ | 56.5% | 0 | 0 | 0
Econ | Lodging/Hospitality | Office Equipment | Other office | TRC | Existing | NE4578 | Smart Strip Plug Outlet | Smart Strip Plug Outlet | NonEquip | 4 |  | 43.9% | Tech/Econ | 1.187% | 180633.7152 | 26.8592 | 18.6667
Econ | Lodging/Hospitality | Office Equipment | Other office | TRC | Existing | NE4552 | Network PC Power Management | Network PC Power Management | NonEquip | 5 | Computers | 0% | Tech/Econ | 56.5% | 0 | 0 | 0
Econ | Lodging/Hospitality | Office Equipment | Other office | TRC | Turnover | ET2264 | Energy Star Uninterruptable Power Supply | Energy Star Uninterruptable Power Supply | Equip | 10 | Other office | 22.4% | Tech/Econ | 1.878% | 145058.3939 | 16.5592 | 16.5592
Econ | Lodging/Hospitality | Office Equipment | Other office | TRC | New | EN2290 | Energy Star Uninterruptable Power Supply | Energy Star Uninterruptable Power Supply | Equip | 10 | Other office | 22.4% | Tech/Econ | 1.878% | 3475.6976 | 0.39677 | 0.39677
Econ | Lodging/Hospitality | Ventilation and Circulation | Motor/Fan | TRC | New | NN5397 | Retro-Commissioning | Retro-Commissioning | NonEquip | 5 |  | 0% | Tech/Econ | 16% | 0 | 0 | 0
Econ | Lodging/Hospitality | Ventilation and Circulation | Motor/Fan | TRC | New | NN4981 | VAV System | VAV System | NonEquip | 10 |  | 0% | Tech/Econ | 30% | 0 | 0 | 0
Econ | Lodging/Hospitality | Ventilation and Circulation | Motor/Fan | TRC | New | NN4955 | Demand Controlled Ventilation | Demand Controlled Ventilation | NonEquip | 10 |  | 23.39% | Tech/Econ | 40.89% | 155.5913 | 0.016199 | 0.091202
Econ | Lodging/Hospitality | Ventilation and Circulation | Motor/Fan | TRC | New | NN4929 | CO Sensors for Parking Garage Exhaust | CO Sensors for Parking Garage Exhaust | NonEquip | 15 | Motor/Fan | 0% | Tech/Econ | 33% | 0 | 0 | 0
Econ | Lodging/Hospitality | Ventilation and Circulation | Motor/Fan | TRC | Existing | NE5384 | Retro-Commissioning | Retro-Commissioning | NonEquip | 5 |  | 21.99% | Tech/Econ | 16% | 2388.4799 | 0.73743 | 1.4289
Econ | Lodging/Hospitality | Ventilation and Circulation | Motor/Fan | TRC | Existing | NE4968 | VAV System | VAV System | NonEquip | 10 |  | 0% | Tech/Econ | 30% | 0 | 0 | 0
Econ | Lodging/Hospitality | Ventilation and Circulation | Motor/Fan | TRC | Existing | NE4942 | Demand Controlled Ventilation | Demand Controlled Ventilation | NonEquip | 10 |  | 23.39% | Tech/Econ | 40.89% | 6265.1439 | 0.65229 | 3.6724
Econ | Lodging/Hospitality | Ventilation and Circulation | Motor/Fan | TRC | Existing | NE4916 | CO Sensors for Parking Garage Exhaust | CO Sensors for Parking Garage Exhaust | NonEquip | 15 | Motor/Fan | 0% | Tech/Econ | 33% | 0 | 0 | 0
Econ | Lodging/Hospitality | Ventilation and Circulation | Motor/Fan | TRC | Turnover | ET2693 | High Speed Fans | High Speed Fans | Equip | 7 | Motor/Fan | 14.03% | Tech/Econ | 10.99% | 912.6831 | 0.11833 | 0.09912
Econ | Lodging/Hospitality | Ventilation and Circulation | Motor/Fan | TRC | New | EN2719 | High Speed Fans | High Speed Fans | Equip | 7 | Motor/Fan | 14.03% | Tech/Econ | 10.99% | 22.666 | 0.0029388 | 0.0024616
Econ | Lodging/Hospitality | Miscellaneous | Medical equipment | TRC | New | NN5449 | Retro-Commissioning | Retro-Commissioning | NonEquip | 5 |  | 0% | Tech/Econ | 16% | 0 | 0 | 0
Econ | Lodging/Hospitality | Miscellaneous | Medical equipment | TRC | New | NN4539 | VSD Controlled Compressor | VSD Controlled Compressor | NonEquip | 15 | Others | 0% | Tech/Econ | 20.79% | 0 | 0 | 0
Econ | Lodging/Hospitality | Miscellaneous | Medical equipment | TRC | New | NN4487 | Engine Block Timer | Engine Block Timer | NonEquip | 5 | Others | 0% | Tech/Econ | 36% | 0 | 0 | 0
Econ | Lodging/Hospitality | Miscellaneous | Medical equipment | TRC | Existing | NE5436 | Retro-Commissioning | Retro-Commissioning | NonEquip | 5 |  | 21.99% | Tech/Econ | 16% | 0 | 0 | 0
Econ | Lodging/Hospitality | Miscellaneous | Medical equipment | TRC | Existing | NE4526 | VSD Controlled Compressor | VSD Controlled Compressor | NonEquip | 15 | Others | 0% | Tech/Econ | 20.79% | 0 | 0 | 0
Econ | Lodging/Hospitality | Miscellaneous | Medical equipment | TRC | Existing | NE4474 | Engine Block Timer | Engine Block Timer | NonEquip | 5 | Others | 0% | Tech/Econ | 36% | 0 | 0 | 0
Econ | Lodging/Hospitality | Refrigeration | Large cold storage | TRC | New | NN5319 | Retro-Commissioning | Retro-Commissioning | NonEquip | 5 |  | 0% | Tech/Econ | 16% | 0 | 0 | 0
Econ | Lodging/Hospitality | Refrigeration | Large cold storage | TRC | New | NN4903 | Strip Curtains for Walk-ins | Strip Curtains for Walk-ins | NonEquip | 4 | Walk-in cooler | 0% | Tech/Econ | 2.115% | 0 | 0 | 0
Econ | Lodging/Hospitality | Refrigeration | Large cold storage | TRC | New | NN4851 | PSC to ECM Evaporator Fan Motor (Walk-In, Refrigerator) | PSC to ECM Evaporator Fan Motor (Walk-In, Refrigerator) | NonEquip | 15 | Walk-in cooler | 0% | Tech/Econ | 37.5% | 0 | 0 | 0
Econ | Lodging/Hospitality | Refrigeration | Large cold storage | TRC | New | NN4825 | PSC to ECM Evaporator Fan Motor (Reach-In) | PSC to ECM Evaporator Fan Motor (Reach-In) | NonEquip | 15 | Display cases | 0% | Tech/Econ | 37.5% | 0 | 0 | 0
Econ | Lodging/Hospitality | Refrigeration | Large cold storage | TRC | New | NN4695 | Floating Head Pressure Controls | Floating Head Pressure Controls | NonEquip | 15 |  | 27.37% | Tech/Econ | 6.05% | 0 | 0 | 0
Econ | Lodging/Hospitality | Refrigeration | Large cold storage | TRC | New | NN4617 | Anti-Sweat Controls | Anti-Sweat Controls | NonEquip | 8 | Display cases | 0% | Tech/Econ | 85% | 0 | 0 | 0
Econ | Lodging/Hospitality | Refrigeration | Large cold storage | TRC | Existing | NE5306 | Retro-Commissioning | Retro-Commissioning | NonEquip | 5 |  | 21.99% | Tech/Econ | 16% | 0 | 0 | 0
Econ | Lodging/Hospitality | Refrigeration | Large cold storage | TRC | Existing | NE4890 | Strip Curtains for Walk-ins | Strip Curtains for Walk-ins | NonEquip | 4 | Walk-in cooler | 0% | Tech/Econ | 2.115% | 0 | 0 | 0
Econ | Lodging/Hospitality | Refrigeration | Large cold storage | TRC | Existing | NE4838 | PSC to ECM Evaporator Fan Motor (Walk-In, Refrigerator) | PSC to ECM Evaporator Fan Motor (Walk-In, Refrigerator) | NonEquip | 15 | Walk-in cooler | 0% | Tech/Econ | 37.5% | 0 | 0 | 0
Econ | Lodging/Hospitality | Refrigeration | Large cold storage | TRC | Existing | NE4812 | PSC to ECM Evaporator Fan Motor (Reach-In) | PSC to ECM Evaporator Fan Motor (Reach-In) | NonEquip | 15 | Display cases | 0% | Tech/Econ | 37.5% | 0 | 0 | 0
Econ | Lodging/Hospitality | Refrigeration | Large cold storage | TRC | Existing | NE4708 | Freezer-Cooler Replacement Gaskets | Freezer-Cooler Replacement Gaskets | NonEquip | 4 | Display cases | 0% | Tech/Econ | 3.131% | 0 | 0 | 0
Econ | Lodging/Hospitality | Refrigeration | Large cold storage | TRC | Existing | NE4682 | Floating Head Pressure Controls | Floating Head Pressure Controls | NonEquip | 15 |  | 27.37% | Tech/Econ | 6.05% | 0 | 0 | 0
Econ | Lodging/Hospitality | Refrigeration | Large cold storage | TRC | Existing | NE4604 | Anti-Sweat Controls | Anti-Sweat Controls | NonEquip | 8 | Display cases | 0% | Tech/Econ | 85% | 0 | 0 | 0
Econ | Lodging/Hospitality | Miscellaneous | Laboratory equipment | TRC | New | NN5449 | Retro-Commissioning | Retro-Commissioning | NonEquip | 5 |  | 0% | Tech/Econ | 16% | 0 | 0 | 0
Econ | Lodging/Hospitality | Miscellaneous | Laboratory equipment | TRC | New | NN4539 | VSD Controlled Compressor | VSD Controlled Compressor | NonEquip | 15 | Others | 0% | Tech/Econ | 20.79% | 0 | 0 | 0
Econ | Lodging/Hospitality | Miscellaneous | Laboratory equipment | TRC | New | NN4487 | Engine Block Timer | Engine Block Timer | NonEquip | 5 | Others | 0% | Tech/Econ | 36% | 0 | 0 | 0
Econ | Lodging/Hospitality | Miscellaneous | Laboratory equipment | TRC | Existing | NE5436 | Retro-Commissioning | Retro-Commissioning | NonEquip | 5 |  | 21.99% | Tech/Econ | 16% | 0 | 0 | 0
Econ | Lodging/Hospitality | Miscellaneous | Laboratory equipment | TRC | Existing | NE4526 | VSD Controlled Compressor | VSD Controlled Compressor | NonEquip | 15 | Others | 0% | Tech/Econ | 20.79% | 0 | 0 | 0
Econ | Lodging/Hospitality | Miscellaneous | Laboratory equipment | TRC | Existing | NE4474 | Engine Block Timer | Engine Block Timer | NonEquip | 5 | Others | 0% | Tech/Econ | 36% | 0 | 0 | 0
Econ | Lodging/Hospitality | Ventilation and Circulation | Individual room ventilation | TRC | New | NN5397 | Retro-Commissioning | Retro-Commissioning | NonEquip | 5 |  | 0% | Tech/Econ | 16% | 0 | 0 | 0
Econ | Lodging/Hospitality | Ventilation and Circulation | Individual room ventilation | TRC | New | NN4981 | VAV System | VAV System | NonEquip | 10 |  | 0% | Tech/Econ | 30% | 0 | 0 | 0
Econ | Lodging/Hospitality | Ventilation and Circulation | Individual room ventilation | TRC | New | NN4955 | Demand Controlled Ventilation | Demand Controlled Ventilation | NonEquip | 10 |  | 23.39% | Tech/Econ | 40.89% | 220.5318 | 0.022961 | 0.12927
Econ | Lodging/Hospitality | Ventilation and Circulation | Individual room ventilation | TRC | New | NN4929 | CO Sensors for Parking Garage Exhaust | CO Sensors for Parking Garage Exhaust | NonEquip | 15 | Motor/Fan | 0% | Tech/Econ | 33% | 0 | 0 | 0
Econ | Lodging/Hospitality | Ventilation and Circulation | Individual room ventilation | TRC | Existing | NE5384 | Retro-Commissioning | Retro-Commissioning | NonEquip | 5 |  | 21.99% | Tech/Econ | 16% | 3385.3811 | 1.0452 | 2.0252
Econ | Lodging/Hospitality | Ventilation and Circulation | Individual room ventilation | TRC | Existing | NE4968 | VAV System | VAV System | NonEquip | 10 |  | 0% | Tech/Econ | 30% | 0 | 0 | 0
Econ | Lodging/Hospitality | Ventilation and Circulation | Individual room ventilation | TRC | Existing | NE4942 | Demand Controlled Ventilation | Demand Controlled Ventilation | NonEquip | 10 |  | 23.39% | Tech/Econ | 40.89% | 8880.0829 | 0.92455 | 5.2052
Econ | Lodging/Hospitality | Ventilation and Circulation | Individual room ventilation | TRC | Existing | NE4916 | CO Sensors for Parking Garage Exhaust | CO Sensors for Parking Garage Exhaust | NonEquip | 15 | Motor/Fan | 0% | Tech/Econ | 33% | 0 | 0 | 0
Econ | Lodging/Hospitality | Space Heating | Individual room heating | TRC | New | NN5345 | Retro-Commissioning | Retro-Commissioning | NonEquip | 5 |  | 0% | Tech/Econ | 16% | 0 | 0 | 0
Econ | Lodging/Hospitality | Space Heating | Individual room heating | TRC | New | NN4175 | Smart Thermostat | Smart Thermostat | NonEquip | 11 |  | 45.33% | Tech/Econ | 10% | 311.0116 | 0 | 0.92923
Econ | Lodging/Hospitality | Space Heating | Individual room heating | TRC | New | NN4071 | Programmable Thermostat | Programmable Thermostat | NonEquip | 11 |  | 0% | Tech/Econ | 3.6% | 0 | 0 | 0
Econ | Lodging/Hospitality | Space Heating | Individual room heating | TRC | New | NN3655 | Facility Energy Management System | Facility Energy Management System | NonEquip | 15 |  | 4.276% | Tech/Econ | 20% | 56.0194 | 0 | 0.0067216
Econ | Lodging/Hospitality | Space Heating | Individual room heating | TRC | New | NN3551 | Duct Sealing Repair | Duct Sealing Repair | NonEquip | 15 |  | 0% | Tech/Econ | 12% | 0 | 0 | 0
Econ | Lodging/Hospitality | Space Heating | Individual room heating | TRC | New | NN3395 | Dedicated Outdoor Air System on VRF unit | Dedicated Outdoor Air System on VRF unit | NonEquip | 15 | Residential/split system heat pump | 0% | Tech/Econ | 10% | 0 | 0 | 0
Econ | Lodging/Hospitality | Space Heating | Individual room heating | TRC | New | NN3187 | Ceiling Insulation(R2 to R38) | Ceiling Insulation(R2 to R38) | NonEquip | 20 |  | 0% | Tech/Econ | 1.905% | 0 | 0 | 0
Econ | Lodging/Hospitality | Space Heating | Individual room heating | TRC | Existing | NE5332 | Retro-Commissioning | Retro-Commissioning | NonEquip | 5 |  | 21.99% | Tech/Econ | 16% | 9618.4918 | 0 | 5.7541
Econ | Lodging/Hospitality | Space Heating | Individual room heating | TRC | Existing | NE4240 | Wall Insulation | Wall Insulation | NonEquip | 20 |  | 0% | Tech/Econ | 2.181% | 0 | 0 | 0
Econ | Lodging/Hospitality | Space Heating | Individual room heating | TRC | Existing | NE4162 | Smart Thermostat | Smart Thermostat | NonEquip | 11 |  | 45.33% | Tech/Econ | 10% | 12980.0807 | 0 | 38.7813
Econ | Lodging/Hospitality | Space Heating | Individual room heating | TRC | Existing | NE4058 | Programmable Thermostat | Programmable Thermostat | NonEquip | 11 |  | 0% | Tech/Econ | 3.6% | 0 | 0 | 0
Econ | Lodging/Hospitality | Space Heating | Individual room heating | TRC | Existing | NE3642 | Facility Energy Management System | Facility Energy Management System | NonEquip | 15 |  | 0.7167% | Tech/Econ | 20% | 378.0776 | 0 | 0.045364
Econ | Lodging/Hospitality | Space Heating | Individual room heating | TRC | Existing | NE3538 | Duct Sealing Repair | Duct Sealing Repair | NonEquip | 15 |  | 0% | Tech/Econ | 12% | 0 | 0 | 0
Econ | Lodging/Hospitality | Space Heating | Individual room heating | TRC | Existing | NE3382 | Dedicated Outdoor Air System on VRF unit | Dedicated Outdoor Air System on VRF unit | NonEquip | 15 | Residential/split system heat pump | 0% | Tech/Econ | 10% | 0 | 0 | 0
Econ | Lodging/Hospitality | Space Heating | Individual room heating | TRC | Existing | NE3174 | Ceiling Insulation(R2 to R38) | Ceiling Insulation(R2 to R38) | NonEquip | 20 |  | 0% | Tech/Econ | 2.102% | 0 | 0 | 0
Econ | Lodging/Hospitality | Space Cooling | Individual room air conditioners | TRC | New | NN5371 | Retro-Commissioning | Retro-Commissioning | NonEquip | 5 |  | 0% | Tech/Econ | 16% | 0 | 0 | 0
Econ | Lodging/Hospitality | Space Cooling | Individual room air conditioners | TRC | New | NN4201 | Thermal Energy Storage | Thermal Energy Storage | NonEquip | 20 |  | 33.33% | Tech/Econ | 0% | 0 | 0 | 0
Econ | Lodging/Hospitality | Space Cooling | Individual room air conditioners | TRC | New | NN4149 | Smart Thermostat | Smart Thermostat | NonEquip | 11 |  | 45.33% | Tech/Econ | 10% | 26803.8292 | -0.85857 | 0
Econ | Lodging/Hospitality | Space Cooling | Individual room air conditioners | TRC | New | NN4045 | Programmable Thermostat | Programmable Thermostat | NonEquip | 11 |  | 0% | Tech/Econ | 3.6% | 0 | 0 | 0
Econ | Lodging/Hospitality | Space Cooling | Individual room air conditioners | TRC | New | NN3915 | HVAC tune-up_RTU | HVAC tune-up_RTU | NonEquip | 5 | Packaged air conditioning units (RTUs) | 0% | Tech/Econ | 5% | 0 | 0 | 0
Econ | Lodging/Hospitality | Space Cooling | Individual room air conditioners | TRC | New | NN3889 | HVAC tune-up | HVAC tune-up | NonEquip | 5 | Residential-type central air conditioners | 0% | Tech/Econ | 5% | 0 | 0 | 0
Econ | Lodging/Hospitality | Space Cooling | Individual room air conditioners | TRC | New | NN3681 | Facility Energy Management System | Facility Energy Management System | NonEquip | 15 |  | 4.276% | Tech/Econ | 20% | 4827.909 | 1.2599 | 0
Econ | Lodging/Hospitality | Space Cooling | Individual room air conditioners | TRC | New | NN3525 | Duct Sealing Repair | Duct Sealing Repair | NonEquip | 15 |  | 0% | Tech/Econ | 12% | 0 | 0 | 0
Econ | Lodging/Hospitality | Space Cooling | Individual room air conditioners | TRC | New | NN3421 | Dedicated Outdoor Air System on VRF unit | Dedicated Outdoor Air System on VRF unit | NonEquip | 15 | Residential-type central air conditioners | 0% | Tech/Econ | 17.5% | 0 | 0 | 0
Econ | Lodging/Hospitality | Space Cooling | Individual room air conditioners | TRC | New | NN3317 | Chilled Water System - Variable Speed Drives | Chilled Water System - Variable Speed Drives | NonEquip | 13 | Central chillers inside | 0% | Tech/Econ | 24.74% | 0 | 0 | 0
Econ | Lodging/Hospitality | Space Cooling | Individual room air conditioners | TRC | New | NN3291 | Chilled Water Controls Optimization | Chilled Water Controls Optimization | NonEquip | 10 | Central chillers inside | 0% | Tech/Econ | 12.5% | 0 | 0 | 0
Econ | Lodging/Hospitality | Space Cooling | Individual room air conditioners | TRC | New | NN3213 | Ceiling Insulation(R2 to R38) | Ceiling Insulation(R2 to R38) | NonEquip | 20 |  | 0% | Tech/Econ | 5.436% | 0 | 0 | 0
Econ | Lodging/Hospitality | Space Cooling | Individual room air conditioners | TRC | New | NN3057 | Airside Economizer | Airside Economizer | NonEquip | 10 | Packaged air conditioning units (RTUs) | 0% | Tech/Econ | 5.556% | 0 | 0 | 0
Econ | Lodging/Hospitality | Space Cooling | Individual room air conditioners | TRC | Existing | NE5358 | Retro-Commissioning | Retro-Commissioning | NonEquip | 5 |  | 21.99% | Tech/Econ | 16% | 828948.0116 | 255.9348 | 0
Econ | Lodging/Hospitality | Space Cooling | Individual room air conditioners | TRC | Existing | NE4214 | Wall Insulation | Wall Insulation | NonEquip | 20 |  | 0% | Tech/Econ | 38.64% | 0 | 0 | 0
Econ | Lodging/Hospitality | Space Cooling | Individual room air conditioners | TRC | Existing | NE4188 | Thermal Energy Storage | Thermal Energy Storage | NonEquip | 20 |  | 33.33% | Tech/Econ | 0% | 0.002037 | -1.0442e-05 | -6.8482e-07
Econ | Lodging/Hospitality | Space Cooling | Individual room air conditioners | TRC | Existing | NE4136 | Smart Thermostat | Smart Thermostat | NonEquip | 11 |  | 45.33% | Tech/Econ | 10% | 1118658.959 | -35.8326 | 0
Econ | Lodging/Hospitality | Space Cooling | Individual room air conditioners | TRC | Existing | NE4032 | Programmable Thermostat | Programmable Thermostat | NonEquip | 11 |  | 0% | Tech/Econ | 3.6% | 0 | 0 | 0
Econ | Lodging/Hospitality | Space Cooling | Individual room air conditioners | TRC | Existing | NE3902 | HVAC tune-up_RTU | HVAC tune-up_RTU | NonEquip | 5 | Packaged air conditioning units (RTUs) | 0% | Tech/Econ | 5% | 0 | 0 | 0
Econ | Lodging/Hospitality | Space Cooling | Individual room air conditioners | TRC | Existing | NE3876 | HVAC tune-up | HVAC tune-up | NonEquip | 5 | Residential-type central air conditioners | 0% | Tech/Econ | 5% | 0 | 0 | 0
Econ | Lodging/Hospitality | Space Cooling | Individual room air conditioners | TRC | Existing | NE3668 | Facility Energy Management System | Facility Energy Management System | NonEquip | 15 |  | 0.7167% | Tech/Econ | 20% | 32583.7621 | 8.5031 | 0
Econ | Lodging/Hospitality | Space Cooling | Individual room air conditioners | TRC | Existing | NE3512 | Duct Sealing Repair | Duct Sealing Repair | NonEquip | 15 |  | 0% | Tech/Econ | 12% | 0 | 0 | 0
Econ | Lodging/Hospitality | Space Cooling | Individual room air conditioners | TRC | Existing | NE3408 | Dedicated Outdoor Air System on VRF unit | Dedicated Outdoor Air System on VRF unit | NonEquip | 15 | Residential-type central air conditioners | 0% | Tech/Econ | 17.5% | 0 | 0 | 0
Econ | Lodging/Hospitality | Space Cooling | Individual room air conditioners | TRC | Existing | NE3304 | Chilled Water System - Variable Speed Drives | Chilled Water System - Variable Speed Drives | NonEquip | 13 | Central chillers inside | 0% | Tech/Econ | 24.74% | 0 | 0 | 0
Econ | Lodging/Hospitality | Space Cooling | Individual room air conditioners | TRC | Existing | NE3278 | Chilled Water Controls Optimization | Chilled Water Controls Optimization | NonEquip | 10 | Central chillers inside | 0% | Tech/Econ | 12.5% | 0 | 0 | 0
Econ | Lodging/Hospitality | Space Cooling | Individual room air conditioners | TRC | Existing | NE3200 | Ceiling Insulation(R2 to R38) | Ceiling Insulation(R2 to R38) | NonEquip | 20 |  | 0% | Tech/Econ | 5.436% | 0 | 0 | 0
Econ | Lodging/Hospitality | Space Cooling | Individual room air conditioners | TRC | Existing | NE3044 | Airside Economizer | Airside Economizer | NonEquip | 10 | Packaged air conditioning units (RTUs) | 0% | Tech/Econ | 5.556% | 0 | 0 | 0
Econ | Lodging/Hospitality | Interior Lighting | High bay | TRC | New | NN5267 | Retro-Commissioning | Retro-Commissioning | NonEquip | 5 |  | 0% | Tech/Econ | 16% | 0 | 0 | 0
Econ | Lodging/Hospitality | Interior Lighting | High bay | TRC | New | NN4435 | Interior Lighting Controls | Interior Lighting Controls | NonEquip | 8 | Overhead (fluorescent/LED/CFL U-shape) | 0% | Tech/Econ | 28% | 0 | 0 | 0
Econ | Lodging/Hospitality | Interior Lighting | High bay | TRC | New | NN3707 | Facility Energy Management System | Facility Energy Management System | NonEquip | 15 |  | 4.276% | Tech/Econ | 24% | 3579.4034 | 0.93408 | 0.42948
Econ | Lodging/Hospitality | Interior Lighting | High bay | TRC | Existing | NE5254 | Retro-Commissioning | Retro-Commissioning | NonEquip | 5 |  | 21.99% | Tech/Econ | 16% | 512150.5096 | 158.1247 | 306.3828
Econ | Lodging/Hospitality | Interior Lighting | High bay | TRC | Existing | NE4422 | Interior Lighting Controls | Interior Lighting Controls | NonEquip | 8 | Overhead (fluorescent/LED/CFL U-shape) | 0% | Tech/Econ | 28% | 0 | 0 | 0
Econ | Lodging/Hospitality | Interior Lighting | High bay | TRC | Existing | NE3694 | Facility Energy Management System | Facility Energy Management System | NonEquip | 15 |  | 0.7167% | Tech/Econ | 24% | 21229.9334 | 5.5402 | 2.5473
Econ | Lodging/Hospitality | Interior Lighting | High bay | TRC | Turnover | ET1646 | LED Linear - Fixture Replacement | LED Linear - Fixture Replacement | Equip | 15 | High bay | 24.1% | Tech/Econ | 50.28% | 1702049.599 | 415.0801 | 0.02274
Econ | Lodging/Hospitality | Interior Lighting | High bay | TRC | Turnover | ET1529 | High Bay LED | High Bay LED | Equip | 15 | High bay | 0% | Tech/Econ | 64.78% | 0 | 0 | 0
Econ | Lodging/Hospitality | Interior Lighting | High bay | TRC | Turnover | ET1490 | High Bay Fluorescent (T5) | High Bay Fluorescent (T5) | Equip | 15 | High bay | 0% | Tech/Econ | 64.14% | 0 | 0 | 0
Econ | Lodging/Hospitality | Interior Lighting | High bay | TRC | New | EN1672 | LED Linear - Fixture Replacement | LED Linear - Fixture Replacement | Equip | 15 | High bay | 0% | Tech/Econ | 50.28% | 0 | 0 | 0
Econ | Lodging/Hospitality | Interior Lighting | High bay | TRC | New | EN1555 | High Bay LED | High Bay LED | Equip | 15 | High bay | 0% | Tech/Econ | 64.78% | 0 | 0 | 0
Econ | Lodging/Hospitality | Interior Lighting | High bay | TRC | New | EN1516 | High Bay Fluorescent (T5) | High Bay Fluorescent (T5) | Equip | 15 | High bay | 0% | Tech/Econ | 64.14% | 0 | 0 | 0
Econ | Lodging/Hospitality | Space Heating | Forced air furnace | TRC | New | NN5345 | Retro-Commissioning | Retro-Commissioning | NonEquip | 5 |  | 0% | Tech/Econ | 16% | 0 | 0 | 0
Econ | Lodging/Hospitality | Space Heating | Forced air furnace | TRC | New | NN4175 | Smart Thermostat | Smart Thermostat | NonEquip | 11 |  | 45.33% | Tech/Econ | 10% | 56.6518 | 0 | 0.16926
Econ | Lodging/Hospitality | Space Heating | Forced air furnace | TRC | New | NN4071 | Programmable Thermostat | Programmable Thermostat | NonEquip | 11 |  | 0% | Tech/Econ | 3.6% | 0 | 0 | 0
Econ | Lodging/Hospitality | Space Heating | Forced air furnace | TRC | New | NN3655 | Facility Energy Management System | Facility Energy Management System | NonEquip | 15 |  | 4.276% | Tech/Econ | 20% | 10.2041 | 0 | 0.0012244
Econ | Lodging/Hospitality | Space Heating | Forced air furnace | TRC | New | NN3551 | Duct Sealing Repair | Duct Sealing Repair | NonEquip | 15 |  | 0% | Tech/Econ | 12% | 0 | 0 | 0
Econ | Lodging/Hospitality | Space Heating | Forced air furnace | TRC | New | NN3395 | Dedicated Outdoor Air System on VRF unit | Dedicated Outdoor Air System on VRF unit | NonEquip | 15 | Residential/split system heat pump | 0% | Tech/Econ | 10% | 0 | 0 | 0
Econ | Lodging/Hospitality | Space Heating | Forced air furnace | TRC | New | NN3187 | Ceiling Insulation(R2 to R38) | Ceiling Insulation(R2 to R38) | NonEquip | 20 |  | 0% | Tech/Econ | 1.905% | 0 | 0 | 0
Econ | Lodging/Hospitality | Space Heating | Forced air furnace | TRC | Existing | NE5332 | Retro-Commissioning | Retro-Commissioning | NonEquip | 5 |  | 21.99% | Tech/Econ | 16% | 1752.0409 | 0 | 1.0481
Econ | Lodging/Hospitality | Space Heating | Forced air furnace | TRC | Existing | NE4240 | Wall Insulation | Wall Insulation | NonEquip | 20 |  | 0% | Tech/Econ | 2.181% | 0 | 0 | 0
Econ | Lodging/Hospitality | Space Heating | Forced air furnace | TRC | Existing | NE4162 | Smart Thermostat | Smart Thermostat | NonEquip | 11 |  | 45.33% | Tech/Econ | 10% | 2364.3657 | 0 | 7.0642
Econ | Lodging/Hospitality | Space Heating | Forced air furnace | TRC | Existing | NE4058 | Programmable Thermostat | Programmable Thermostat | NonEquip | 11 |  | 0% | Tech/Econ | 3.6% | 0 | 0 | 0
Econ | Lodging/Hospitality | Space Heating | Forced air furnace | TRC | Existing | NE3642 | Facility Energy Management System | Facility Energy Management System | NonEquip | 15 |  | 0.7167% | Tech/Econ | 20% | 68.8681 | 0 | 0.0082633
Econ | Lodging/Hospitality | Space Heating | Forced air furnace | TRC | Existing | NE3538 | Duct Sealing Repair | Duct Sealing Repair | NonEquip | 15 |  | 0% | Tech/Econ | 12% | 0 | 0 | 0
Econ | Lodging/Hospitality | Space Heating | Forced air furnace | TRC | Existing | NE3382 | Dedicated Outdoor Air System on VRF unit | Dedicated Outdoor Air System on VRF unit | NonEquip | 15 | Residential/split system heat pump | 0% | Tech/Econ | 10% | 0 | 0 | 0
Econ | Lodging/Hospitality | Space Heating | Forced air furnace | TRC | Existing | NE3174 | Ceiling Insulation(R2 to R38) | Ceiling Insulation(R2 to R38) | NonEquip | 20 |  | 0% | Tech/Econ | 2.102% | 0 | 0 | 0
Econ | Lodging/Hospitality | Exterior Lighting | Exterior parking/lot lighting | TRC | New | NN5293 | Retro-Commissioning | Retro-Commissioning | NonEquip | 5 |  | 0% | Tech/Econ | 16% | 0 | 0 | 0
Econ | Lodging/Hospitality | Exterior Lighting | Exterior parking/lot lighting | TRC | New | NN2979 | Outdoor Lighting Controls | Outdoor Lighting Controls | NonEquip | 8 | Exterior parking/lot lighting | 30.95% | Tech/Econ | 28% | 239.0809 | 0 | 0
Econ | Lodging/Hospitality | Exterior Lighting | Exterior parking/lot lighting | TRC | New | NN2953 | Bi-Level Lighting Control (Exterior) | Bi-Level Lighting Control (Exterior) | NonEquip | 9 | Exterior parking/lot lighting | 13.75% | Tech/Econ | 31% | 0 | 0 | 0
Econ | Lodging/Hospitality | Exterior Lighting | Exterior parking/lot lighting | TRC | Existing | NE5280 | Retro-Commissioning | Retro-Commissioning | NonEquip | 5 |  | 21.99% | Tech/Econ | 16% | 122265.5229 | 0 | 73.1427
Econ | Lodging/Hospitality | Exterior Lighting | Exterior parking/lot lighting | TRC | Existing | NE2966 | Outdoor Lighting Controls | Outdoor Lighting Controls | NonEquip | 8 | Exterior parking/lot lighting | 30.95% | Tech/Econ | 28% | 274104.7197 | 0 | 0
Econ | Lodging/Hospitality | Exterior Lighting | Exterior parking/lot lighting | TRC | Existing | NE2940 | Bi-Level Lighting Control (Exterior) | Bi-Level Lighting Control (Exterior) | NonEquip | 9 | Exterior parking/lot lighting | 13.75% | Tech/Econ | 31% | 123189.9877 | 0 | 0
Econ | Lodging/Hospitality | Exterior Lighting | Exterior parking/lot lighting | TRC | Turnover | ET710 | LED Parking Lighting | LED Parking Lighting | Equip | 18 | Exterior parking/lot lighting | 6.728% | Tech/Econ | 84% | 189484.7442 | 0 | 0
Econ | Lodging/Hospitality | Exterior Lighting | Exterior parking/lot lighting | TRC | Turnover | ET515 | High Efficiency HID Lighting | High Efficiency HID Lighting | Equip | 13 | Exterior parking/lot lighting | 0% | Tech/Econ | 34.18% | 0 | 0 | 0
Econ | Lodging/Hospitality | Exterior Lighting | Exterior parking/lot lighting | TRC | New | EN736 | LED Parking Lighting | LED Parking Lighting | Equip | 18 | Exterior parking/lot lighting | 94.94% | Tech/Econ | 84% | 66402.7494 | 0 | 0
Econ | Lodging/Hospitality | Exterior Lighting | Exterior parking/lot lighting | TRC | New | EN541 | High Efficiency HID Lighting | High Efficiency HID Lighting | Equip | 13 | Exterior parking/lot lighting | 0% | Tech/Econ | 34.18% | 0 | 0 | 0
Econ | Lodging/Hospitality | Exterior Lighting | Exterior marquis | TRC | New | NN5293 | Retro-Commissioning | Retro-Commissioning | NonEquip | 5 |  | 0% | Tech/Econ | 16% | 0 | 0 | 0
Econ | Lodging/Hospitality | Exterior Lighting | Exterior marquis | TRC | New | NN2979 | Outdoor Lighting Controls | Outdoor Lighting Controls | NonEquip | 8 | Exterior parking/lot lighting | 0% | Tech/Econ | 28% | 0 | 0 | 0
Econ | Lodging/Hospitality | Exterior Lighting | Exterior marquis | TRC | New | NN2953 | Bi-Level Lighting Control (Exterior) | Bi-Level Lighting Control (Exterior) | NonEquip | 9 | Exterior parking/lot lighting | 0% | Tech/Econ | 31% | 0 | 0 | 0
Econ | Lodging/Hospitality | Exterior Lighting | Exterior marquis | TRC | Existing | NE5280 | Retro-Commissioning | Retro-Commissioning | NonEquip | 5 |  | 21.99% | Tech/Econ | 16% | 0 | 0 | 0
Econ | Lodging/Hospitality | Exterior Lighting | Exterior marquis | TRC | Existing | NE2966 | Outdoor Lighting Controls | Outdoor Lighting Controls | NonEquip | 8 | Exterior parking/lot lighting | 0% | Tech/Econ | 28% | 0 | 0 | 0
Econ | Lodging/Hospitality | Exterior Lighting | Exterior marquis | TRC | Existing | NE2940 | Bi-Level Lighting Control (Exterior) | Bi-Level Lighting Control (Exterior) | NonEquip | 9 | Exterior parking/lot lighting | 0% | Tech/Econ | 31% | 0 | 0 | 0
Econ | Lodging/Hospitality | Exterior Lighting | Exterior marquis | TRC | Turnover | ET632 | LED Exterior Lighting | LED Exterior Lighting | Equip | 13 | Exterior marquis | 4.268% | Tech/Econ | 60.51% | 0 | 0 | 0
Econ | Lodging/Hospitality | Exterior Lighting | Exterior marquis | TRC | Turnover | ET593 | LED Display Lighting (Exterior) | LED Display Lighting (Exterior) | Equip | 15 | Exterior marquis | 4.268% | Tech/Econ | 87.04% | 0 | 0 | 0
Econ | Lodging/Hospitality | Exterior Lighting | Exterior marquis | TRC | New | EN658 | LED Exterior Lighting | LED Exterior Lighting | Equip | 13 | Exterior marquis | 4.624% | Tech/Econ | 60.51% | 0 | 0 | 0
Econ | Lodging/Hospitality | Exterior Lighting | Exterior marquis | TRC | New | EN619 | LED Display Lighting (Exterior) | LED Display Lighting (Exterior) | Equip | 15 | Exterior marquis | 4.624% | Tech/Econ | 87.04% | 0 | 0 | 0
Econ | Lodging/Hospitality | Miscellaneous | Elevators/Escalators | TRC | New | NN5449 | Retro-Commissioning | Retro-Commissioning | NonEquip | 5 |  | 0% | Tech/Econ | 16% | 0 | 0 | 0
Econ | Lodging/Hospitality | Miscellaneous | Elevators/Escalators | TRC | New | NN4539 | VSD Controlled Compressor | VSD Controlled Compressor | NonEquip | 15 | Others | 0% | Tech/Econ | 20.79% | 0 | 0 | 0
Econ | Lodging/Hospitality | Miscellaneous | Elevators/Escalators | TRC | New | NN4487 | Engine Block Timer | Engine Block Timer | NonEquip | 5 | Others | 0% | Tech/Econ | 36% | 0 | 0 | 0
Econ | Lodging/Hospitality | Miscellaneous | Elevators/Escalators | TRC | Existing | NE5436 | Retro-Commissioning | Retro-Commissioning | NonEquip | 5 |  | 21.99% | Tech/Econ | 16% | 87363.9266 | 26.9733 | 52.2635
Econ | Lodging/Hospitality | Miscellaneous | Elevators/Escalators | TRC | Existing | NE4526 | VSD Controlled Compressor | VSD Controlled Compressor | NonEquip | 15 | Others | 0% | Tech/Econ | 20.79% | 0 | 0 | 0
Econ | Lodging/Hospitality | Miscellaneous | Elevators/Escalators | TRC | Existing | NE4474 | Engine Block Timer | Engine Block Timer | NonEquip | 5 | Others | 0% | Tech/Econ | 36% | 0 | 0 | 0
Econ | Lodging/Hospitality | Office Equipment | Document production | TRC | New | NN4591 | Smart Strip Plug Outlet | Smart Strip Plug Outlet | NonEquip | 4 |  | 43.9% | Tech/Econ | 1.187% | 3130.3792 | 0.46547 | 0.32349
Econ | Lodging/Hospitality | Office Equipment | Document production | TRC | New | NN4565 | Network PC Power Management | Network PC Power Management | NonEquip | 5 | Computers | 0% | Tech/Econ | 56.5% | 0 | 0 | 0
Econ | Lodging/Hospitality | Office Equipment | Document production | TRC | Existing | NE4578 | Smart Strip Plug Outlet | Smart Strip Plug Outlet | NonEquip | 4 |  | 43.9% | Tech/Econ | 1.187% | 130646.5157 | 19.4264 | 13.501
Econ | Lodging/Hospitality | Office Equipment | Document production | TRC | Existing | NE4552 | Network PC Power Management | Network PC Power Management | NonEquip | 5 | Computers | 0% | Tech/Econ | 56.5% | 0 | 0 | 0
Econ | Lodging/Hospitality | Space Cooling | District chilled water piped | TRC | New | NN5371 | Retro-Commissioning | Retro-Commissioning | NonEquip | 5 |  | 0% | Tech/Econ | 16% | 0 | 0 | 0
Econ | Lodging/Hospitality | Space Cooling | District chilled water piped | TRC | New | NN4201 | Thermal Energy Storage | Thermal Energy Storage | NonEquip | 20 |  | 33.33% | Tech/Econ | 0% | 0 | 0 | 0
Econ | Lodging/Hospitality | Space Cooling | District chilled water piped | TRC | New | NN4149 | Smart Thermostat | Smart Thermostat | NonEquip | 11 |  | 45.33% | Tech/Econ | 10% | 0 | 0 | 0
Econ | Lodging/Hospitality | Space Cooling | District chilled water piped | TRC | New | NN4045 | Programmable Thermostat | Programmable Thermostat | NonEquip | 11 |  | 0% | Tech/Econ | 3.6% | 0 | 0 | 0
Econ | Lodging/Hospitality | Space Cooling | District chilled water piped | TRC | New | NN3915 | HVAC tune-up_RTU | HVAC tune-up_RTU | NonEquip | 5 | Packaged air conditioning units (RTUs) | 0% | Tech/Econ | 5% | 0 | 0 | 0
Econ | Lodging/Hospitality | Space Cooling | District chilled water piped | TRC | New | NN3889 | HVAC tune-up | HVAC tune-up | NonEquip | 5 | Residential-type central air conditioners | 0% | Tech/Econ | 5% | 0 | 0 | 0
Econ | Lodging/Hospitality | Space Cooling | District chilled water piped | TRC | New | NN3681 | Facility Energy Management System | Facility Energy Management System | NonEquip | 15 |  | 4.276% | Tech/Econ | 20% | 0 | 0 | 0
Econ | Lodging/Hospitality | Space Cooling | District chilled water piped | TRC | New | NN3525 | Duct Sealing Repair | Duct Sealing Repair | NonEquip | 15 |  | 0% | Tech/Econ | 12% | 0 | 0 | 0
Econ | Lodging/Hospitality | Space Cooling | District chilled water piped | TRC | New | NN3421 | Dedicated Outdoor Air System on VRF unit | Dedicated Outdoor Air System on VRF unit | NonEquip | 15 | Residential-type central air conditioners | 0% | Tech/Econ | 17.5% | 0 | 0 | 0
Econ | Lodging/Hospitality | Space Cooling | District chilled water piped | TRC | New | NN3317 | Chilled Water System - Variable Speed Drives | Chilled Water System - Variable Speed Drives | NonEquip | 13 | Central chillers inside | 0% | Tech/Econ | 24.74% | 0 | 0 | 0
Econ | Lodging/Hospitality | Space Cooling | District chilled water piped | TRC | New | NN3291 | Chilled Water Controls Optimization | Chilled Water Controls Optimization | NonEquip | 10 | Central chillers inside | 0% | Tech/Econ | 12.5% | 0 | 0 | 0
Econ | Lodging/Hospitality | Space Cooling | District chilled water piped | TRC | New | NN3213 | Ceiling Insulation(R2 to R38) | Ceiling Insulation(R2 to R38) | NonEquip | 20 |  | 0% | Tech/Econ | 5.436% | 0 | 0 | 0
Econ | Lodging/Hospitality | Space Cooling | District chilled water piped | TRC | New | NN3057 | Airside Economizer | Airside Economizer | NonEquip | 10 | Packaged air conditioning units (RTUs) | 0% | Tech/Econ | 5.556% | 0 | 0 | 0
Econ | Lodging/Hospitality | Space Cooling | District chilled water piped | TRC | Existing | NE5358 | Retro-Commissioning | Retro-Commissioning | NonEquip | 5 |  | 21.99% | Tech/Econ | 16% | 0 | 0 | 0
Econ | Lodging/Hospitality | Space Cooling | District chilled water piped | TRC | Existing | NE4214 | Wall Insulation | Wall Insulation | NonEquip | 20 |  | 0% | Tech/Econ | 38.64% | 0 | 0 | 0
Econ | Lodging/Hospitality | Space Cooling | District chilled water piped | TRC | Existing | NE4188 | Thermal Energy Storage | Thermal Energy Storage | NonEquip | 20 |  | 33.33% | Tech/Econ | 0% | 0 | 0 | 0
Econ | Lodging/Hospitality | Space Cooling | District chilled water piped | TRC | Existing | NE4136 | Smart Thermostat | Smart Thermostat | NonEquip | 11 |  | 45.33% | Tech/Econ | 10% | 0 | 0 | 0
Econ | Lodging/Hospitality | Space Cooling | District chilled water piped | TRC | Existing | NE4032 | Programmable Thermostat | Programmable Thermostat | NonEquip | 11 |  | 0% | Tech/Econ | 3.6% | 0 | 0 | 0
Econ | Lodging/Hospitality | Space Cooling | District chilled water piped | TRC | Existing | NE3902 | HVAC tune-up_RTU | HVAC tune-up_RTU | NonEquip | 5 | Packaged air conditioning units (RTUs) | 0% | Tech/Econ | 5% | 0 | 0 | 0
Econ | Lodging/Hospitality | Space Cooling | District chilled water piped | TRC | Existing | NE3876 | HVAC tune-up | HVAC tune-up | NonEquip | 5 | Residential-type central air conditioners | 0% | Tech/Econ | 5% | 0 | 0 | 0
Econ | Lodging/Hospitality | Space Cooling | District chilled water piped | TRC | Existing | NE3668 | Facility Energy Management System | Facility Energy Management System | NonEquip | 15 |  | 0.7167% | Tech/Econ | 20% | 0 | 0 | 0
Econ | Lodging/Hospitality | Space Cooling | District chilled water piped | TRC | Existing | NE3512 | Duct Sealing Repair | Duct Sealing Repair | NonEquip | 15 |  | 0% | Tech/Econ | 12% | 0 | 0 | 0
Econ | Lodging/Hospitality | Space Cooling | District chilled water piped | TRC | Existing | NE3408 | Dedicated Outdoor Air System on VRF unit | Dedicated Outdoor Air System on VRF unit | NonEquip | 15 | Residential-type central air conditioners | 0% | Tech/Econ | 17.5% | 0 | 0 | 0
Econ | Lodging/Hospitality | Space Cooling | District chilled water piped | TRC | Existing | NE3304 | Chilled Water System - Variable Speed Drives | Chilled Water System - Variable Speed Drives | NonEquip | 13 | Central chillers inside | 0% | Tech/Econ | 24.74% | 0 | 0 | 0
Econ | Lodging/Hospitality | Space Cooling | District chilled water piped | TRC | Existing | NE3278 | Chilled Water Controls Optimization | Chilled Water Controls Optimization | NonEquip | 10 | Central chillers inside | 0% | Tech/Econ | 12.5% | 0 | 0 | 0
Econ | Lodging/Hospitality | Space Cooling | District chilled water piped | TRC | Existing | NE3200 | Ceiling Insulation(R2 to R38) | Ceiling Insulation(R2 to R38) | NonEquip | 20 |  | 0% | Tech/Econ | 5.436% | 0 | 0 | 0
Econ | Lodging/Hospitality | Space Cooling | District chilled water piped | TRC | Existing | NE3044 | Airside Economizer | Airside Economizer | NonEquip | 10 | Packaged air conditioning units (RTUs) | 0% | Tech/Econ | 5.556% | 0 | 0 | 0
Econ | Lodging/Hospitality | Space Cooling | District chilled water piped | TRC | Turnover | ET944 | High Efficiency Chiller (Air Cooled, 50 tons) | High Efficiency Chiller (Air Cooled, 50 tons) | Equip | 20 | District chilled water piped | 28.37% | Tech/Econ | 8.759% | 0 | 0 | 0
Econ | Lodging/Hospitality | Space Cooling | District chilled water piped | TRC | Turnover | ET1100 | High Efficiency Chiller (Water cooled-positive displacement, 100 tons) | High Efficiency Chiller (Water cooled-positive displacement, 100 tons) | Equip | 20 | District chilled water piped | 28.37% | Tech/Econ | 2.683% | 0 | 0 | 0
Econ | Lodging/Hospitality | Space Cooling | District chilled water piped | TRC | Turnover | ET1022 | High Efficiency Chiller (Water cooled-centrifugal, 200 tons) | High Efficiency Chiller (Water cooled-centrifugal, 200 tons) | Equip | 20 | District chilled water piped | 28.37% | Tech/Econ | 4.362% | 0 | 0 | 0
Econ | Lodging/Hospitality | Space Cooling | District chilled water piped | TRC | New | EN970 | High Efficiency Chiller (Air Cooled, 50 tons) | High Efficiency Chiller (Air Cooled, 50 tons) | Equip | 20 | District chilled water piped | 28.37% | Tech/Econ | 8.759% | 0 | 0 | 0
Econ | Lodging/Hospitality | Space Cooling | District chilled water piped | TRC | New | EN1126 | High Efficiency Chiller (Water cooled-positive displacement, 100 tons) | High Efficiency Chiller (Water cooled-positive displacement, 100 tons) | Equip | 20 | District chilled water piped | 28.37% | Tech/Econ | 2.683% | 0 | 0 | 0
Econ | Lodging/Hospitality | Space Cooling | District chilled water piped | TRC | New | EN1048 | High Efficiency Chiller (Water cooled-centrifugal, 200 tons) | High Efficiency Chiller (Water cooled-centrifugal, 200 tons) | Equip | 20 | District chilled water piped | 28.37% | Tech/Econ | 4.362% | 0 | 0 | 0
Econ | Lodging/Hospitality | Refrigeration | Display cases | TRC | New | NN5319 | Retro-Commissioning | Retro-Commissioning | NonEquip | 5 |  | 0% | Tech/Econ | 16% | 0 | 0 | 0
Econ | Lodging/Hospitality | Refrigeration | Display cases | TRC | New | NN4903 | Strip Curtains for Walk-ins | Strip Curtains for Walk-ins | NonEquip | 4 | Walk-in cooler | 0% | Tech/Econ | 2.115% | 0 | 0 | 0
Econ | Lodging/Hospitality | Refrigeration | Display cases | TRC | New | NN4851 | PSC to ECM Evaporator Fan Motor (Walk-In, Refrigerator) | PSC to ECM Evaporator Fan Motor (Walk-In, Refrigerator) | NonEquip | 15 | Walk-in cooler | 0% | Tech/Econ | 37.5% | 0 | 0 | 0
Econ | Lodging/Hospitality | Refrigeration | Display cases | TRC | New | NN4825 | PSC to ECM Evaporator Fan Motor (Reach-In) | PSC to ECM Evaporator Fan Motor (Reach-In) | NonEquip | 15 | Display cases | 68.68% | Tech/Econ | 37.5% | 6041.9919 | 0.78338 | 0.65617
Econ | Lodging/Hospitality | Refrigeration | Display cases | TRC | New | NN4695 | Floating Head Pressure Controls | Floating Head Pressure Controls | NonEquip | 15 |  | 27.37% | Tech/Econ | 6.05% | 395.0491 | 0.05122 | 0.042903
Econ | Lodging/Hospitality | Refrigeration | Display cases | TRC | New | NN4617 | Anti-Sweat Controls | Anti-Sweat Controls | NonEquip | 8 | Display cases | 0% | Tech/Econ | 85% | 0 | 0 | 0
Econ | Lodging/Hospitality | Refrigeration | Display cases | TRC | Existing | NE5306 | Retro-Commissioning | Retro-Commissioning | NonEquip | 5 |  | 21.99% | Tech/Econ | 16% | 35025.7101 | 10.8141 | 20.9534
Econ | Lodging/Hospitality | Refrigeration | Display cases | TRC | Existing | NE4890 | Strip Curtains for Walk-ins | Strip Curtains for Walk-ins | NonEquip | 4 | Walk-in cooler | 0% | Tech/Econ | 2.115% | 0 | 0 | 0
Econ | Lodging/Hospitality | Refrigeration | Display cases | TRC | Existing | NE4838 | PSC to ECM Evaporator Fan Motor (Walk-In, Refrigerator) | PSC to ECM Evaporator Fan Motor (Walk-In, Refrigerator) | NonEquip | 15 | Walk-in cooler | 0% | Tech/Econ | 37.5% | 0 | 0 | 0
Econ | Lodging/Hospitality | Refrigeration | Display cases | TRC | Existing | NE4812 | PSC to ECM Evaporator Fan Motor (Reach-In) | PSC to ECM Evaporator Fan Motor (Reach-In) | NonEquip | 15 | Display cases | 17.17% | Tech/Econ | 37.5% | 56061.151 | 7.2686 | 6.0884
Econ | Lodging/Hospitality | Refrigeration | Display cases | TRC | Existing | NE4708 | Freezer-Cooler Replacement Gaskets | Freezer-Cooler Replacement Gaskets | NonEquip | 4 | Display cases | 63.61% | Tech/Econ | 3.131% | 16222.3258 | 2.1033 | 1.7618
Econ | Lodging/Hospitality | Refrigeration | Display cases | TRC | Existing | NE4682 | Floating Head Pressure Controls | Floating Head Pressure Controls | NonEquip | 15 |  | 27.37% | Tech/Econ | 6.05% | 15907.3164 | 2.0625 | 1.7276
Econ | Lodging/Hospitality | Refrigeration | Display cases | TRC | Existing | NE4604 | Anti-Sweat Controls | Anti-Sweat Controls | NonEquip | 8 | Display cases | 9.21% | Tech/Econ | 85% | 73949.4032 | 9.5879 | 8.0311
Econ | Lodging/Hospitality | Refrigeration | Display cases | TRC | Turnover | ET2615 | Refrigerated Display Case LED Lighting | Refrigerated Display Case LED Lighting | Equip | 8 | Display cases | 0% | Tech/Econ | 6.613% | 0 | 0 | 0
Econ | Lodging/Hospitality | Refrigeration | Display cases | TRC | Turnover | ET2459 | Energy Star Commercial Solid Door Refrigerator | Energy Star Commercial Solid Door Refrigerator | Equip | 12 | Display cases | 0% | Tech/Econ | 50.28% | 0 | 0 | 0
Econ | Lodging/Hospitality | Refrigeration | Display cases | TRC | Turnover | ET2420 | Energy Star Commercial Solid Door Freezer | Energy Star Commercial Solid Door Freezer | Equip | 12 | Display cases | 0% | Tech/Econ | 42.11% | 0 | 0 | 0
Econ | Lodging/Hospitality | Refrigeration | Display cases | TRC | Turnover | ET2381 | Energy Star Commercial Glass Door Refrigerator | Energy Star Commercial Glass Door Refrigerator | Equip | 12 | Display cases | 0% | Tech/Econ | 37.88% | 0 | 0 | 0
Econ | Lodging/Hospitality | Refrigeration | Display cases | TRC | Turnover | ET2342 | Energy Star Commercial Glass Door Freezer | Energy Star Commercial Glass Door Freezer | Equip | 12 | Display cases | 0% | Tech/Econ | 40.57% | 0 | 0 | 0
Econ | Lodging/Hospitality | Refrigeration | Display cases | TRC | New | EN2485 | Energy Star Commercial Solid Door Refrigerator | Energy Star Commercial Solid Door Refrigerator | Equip | 12 | Display cases | 0% | Tech/Econ | 50.28% | 0 | 0 | 0
Econ | Lodging/Hospitality | Refrigeration | Display cases | TRC | New | EN2446 | Energy Star Commercial Solid Door Freezer | Energy Star Commercial Solid Door Freezer | Equip | 12 | Display cases | 0% | Tech/Econ | 42.11% | 0 | 0 | 0
Econ | Lodging/Hospitality | Refrigeration | Display cases | TRC | New | EN2407 | Energy Star Commercial Glass Door Refrigerator | Energy Star Commercial Glass Door Refrigerator | Equip | 12 | Display cases | 0% | Tech/Econ | 37.88% | 0 | 0 | 0
Econ | Lodging/Hospitality | Refrigeration | Display cases | TRC | New | EN2368 | Energy Star Commercial Glass Door Freezer | Energy Star Commercial Glass Door Freezer | Equip | 12 | Display cases | 0% | Tech/Econ | 40.57% | 0 | 0 | 0
Econ | Lodging/Hospitality | Cooking | Cooking Other | TRC | Turnover | ET8 | Efficient Exhaust Hood | Efficient Exhaust Hood | Equip | 15 | Cooking Other | 14.03% | Tech/Econ | 42.5% | 495734.055 | 108.3772 | 42.5378
Econ | Lodging/Hospitality | Cooking | Cooking Other | TRC | Turnover | ET164 | Energy Star Hot Food Holding Cabinet | Energy Star Hot Food Holding Cabinet | Equip | 12 | Cooking Other | 26.95% | Tech/Econ | 52.67% | 1110080.787 | 204.4348 | 98.92
Econ | Lodging/Hospitality | Cooking | Cooking Other | TRC | Turnover | ET125 | Energy Star Griddle | Energy Star Griddle | Equip | 12 | Cooking Other | 41% | Tech/Econ | 12.08% | 433265.3906 | 71.5913 | 18.3221
Econ | Lodging/Hospitality | Cooking | Cooking Other | TRC | New | EN34 | Efficient Exhaust Hood | Efficient Exhaust Hood | Equip | 15 | Cooking Other | 14.03% | Tech/Econ | 42.5% | 11878.125 | 2.5968 | 1.0192
Econ | Lodging/Hospitality | Cooking | Cooking Other | TRC | New | EN190 | Energy Star Hot Food Holding Cabinet | Energy Star Hot Food Holding Cabinet | Equip | 12 | Cooking Other | 26.95% | Tech/Econ | 52.67% | 26598.2904 | 4.8984 | 2.3702
Econ | Lodging/Hospitality | Cooking | Cooking Other | TRC | New | EN151 | Energy Star Griddle | Energy Star Griddle | Equip | 12 | Cooking Other | 41% | Tech/Econ | 12.08% | 10381.3333 | 1.7154 | 0.43901
Econ | Lodging/Hospitality | Office Equipment | Computers | TRC | New | NN4591 | Smart Strip Plug Outlet | Smart Strip Plug Outlet | NonEquip | 4 |  | 43.9% | Tech/Econ | 1.187% | 834.7999 | 0.12413 | 0.086268
Econ | Lodging/Hospitality | Office Equipment | Computers | TRC | New | NN4565 | Network PC Power Management | Network PC Power Management | NonEquip | 5 | Computers | 22.4% | Tech/Econ | 56.5% | 17108.4779 | 2.5449 | 1.7724
Econ | Lodging/Hospitality | Office Equipment | Computers | TRC | Existing | NE4578 | Smart Strip Plug Outlet | Smart Strip Plug Outlet | NonEquip | 4 |  | 43.9% | Tech/Econ | 1.187% | 34840.4107 | 5.1806 | 3.6004
Econ | Lodging/Hospitality | Office Equipment | Computers | TRC | Existing | NE4552 | Network PC Power Management | Network PC Power Management | NonEquip | 5 | Computers | 22.4% | Tech/Econ | 56.5% | 714023.0571 | 106.2108 | 73.9703
Econ | Lodging/Hospitality | Office Equipment | Computers | TRC | Turnover | ET2186 | Energy Star PCs | Energy Star PCs | Equip | 4 | Computers | 35% | Tech/Econ | 43.34% | 1009046.305 | 143.7067 | 55.7406
Econ | Lodging/Hospitality | Office Equipment | Computers | TRC | New | EN2212 | Energy Star PCs | Energy Star PCs | Equip | 4 | Computers | 35% | Tech/Econ | 43.34% | 24177.4355 | 3.4433 | 1.3356
Econ | Lodging/Hospitality | Domestic Hot Water | Centralized water heaters | TRC | New | NN5423 | Retro-Commissioning | Retro-Commissioning | NonEquip | 5 |  | 0% | Tech/Econ | 16% | 0 | 0 | 0
Econ | Lodging/Hospitality | Domestic Hot Water | Centralized water heaters | TRC | New | NN2927 | Thermostatic Shower Restriction Valve | Thermostatic Shower Restriction Valve | NonEquip | 10 | Centralized water heaters | 0% | Tech/Econ | 13.66% | 0 | 0 | 0
Econ | Lodging/Hospitality | Domestic Hot Water | Centralized water heaters | TRC | New | NN2901 | Tank Wrap on Water Heater | Tank Wrap on Water Heater | NonEquip | 7 | Centralized water heaters | 55.99% | Tech/Econ | 1.097% | 0 | 0 | 0
Econ | Lodging/Hospitality | Domestic Hot Water | Centralized water heaters | TRC | New | NN2875 | Low-Flow Pre-Rinse Sprayers | Low-Flow Pre-Rinse Sprayers | NonEquip | 5 | Centralized water heaters | 27.37% | Tech/Econ | 3.286% | 0 | 0 | 0
Econ | Lodging/Hospitality | Domestic Hot Water | Centralized water heaters | TRC | New | NN2849 | Low Flow Shower Head | Low Flow Shower Head | NonEquip | 10 | Centralized water heaters | 74.65% | Tech/Econ | 2.768% | 4931.5143 | 0.26096 | 2.2269
Econ | Lodging/Hospitality | Domestic Hot Water | Centralized water heaters | TRC | New | NN2823 | Hot Water Pipe Insulation | Hot Water Pipe Insulation | NonEquip | 13 | Centralized water heaters | 22.45% | Tech/Econ | 5.89% | 0 | 0 | 0
Econ | Lodging/Hospitality | Domestic Hot Water | Centralized water heaters | TRC | New | NN2771 | Faucet Aerator | Faucet Aerator | NonEquip | 10 | Centralized water heaters | 23.64% | Tech/Econ | 0.9484% | 0 | 0 | 0
Econ | Lodging/Hospitality | Domestic Hot Water | Centralized water heaters | TRC | Existing | NE5410 | Retro-Commissioning | Retro-Commissioning | NonEquip | 5 |  | 21.99% | Tech/Econ | 16% | 193854.5632 | 59.8519 | 115.9692
Econ | Lodging/Hospitality | Domestic Hot Water | Centralized water heaters | TRC | Existing | NE2914 | Thermostatic Shower Restriction Valve | Thermostatic Shower Restriction Valve | NonEquip | 10 | Centralized water heaters | 74.65% | Tech/Econ | 13.07% | 971758.4023 | 51.4227 | 438.8037
Econ | Lodging/Hospitality | Domestic Hot Water | Centralized water heaters | TRC | Existing | NE2888 | Tank Wrap on Water Heater | Tank Wrap on Water Heater | NonEquip | 7 | Centralized water heaters | 55.99% | Tech/Econ | 1.097% | 32574.6071 | 3.263 | 3.3291
Econ | Lodging/Hospitality | Domestic Hot Water | Centralized water heaters | TRC | Existing | NE2862 | Low-Flow Pre-Rinse Sprayers | Low-Flow Pre-Rinse Sprayers | NonEquip | 5 | Centralized water heaters | 27.37% | Tech/Econ | 3.134% | 52267.216 | 2.7739 | 23.67
Econ | Lodging/Hospitality | Domestic Hot Water | Centralized water heaters | TRC | Existing | NE2836 | Low Flow Shower Head | Low Flow Shower Head | NonEquip | 10 | Centralized water heaters | 74.65% | Tech/Econ | 2.648% | 177675.6454 | 9.4021 | 80.2306
Econ | Lodging/Hospitality | Domestic Hot Water | Centralized water heaters | TRC | Existing | NE2810 | Hot Water Pipe Insulation | Hot Water Pipe Insulation | NonEquip | 13 | Centralized water heaters | 4.299% | Tech/Econ | 5.634% | 12876.1593 | 1.0132 | 1.7517
Econ | Lodging/Hospitality | Domestic Hot Water | Centralized water heaters | TRC | Existing | NE2758 | Faucet Aerator | Faucet Aerator | NonEquip | 10 | Centralized water heaters | 23.64% | Tech/Econ | 0.9072% | 13096.0265 | 0.69503 | 5.9307
Econ | Lodging/Hospitality | Domestic Hot Water | Centralized water heaters | TRC | Turnover | ET437 | Solar Water Heater | Solar Water Heater | Equip | 15 | Centralized water heaters | 0% | Tech/Econ | 76.67% | 0 | 0 | 0
Econ | Lodging/Hospitality | Domestic Hot Water | Centralized water heaters | TRC | Turnover | ET359 | Heat Pump Water Heater | Heat Pump Water Heater | Equip | 10 | Centralized water heaters | 46.98% | Tech/Econ | 65.32% | 2703428.71 | 189.671 | 995.0565
Econ | Lodging/Hospitality | Domestic Hot Water | Centralized water heaters | TRC | Turnover | ET281 | Energy Star Commercial Dishwasher | Energy Star Commercial Dishwasher | Equip | 15 | Centralized water heaters | 29.7% | Tech/Econ | 29.58% | 530736.2285 | 38.511 | -0.0040972
Econ | Lodging/Hospitality | Domestic Hot Water | Centralized water heaters | TRC | New | EN463 | Solar Water Heater | Solar Water Heater | Equip | 15 | Centralized water heaters | 0% | Tech/Econ | 76.67% | 0 | 0 | 0
Econ | Lodging/Hospitality | Domestic Hot Water | Centralized water heaters | TRC | New | EN385 | Heat Pump Water Heater | Heat Pump Water Heater | Equip | 10 | Centralized water heaters | 46.98% | Tech/Econ | 65.32% | 38688.9035 | 2.7144 | 14.2403
Econ | Lodging/Hospitality | Domestic Hot Water | Centralized water heaters | TRC | New | EN307 | Energy Star Commercial Dishwasher | Energy Star Commercial Dishwasher | Equip | 15 | Centralized water heaters | 29.7% | Tech/Econ | 29.58% | 0 | 0 | 0
Econ | Lodging/Hospitality | Space Cooling | Central chillers inside | TRC | New | NN5371 | Retro-Commissioning | Retro-Commissioning | NonEquip | 5 |  | 0% | Tech/Econ | 16% | 0 | 0 | 0
Econ | Lodging/Hospitality | Space Cooling | Central chillers inside | TRC | New | NN4201 | Thermal Energy Storage | Thermal Energy Storage | NonEquip | 20 |  | 33.33% | Tech/Econ | 0% | 0 | 0 | 0
Econ | Lodging/Hospitality | Space Cooling | Central chillers inside | TRC | New | NN4149 | Smart Thermostat | Smart Thermostat | NonEquip | 11 |  | 45.33% | Tech/Econ | 10% | 7091.2066 | -0.22714 | 0
Econ | Lodging/Hospitality | Space Cooling | Central chillers inside | TRC | New | NN4045 | Programmable Thermostat | Programmable Thermostat | NonEquip | 11 |  | 0% | Tech/Econ | 3.6% | 0 | 0 | 0
Econ | Lodging/Hospitality | Space Cooling | Central chillers inside | TRC | New | NN3915 | HVAC tune-up_RTU | HVAC tune-up_RTU | NonEquip | 5 | Packaged air conditioning units (RTUs) | 0% | Tech/Econ | 5% | 0 | 0 | 0
Econ | Lodging/Hospitality | Space Cooling | Central chillers inside | TRC | New | NN3889 | HVAC tune-up | HVAC tune-up | NonEquip | 5 | Residential-type central air conditioners | 0% | Tech/Econ | 5% | 0 | 0 | 0
Econ | Lodging/Hospitality | Space Cooling | Central chillers inside | TRC | New | NN3681 | Facility Energy Management System | Facility Energy Management System | NonEquip | 15 |  | 4.276% | Tech/Econ | 20% | 1129.7039 | 0.29481 | 0
Econ | Lodging/Hospitality | Space Cooling | Central chillers inside | TRC | New | NN3525 | Duct Sealing Repair | Duct Sealing Repair | NonEquip | 15 |  | 0% | Tech/Econ | 12% | 0 | 0 | 0
Econ | Lodging/Hospitality | Space Cooling | Central chillers inside | TRC | New | NN3421 | Dedicated Outdoor Air System on VRF unit | Dedicated Outdoor Air System on VRF unit | NonEquip | 15 | Residential-type central air conditioners | 0% | Tech/Econ | 17.5% | 0 | 0 | 0
Econ | Lodging/Hospitality | Space Cooling | Central chillers inside | TRC | New | NN3317 | Chilled Water System - Variable Speed Drives | Chilled Water System - Variable Speed Drives | NonEquip | 13 | Central chillers inside | 73.99% | Tech/Econ | 24.74% | 13543.9326 | 1.2598 | 0.28634
Econ | Lodging/Hospitality | Space Cooling | Central chillers inside | TRC | New | NN3291 | Chilled Water Controls Optimization | Chilled Water Controls Optimization | NonEquip | 10 | Central chillers inside | 34.04% | Tech/Econ | 12.5% | 6953.1725 | 2.2984 | 0.00052066
Econ | Lodging/Hospitality | Space Cooling | Central chillers inside | TRC | New | NN3213 | Ceiling Insulation(R2 to R38) | Ceiling Insulation(R2 to R38) | NonEquip | 20 |  | 0% | Tech/Econ | 5.436% | 0 | 0 | 0
Econ | Lodging/Hospitality | Space Cooling | Central chillers inside | TRC | New | NN3057 | Airside Economizer | Airside Economizer | NonEquip | 10 | Packaged air conditioning units (RTUs) | 0% | Tech/Econ | 5.556% | 0 | 0 | 0
Econ | Lodging/Hospitality | Space Cooling | Central chillers inside | TRC | Existing | NE5358 | Retro-Commissioning | Retro-Commissioning | NonEquip | 5 |  | 21.99% | Tech/Econ | 16% | 219306.0391 | 67.71 | 0
Econ | Lodging/Hospitality | Space Cooling | Central chillers inside | TRC | Existing | NE4214 | Wall Insulation | Wall Insulation | NonEquip | 20 |  | 0% | Tech/Econ | 38.64% | 0 | 0 | 0
Econ | Lodging/Hospitality | Space Cooling | Central chillers inside | TRC | Existing | NE4188 | Thermal Energy Storage | Thermal Energy Storage | NonEquip | 20 |  | 33.33% | Tech/Econ | 0% | 0.00042078 | -2.157e-06 | -1.4146e-07
Econ | Lodging/Hospitality | Space Cooling | Central chillers inside | TRC | Existing | NE4136 | Smart Thermostat | Smart Thermostat | NonEquip | 11 |  | 45.33% | Tech/Econ | 10% | 295951.8111 | -9.4799 | 0
Econ | Lodging/Hospitality | Space Cooling | Central chillers inside | TRC | Existing | NE4032 | Programmable Thermostat | Programmable Thermostat | NonEquip | 11 |  | 0% | Tech/Econ | 3.6% | 0 | 0 | 0
Econ | Lodging/Hospitality | Space Cooling | Central chillers inside | TRC | Existing | NE3902 | HVAC tune-up_RTU | HVAC tune-up_RTU | NonEquip | 5 | Packaged air conditioning units (RTUs) | 0% | Tech/Econ | 5% | 0 | 0 | 0
Econ | Lodging/Hospitality | Space Cooling | Central chillers inside | TRC | Existing | NE3876 | HVAC tune-up | HVAC tune-up | NonEquip | 5 | Residential-type central air conditioners | 0% | Tech/Econ | 5% | 0 | 0 | 0
Econ | Lodging/Hospitality | Space Cooling | Central chillers inside | TRC | Existing | NE3668 | Facility Energy Management System | Facility Energy Management System | NonEquip | 15 |  | 0.7167% | Tech/Econ | 20% | 6867.4032 | 1.7921 | 0
Econ | Lodging/Hospitality | Space Cooling | Central chillers inside | TRC | Existing | NE3512 | Duct Sealing Repair | Duct Sealing Repair | NonEquip | 15 |  | 0% | Tech/Econ | 12% | 0 | 0 | 0
Econ | Lodging/Hospitality | Space Cooling | Central chillers inside | TRC | Existing | NE3408 | Dedicated Outdoor Air System on VRF unit | Dedicated Outdoor Air System on VRF unit | NonEquip | 15 | Residential-type central air conditioners | 0% | Tech/Econ | 17.5% | 0 | 0 | 0
Econ | Lodging/Hospitality | Space Cooling | Central chillers inside | TRC | Existing | NE3304 | Chilled Water System - Variable Speed Drives | Chilled Water System - Variable Speed Drives | NonEquip | 13 | Central chillers inside | 73.99% | Tech/Econ | 24.74% | 1073504.792 | 99.8508 | 22.6954
Econ | Lodging/Hospitality | Space Cooling | Central chillers inside | TRC | Existing | NE3278 | Chilled Water Controls Optimization | Chilled Water Controls Optimization | NonEquip | 10 | Central chillers inside | 34.04% | Tech/Econ | 12.5% | 290190.9523 | 95.9251 | 0.02173
Econ | Lodging/Hospitality | Space Cooling | Central chillers inside | TRC | Existing | NE3200 | Ceiling Insulation(R2 to R38) | Ceiling Insulation(R2 to R38) | NonEquip | 20 |  | 0% | Tech/Econ | 5.436% | 0 | 0 | 0
Econ | Lodging/Hospitality | Space Cooling | Central chillers inside | TRC | Existing | NE3044 | Airside Economizer | Airside Economizer | NonEquip | 10 | Packaged air conditioning units (RTUs) | 0% | Tech/Econ | 5.556% | 0 | 0 | 0
Econ | Lodging/Hospitality | Space Cooling | Central chillers inside | TRC | Turnover | ET983 | High Efficiency Chiller (Water cooled-centrifugal, 200 tons) | High Efficiency Chiller (Water cooled-centrifugal, 200 tons) | Equip | 20 | Central chillers inside | 28.37% | Tech/Econ | 4.362% | 59207.8174 | 18.9935 | 0.18699
Econ | Lodging/Hospitality | Space Cooling | Central chillers inside | TRC | Turnover | ET905 | High Efficiency Chiller (Air Cooled, 50 tons) | High Efficiency Chiller (Air Cooled, 50 tons) | Equip | 20 | Central chillers inside | 28.37% | Tech/Econ | 8.759% | 149440.2449 | 34.6558 | 7.9939
Econ | Lodging/Hospitality | Space Cooling | Central chillers inside | TRC | Turnover | ET1061 | High Efficiency Chiller (Water cooled-positive displacement, 100 tons) | High Efficiency Chiller (Water cooled-positive displacement, 100 tons) | Equip | 20 | Central chillers inside | 28.37% | Tech/Econ | 2.683% | 35962.7225 | 11.5366 | 0.11358
Econ | Lodging/Hospitality | Space Cooling | Central chillers inside | TRC | New | EN931 | High Efficiency Chiller (Air Cooled, 50 tons) | High Efficiency Chiller (Air Cooled, 50 tons) | Equip | 20 | Central chillers inside | 28.37% | Tech/Econ | 8.759% | 3711.2627 | 0.86066 | 0.19852
Econ | Lodging/Hospitality | Space Cooling | Central chillers inside | TRC | New | EN1087 | High Efficiency Chiller (Water cooled-positive displacement, 100 tons) | High Efficiency Chiller (Water cooled-positive displacement, 100 tons) | Equip | 20 | Central chillers inside | 28.37% | Tech/Econ | 2.683% | 0 | 0 | 0
Econ | Lodging/Hospitality | Space Cooling | Central chillers inside | TRC | New | EN1009 | High Efficiency Chiller (Water cooled-centrifugal, 200 tons) | High Efficiency Chiller (Water cooled-centrifugal, 200 tons) | Equip | 20 | Central chillers inside | 28.37% | Tech/Econ | 4.362% | 0 | 0 | 0
Econ | Lodging/Hospitality | Ventilation and Circulation | Central air-handling unit | TRC | New | NN5397 | Retro-Commissioning | Retro-Commissioning | NonEquip | 5 |  | 0% | Tech/Econ | 16% | 0 | 0 | 0
Econ | Lodging/Hospitality | Ventilation and Circulation | Central air-handling unit | TRC | New | NN4981 | VAV System | VAV System | NonEquip | 10 |  | 0% | Tech/Econ | 30% | 0 | 0 | 0
Econ | Lodging/Hospitality | Ventilation and Circulation | Central air-handling unit | TRC | New | NN4955 | Demand Controlled Ventilation | Demand Controlled Ventilation | NonEquip | 10 |  | 23.39% | Tech/Econ | 40.89% | 33797.3675 | 3.5188 | 19.8109
Econ | Lodging/Hospitality | Ventilation and Circulation | Central air-handling unit | TRC | New | NN4929 | CO Sensors for Parking Garage Exhaust | CO Sensors for Parking Garage Exhaust | NonEquip | 15 | Motor/Fan | 0% | Tech/Econ | 33% | 0 | 0 | 0
Econ | Lodging/Hospitality | Ventilation and Circulation | Central air-handling unit | TRC | Existing | NE5384 | Retro-Commissioning | Retro-Commissioning | NonEquip | 5 |  | 21.99% | Tech/Econ | 16% | 518823.0902 | 160.1848 | 310.3745
Econ | Lodging/Hospitality | Ventilation and Circulation | Central air-handling unit | TRC | Existing | NE4968 | VAV System | VAV System | NonEquip | 10 |  | 0% | Tech/Econ | 30% | 0 | 0 | 0
Econ | Lodging/Hospitality | Ventilation and Circulation | Central air-handling unit | TRC | Existing | NE4942 | Demand Controlled Ventilation | Demand Controlled Ventilation | NonEquip | 10 |  | 23.39% | Tech/Econ | 40.89% | 1360907.952 | 141.6905 | 797.7173
Econ | Lodging/Hospitality | Ventilation and Circulation | Central air-handling unit | TRC | Existing | NE4916 | CO Sensors for Parking Garage Exhaust | CO Sensors for Parking Garage Exhaust | NonEquip | 15 | Motor/Fan | 0% | Tech/Econ | 33% | 0 | 0 | 0
Econ | Lodging/Hospitality | Interior Lighting | case lighting | TRC | New | NN5267 | Retro-Commissioning | Retro-Commissioning | NonEquip | 5 |  | 0% | Tech/Econ | 16% | 0 | 0 | 0
Econ | Lodging/Hospitality | Interior Lighting | case lighting | TRC | New | NN4435 | Interior Lighting Controls | Interior Lighting Controls | NonEquip | 8 | Overhead (fluorescent/LED/CFL U-shape) | 0% | Tech/Econ | 28% | 0 | 0 | 0
Econ | Lodging/Hospitality | Interior Lighting | case lighting | TRC | New | NN3707 | Facility Energy Management System | Facility Energy Management System | NonEquip | 15 |  | 4.276% | Tech/Econ | 24% | 0.18555 | 4.8421e-05 | 2.2263e-05
Econ | Lodging/Hospitality | Interior Lighting | case lighting | TRC | Existing | NE5254 | Retro-Commissioning | Retro-Commissioning | NonEquip | 5 |  | 21.99% | Tech/Econ | 16% | 26.5487 | 0.0081968 | 0.015882
Econ | Lodging/Hospitality | Interior Lighting | case lighting | TRC | Existing | NE4422 | Interior Lighting Controls | Interior Lighting Controls | NonEquip | 8 | Overhead (fluorescent/LED/CFL U-shape) | 0% | Tech/Econ | 28% | 0 | 0 | 0
Econ | Lodging/Hospitality | Interior Lighting | case lighting | TRC | Existing | NE3694 | Facility Energy Management System | Facility Energy Management System | NonEquip | 15 |  | 0.7167% | Tech/Econ | 24% | 1.2523 | 0.00032679 | 0.00015026
Econ | Lodging/Hospitality | Space Heating | Boilers | TRC | New | NN5345 | Retro-Commissioning | Retro-Commissioning | NonEquip | 5 |  | 0% | Tech/Econ | 16% | 0 | 0 | 0
Econ | Lodging/Hospitality | Space Heating | Boilers | TRC | New | NN4175 | Smart Thermostat | Smart Thermostat | NonEquip | 11 |  | 45.33% | Tech/Econ | 10% | 0 | 0 | 0
Econ | Lodging/Hospitality | Space Heating | Boilers | TRC | New | NN4071 | Programmable Thermostat | Programmable Thermostat | NonEquip | 11 |  | 0% | Tech/Econ | 3.6% | 0 | 0 | 0
Econ | Lodging/Hospitality | Space Heating | Boilers | TRC | New | NN3655 | Facility Energy Management System | Facility Energy Management System | NonEquip | 15 |  | 4.276% | Tech/Econ | 20% | 0 | 0 | 0
Econ | Lodging/Hospitality | Space Heating | Boilers | TRC | New | NN3551 | Duct Sealing Repair | Duct Sealing Repair | NonEquip | 15 |  | 0% | Tech/Econ | 12% | 0 | 0 | 0
Econ | Lodging/Hospitality | Space Heating | Boilers | TRC | New | NN3395 | Dedicated Outdoor Air System on VRF unit | Dedicated Outdoor Air System on VRF unit | NonEquip | 15 | Residential/split system heat pump | 0% | Tech/Econ | 10% | 0 | 0 | 0
Econ | Lodging/Hospitality | Space Heating | Boilers | TRC | New | NN3187 | Ceiling Insulation(R2 to R38) | Ceiling Insulation(R2 to R38) | NonEquip | 20 |  | 0% | Tech/Econ | 1.905% | 0 | 0 | 0
Econ | Lodging/Hospitality | Space Heating | Boilers | TRC | Existing | NE5332 | Retro-Commissioning | Retro-Commissioning | NonEquip | 5 |  | 21.99% | Tech/Econ | 16% | 0 | 0 | 0
Econ | Lodging/Hospitality | Space Heating | Boilers | TRC | Existing | NE4240 | Wall Insulation | Wall Insulation | NonEquip | 20 |  | 0% | Tech/Econ | 2.181% | 0 | 0 | 0
Econ | Lodging/Hospitality | Space Heating | Boilers | TRC | Existing | NE4162 | Smart Thermostat | Smart Thermostat | NonEquip | 11 |  | 45.33% | Tech/Econ | 10% | 0 | 0 | 0
Econ | Lodging/Hospitality | Space Heating | Boilers | TRC | Existing | NE4058 | Programmable Thermostat | Programmable Thermostat | NonEquip | 11 |  | 0% | Tech/Econ | 3.6% | 0 | 0 | 0
Econ | Lodging/Hospitality | Space Heating | Boilers | TRC | Existing | NE3642 | Facility Energy Management System | Facility Energy Management System | NonEquip | 15 |  | 0.7167% | Tech/Econ | 20% | 0 | 0 | 0
Econ | Lodging/Hospitality | Space Heating | Boilers | TRC | Existing | NE3538 | Duct Sealing Repair | Duct Sealing Repair | NonEquip | 15 |  | 0% | Tech/Econ | 12% | 0 | 0 | 0
Econ | Lodging/Hospitality | Space Heating | Boilers | TRC | Existing | NE3382 | Dedicated Outdoor Air System on VRF unit | Dedicated Outdoor Air System on VRF unit | NonEquip | 15 | Residential/split system heat pump | 0% | Tech/Econ | 10% | 0 | 0 | 0
Econ | Lodging/Hospitality | Space Heating | Boilers | TRC | Existing | NE3174 | Ceiling Insulation(R2 to R38) | Ceiling Insulation(R2 to R38) | NonEquip | 20 |  | 0% | Tech/Econ | 2.102% | 0 | 0 | 0
Econ | Lodging/Hospitality | Domestic Hot Water | "Point-of-Use" water heaters | TRC | New | NN5423 | Retro-Commissioning | Retro-Commissioning | NonEquip | 5 |  | 0% | Tech/Econ | 16% | 0 | 0 | 0
Econ | Lodging/Hospitality | Domestic Hot Water | "Point-of-Use" water heaters | TRC | New | NN2927 | Thermostatic Shower Restriction Valve | Thermostatic Shower Restriction Valve | NonEquip | 10 | Centralized water heaters | 0% | Tech/Econ | 13.66% | 0 | 0 | 0
Econ | Lodging/Hospitality | Domestic Hot Water | "Point-of-Use" water heaters | TRC | New | NN2901 | Tank Wrap on Water Heater | Tank Wrap on Water Heater | NonEquip | 7 | Centralized water heaters | 0% | Tech/Econ | 1.097% | 0 | 0 | 0
Econ | Lodging/Hospitality | Domestic Hot Water | "Point-of-Use" water heaters | TRC | New | NN2875 | Low-Flow Pre-Rinse Sprayers | Low-Flow Pre-Rinse Sprayers | NonEquip | 5 | Centralized water heaters | 0% | Tech/Econ | 3.286% | 0 | 0 | 0
Econ | Lodging/Hospitality | Domestic Hot Water | "Point-of-Use" water heaters | TRC | New | NN2849 | Low Flow Shower Head | Low Flow Shower Head | NonEquip | 10 | Centralized water heaters | 0% | Tech/Econ | 2.768% | 0 | 0 | 0
Econ | Lodging/Hospitality | Domestic Hot Water | "Point-of-Use" water heaters | TRC | New | NN2823 | Hot Water Pipe Insulation | Hot Water Pipe Insulation | NonEquip | 13 | Centralized water heaters | 0% | Tech/Econ | 5.89% | 0 | 0 | 0
Econ | Lodging/Hospitality | Domestic Hot Water | "Point-of-Use" water heaters | TRC | New | NN2771 | Faucet Aerator | Faucet Aerator | NonEquip | 10 | Centralized water heaters | 0% | Tech/Econ | 0.9484% | 0 | 0 | 0
Econ | Lodging/Hospitality | Domestic Hot Water | "Point-of-Use" water heaters | TRC | Existing | NE5410 | Retro-Commissioning | Retro-Commissioning | NonEquip | 5 |  | 21.99% | Tech/Econ | 16% | 6191.6543 | 1.9117 | 3.704
Econ | Lodging/Hospitality | Domestic Hot Water | "Point-of-Use" water heaters | TRC | Existing | NE2914 | Thermostatic Shower Restriction Valve | Thermostatic Shower Restriction Valve | NonEquip | 10 | Centralized water heaters | 0% | Tech/Econ | 13.07% | 0 | 0 | 0
Econ | Lodging/Hospitality | Domestic Hot Water | "Point-of-Use" water heaters | TRC | Existing | NE2888 | Tank Wrap on Water Heater | Tank Wrap on Water Heater | NonEquip | 7 | Centralized water heaters | 0% | Tech/Econ | 1.097% | 0 | 0 | 0
Econ | Lodging/Hospitality | Domestic Hot Water | "Point-of-Use" water heaters | TRC | Existing | NE2862 | Low-Flow Pre-Rinse Sprayers | Low-Flow Pre-Rinse Sprayers | NonEquip | 5 | Centralized water heaters | 0% | Tech/Econ | 3.134% | 0 | 0 | 0
Econ | Lodging/Hospitality | Domestic Hot Water | "Point-of-Use" water heaters | TRC | Existing | NE2836 | Low Flow Shower Head | Low Flow Shower Head | NonEquip | 10 | Centralized water heaters | 0% | Tech/Econ | 2.648% | 0 | 0 | 0
Econ | Lodging/Hospitality | Domestic Hot Water | "Point-of-Use" water heaters | TRC | Existing | NE2810 | Hot Water Pipe Insulation | Hot Water Pipe Insulation | NonEquip | 13 | Centralized water heaters | 0% | Tech/Econ | 5.634% | 0 | 0 | 0
Econ | Lodging/Hospitality | Domestic Hot Water | "Point-of-Use" water heaters | TRC | Existing | NE2758 | Faucet Aerator | Faucet Aerator | NonEquip | 10 | Centralized water heaters | 0% | Tech/Econ | 0.9072% | 0 | 0 | 0
Econ | Lodging/Hospitality | Domestic Hot Water | "Point-of-Use" water heaters | TRC | Turnover | ET320 | Energy Star Commercial Dishwasher | Energy Star Commercial Dishwasher | Equip | 15 | "Point-of-Use" water heaters | 29.7% | Tech/Econ | 29.42% | 16847.0424 | 1.2224 | -0.00013006
Econ | Lodging/Hospitality | Domestic Hot Water | "Point-of-Use" water heaters | TRC | New | EN346 | Energy Star Commercial Dishwasher | Energy Star Commercial Dishwasher | Equip | 15 | "Point-of-Use" water heaters | 29.7% | Tech/Econ | 29.42% | 403.6666 | 0.029291 | -3.1163e-06
Econ | Miscellaneous | Refrigeration | Walk-in cooler | TRC | New | NN5320 | Retro-Commissioning | Retro-Commissioning | NonEquip | 5 |  | 0% | Tech/Econ | 16% | 0 | 0 | 0
Econ | Miscellaneous | Refrigeration | Walk-in cooler | TRC | New | NN4904 | Strip Curtains for Walk-ins | Strip Curtains for Walk-ins | NonEquip | 4 | Walk-in cooler | 0% | Tech/Econ | 2.115% | 0 | 0 | 0
Econ | Miscellaneous | Refrigeration | Walk-in cooler | TRC | New | NN4852 | PSC to ECM Evaporator Fan Motor (Walk-In, Refrigerator) | PSC to ECM Evaporator Fan Motor (Walk-In, Refrigerator) | NonEquip | 15 | Walk-in cooler | 0% | Tech/Econ | 37.5% | 0 | 0 | 0
Econ | Miscellaneous | Refrigeration | Walk-in cooler | TRC | New | NN4826 | PSC to ECM Evaporator Fan Motor (Reach-In) | PSC to ECM Evaporator Fan Motor (Reach-In) | NonEquip | 15 | Display cases | 0% | Tech/Econ | 37.5% | 0 | 0 | 0
Econ | Miscellaneous | Refrigeration | Walk-in cooler | TRC | New | NN4696 | Floating Head Pressure Controls | Floating Head Pressure Controls | NonEquip | 15 |  | 0% | Tech/Econ | 6.05% | 0 | 0 | 0
Econ | Miscellaneous | Refrigeration | Walk-in cooler | TRC | New | NN4618 | Anti-Sweat Controls | Anti-Sweat Controls | NonEquip | 8 | Display cases | 0% | Tech/Econ | 85% | 0 | 0 | 0
Econ | Miscellaneous | Refrigeration | Walk-in cooler | TRC | Existing | NE5307 | Retro-Commissioning | Retro-Commissioning | NonEquip | 5 |  | 21.99% | Tech/Econ | 16% | 569.0826 | 0.09514 | 0.29497
Econ | Miscellaneous | Refrigeration | Walk-in cooler | TRC | Existing | NE4891 | Strip Curtains for Walk-ins | Strip Curtains for Walk-ins | NonEquip | 4 | Walk-in cooler | 0% | Tech/Econ | 2.115% | 0 | 0 | 0
Econ | Miscellaneous | Refrigeration | Walk-in cooler | TRC | Existing | NE4839 | PSC to ECM Evaporator Fan Motor (Walk-In, Refrigerator) | PSC to ECM Evaporator Fan Motor (Walk-In, Refrigerator) | NonEquip | 15 | Walk-in cooler | 0% | Tech/Econ | 37.5% | 0 | 0 | 0
Econ | Miscellaneous | Refrigeration | Walk-in cooler | TRC | Existing | NE4813 | PSC to ECM Evaporator Fan Motor (Reach-In) | PSC to ECM Evaporator Fan Motor (Reach-In) | NonEquip | 15 | Display cases | 0% | Tech/Econ | 37.5% | 0 | 0 | 0
Econ | Miscellaneous | Refrigeration | Walk-in cooler | TRC | Existing | NE4709 | Freezer-Cooler Replacement Gaskets | Freezer-Cooler Replacement Gaskets | NonEquip | 4 | Display cases | 0% | Tech/Econ | 3.131% | 0 | 0 | 0
Econ | Miscellaneous | Refrigeration | Walk-in cooler | TRC | Existing | NE4683 | Floating Head Pressure Controls | Floating Head Pressure Controls | NonEquip | 15 |  | 0% | Tech/Econ | 6.05% | 0 | 0 | 0
Econ | Miscellaneous | Refrigeration | Walk-in cooler | TRC | Existing | NE4605 | Anti-Sweat Controls | Anti-Sweat Controls | NonEquip | 8 | Display cases | 0% | Tech/Econ | 85% | 0 | 0 | 0
Econ | Miscellaneous | Refrigeration | Vending and ice makers | TRC | New | NN5320 | Retro-Commissioning | Retro-Commissioning | NonEquip | 5 |  | 0% | Tech/Econ | 16% | 0 | 0 | 0
Econ | Miscellaneous | Refrigeration | Vending and ice makers | TRC | New | NN4904 | Strip Curtains for Walk-ins | Strip Curtains for Walk-ins | NonEquip | 4 | Walk-in cooler | 0% | Tech/Econ | 2.115% | 0 | 0 | 0
Econ | Miscellaneous | Refrigeration | Vending and ice makers | TRC | New | NN4852 | PSC to ECM Evaporator Fan Motor (Walk-In, Refrigerator) | PSC to ECM Evaporator Fan Motor (Walk-In, Refrigerator) | NonEquip | 15 | Walk-in cooler | 0% | Tech/Econ | 37.5% | 0 | 0 | 0
Econ | Miscellaneous | Refrigeration | Vending and ice makers | TRC | New | NN4826 | PSC to ECM Evaporator Fan Motor (Reach-In) | PSC to ECM Evaporator Fan Motor (Reach-In) | NonEquip | 15 | Display cases | 0% | Tech/Econ | 37.5% | 0 | 0 | 0
Econ | Miscellaneous | Refrigeration | Vending and ice makers | TRC | New | NN4696 | Floating Head Pressure Controls | Floating Head Pressure Controls | NonEquip | 15 |  | 0% | Tech/Econ | 6.05% | 0 | 0 | 0
Econ | Miscellaneous | Refrigeration | Vending and ice makers | TRC | New | NN4618 | Anti-Sweat Controls | Anti-Sweat Controls | NonEquip | 8 | Display cases | 0% | Tech/Econ | 85% | 0 | 0 | 0
Econ | Miscellaneous | Refrigeration | Vending and ice makers | TRC | Existing | NE5307 | Retro-Commissioning | Retro-Commissioning | NonEquip | 5 |  | 21.99% | Tech/Econ | 16% | 44244.4768 | 7.3969 | 22.9332
Econ | Miscellaneous | Refrigeration | Vending and ice makers | TRC | Existing | NE4891 | Strip Curtains for Walk-ins | Strip Curtains for Walk-ins | NonEquip | 4 | Walk-in cooler | 0% | Tech/Econ | 2.115% | 0 | 0 | 0
Econ | Miscellaneous | Refrigeration | Vending and ice makers | TRC | Existing | NE4839 | PSC to ECM Evaporator Fan Motor (Walk-In, Refrigerator) | PSC to ECM Evaporator Fan Motor (Walk-In, Refrigerator) | NonEquip | 15 | Walk-in cooler | 0% | Tech/Econ | 37.5% | 0 | 0 | 0
Econ | Miscellaneous | Refrigeration | Vending and ice makers | TRC | Existing | NE4813 | PSC to ECM Evaporator Fan Motor (Reach-In) | PSC to ECM Evaporator Fan Motor (Reach-In) | NonEquip | 15 | Display cases | 0% | Tech/Econ | 37.5% | 0 | 0 | 0
Econ | Miscellaneous | Refrigeration | Vending and ice makers | TRC | Existing | NE4709 | Freezer-Cooler Replacement Gaskets | Freezer-Cooler Replacement Gaskets | NonEquip | 4 | Display cases | 0% | Tech/Econ | 3.131% | 0 | 0 | 0
Econ | Miscellaneous | Refrigeration | Vending and ice makers | TRC | Existing | NE4683 | Floating Head Pressure Controls | Floating Head Pressure Controls | NonEquip | 15 |  | 0% | Tech/Econ | 6.05% | 0 | 0 | 0
Econ | Miscellaneous | Refrigeration | Vending and ice makers | TRC | Existing | NE4605 | Anti-Sweat Controls | Anti-Sweat Controls | NonEquip | 8 | Display cases | 0% | Tech/Econ | 85% | 0 | 0 | 0
Econ | Miscellaneous | Exterior Lighting | Street lighting | TRC | New | NN5294 | Retro-Commissioning | Retro-Commissioning | NonEquip | 5 |  | 0% | Tech/Econ | 16% | 0 | 0 | 0
Econ | Miscellaneous | Exterior Lighting | Street lighting | TRC | New | NN2980 | Outdoor Lighting Controls | Outdoor Lighting Controls | NonEquip | 8 | Exterior parking/lot lighting | 0% | Tech/Econ | 28% | 0 | 0 | 0
Econ | Miscellaneous | Exterior Lighting | Street lighting | TRC | New | NN2954 | Bi-Level Lighting Control (Exterior) | Bi-Level Lighting Control (Exterior) | NonEquip | 9 | Exterior parking/lot lighting | 0% | Tech/Econ | 31% | 0 | 0 | 0
Econ | Miscellaneous | Exterior Lighting | Street lighting | TRC | Existing | NE5281 | Retro-Commissioning | Retro-Commissioning | NonEquip | 5 |  | 21.99% | Tech/Econ | 16% | 3196.2347 | 0 | 1.6567
Econ | Miscellaneous | Exterior Lighting | Street lighting | TRC | Existing | NE2967 | Outdoor Lighting Controls | Outdoor Lighting Controls | NonEquip | 8 | Exterior parking/lot lighting | 0% | Tech/Econ | 28% | 0 | 0 | 0
Econ | Miscellaneous | Exterior Lighting | Street lighting | TRC | Existing | NE2941 | Bi-Level Lighting Control (Exterior) | Bi-Level Lighting Control (Exterior) | NonEquip | 9 | Exterior parking/lot lighting | 0% | Tech/Econ | 31% | 0 | 0 | 0
Econ | Miscellaneous | Exterior Lighting | Street lighting | TRC | Turnover | ET750 | LED Street Lights | LED Street Lights | Equip | 18 | Street lighting | 0% | Tech/Econ | 66.53% | 0 | 0 | 0
Econ | Miscellaneous | Exterior Lighting | Street lighting | TRC | New | EN776 | LED Street Lights | LED Street Lights | Equip | 18 | Street lighting | 0% | Tech/Econ | 66.53% | 0 | 0 | 0
Econ | Miscellaneous | Cooking | Steamer | TRC | Turnover | ET204 | Energy Star Steamer | Energy Star Steamer | Equip | 12 | Steamer | 0% | Tech/Econ | 56.63% | 0 | 0 | 0
Econ | Miscellaneous | Cooking | Steamer | TRC | New | EN230 | Energy Star Steamer | Energy Star Steamer | Equip | 12 | Steamer | 0% | Tech/Econ | 56.63% | 0 | 0 | 0
Econ | Miscellaneous | Exterior Lighting | Spot lighting/Security/Flood | TRC | New | NN5294 | Retro-Commissioning | Retro-Commissioning | NonEquip | 5 |  | 0% | Tech/Econ | 16% | 0 | 0 | 0
Econ | Miscellaneous | Exterior Lighting | Spot lighting/Security/Flood | TRC | New | NN2980 | Outdoor Lighting Controls | Outdoor Lighting Controls | NonEquip | 8 | Exterior parking/lot lighting | 0% | Tech/Econ | 28% | 0 | 0 | 0
Econ | Miscellaneous | Exterior Lighting | Spot lighting/Security/Flood | TRC | New | NN2954 | Bi-Level Lighting Control (Exterior) | Bi-Level Lighting Control (Exterior) | NonEquip | 9 | Exterior parking/lot lighting | 0% | Tech/Econ | 31% | 0 | 0 | 0
Econ | Miscellaneous | Exterior Lighting | Spot lighting/Security/Flood | TRC | Existing | NE5281 | Retro-Commissioning | Retro-Commissioning | NonEquip | 5 |  | 21.99% | Tech/Econ | 16% | 2824.8934 | 0 | 1.4642
Econ | Miscellaneous | Exterior Lighting | Spot lighting/Security/Flood | TRC | Existing | NE2967 | Outdoor Lighting Controls | Outdoor Lighting Controls | NonEquip | 8 | Exterior parking/lot lighting | 0% | Tech/Econ | 28% | 0 | 0 | 0
Econ | Miscellaneous | Exterior Lighting | Spot lighting/Security/Flood | TRC | Existing | NE2941 | Bi-Level Lighting Control (Exterior) | Bi-Level Lighting Control (Exterior) | NonEquip | 9 | Exterior parking/lot lighting | 0% | Tech/Econ | 31% | 0 | 0 | 0
Econ | Miscellaneous | Exterior Lighting | Spot lighting/Security/Flood | TRC | Turnover | ET672 | LED Exterior Lighting | LED Exterior Lighting | Equip | 13 | Spot lighting/Security/Flood | 4.624% | Tech/Econ | 60.51% | 2167.4263 | 0 | 0
Econ | Miscellaneous | Exterior Lighting | Spot lighting/Security/Flood | TRC | Turnover | ET555 | LED - 9W Flood | LED - 9W Flood | Equip | 15 | Spot lighting/Security/Flood | 13.49% | Tech/Econ | 86.15% | 10554.6128 | 0 | 0
Econ | Miscellaneous | Exterior Lighting | Spot lighting/Security/Flood | TRC | Turnover | ET477 | CFL - 15W Flood | CFL - 15W Flood | Equip | 7.8 | Spot lighting/Security/Flood | 0% | Tech/Econ | 76.92% | 0 | 0 | 0
Econ | Miscellaneous | Exterior Lighting | Spot lighting/Security/Flood | TRC | New | EN698 | LED Exterior Lighting | LED Exterior Lighting | Equip | 13 | Spot lighting/Security/Flood | 4.624% | Tech/Econ | 60.51% | 0 | 0 | 0
Econ | Miscellaneous | Exterior Lighting | Spot lighting/Security/Flood | TRC | New | EN581 | LED - 9W Flood | LED - 9W Flood | Equip | 15 | Spot lighting/Security/Flood | 13.49% | Tech/Econ | 86.15% | 0 | 0 | 0
Econ | Miscellaneous | Exterior Lighting | Spot lighting/Security/Flood | TRC | New | EN503 | CFL - 15W Flood | CFL - 15W Flood | Equip | 7.8 | Spot lighting/Security/Flood | 0% | Tech/Econ | 76.92% | 0 | 0 | 0
Econ | Miscellaneous | Interior Lighting | Spot lighting | TRC | New | NN5268 | Retro-Commissioning | Retro-Commissioning | NonEquip | 5 |  | 0% | Tech/Econ | 16% | 0 | 0 | 0
Econ | Miscellaneous | Interior Lighting | Spot lighting | TRC | New | NN4436 | Interior Lighting Controls | Interior Lighting Controls | NonEquip | 8 | Overhead (fluorescent/LED/CFL U-shape) | 0% | Tech/Econ | 28% | 0 | 0 | 0
Econ | Miscellaneous | Interior Lighting | Spot lighting | TRC | New | NN3708 | Facility Energy Management System | Facility Energy Management System | NonEquip | 15 |  | 6.861% | Tech/Econ | 24% | 0 | 0 | 0
Econ | Miscellaneous | Interior Lighting | Spot lighting | TRC | Existing | NE5255 | Retro-Commissioning | Retro-Commissioning | NonEquip | 5 |  | 21.99% | Tech/Econ | 16% | 241.459 | 0.040368 | 0.12516
Econ | Miscellaneous | Interior Lighting | Spot lighting | TRC | Existing | NE4423 | Interior Lighting Controls | Interior Lighting Controls | NonEquip | 8 | Overhead (fluorescent/LED/CFL U-shape) | 0% | Tech/Econ | 28% | 0 | 0 | 0
Econ | Miscellaneous | Interior Lighting | Spot lighting | TRC | Existing | NE3695 | Facility Energy Management System | Facility Energy Management System | NonEquip | 15 |  | 6.861% | Tech/Econ | 24% | 106.8458 | 0.022394 | 0.0019257
Econ | Miscellaneous | Interior Lighting | Spot lighting | TRC | Turnover | ET1608 | LED Display Lighting (Interior) | LED Display Lighting (Interior) | Equip | 15 | Spot lighting | 2.306% | Tech/Econ | 87.04% | 132.9077 | 0.032638 | 0.0073729
Econ | Miscellaneous | Interior Lighting | Spot lighting | TRC | Turnover | ET1569 | LED - 14W | LED - 14W | Equip | 15 | Spot lighting | 86.42% | Tech/Econ | 53.33% | 5867.1198 | 1.4077 | 0.32548
Econ | Miscellaneous | Interior Lighting | Spot lighting | TRC | Turnover | ET1452 | CFL-23W | CFL-23W | Equip | 7.8 | Spot lighting | 0% | Tech/Econ | 23.33% | 0 | 0 | 0
Econ | Miscellaneous | Interior Lighting | Spot lighting | TRC | New | EN1634 | LED Display Lighting (Interior) | LED Display Lighting (Interior) | Equip | 15 | Spot lighting | 0% | Tech/Econ | 87.04% | 0 | 0 | 0
Econ | Miscellaneous | Interior Lighting | Spot lighting | TRC | New | EN1595 | LED - 14W | LED - 14W | Equip | 15 | Spot lighting | 0% | Tech/Econ | 53.33% | 0 | 0 | 0
Econ | Miscellaneous | Interior Lighting | Spot lighting | TRC | New | EN1478 | CFL-23W | CFL-23W | Equip | 7.8 | Spot lighting | 0% | Tech/Econ | 23.33% | 0 | 0 | 0
Econ | Miscellaneous | Office Equipment | Servers | TRC | New | NN4592 | Smart Strip Plug Outlet | Smart Strip Plug Outlet | NonEquip | 4 |  | 43.9% | Tech/Econ | 1.187% | 0 | 0 | 0
Econ | Miscellaneous | Office Equipment | Servers | TRC | New | NN4566 | Network PC Power Management | Network PC Power Management | NonEquip | 5 | Computers | 0% | Tech/Econ | 56.5% | 0 | 0 | 0
Econ | Miscellaneous | Office Equipment | Servers | TRC | Existing | NE4579 | Smart Strip Plug Outlet | Smart Strip Plug Outlet | NonEquip | 4 |  | 43.9% | Tech/Econ | 1.187% | 703.2384 | 0.10457 | 0
Econ | Miscellaneous | Office Equipment | Servers | TRC | Existing | NE4553 | Network PC Power Management | Network PC Power Management | NonEquip | 5 | Computers | 0% | Tech/Econ | 56.5% | 0 | 0 | 0
Econ | Miscellaneous | Office Equipment | Servers | TRC | Turnover | ET2226 | Energy Star Servers | Energy Star Servers | Equip | 4 | Servers | 47.28% | Tech/Econ | 23.08% | 16530.4706 | 2.4604 | 1.7113
Econ | Miscellaneous | Office Equipment | Servers | TRC | New | EN2252 | Energy Star Servers | Energy Star Servers | Equip | 4 | Servers | 47.28% | Tech/Econ | 23.08% | 0 | 0 | 0
Econ | Miscellaneous | Space Cooling | Residential-type central air conditioners | TRC | New | NN5372 | Retro-Commissioning | Retro-Commissioning | NonEquip | 5 |  | 0% | Tech/Econ | 16% | 0 | 0 | 0
Econ | Miscellaneous | Space Cooling | Residential-type central air conditioners | TRC | New | NN4202 | Thermal Energy Storage | Thermal Energy Storage | NonEquip | 20 |  | 50% | Tech/Econ | 0% | 0 | 0 | 0
Econ | Miscellaneous | Space Cooling | Residential-type central air conditioners | TRC | New | NN3890 | HVAC tune-up | HVAC tune-up | NonEquip | 5 | Residential-type central air conditioners | 49.09% | Tech/Econ | 5% | 0 | 0 | 0
Econ | Miscellaneous | Space Cooling | Residential-type central air conditioners | TRC | New | NN3682 | Facility Energy Management System | Facility Energy Management System | NonEquip | 15 |  | 6.861% | Tech/Econ | 20% | 0 | 0 | 0
Econ | Miscellaneous | Space Cooling | Residential-type central air conditioners | TRC | New | NN3526 | Duct Sealing Repair | Duct Sealing Repair | NonEquip | 15 |  | 0% | Tech/Econ | 12% | 0 | 0 | 0
Econ | Miscellaneous | Space Cooling | Residential-type central air conditioners | TRC | New | NN3318 | Chilled Water System - Variable Speed Drives | Chilled Water System - Variable Speed Drives | NonEquip | 13 | Central chillers inside | 0% | Tech/Econ | 24.74% | 0 | 0 | 0
Econ | Miscellaneous | Space Cooling | Residential-type central air conditioners | TRC | New | NN3292 | Chilled Water Controls Optimization | Chilled Water Controls Optimization | NonEquip | 10 | Central chillers inside | 0% | Tech/Econ | 12.5% | 0 | 0 | 0
Econ | Miscellaneous | Space Cooling | Residential-type central air conditioners | TRC | New | NN3214 | Ceiling Insulation(R2 to R38) | Ceiling Insulation(R2 to R38) | NonEquip | 20 |  | 0% | Tech/Econ | 1.76% | 0 | 0 | 0
Econ | Miscellaneous | Space Cooling | Residential-type central air conditioners | TRC | New | NN3058 | Airside Economizer | Airside Economizer | NonEquip | 10 | Packaged air conditioning units (RTUs) | 0% | Tech/Econ | 5.556% | 0 | 0 | 0
Econ | Miscellaneous | Space Cooling | Residential-type central air conditioners | TRC | Existing | NE5359 | Retro-Commissioning | Retro-Commissioning | NonEquip | 5 |  | 21.99% | Tech/Econ | 16% | 23360.6745 | 3.9055 | 0
Econ | Miscellaneous | Space Cooling | Residential-type central air conditioners | TRC | Existing | NE4215 | Wall Insulation | Wall Insulation | NonEquip | 20 |  | 0% | Tech/Econ | 0.7745% | 0 | 0 | 0
Econ | Miscellaneous | Space Cooling | Residential-type central air conditioners | TRC | Existing | NE4189 | Thermal Energy Storage | Thermal Energy Storage | NonEquip | 20 |  | 50% | Tech/Econ | 0% | 0.00013979 | -7.1659e-07 | -4.6997e-08
Econ | Miscellaneous | Space Cooling | Residential-type central air conditioners | TRC | Existing | NE3877 | HVAC tune-up | HVAC tune-up | NonEquip | 5 | Residential-type central air conditioners | 49.09% | Tech/Econ | 5% | 13709.9643 | 2.2178 | 0.091765
Econ | Miscellaneous | Space Cooling | Residential-type central air conditioners | TRC | Existing | NE3669 | Facility Energy Management System | Facility Energy Management System | NonEquip | 15 |  | 6.861% | Tech/Econ | 20% | 7770.6173 | 1.6287 | 0
Econ | Miscellaneous | Space Cooling | Residential-type central air conditioners | TRC | Existing | NE3513 | Duct Sealing Repair | Duct Sealing Repair | NonEquip | 15 |  | 0% | Tech/Econ | 12% | 0 | 0 | 0
Econ | Miscellaneous | Space Cooling | Residential-type central air conditioners | TRC | Existing | NE3305 | Chilled Water System - Variable Speed Drives | Chilled Water System - Variable Speed Drives | NonEquip | 13 | Central chillers inside | 0% | Tech/Econ | 24.74% | 0 | 0 | 0
Econ | Miscellaneous | Space Cooling | Residential-type central air conditioners | TRC | Existing | NE3279 | Chilled Water Controls Optimization | Chilled Water Controls Optimization | NonEquip | 10 | Central chillers inside | 0% | Tech/Econ | 12.5% | 0 | 0 | 0
Econ | Miscellaneous | Space Cooling | Residential-type central air conditioners | TRC | Existing | NE3201 | Ceiling Insulation(R2 to R38) | Ceiling Insulation(R2 to R38) | NonEquip | 20 |  | 0% | Tech/Econ | 1.76% | 0 | 0 | 0
Econ | Miscellaneous | Space Cooling | Residential-type central air conditioners | TRC | Existing | NE3045 | Airside Economizer | Airside Economizer | NonEquip | 10 | Packaged air conditioning units (RTUs) | 0% | Tech/Econ | 5.556% | 0 | 0 | 0
Econ | Miscellaneous | Space Cooling | Residential-type central air conditioners | TRC | Turnover | ET1296 | High Efficiency PTHP | High Efficiency PTHP | Equip | 15 | Residential-type central air conditioners | 49.09% | Tech/Econ | 23.64% | 74338.9347 | 36.9739 | 0
Econ | Miscellaneous | Space Cooling | Residential-type central air conditioners | TRC | Turnover | ET1257 | High Efficiency PTAC | High Efficiency PTAC | Equip | 15 | Residential-type central air conditioners | 0% | Tech/Econ | 23.64% | 0 | 0 | 0
Econ | Miscellaneous | Space Cooling | Residential-type central air conditioners | TRC | New | EN1322 | High Efficiency PTHP | High Efficiency PTHP | Equip | 15 | Residential-type central air conditioners | 49.09% | Tech/Econ | 23.64% | 0 | 0 | 0
Econ | Miscellaneous | Space Cooling | Residential-type central air conditioners | TRC | New | EN1283 | High Efficiency PTAC | High Efficiency PTAC | Equip | 15 | Residential-type central air conditioners | 0% | Tech/Econ | 23.64% | 0 | 0 | 0
Econ | Miscellaneous | Space Heating | Residential/split system heat pump | TRC | New | NN5346 | Retro-Commissioning | Retro-Commissioning | NonEquip | 5 |  | 0% | Tech/Econ | 16% | 0 | 0 | 0
Econ | Miscellaneous | Space Heating | Residential/split system heat pump | TRC | New | NN4332 | Water Cooled Refrigeration Heat Recovery | Water Cooled Refrigeration Heat Recovery | NonEquip | 20 |  | 0% | Tech/Econ | 10% | 0 | 0 | 0
Econ | Miscellaneous | Space Heating | Residential/split system heat pump | TRC | New | NN3656 | Facility Energy Management System | Facility Energy Management System | NonEquip | 15 |  | 6.861% | Tech/Econ | 20% | 0 | 0 | 0
Econ | Miscellaneous | Space Heating | Residential/split system heat pump | TRC | New | NN3552 | Duct Sealing Repair | Duct Sealing Repair | NonEquip | 15 |  | 0% | Tech/Econ | 12% | 0 | 0 | 0
Econ | Miscellaneous | Space Heating | Residential/split system heat pump | TRC | New | NN3188 | Ceiling Insulation(R2 to R38) | Ceiling Insulation(R2 to R38) | NonEquip | 20 |  | 0% | Tech/Econ | 0.6168% | 0 | 0 | 0
Econ | Miscellaneous | Space Heating | Residential/split system heat pump | TRC | Existing | NE5333 | Retro-Commissioning | Retro-Commissioning | NonEquip | 5 |  | 21.99% | Tech/Econ | 16% | 0 | 0 | 0
Econ | Miscellaneous | Space Heating | Residential/split system heat pump | TRC | Existing | NE4319 | Water Cooled Refrigeration Heat Recovery | Water Cooled Refrigeration Heat Recovery | NonEquip | 20 |  | 0% | Tech/Econ | 10% | 0 | 0 | 0
Econ | Miscellaneous | Space Heating | Residential/split system heat pump | TRC | Existing | NE4241 | Wall Insulation | Wall Insulation | NonEquip | 20 |  | 0% | Tech/Econ | 0.04372% | 0 | 0 | 0
Econ | Miscellaneous | Space Heating | Residential/split system heat pump | TRC | Existing | NE3643 | Facility Energy Management System | Facility Energy Management System | NonEquip | 15 |  | 6.861% | Tech/Econ | 20% | 0 | 0 | 0
Econ | Miscellaneous | Space Heating | Residential/split system heat pump | TRC | Existing | NE3539 | Duct Sealing Repair | Duct Sealing Repair | NonEquip | 15 |  | 0% | Tech/Econ | 12% | 0 | 0 | 0
Econ | Miscellaneous | Space Heating | Residential/split system heat pump | TRC | Existing | NE3175 | Ceiling Insulation(R2 to R38) | Ceiling Insulation(R2 to R38) | NonEquip | 20 |  | 0% | Tech/Econ | 0.6806% | 0 | 0 | 0
Econ | Miscellaneous | Space Heating | Residential/split system heat pump | TRC | Turnover | ET1335 | High Efficiency PTHP | High Efficiency PTHP | Equip | 15 | Residential/split system heat pump | 49.09% | Tech/Econ | 9.375% | 0 | 0 | 0
Econ | Miscellaneous | Space Heating | Residential/split system heat pump | TRC | New | EN1361 | High Efficiency PTHP | High Efficiency PTHP | Equip | 15 | Residential/split system heat pump | 49.09% | Tech/Econ | 9.375% | 0 | 0 | 0
Econ | Miscellaneous | Refrigeration | Residential style | TRC | New | NN5320 | Retro-Commissioning | Retro-Commissioning | NonEquip | 5 |  | 0% | Tech/Econ | 16% | 0 | 0 | 0
Econ | Miscellaneous | Refrigeration | Residential style | TRC | New | NN4904 | Strip Curtains for Walk-ins | Strip Curtains for Walk-ins | NonEquip | 4 | Walk-in cooler | 0% | Tech/Econ | 2.115% | 0 | 0 | 0
Econ | Miscellaneous | Refrigeration | Residential style | TRC | New | NN4852 | PSC to ECM Evaporator Fan Motor (Walk-In, Refrigerator) | PSC to ECM Evaporator Fan Motor (Walk-In, Refrigerator) | NonEquip | 15 | Walk-in cooler | 0% | Tech/Econ | 37.5% | 0 | 0 | 0
Econ | Miscellaneous | Refrigeration | Residential style | TRC | New | NN4826 | PSC to ECM Evaporator Fan Motor (Reach-In) | PSC to ECM Evaporator Fan Motor (Reach-In) | NonEquip | 15 | Display cases | 0% | Tech/Econ | 37.5% | 0 | 0 | 0
Econ | Miscellaneous | Refrigeration | Residential style | TRC | New | NN4696 | Floating Head Pressure Controls | Floating Head Pressure Controls | NonEquip | 15 |  | 0% | Tech/Econ | 6.05% | 0 | 0 | 0
Econ | Miscellaneous | Refrigeration | Residential style | TRC | New | NN4618 | Anti-Sweat Controls | Anti-Sweat Controls | NonEquip | 8 | Display cases | 0% | Tech/Econ | 85% | 0 | 0 | 0
Econ | Miscellaneous | Refrigeration | Residential style | TRC | Existing | NE5307 | Retro-Commissioning | Retro-Commissioning | NonEquip | 5 |  | 21.99% | Tech/Econ | 16% | 214405.5155 | 35.8447 | 111.1327
Econ | Miscellaneous | Refrigeration | Residential style | TRC | Existing | NE4891 | Strip Curtains for Walk-ins | Strip Curtains for Walk-ins | NonEquip | 4 | Walk-in cooler | 0% | Tech/Econ | 2.115% | 0 | 0 | 0
Econ | Miscellaneous | Refrigeration | Residential style | TRC | Existing | NE4839 | PSC to ECM Evaporator Fan Motor (Walk-In, Refrigerator) | PSC to ECM Evaporator Fan Motor (Walk-In, Refrigerator) | NonEquip | 15 | Walk-in cooler | 0% | Tech/Econ | 37.5% | 0 | 0 | 0
Econ | Miscellaneous | Refrigeration | Residential style | TRC | Existing | NE4813 | PSC to ECM Evaporator Fan Motor (Reach-In) | PSC to ECM Evaporator Fan Motor (Reach-In) | NonEquip | 15 | Display cases | 0% | Tech/Econ | 37.5% | 0 | 0 | 0
Econ | Miscellaneous | Refrigeration | Residential style | TRC | Existing | NE4709 | Freezer-Cooler Replacement Gaskets | Freezer-Cooler Replacement Gaskets | NonEquip | 4 | Display cases | 0% | Tech/Econ | 3.131% | 0 | 0 | 0
Econ | Miscellaneous | Refrigeration | Residential style | TRC | Existing | NE4683 | Floating Head Pressure Controls | Floating Head Pressure Controls | NonEquip | 15 |  | 0% | Tech/Econ | 6.05% | 0 | 0 | 0
Econ | Miscellaneous | Refrigeration | Residential style | TRC | Existing | NE4605 | Anti-Sweat Controls | Anti-Sweat Controls | NonEquip | 8 | Display cases | 0% | Tech/Econ | 85% | 0 | 0 | 0
Econ | Miscellaneous | Miscellaneous | Pool pump | TRC | New | NN5450 | Retro-Commissioning | Retro-Commissioning | NonEquip | 5 |  | 0% | Tech/Econ | 16% | 0 | 0 | 0
Econ | Miscellaneous | Miscellaneous | Pool pump | TRC | New | NN4540 | VSD Controlled Compressor | VSD Controlled Compressor | NonEquip | 15 | Others | 0% | Tech/Econ | 20.79% | 0 | 0 | 0
Econ | Miscellaneous | Miscellaneous | Pool pump | TRC | New | NN4488 | Engine Block Timer | Engine Block Timer | NonEquip | 5 | Others | 0% | Tech/Econ | 36% | 0 | 0 | 0
Econ | Miscellaneous | Miscellaneous | Pool pump | TRC | Existing | NE5437 | Retro-Commissioning | Retro-Commissioning | NonEquip | 5 |  | 21.99% | Tech/Econ | 16% | 0 | 0 | 0
Econ | Miscellaneous | Miscellaneous | Pool pump | TRC | Existing | NE4527 | VSD Controlled Compressor | VSD Controlled Compressor | NonEquip | 15 | Others | 0% | Tech/Econ | 20.79% | 0 | 0 | 0
Econ | Miscellaneous | Miscellaneous | Pool pump | TRC | Existing | NE4475 | Engine Block Timer | Engine Block Timer | NonEquip | 5 | Others | 0% | Tech/Econ | 36% | 0 | 0 | 0
Econ | Miscellaneous | Miscellaneous | Pool pump | TRC | Turnover | ET2112 | Variable Speed Pool Pump | Variable Speed Pool Pump | Equip | 10 | Pool pump | 0% | Tech/Econ | 64.36% | 0 | 0 | 0
Econ | Miscellaneous | Miscellaneous | Pool pump | TRC | Turnover | ET2073 | Two Speed Pool Pump | Two Speed Pool Pump | Equip | 10 | Pool pump | 0% | Tech/Econ | 61.79% | 0 | 0 | 0
Econ | Miscellaneous | Miscellaneous | Pool pump | TRC | Turnover | ET2037 | Solar Powered Pool Pump | Solar Powered Pool Pump | Equip | 10 | Pool pump | 0% | Tech/Econ | 81% | 0 | 0 | 0
Econ | Miscellaneous | Miscellaneous | Pool pump | TRC | Turnover | ET1998 | Solar Pool Heater | Solar Pool Heater | Equip | 15 | Pool pump | 0% | Tech/Econ | 86.11% | 0 | 0 | 0
Econ | Miscellaneous | Miscellaneous | Pool pump | TRC | Turnover | ET1959 | Heat Pump Pool Heater | Heat Pump Pool Heater | Equip | 15 | Pool pump | 0% | Tech/Econ | 80% | 0 | 0 | 0
Econ | Miscellaneous | Miscellaneous | Pool pump | TRC | New | EN2136 | Variable Speed Pool Pump | Variable Speed Pool Pump | Equip | 10 | Pool pump | 0% | Tech/Econ | 64.36% | 0 | 0 | 0
Econ | Miscellaneous | Miscellaneous | Pool pump | TRC | New | EN2099 | Two Speed Pool Pump | Two Speed Pool Pump | Equip | 10 | Pool pump | 0% | Tech/Econ | 61.79% | 0 | 0 | 0
Econ | Miscellaneous | Miscellaneous | Pool pump | TRC | New | EN2061 | Solar Powered Pool Pump | Solar Powered Pool Pump | Equip | 10 | Pool pump | 0% | Tech/Econ | 81% | 0 | 0 | 0
Econ | Miscellaneous | Miscellaneous | Pool pump | TRC | New | EN2024 | Solar Pool Heater | Solar Pool Heater | Equip | 15 | Pool pump | 0% | Tech/Econ | 86.11% | 0 | 0 | 0
Econ | Miscellaneous | Miscellaneous | Pool pump | TRC | New | EN1985 | Heat Pump Pool Heater | Heat Pump Pool Heater | Equip | 15 | Pool pump | 0% | Tech/Econ | 80% | 0 | 0 | 0
Econ | Miscellaneous | Space Heating | Packaged central unit | TRC | New | NN5346 | Retro-Commissioning | Retro-Commissioning | NonEquip | 5 |  | 0% | Tech/Econ | 16% | 0 | 0 | 0
Econ | Miscellaneous | Space Heating | Packaged central unit | TRC | New | NN4332 | Water Cooled Refrigeration Heat Recovery | Water Cooled Refrigeration Heat Recovery | NonEquip | 20 |  | 0% | Tech/Econ | 10% | 0 | 0 | 0
Econ | Miscellaneous | Space Heating | Packaged central unit | TRC | New | NN3656 | Facility Energy Management System | Facility Energy Management System | NonEquip | 15 |  | 6.861% | Tech/Econ | 20% | 0 | 0 | 0
Econ | Miscellaneous | Space Heating | Packaged central unit | TRC | New | NN3552 | Duct Sealing Repair | Duct Sealing Repair | NonEquip | 15 |  | 0% | Tech/Econ | 12% | 0 | 0 | 0
Econ | Miscellaneous | Space Heating | Packaged central unit | TRC | New | NN3188 | Ceiling Insulation(R2 to R38) | Ceiling Insulation(R2 to R38) | NonEquip | 20 |  | 0% | Tech/Econ | 0.6168% | 0 | 0 | 0
Econ | Miscellaneous | Space Heating | Packaged central unit | TRC | Existing | NE5333 | Retro-Commissioning | Retro-Commissioning | NonEquip | 5 |  | 21.99% | Tech/Econ | 16% | 775413.0618 | 0 | 401.9195
Econ | Miscellaneous | Space Heating | Packaged central unit | TRC | Existing | NE4319 | Water Cooled Refrigeration Heat Recovery | Water Cooled Refrigeration Heat Recovery | NonEquip | 20 |  | 0% | Tech/Econ | 10% | 0 | 0 | 0
Econ | Miscellaneous | Space Heating | Packaged central unit | TRC | Existing | NE4241 | Wall Insulation | Wall Insulation | NonEquip | 20 |  | 0% | Tech/Econ | 0.04372% | 0 | 0 | 0
Econ | Miscellaneous | Space Heating | Packaged central unit | TRC | Existing | NE3643 | Facility Energy Management System | Facility Energy Management System | NonEquip | 15 |  | 6.861% | Tech/Econ | 20% | 291790.9763 | 0 | 5.259
Econ | Miscellaneous | Space Heating | Packaged central unit | TRC | Existing | NE3539 | Duct Sealing Repair | Duct Sealing Repair | NonEquip | 15 |  | 0% | Tech/Econ | 12% | 0 | 0 | 0
Econ | Miscellaneous | Space Heating | Packaged central unit | TRC | Existing | NE3175 | Ceiling Insulation(R2 to R38) | Ceiling Insulation(R2 to R38) | NonEquip | 20 |  | 0% | Tech/Econ | 0.6806% | 0 | 0 | 0
Econ | Miscellaneous | Space Cooling | Packaged air conditioning units (RTUs) | TRC | New | NN5372 | Retro-Commissioning | Retro-Commissioning | NonEquip | 5 |  | 0% | Tech/Econ | 16% | 0 | 0 | 0
Econ | Miscellaneous | Space Cooling | Packaged air conditioning units (RTUs) | TRC | New | NN4202 | Thermal Energy Storage | Thermal Energy Storage | NonEquip | 20 |  | 50% | Tech/Econ | 0% | 0 | 0 | 0
Econ | Miscellaneous | Space Cooling | Packaged air conditioning units (RTUs) | TRC | New | NN3890 | HVAC tune-up | HVAC tune-up | NonEquip | 5 | Residential-type central air conditioners | 0% | Tech/Econ | 5% | 0 | 0 | 0
Econ | Miscellaneous | Space Cooling | Packaged air conditioning units (RTUs) | TRC | New | NN3682 | Facility Energy Management System | Facility Energy Management System | NonEquip | 15 |  | 6.861% | Tech/Econ | 20% | 0 | 0 | 0
Econ | Miscellaneous | Space Cooling | Packaged air conditioning units (RTUs) | TRC | New | NN3526 | Duct Sealing Repair | Duct Sealing Repair | NonEquip | 15 |  | 0% | Tech/Econ | 12% | 0 | 0 | 0
Econ | Miscellaneous | Space Cooling | Packaged air conditioning units (RTUs) | TRC | New | NN3318 | Chilled Water System - Variable Speed Drives | Chilled Water System - Variable Speed Drives | NonEquip | 13 | Central chillers inside | 0% | Tech/Econ | 24.74% | 0 | 0 | 0
Econ | Miscellaneous | Space Cooling | Packaged air conditioning units (RTUs) | TRC | New | NN3292 | Chilled Water Controls Optimization | Chilled Water Controls Optimization | NonEquip | 10 | Central chillers inside | 0% | Tech/Econ | 12.5% | 0 | 0 | 0
Econ | Miscellaneous | Space Cooling | Packaged air conditioning units (RTUs) | TRC | New | NN3214 | Ceiling Insulation(R2 to R38) | Ceiling Insulation(R2 to R38) | NonEquip | 20 |  | 0% | Tech/Econ | 1.76% | 0 | 0 | 0
Econ | Miscellaneous | Space Cooling | Packaged air conditioning units (RTUs) | TRC | New | NN3058 | Airside Economizer | Airside Economizer | NonEquip | 10 | Packaged air conditioning units (RTUs) | 3.035% | Tech/Econ | 5.556% | 0 | 0 | 0
Econ | Miscellaneous | Space Cooling | Packaged air conditioning units (RTUs) | TRC | Existing | NE5359 | Retro-Commissioning | Retro-Commissioning | NonEquip | 5 |  | 21.99% | Tech/Econ | 16% | 1417358.249 | 236.9565 | 0
Econ | Miscellaneous | Space Cooling | Packaged air conditioning units (RTUs) | TRC | Existing | NE4215 | Wall Insulation | Wall Insulation | NonEquip | 20 |  | 0% | Tech/Econ | 0.7745% | 0 | 0 | 0
Econ | Miscellaneous | Space Cooling | Packaged air conditioning units (RTUs) | TRC | Existing | NE4189 | Thermal Energy Storage | Thermal Energy Storage | NonEquip | 20 |  | 50% | Tech/Econ | 0% | 0.00982 | -5.0338e-05 | -3.3014e-06
Econ | Miscellaneous | Space Cooling | Packaged air conditioning units (RTUs) | TRC | Existing | NE3877 | HVAC tune-up | HVAC tune-up | NonEquip | 5 | Residential-type central air conditioners | 0% | Tech/Econ | 5% | 0 | 0 | 0
Econ | Miscellaneous | Space Cooling | Packaged air conditioning units (RTUs) | TRC | Existing | NE3669 | Facility Energy Management System | Facility Energy Management System | NonEquip | 15 |  | 6.861% | Tech/Econ | 20% | 533357.4698 | 111.7884 | 0
Econ | Miscellaneous | Space Cooling | Packaged air conditioning units (RTUs) | TRC | Existing | NE3513 | Duct Sealing Repair | Duct Sealing Repair | NonEquip | 15 |  | 0% | Tech/Econ | 12% | 0 | 0 | 0
Econ | Miscellaneous | Space Cooling | Packaged air conditioning units (RTUs) | TRC | Existing | NE3305 | Chilled Water System - Variable Speed Drives | Chilled Water System - Variable Speed Drives | NonEquip | 13 | Central chillers inside | 0% | Tech/Econ | 24.74% | 0 | 0 | 0
Econ | Miscellaneous | Space Cooling | Packaged air conditioning units (RTUs) | TRC | Existing | NE3279 | Chilled Water Controls Optimization | Chilled Water Controls Optimization | NonEquip | 10 | Central chillers inside | 0% | Tech/Econ | 12.5% | 0 | 0 | 0
Econ | Miscellaneous | Space Cooling | Packaged air conditioning units (RTUs) | TRC | Existing | NE3201 | Ceiling Insulation(R2 to R38) | Ceiling Insulation(R2 to R38) | NonEquip | 20 |  | 0% | Tech/Econ | 1.76% | 0 | 0 | 0
Econ | Miscellaneous | Space Cooling | Packaged air conditioning units (RTUs) | TRC | Existing | NE3045 | Airside Economizer | Airside Economizer | NonEquip | 10 | Packaged air conditioning units (RTUs) | 3.035% | Tech/Econ | 5.556% | 64636.6113 | -10.8276 | 0.00010858
Econ | Miscellaneous | Interior Lighting | Overhead (fluorescent/LED/CFL U-shape) | TRC | New | NN5268 | Retro-Commissioning | Retro-Commissioning | NonEquip | 5 |  | 0% | Tech/Econ | 16% | 0 | 0 | 0
Econ | Miscellaneous | Interior Lighting | Overhead (fluorescent/LED/CFL U-shape) | TRC | New | NN4436 | Interior Lighting Controls | Interior Lighting Controls | NonEquip | 8 | Overhead (fluorescent/LED/CFL U-shape) | 15.09% | Tech/Econ | 28% | 0 | 0 | 0
Econ | Miscellaneous | Interior Lighting | Overhead (fluorescent/LED/CFL U-shape) | TRC | New | NN3708 | Facility Energy Management System | Facility Energy Management System | NonEquip | 15 |  | 6.861% | Tech/Econ | 24% | 0 | 0 | 0
Econ | Miscellaneous | Interior Lighting | Overhead (fluorescent/LED/CFL U-shape) | TRC | Existing | NE5255 | Retro-Commissioning | Retro-Commissioning | NonEquip | 5 |  | 21.99% | Tech/Econ | 16% | 2389629.017 | 399.5025 | 1238.6152
Econ | Miscellaneous | Interior Lighting | Overhead (fluorescent/LED/CFL U-shape) | TRC | Existing | NE4423 | Interior Lighting Controls | Interior Lighting Controls | NonEquip | 8 | Overhead (fluorescent/LED/CFL U-shape) | 15.09% | Tech/Econ | 28% | 2722652.645 | 0 | 0
Econ | Miscellaneous | Interior Lighting | Overhead (fluorescent/LED/CFL U-shape) | TRC | Existing | NE3695 | Facility Energy Management System | Facility Energy Management System | NonEquip | 15 |  | 6.861% | Tech/Econ | 24% | 1079072.131 | 226.1667 | 19.4484
Econ | Miscellaneous | Interior Lighting | Overhead (fluorescent/LED/CFL U-shape) | TRC | Turnover | ET1803 | Premium T8 - Lamp Replacement | Premium T8 - Lamp Replacement | Equip | 8 | Overhead (fluorescent/LED/CFL U-shape) | 2.678% | Tech/Econ | 12.5% | 259571.6731 | 62.7015 | 14.3962
Econ | Miscellaneous | Interior Lighting | Overhead (fluorescent/LED/CFL U-shape) | TRC | Turnover | ET1764 | Premium T8 - Fixture Replacement | Premium T8 - Fixture Replacement | Equip | 8 | Overhead (fluorescent/LED/CFL U-shape) | 0% | Tech/Econ | 12.5% | 0 | 0 | 0
Econ | Miscellaneous | Interior Lighting | Overhead (fluorescent/LED/CFL U-shape) | TRC | Turnover | ET1725 | LED Linear - Lamp Replacement | LED Linear - Lamp Replacement | Equip | 15 | Overhead (fluorescent/LED/CFL U-shape) | 0% | Tech/Econ | 25.43% | 0 | 0 | 0
Econ | Miscellaneous | Interior Lighting | Overhead (fluorescent/LED/CFL U-shape) | TRC | Turnover | ET1686 | LED Linear - Fixture Replacement | LED Linear - Fixture Replacement | Equip | 15 | Overhead (fluorescent/LED/CFL U-shape) | 24.1% | Tech/Econ | 50.28% | 9366217.346 | 2270.4084 | 519.3844
Econ | Miscellaneous | Interior Lighting | Overhead (fluorescent/LED/CFL U-shape) | TRC | New | EN1829 | Premium T8 - Lamp Replacement | Premium T8 - Lamp Replacement | Equip | 8 | Overhead (fluorescent/LED/CFL U-shape) | 0% | Tech/Econ | 12.5% | 0 | 0 | 0
Econ | Miscellaneous | Interior Lighting | Overhead (fluorescent/LED/CFL U-shape) | TRC | New | EN1790 | Premium T8 - Fixture Replacement | Premium T8 - Fixture Replacement | Equip | 8 | Overhead (fluorescent/LED/CFL U-shape) | 0% | Tech/Econ | 12.5% | 0 | 0 | 0
Econ | Miscellaneous | Interior Lighting | Overhead (fluorescent/LED/CFL U-shape) | TRC | New | EN1751 | LED Linear - Lamp Replacement | LED Linear - Lamp Replacement | Equip | 15 | Overhead (fluorescent/LED/CFL U-shape) | 0% | Tech/Econ | 25.43% | 0 | 0 | 0
Econ | Miscellaneous | Interior Lighting | Overhead (fluorescent/LED/CFL U-shape) | TRC | New | EN1712 | LED Linear - Fixture Replacement | LED Linear - Fixture Replacement | Equip | 15 | Overhead (fluorescent/LED/CFL U-shape) | 0% | Tech/Econ | 50.28% | 0 | 0 | 0
Econ | Miscellaneous | Cooking | Oven | TRC | Turnover | ET48 | Energy Star Commercial Oven | Energy Star Commercial Oven | Equip | 12 | Oven | 0% | Tech/Econ | 34.83% | 0 | 0 | 0
Econ | Miscellaneous | Cooking | Oven | TRC | New | EN74 | Energy Star Commercial Oven | Energy Star Commercial Oven | Equip | 12 | Oven | 0% | Tech/Econ | 34.83% | 0 | 0 | 0
Econ | Miscellaneous | Miscellaneous | Others | TRC | New | NN5450 | Retro-Commissioning | Retro-Commissioning | NonEquip | 5 |  | 0% | Tech/Econ | 16% | 0 | 0 | 0
Econ | Miscellaneous | Miscellaneous | Others | TRC | New | NN4540 | VSD Controlled Compressor | VSD Controlled Compressor | NonEquip | 15 | Others | 23.37% | Tech/Econ | 20.79% | 0 | 0 | 0
Econ | Miscellaneous | Miscellaneous | Others | TRC | New | NN4488 | Engine Block Timer | Engine Block Timer | NonEquip | 5 | Others | 0% | Tech/Econ | 36% | 0 | 0 | 0
Econ | Miscellaneous | Miscellaneous | Others | TRC | Existing | NE5437 | Retro-Commissioning | Retro-Commissioning | NonEquip | 5 |  | 21.99% | Tech/Econ | 16% | 2969243.357 | 496.4034 | 1539.0464
Econ | Miscellaneous | Miscellaneous | Others | TRC | Existing | NE4527 | VSD Controlled Compressor | VSD Controlled Compressor | NonEquip | 15 | Others | 23.37% | Tech/Econ | 20.79% | 3955794.244 | 596.4707 | 279.1731
Econ | Miscellaneous | Miscellaneous | Others | TRC | Existing | NE4475 | Engine Block Timer | Engine Block Timer | NonEquip | 5 | Others | 0% | Tech/Econ | 36% | 0 | 0 | 0
Econ | Miscellaneous | Miscellaneous | Others | TRC | Turnover | ET1920 | ENERGY STAR Water Cooler | ENERGY STAR Water Cooler | Equip | 10 | Others | 0% | Tech/Econ | 68.49% | 0 | 0 | 0
Econ | Miscellaneous | Miscellaneous | Others | TRC | Turnover | ET1842 | Efficient Battery Charger | Efficient Battery Charger | Equip | 7 | Others | 0% | Tech/Econ | 13.68% | 0 | 0 | 0
Econ | Miscellaneous | Miscellaneous | Others | TRC | New | EN1946 | ENERGY STAR Water Cooler | ENERGY STAR Water Cooler | Equip | 10 | Others | 0% | Tech/Econ | 68.49% | 0 | 0 | 0
Econ | Miscellaneous | Miscellaneous | Others | TRC | New | EN1868 | Efficient Battery Charger | Efficient Battery Charger | Equip | 7 | Others | 0% | Tech/Econ | 13.68% | 0 | 0 | 0
Econ | Miscellaneous | Office Equipment | Other office | TRC | New | NN4592 | Smart Strip Plug Outlet | Smart Strip Plug Outlet | NonEquip | 4 |  | 43.9% | Tech/Econ | 1.187% | 0 | 0 | 0
Econ | Miscellaneous | Office Equipment | Other office | TRC | New | NN4566 | Network PC Power Management | Network PC Power Management | NonEquip | 5 | Computers | 0% | Tech/Econ | 56.5% | 0 | 0 | 0
Econ | Miscellaneous | Office Equipment | Other office | TRC | Existing | NE4579 | Smart Strip Plug Outlet | Smart Strip Plug Outlet | NonEquip | 4 |  | 43.9% | Tech/Econ | 1.187% | 16804.094 | 2.4987 | 0
Econ | Miscellaneous | Office Equipment | Other office | TRC | Existing | NE4553 | Network PC Power Management | Network PC Power Management | NonEquip | 5 | Computers | 0% | Tech/Econ | 56.5% | 0 | 0 | 0
Econ | Miscellaneous | Office Equipment | Other office | TRC | Turnover | ET2265 | Energy Star Uninterruptable Power Supply | Energy Star Uninterruptable Power Supply | Equip | 10 | Other office | 22.4% | Tech/Econ | 1.878% | 13494.573 | 1.5405 | 1.5405
Econ | Miscellaneous | Office Equipment | Other office | TRC | New | EN2291 | Energy Star Uninterruptable Power Supply | Energy Star Uninterruptable Power Supply | Equip | 10 | Other office | 22.4% | Tech/Econ | 1.878% | 0 | 0 | 0
Econ | Miscellaneous | Ventilation and Circulation | Motor/Fan | TRC | New | NN5398 | Retro-Commissioning | Retro-Commissioning | NonEquip | 5 |  | 0% | Tech/Econ | 16% | 0 | 0 | 0
Econ | Miscellaneous | Ventilation and Circulation | Motor/Fan | TRC | New | NN4982 | VAV System | VAV System | NonEquip | 10 |  | 0% | Tech/Econ | 30% | 0 | 0 | 0
Econ | Miscellaneous | Ventilation and Circulation | Motor/Fan | TRC | New | NN4956 | Demand Controlled Ventilation | Demand Controlled Ventilation | NonEquip | 10 |  | 23.39% | Tech/Econ | 3.192% | 0 | 0 | 0
Econ | Miscellaneous | Ventilation and Circulation | Motor/Fan | TRC | New | NN4930 | CO Sensors for Parking Garage Exhaust | CO Sensors for Parking Garage Exhaust | NonEquip | 15 | Motor/Fan | 0% | Tech/Econ | 33% | 0 | 0 | 0
Econ | Miscellaneous | Ventilation and Circulation | Motor/Fan | TRC | Existing | NE5385 | Retro-Commissioning | Retro-Commissioning | NonEquip | 5 |  | 21.99% | Tech/Econ | 16% | 570.0723 | 0.095306 | 0.29549
Econ | Miscellaneous | Ventilation and Circulation | Motor/Fan | TRC | Existing | NE4969 | VAV System | VAV System | NonEquip | 10 |  | 0% | Tech/Econ | 30% | 0 | 0 | 0
Econ | Miscellaneous | Ventilation and Circulation | Motor/Fan | TRC | Existing | NE4943 | Demand Controlled Ventilation | Demand Controlled Ventilation | NonEquip | 10 |  | 23.39% | Tech/Econ | 3.192% | 116.7208 | 0.012152 | 0.068418
Econ | Miscellaneous | Ventilation and Circulation | Motor/Fan | TRC | Existing | NE4917 | CO Sensors for Parking Garage Exhaust | CO Sensors for Parking Garage Exhaust | NonEquip | 15 | Motor/Fan | 0% | Tech/Econ | 33% | 0 | 0 | 0
Econ | Miscellaneous | Ventilation and Circulation | Motor/Fan | TRC | Turnover | ET2694 | High Speed Fans | High Speed Fans | Equip | 7 | Motor/Fan | 14.03% | Tech/Econ | 10.99% | 239.0772 | 0.033275 | 0.0030483
Econ | Miscellaneous | Ventilation and Circulation | Motor/Fan | TRC | New | EN2720 | High Speed Fans | High Speed Fans | Equip | 7 | Motor/Fan | 14.03% | Tech/Econ | 10.99% | 0 | 0 | 0
Econ | Miscellaneous | Miscellaneous | Medical equipment | TRC | New | NN5450 | Retro-Commissioning | Retro-Commissioning | NonEquip | 5 |  | 0% | Tech/Econ | 16% | 0 | 0 | 0
Econ | Miscellaneous | Miscellaneous | Medical equipment | TRC | New | NN4540 | VSD Controlled Compressor | VSD Controlled Compressor | NonEquip | 15 | Others | 0% | Tech/Econ | 20.79% | 0 | 0 | 0
Econ | Miscellaneous | Miscellaneous | Medical equipment | TRC | New | NN4488 | Engine Block Timer | Engine Block Timer | NonEquip | 5 | Others | 0% | Tech/Econ | 36% | 0 | 0 | 0
Econ | Miscellaneous | Miscellaneous | Medical equipment | TRC | Existing | NE5437 | Retro-Commissioning | Retro-Commissioning | NonEquip | 5 |  | 21.99% | Tech/Econ | 16% | 0 | 0 | 0
Econ | Miscellaneous | Miscellaneous | Medical equipment | TRC | Existing | NE4527 | VSD Controlled Compressor | VSD Controlled Compressor | NonEquip | 15 | Others | 0% | Tech/Econ | 20.79% | 0 | 0 | 0
Econ | Miscellaneous | Miscellaneous | Medical equipment | TRC | Existing | NE4475 | Engine Block Timer | Engine Block Timer | NonEquip | 5 | Others | 0% | Tech/Econ | 36% | 0 | 0 | 0
Econ | Miscellaneous | Refrigeration | Large cold storage | TRC | New | NN5320 | Retro-Commissioning | Retro-Commissioning | NonEquip | 5 |  | 0% | Tech/Econ | 16% | 0 | 0 | 0
Econ | Miscellaneous | Refrigeration | Large cold storage | TRC | New | NN4904 | Strip Curtains for Walk-ins | Strip Curtains for Walk-ins | NonEquip | 4 | Walk-in cooler | 0% | Tech/Econ | 2.115% | 0 | 0 | 0
Econ | Miscellaneous | Refrigeration | Large cold storage | TRC | New | NN4852 | PSC to ECM Evaporator Fan Motor (Walk-In, Refrigerator) | PSC to ECM Evaporator Fan Motor (Walk-In, Refrigerator) | NonEquip | 15 | Walk-in cooler | 0% | Tech/Econ | 37.5% | 0 | 0 | 0
Econ | Miscellaneous | Refrigeration | Large cold storage | TRC | New | NN4826 | PSC to ECM Evaporator Fan Motor (Reach-In) | PSC to ECM Evaporator Fan Motor (Reach-In) | NonEquip | 15 | Display cases | 0% | Tech/Econ | 37.5% | 0 | 0 | 0
Econ | Miscellaneous | Refrigeration | Large cold storage | TRC | New | NN4696 | Floating Head Pressure Controls | Floating Head Pressure Controls | NonEquip | 15 |  | 0% | Tech/Econ | 6.05% | 0 | 0 | 0
Econ | Miscellaneous | Refrigeration | Large cold storage | TRC | New | NN4618 | Anti-Sweat Controls | Anti-Sweat Controls | NonEquip | 8 | Display cases | 0% | Tech/Econ | 85% | 0 | 0 | 0
Econ | Miscellaneous | Refrigeration | Large cold storage | TRC | Existing | NE5307 | Retro-Commissioning | Retro-Commissioning | NonEquip | 5 |  | 21.99% | Tech/Econ | 16% | 28.4447 | 0.0047554 | 0.014744
Econ | Miscellaneous | Refrigeration | Large cold storage | TRC | Existing | NE4891 | Strip Curtains for Walk-ins | Strip Curtains for Walk-ins | NonEquip | 4 | Walk-in cooler | 0% | Tech/Econ | 2.115% | 0 | 0 | 0
Econ | Miscellaneous | Refrigeration | Large cold storage | TRC | Existing | NE4839 | PSC to ECM Evaporator Fan Motor (Walk-In, Refrigerator) | PSC to ECM Evaporator Fan Motor (Walk-In, Refrigerator) | NonEquip | 15 | Walk-in cooler | 0% | Tech/Econ | 37.5% | 0 | 0 | 0
Econ | Miscellaneous | Refrigeration | Large cold storage | TRC | Existing | NE4813 | PSC to ECM Evaporator Fan Motor (Reach-In) | PSC to ECM Evaporator Fan Motor (Reach-In) | NonEquip | 15 | Display cases | 0% | Tech/Econ | 37.5% | 0 | 0 | 0
Econ | Miscellaneous | Refrigeration | Large cold storage | TRC | Existing | NE4709 | Freezer-Cooler Replacement Gaskets | Freezer-Cooler Replacement Gaskets | NonEquip | 4 | Display cases | 0% | Tech/Econ | 3.131% | 0 | 0 | 0
Econ | Miscellaneous | Refrigeration | Large cold storage | TRC | Existing | NE4683 | Floating Head Pressure Controls | Floating Head Pressure Controls | NonEquip | 15 |  | 0% | Tech/Econ | 6.05% | 0 | 0 | 0
Econ | Miscellaneous | Refrigeration | Large cold storage | TRC | Existing | NE4605 | Anti-Sweat Controls | Anti-Sweat Controls | NonEquip | 8 | Display cases | 0% | Tech/Econ | 85% | 0 | 0 | 0
Econ | Miscellaneous | Miscellaneous | Laboratory equipment | TRC | New | NN5450 | Retro-Commissioning | Retro-Commissioning | NonEquip | 5 |  | 0% | Tech/Econ | 16% | 0 | 0 | 0
Econ | Miscellaneous | Miscellaneous | Laboratory equipment | TRC | New | NN4540 | VSD Controlled Compressor | VSD Controlled Compressor | NonEquip | 15 | Others | 0% | Tech/Econ | 20.79% | 0 | 0 | 0
Econ | Miscellaneous | Miscellaneous | Laboratory equipment | TRC | New | NN4488 | Engine Block Timer | Engine Block Timer | NonEquip | 5 | Others | 0% | Tech/Econ | 36% | 0 | 0 | 0
Econ | Miscellaneous | Miscellaneous | Laboratory equipment | TRC | Existing | NE5437 | Retro-Commissioning | Retro-Commissioning | NonEquip | 5 |  | 21.99% | Tech/Econ | 16% | 0 | 0 | 0
Econ | Miscellaneous | Miscellaneous | Laboratory equipment | TRC | Existing | NE4527 | VSD Controlled Compressor | VSD Controlled Compressor | NonEquip | 15 | Others | 0% | Tech/Econ | 20.79% | 0 | 0 | 0
Econ | Miscellaneous | Miscellaneous | Laboratory equipment | TRC | Existing | NE4475 | Engine Block Timer | Engine Block Timer | NonEquip | 5 | Others | 0% | Tech/Econ | 36% | 0 | 0 | 0
Econ | Miscellaneous | Ventilation and Circulation | Individual room ventilation | TRC | New | NN5398 | Retro-Commissioning | Retro-Commissioning | NonEquip | 5 |  | 0% | Tech/Econ | 16% | 0 | 0 | 0
Econ | Miscellaneous | Ventilation and Circulation | Individual room ventilation | TRC | New | NN4982 | VAV System | VAV System | NonEquip | 10 |  | 0% | Tech/Econ | 30% | 0 | 0 | 0
Econ | Miscellaneous | Ventilation and Circulation | Individual room ventilation | TRC | New | NN4956 | Demand Controlled Ventilation | Demand Controlled Ventilation | NonEquip | 10 |  | 23.39% | Tech/Econ | 3.192% | 0 | 0 | 0
Econ | Miscellaneous | Ventilation and Circulation | Individual room ventilation | TRC | New | NN4930 | CO Sensors for Parking Garage Exhaust | CO Sensors for Parking Garage Exhaust | NonEquip | 15 | Motor/Fan | 0% | Tech/Econ | 33% | 0 | 0 | 0
Econ | Miscellaneous | Ventilation and Circulation | Individual room ventilation | TRC | Existing | NE5385 | Retro-Commissioning | Retro-Commissioning | NonEquip | 5 |  | 21.99% | Tech/Econ | 16% | 570.0723 | 0.095306 | 0.29549
Econ | Miscellaneous | Ventilation and Circulation | Individual room ventilation | TRC | Existing | NE4969 | VAV System | VAV System | NonEquip | 10 |  | 0% | Tech/Econ | 30% | 0 | 0 | 0
Econ | Miscellaneous | Ventilation and Circulation | Individual room ventilation | TRC | Existing | NE4943 | Demand Controlled Ventilation | Demand Controlled Ventilation | NonEquip | 10 |  | 23.39% | Tech/Econ | 3.192% | 116.7208 | 0.012152 | 0.068418
Econ | Miscellaneous | Ventilation and Circulation | Individual room ventilation | TRC | Existing | NE4917 | CO Sensors for Parking Garage Exhaust | CO Sensors for Parking Garage Exhaust | NonEquip | 15 | Motor/Fan | 0% | Tech/Econ | 33% | 0 | 0 | 0
Econ | Miscellaneous | Space Heating | Individual room heating | TRC | New | NN5346 | Retro-Commissioning | Retro-Commissioning | NonEquip | 5 |  | 0% | Tech/Econ | 16% | 0 | 0 | 0
Econ | Miscellaneous | Space Heating | Individual room heating | TRC | New | NN4332 | Water Cooled Refrigeration Heat Recovery | Water Cooled Refrigeration Heat Recovery | NonEquip | 20 |  | 0% | Tech/Econ | 10% | 0 | 0 | 0
Econ | Miscellaneous | Space Heating | Individual room heating | TRC | New | NN3656 | Facility Energy Management System | Facility Energy Management System | NonEquip | 15 |  | 6.861% | Tech/Econ | 20% | 0 | 0 | 0
Econ | Miscellaneous | Space Heating | Individual room heating | TRC | New | NN3552 | Duct Sealing Repair | Duct Sealing Repair | NonEquip | 15 |  | 0% | Tech/Econ | 12% | 0 | 0 | 0
Econ | Miscellaneous | Space Heating | Individual room heating | TRC | New | NN3188 | Ceiling Insulation(R2 to R38) | Ceiling Insulation(R2 to R38) | NonEquip | 20 |  | 0% | Tech/Econ | 0.6168% | 0 | 0 | 0
Econ | Miscellaneous | Space Heating | Individual room heating | TRC | Existing | NE5333 | Retro-Commissioning | Retro-Commissioning | NonEquip | 5 |  | 21.99% | Tech/Econ | 16% | 209.025 | 0 | 0.10834
Econ | Miscellaneous | Space Heating | Individual room heating | TRC | Existing | NE4319 | Water Cooled Refrigeration Heat Recovery | Water Cooled Refrigeration Heat Recovery | NonEquip | 20 |  | 0% | Tech/Econ | 10% | 0 | 0 | 0
Econ | Miscellaneous | Space Heating | Individual room heating | TRC | Existing | NE4241 | Wall Insulation | Wall Insulation | NonEquip | 20 |  | 0% | Tech/Econ | 0.04372% | 0 | 0 | 0
Econ | Miscellaneous | Space Heating | Individual room heating | TRC | Existing | NE3643 | Facility Energy Management System | Facility Energy Management System | NonEquip | 15 |  | 6.861% | Tech/Econ | 20% | 78.6569 | 0 | 0.0014177
Econ | Miscellaneous | Space Heating | Individual room heating | TRC | Existing | NE3539 | Duct Sealing Repair | Duct Sealing Repair | NonEquip | 15 |  | 0% | Tech/Econ | 12% | 0 | 0 | 0
Econ | Miscellaneous | Space Heating | Individual room heating | TRC | Existing | NE3175 | Ceiling Insulation(R2 to R38) | Ceiling Insulation(R2 to R38) | NonEquip | 20 |  | 0% | Tech/Econ | 0.6806% | 0 | 0 | 0
Econ | Miscellaneous | Space Cooling | Individual room air conditioners | TRC | New | NN5372 | Retro-Commissioning | Retro-Commissioning | NonEquip | 5 |  | 0% | Tech/Econ | 16% | 0 | 0 | 0
Econ | Miscellaneous | Space Cooling | Individual room air conditioners | TRC | New | NN4202 | Thermal Energy Storage | Thermal Energy Storage | NonEquip | 20 |  | 50% | Tech/Econ | 0% | 0 | 0 | 0
Econ | Miscellaneous | Space Cooling | Individual room air conditioners | TRC | New | NN3890 | HVAC tune-up | HVAC tune-up | NonEquip | 5 | Residential-type central air conditioners | 0% | Tech/Econ | 5% | 0 | 0 | 0
Econ | Miscellaneous | Space Cooling | Individual room air conditioners | TRC | New | NN3682 | Facility Energy Management System | Facility Energy Management System | NonEquip | 15 |  | 6.861% | Tech/Econ | 20% | 0 | 0 | 0
Econ | Miscellaneous | Space Cooling | Individual room air conditioners | TRC | New | NN3526 | Duct Sealing Repair | Duct Sealing Repair | NonEquip | 15 |  | 0% | Tech/Econ | 12% | 0 | 0 | 0
Econ | Miscellaneous | Space Cooling | Individual room air conditioners | TRC | New | NN3318 | Chilled Water System - Variable Speed Drives | Chilled Water System - Variable Speed Drives | NonEquip | 13 | Central chillers inside | 0% | Tech/Econ | 24.74% | 0 | 0 | 0
Econ | Miscellaneous | Space Cooling | Individual room air conditioners | TRC | New | NN3292 | Chilled Water Controls Optimization | Chilled Water Controls Optimization | NonEquip | 10 | Central chillers inside | 0% | Tech/Econ | 12.5% | 0 | 0 | 0
Econ | Miscellaneous | Space Cooling | Individual room air conditioners | TRC | New | NN3214 | Ceiling Insulation(R2 to R38) | Ceiling Insulation(R2 to R38) | NonEquip | 20 |  | 0% | Tech/Econ | 1.76% | 0 | 0 | 0
Econ | Miscellaneous | Space Cooling | Individual room air conditioners | TRC | New | NN3058 | Airside Economizer | Airside Economizer | NonEquip | 10 | Packaged air conditioning units (RTUs) | 0% | Tech/Econ | 5.556% | 0 | 0 | 0
Econ | Miscellaneous | Space Cooling | Individual room air conditioners | TRC | Existing | NE5359 | Retro-Commissioning | Retro-Commissioning | NonEquip | 5 |  | 21.99% | Tech/Econ | 16% | 0 | 0 | 0
Econ | Miscellaneous | Space Cooling | Individual room air conditioners | TRC | Existing | NE4215 | Wall Insulation | Wall Insulation | NonEquip | 20 |  | 0% | Tech/Econ | 0.7745% | 0 | 0 | 0
Econ | Miscellaneous | Space Cooling | Individual room air conditioners | TRC | Existing | NE4189 | Thermal Energy Storage | Thermal Energy Storage | NonEquip | 20 |  | 50% | Tech/Econ | 0% | 0 | 0 | 0
Econ | Miscellaneous | Space Cooling | Individual room air conditioners | TRC | Existing | NE3877 | HVAC tune-up | HVAC tune-up | NonEquip | 5 | Residential-type central air conditioners | 0% | Tech/Econ | 5% | 0 | 0 | 0
Econ | Miscellaneous | Space Cooling | Individual room air conditioners | TRC | Existing | NE3669 | Facility Energy Management System | Facility Energy Management System | NonEquip | 15 |  | 6.861% | Tech/Econ | 20% | 0 | 0 | 0
Econ | Miscellaneous | Space Cooling | Individual room air conditioners | TRC | Existing | NE3513 | Duct Sealing Repair | Duct Sealing Repair | NonEquip | 15 |  | 0% | Tech/Econ | 12% | 0 | 0 | 0
Econ | Miscellaneous | Space Cooling | Individual room air conditioners | TRC | Existing | NE3305 | Chilled Water System - Variable Speed Drives | Chilled Water System - Variable Speed Drives | NonEquip | 13 | Central chillers inside | 0% | Tech/Econ | 24.74% | 0 | 0 | 0
Econ | Miscellaneous | Space Cooling | Individual room air conditioners | TRC | Existing | NE3279 | Chilled Water Controls Optimization | Chilled Water Controls Optimization | NonEquip | 10 | Central chillers inside | 0% | Tech/Econ | 12.5% | 0 | 0 | 0
Econ | Miscellaneous | Space Cooling | Individual room air conditioners | TRC | Existing | NE3201 | Ceiling Insulation(R2 to R38) | Ceiling Insulation(R2 to R38) | NonEquip | 20 |  | 0% | Tech/Econ | 1.76% | 0 | 0 | 0
Econ | Miscellaneous | Space Cooling | Individual room air conditioners | TRC | Existing | NE3045 | Airside Economizer | Airside Economizer | NonEquip | 10 | Packaged air conditioning units (RTUs) | 0% | Tech/Econ | 5.556% | 0 | 0 | 0
Econ | Miscellaneous | Interior Lighting | High bay | TRC | New | NN5268 | Retro-Commissioning | Retro-Commissioning | NonEquip | 5 |  | 0% | Tech/Econ | 16% | 0 | 0 | 0
Econ | Miscellaneous | Interior Lighting | High bay | TRC | New | NN4436 | Interior Lighting Controls | Interior Lighting Controls | NonEquip | 8 | Overhead (fluorescent/LED/CFL U-shape) | 0% | Tech/Econ | 28% | 0 | 0 | 0
Econ | Miscellaneous | Interior Lighting | High bay | TRC | New | NN3708 | Facility Energy Management System | Facility Energy Management System | NonEquip | 15 |  | 6.861% | Tech/Econ | 24% | 0 | 0 | 0
Econ | Miscellaneous | Interior Lighting | High bay | TRC | Existing | NE5255 | Retro-Commissioning | Retro-Commissioning | NonEquip | 5 |  | 21.99% | Tech/Econ | 16% | 3162644.1 | 528.7365 | 1639.2917
Econ | Miscellaneous | Interior Lighting | High bay | TRC | Existing | NE4423 | Interior Lighting Controls | Interior Lighting Controls | NonEquip | 8 | Overhead (fluorescent/LED/CFL U-shape) | 0% | Tech/Econ | 28% | 0 | 0 | 0
Econ | Miscellaneous | Interior Lighting | High bay | TRC | Existing | NE3695 | Facility Energy Management System | Facility Energy Management System | NonEquip | 15 |  | 6.861% | Tech/Econ | 24% | 1428138.461 | 299.3288 | 25.7397
Econ | Miscellaneous | Interior Lighting | High bay | TRC | Turnover | ET1647 | LED Linear - Fixture Replacement | LED Linear - Fixture Replacement | Equip | 15 | High bay | 24.1% | Tech/Econ | 50.28% | 12396071.45 | 3004.8571 | 687.3988
Econ | Miscellaneous | Interior Lighting | High bay | TRC | Turnover | ET1530 | High Bay LED | High Bay LED | Equip | 15 | High bay | 0% | Tech/Econ | 64.78% | 0 | 0 | 0
Econ | Miscellaneous | Interior Lighting | High bay | TRC | Turnover | ET1491 | High Bay Fluorescent (T5) | High Bay Fluorescent (T5) | Equip | 15 | High bay | 0% | Tech/Econ | 64.14% | 0 | 0 | 0
Econ | Miscellaneous | Interior Lighting | High bay | TRC | New | EN1673 | LED Linear - Fixture Replacement | LED Linear - Fixture Replacement | Equip | 15 | High bay | 0% | Tech/Econ | 50.28% | 0 | 0 | 0
Econ | Miscellaneous | Interior Lighting | High bay | TRC | New | EN1556 | High Bay LED | High Bay LED | Equip | 15 | High bay | 0% | Tech/Econ | 64.78% | 0 | 0 | 0
Econ | Miscellaneous | Interior Lighting | High bay | TRC | New | EN1517 | High Bay Fluorescent (T5) | High Bay Fluorescent (T5) | Equip | 15 | High bay | 0% | Tech/Econ | 64.14% | 0 | 0 | 0
Econ | Miscellaneous | Space Heating | Forced air furnace | TRC | New | NN5346 | Retro-Commissioning | Retro-Commissioning | NonEquip | 5 |  | 0% | Tech/Econ | 16% | 0 | 0 | 0
Econ | Miscellaneous | Space Heating | Forced air furnace | TRC | New | NN4332 | Water Cooled Refrigeration Heat Recovery | Water Cooled Refrigeration Heat Recovery | NonEquip | 20 |  | 0% | Tech/Econ | 10% | 0 | 0 | 0
Econ | Miscellaneous | Space Heating | Forced air furnace | TRC | New | NN3656 | Facility Energy Management System | Facility Energy Management System | NonEquip | 15 |  | 6.861% | Tech/Econ | 20% | 0 | 0 | 0
Econ | Miscellaneous | Space Heating | Forced air furnace | TRC | New | NN3552 | Duct Sealing Repair | Duct Sealing Repair | NonEquip | 15 |  | 0% | Tech/Econ | 12% | 0 | 0 | 0
Econ | Miscellaneous | Space Heating | Forced air furnace | TRC | New | NN3188 | Ceiling Insulation(R2 to R38) | Ceiling Insulation(R2 to R38) | NonEquip | 20 |  | 0% | Tech/Econ | 0.6168% | 0 | 0 | 0
Econ | Miscellaneous | Space Heating | Forced air furnace | TRC | Existing | NE5333 | Retro-Commissioning | Retro-Commissioning | NonEquip | 5 |  | 21.99% | Tech/Econ | 16% | 54294.2428 | 0 | 28.1423
Econ | Miscellaneous | Space Heating | Forced air furnace | TRC | Existing | NE4319 | Water Cooled Refrigeration Heat Recovery | Water Cooled Refrigeration Heat Recovery | NonEquip | 20 |  | 0% | Tech/Econ | 10% | 0 | 0 | 0
Econ | Miscellaneous | Space Heating | Forced air furnace | TRC | Existing | NE4241 | Wall Insulation | Wall Insulation | NonEquip | 20 |  | 0% | Tech/Econ | 0.04372% | 0 | 0 | 0
Econ | Miscellaneous | Space Heating | Forced air furnace | TRC | Existing | NE3643 | Facility Energy Management System | Facility Energy Management System | NonEquip | 15 |  | 6.861% | Tech/Econ | 20% | 20431.1365 | 0 | 0.36824
Econ | Miscellaneous | Space Heating | Forced air furnace | TRC | Existing | NE3539 | Duct Sealing Repair | Duct Sealing Repair | NonEquip | 15 |  | 0% | Tech/Econ | 12% | 0 | 0 | 0
Econ | Miscellaneous | Space Heating | Forced air furnace | TRC | Existing | NE3175 | Ceiling Insulation(R2 to R38) | Ceiling Insulation(R2 to R38) | NonEquip | 20 |  | 0% | Tech/Econ | 0.6806% | 0 | 0 | 0
Econ | Miscellaneous | Exterior Lighting | Exterior parking/lot lighting | TRC | New | NN5294 | Retro-Commissioning | Retro-Commissioning | NonEquip | 5 |  | 0% | Tech/Econ | 16% | 0 | 0 | 0
Econ | Miscellaneous | Exterior Lighting | Exterior parking/lot lighting | TRC | New | NN2980 | Outdoor Lighting Controls | Outdoor Lighting Controls | NonEquip | 8 | Exterior parking/lot lighting | 30.95% | Tech/Econ | 28% | 0 | 0 | 0
Econ | Miscellaneous | Exterior Lighting | Exterior parking/lot lighting | TRC | New | NN2954 | Bi-Level Lighting Control (Exterior) | Bi-Level Lighting Control (Exterior) | NonEquip | 9 | Exterior parking/lot lighting | 8.579% | Tech/Econ | 31% | 0 | 0 | 0
Econ | Miscellaneous | Exterior Lighting | Exterior parking/lot lighting | TRC | Existing | NE5281 | Retro-Commissioning | Retro-Commissioning | NonEquip | 5 |  | 21.99% | Tech/Econ | 16% | 783077.5075 | 0 | 405.8922
Econ | Miscellaneous | Exterior Lighting | Exterior parking/lot lighting | TRC | Existing | NE2967 | Outdoor Lighting Controls | Outdoor Lighting Controls | NonEquip | 8 | Exterior parking/lot lighting | 30.95% | Tech/Econ | 28% | 1750007.045 | 0 | 0
Econ | Miscellaneous | Exterior Lighting | Exterior parking/lot lighting | TRC | Existing | NE2941 | Bi-Level Lighting Control (Exterior) | Bi-Level Lighting Control (Exterior) | NonEquip | 9 | Exterior parking/lot lighting | 8.579% | Tech/Econ | 31% | 490579.3406 | 0 | 0
Econ | Miscellaneous | Exterior Lighting | Exterior parking/lot lighting | TRC | Turnover | ET711 | LED Parking Lighting | LED Parking Lighting | Equip | 18 | Exterior parking/lot lighting | 7.084% | Tech/Econ | 84% | 1277757.596 | 0 | 0
Econ | Miscellaneous | Exterior Lighting | Exterior parking/lot lighting | TRC | Turnover | ET516 | High Efficiency HID Lighting | High Efficiency HID Lighting | Equip | 13 | Exterior parking/lot lighting | 0% | Tech/Econ | 34.18% | 0 | 0 | 0
Econ | Miscellaneous | Exterior Lighting | Exterior parking/lot lighting | TRC | New | EN737 | LED Parking Lighting | LED Parking Lighting | Equip | 18 | Exterior parking/lot lighting | 7.084% | Tech/Econ | 84% | 0 | 0 | 0
Econ | Miscellaneous | Exterior Lighting | Exterior parking/lot lighting | TRC | New | EN542 | High Efficiency HID Lighting | High Efficiency HID Lighting | Equip | 13 | Exterior parking/lot lighting | 0% | Tech/Econ | 34.18% | 0 | 0 | 0
Econ | Miscellaneous | Exterior Lighting | Exterior marquis | TRC | New | NN5294 | Retro-Commissioning | Retro-Commissioning | NonEquip | 5 |  | 0% | Tech/Econ | 16% | 0 | 0 | 0
Econ | Miscellaneous | Exterior Lighting | Exterior marquis | TRC | New | NN2980 | Outdoor Lighting Controls | Outdoor Lighting Controls | NonEquip | 8 | Exterior parking/lot lighting | 0% | Tech/Econ | 28% | 0 | 0 | 0
Econ | Miscellaneous | Exterior Lighting | Exterior marquis | TRC | New | NN2954 | Bi-Level Lighting Control (Exterior) | Bi-Level Lighting Control (Exterior) | NonEquip | 9 | Exterior parking/lot lighting | 0% | Tech/Econ | 31% | 0 | 0 | 0
Econ | Miscellaneous | Exterior Lighting | Exterior marquis | TRC | Existing | NE5281 | Retro-Commissioning | Retro-Commissioning | NonEquip | 5 |  | 21.99% | Tech/Econ | 16% | 3196.2347 | 0 | 1.6567
Econ | Miscellaneous | Exterior Lighting | Exterior marquis | TRC | Existing | NE2967 | Outdoor Lighting Controls | Outdoor Lighting Controls | NonEquip | 8 | Exterior parking/lot lighting | 0% | Tech/Econ | 28% | 0 | 0 | 0
Econ | Miscellaneous | Exterior Lighting | Exterior marquis | TRC | Existing | NE2941 | Bi-Level Lighting Control (Exterior) | Bi-Level Lighting Control (Exterior) | NonEquip | 9 | Exterior parking/lot lighting | 0% | Tech/Econ | 31% | 0 | 0 | 0
Econ | Miscellaneous | Exterior Lighting | Exterior marquis | TRC | Turnover | ET633 | LED Exterior Lighting | LED Exterior Lighting | Equip | 13 | Exterior marquis | 4.624% | Tech/Econ | 60.51% | 2353.6478 | 0 | 0
Econ | Miscellaneous | Exterior Lighting | Exterior marquis | TRC | Turnover | ET594 | LED Display Lighting (Exterior) | LED Display Lighting (Exterior) | Equip | 15 | Exterior marquis | 4.624% | Tech/Econ | 87.04% | 3527.4519 | 0 | 0
Econ | Miscellaneous | Exterior Lighting | Exterior marquis | TRC | New | EN659 | LED Exterior Lighting | LED Exterior Lighting | Equip | 13 | Exterior marquis | 4.624% | Tech/Econ | 60.51% | 0 | 0 | 0
Econ | Miscellaneous | Exterior Lighting | Exterior marquis | TRC | New | EN620 | LED Display Lighting (Exterior) | LED Display Lighting (Exterior) | Equip | 15 | Exterior marquis | 4.624% | Tech/Econ | 87.04% | 0 | 0 | 0
Econ | Miscellaneous | Miscellaneous | Elevators/Escalators | TRC | New | NN5450 | Retro-Commissioning | Retro-Commissioning | NonEquip | 5 |  | 0% | Tech/Econ | 16% | 0 | 0 | 0
Econ | Miscellaneous | Miscellaneous | Elevators/Escalators | TRC | New | NN4540 | VSD Controlled Compressor | VSD Controlled Compressor | NonEquip | 15 | Others | 0% | Tech/Econ | 20.79% | 0 | 0 | 0
Econ | Miscellaneous | Miscellaneous | Elevators/Escalators | TRC | New | NN4488 | Engine Block Timer | Engine Block Timer | NonEquip | 5 | Others | 0% | Tech/Econ | 36% | 0 | 0 | 0
Econ | Miscellaneous | Miscellaneous | Elevators/Escalators | TRC | Existing | NE5437 | Retro-Commissioning | Retro-Commissioning | NonEquip | 5 |  | 21.99% | Tech/Econ | 16% | 3203.7852 | 0.53561 | 1.6606
Econ | Miscellaneous | Miscellaneous | Elevators/Escalators | TRC | Existing | NE4527 | VSD Controlled Compressor | VSD Controlled Compressor | NonEquip | 15 | Others | 0% | Tech/Econ | 20.79% | 0 | 0 | 0
Econ | Miscellaneous | Miscellaneous | Elevators/Escalators | TRC | Existing | NE4475 | Engine Block Timer | Engine Block Timer | NonEquip | 5 | Others | 0% | Tech/Econ | 36% | 0 | 0 | 0
Econ | Miscellaneous | Office Equipment | Document production | TRC | New | NN4592 | Smart Strip Plug Outlet | Smart Strip Plug Outlet | NonEquip | 4 |  | 43.9% | Tech/Econ | 1.187% | 0 | 0 | 0
Econ | Miscellaneous | Office Equipment | Document production | TRC | New | NN4566 | Network PC Power Management | Network PC Power Management | NonEquip | 5 | Computers | 0% | Tech/Econ | 56.5% | 0 | 0 | 0
Econ | Miscellaneous | Office Equipment | Document production | TRC | Existing | NE4579 | Smart Strip Plug Outlet | Smart Strip Plug Outlet | NonEquip | 4 |  | 43.9% | Tech/Econ | 1.187% | 12324.8108 | 1.8326 | 0
Econ | Miscellaneous | Office Equipment | Document production | TRC | Existing | NE4553 | Network PC Power Management | Network PC Power Management | NonEquip | 5 | Computers | 0% | Tech/Econ | 56.5% | 0 | 0 | 0
Econ | Miscellaneous | Space Cooling | District chilled water piped | TRC | New | NN5372 | Retro-Commissioning | Retro-Commissioning | NonEquip | 5 |  | 0% | Tech/Econ | 16% | 0 | 0 | 0
Econ | Miscellaneous | Space Cooling | District chilled water piped | TRC | New | NN4202 | Thermal Energy Storage | Thermal Energy Storage | NonEquip | 20 |  | 50% | Tech/Econ | 0% | 0 | 0 | 0
Econ | Miscellaneous | Space Cooling | District chilled water piped | TRC | New | NN3890 | HVAC tune-up | HVAC tune-up | NonEquip | 5 | Residential-type central air conditioners | 0% | Tech/Econ | 5% | 0 | 0 | 0
Econ | Miscellaneous | Space Cooling | District chilled water piped | TRC | New | NN3682 | Facility Energy Management System | Facility Energy Management System | NonEquip | 15 |  | 6.861% | Tech/Econ | 20% | 0 | 0 | 0
Econ | Miscellaneous | Space Cooling | District chilled water piped | TRC | New | NN3526 | Duct Sealing Repair | Duct Sealing Repair | NonEquip | 15 |  | 0% | Tech/Econ | 12% | 0 | 0 | 0
Econ | Miscellaneous | Space Cooling | District chilled water piped | TRC | New | NN3318 | Chilled Water System - Variable Speed Drives | Chilled Water System - Variable Speed Drives | NonEquip | 13 | Central chillers inside | 0% | Tech/Econ | 24.74% | 0 | 0 | 0
Econ | Miscellaneous | Space Cooling | District chilled water piped | TRC | New | NN3292 | Chilled Water Controls Optimization | Chilled Water Controls Optimization | NonEquip | 10 | Central chillers inside | 0% | Tech/Econ | 12.5% | 0 | 0 | 0
Econ | Miscellaneous | Space Cooling | District chilled water piped | TRC | New | NN3214 | Ceiling Insulation(R2 to R38) | Ceiling Insulation(R2 to R38) | NonEquip | 20 |  | 0% | Tech/Econ | 1.76% | 0 | 0 | 0
Econ | Miscellaneous | Space Cooling | District chilled water piped | TRC | New | NN3058 | Airside Economizer | Airside Economizer | NonEquip | 10 | Packaged air conditioning units (RTUs) | 0% | Tech/Econ | 5.556% | 0 | 0 | 0
Econ | Miscellaneous | Space Cooling | District chilled water piped | TRC | Existing | NE5359 | Retro-Commissioning | Retro-Commissioning | NonEquip | 5 |  | 21.99% | Tech/Econ | 16% | 0 | 0 | 0
Econ | Miscellaneous | Space Cooling | District chilled water piped | TRC | Existing | NE4215 | Wall Insulation | Wall Insulation | NonEquip | 20 |  | 0% | Tech/Econ | 0.7745% | 0 | 0 | 0
Econ | Miscellaneous | Space Cooling | District chilled water piped | TRC | Existing | NE4189 | Thermal Energy Storage | Thermal Energy Storage | NonEquip | 20 |  | 50% | Tech/Econ | 0% | 0 | 0 | 0
Econ | Miscellaneous | Space Cooling | District chilled water piped | TRC | Existing | NE3877 | HVAC tune-up | HVAC tune-up | NonEquip | 5 | Residential-type central air conditioners | 0% | Tech/Econ | 5% | 0 | 0 | 0
Econ | Miscellaneous | Space Cooling | District chilled water piped | TRC | Existing | NE3669 | Facility Energy Management System | Facility Energy Management System | NonEquip | 15 |  | 6.861% | Tech/Econ | 20% | 0 | 0 | 0
Econ | Miscellaneous | Space Cooling | District chilled water piped | TRC | Existing | NE3513 | Duct Sealing Repair | Duct Sealing Repair | NonEquip | 15 |  | 0% | Tech/Econ | 12% | 0 | 0 | 0
Econ | Miscellaneous | Space Cooling | District chilled water piped | TRC | Existing | NE3305 | Chilled Water System - Variable Speed Drives | Chilled Water System - Variable Speed Drives | NonEquip | 13 | Central chillers inside | 0% | Tech/Econ | 24.74% | 0 | 0 | 0
Econ | Miscellaneous | Space Cooling | District chilled water piped | TRC | Existing | NE3279 | Chilled Water Controls Optimization | Chilled Water Controls Optimization | NonEquip | 10 | Central chillers inside | 0% | Tech/Econ | 12.5% | 0 | 0 | 0
Econ | Miscellaneous | Space Cooling | District chilled water piped | TRC | Existing | NE3201 | Ceiling Insulation(R2 to R38) | Ceiling Insulation(R2 to R38) | NonEquip | 20 |  | 0% | Tech/Econ | 1.76% | 0 | 0 | 0
Econ | Miscellaneous | Space Cooling | District chilled water piped | TRC | Existing | NE3045 | Airside Economizer | Airside Economizer | NonEquip | 10 | Packaged air conditioning units (RTUs) | 0% | Tech/Econ | 5.556% | 0 | 0 | 0
Econ | Miscellaneous | Space Cooling | District chilled water piped | TRC | Turnover | ET945 | High Efficiency Chiller (Air Cooled, 50 tons) | High Efficiency Chiller (Air Cooled, 50 tons) | Equip | 20 | District chilled water piped | 28.37% | Tech/Econ | 8.759% | 0 | 0 | 0
Econ | Miscellaneous | Space Cooling | District chilled water piped | TRC | New | EN971 | High Efficiency Chiller (Air Cooled, 50 tons) | High Efficiency Chiller (Air Cooled, 50 tons) | Equip | 20 | District chilled water piped | 28.37% | Tech/Econ | 8.759% | 0 | 0 | 0
Econ | Miscellaneous | Refrigeration | Display cases | TRC | New | NN5320 | Retro-Commissioning | Retro-Commissioning | NonEquip | 5 |  | 0% | Tech/Econ | 16% | 0 | 0 | 0
Econ | Miscellaneous | Refrigeration | Display cases | TRC | New | NN4904 | Strip Curtains for Walk-ins | Strip Curtains for Walk-ins | NonEquip | 4 | Walk-in cooler | 0% | Tech/Econ | 2.115% | 0 | 0 | 0
Econ | Miscellaneous | Refrigeration | Display cases | TRC | New | NN4852 | PSC to ECM Evaporator Fan Motor (Walk-In, Refrigerator) | PSC to ECM Evaporator Fan Motor (Walk-In, Refrigerator) | NonEquip | 15 | Walk-in cooler | 0% | Tech/Econ | 37.5% | 0 | 0 | 0
Econ | Miscellaneous | Refrigeration | Display cases | TRC | New | NN4826 | PSC to ECM Evaporator Fan Motor (Reach-In) | PSC to ECM Evaporator Fan Motor (Reach-In) | NonEquip | 15 | Display cases | 0% | Tech/Econ | 37.5% | 0 | 0 | 0
Econ | Miscellaneous | Refrigeration | Display cases | TRC | New | NN4696 | Floating Head Pressure Controls | Floating Head Pressure Controls | NonEquip | 15 |  | 0% | Tech/Econ | 6.05% | 0 | 0 | 0
Econ | Miscellaneous | Refrigeration | Display cases | TRC | New | NN4618 | Anti-Sweat Controls | Anti-Sweat Controls | NonEquip | 8 | Display cases | 0% | Tech/Econ | 85% | 0 | 0 | 0
Econ | Miscellaneous | Refrigeration | Display cases | TRC | Existing | NE5307 | Retro-Commissioning | Retro-Commissioning | NonEquip | 5 |  | 21.99% | Tech/Econ | 16% | 0 | 0 | 0
Econ | Miscellaneous | Refrigeration | Display cases | TRC | Existing | NE4891 | Strip Curtains for Walk-ins | Strip Curtains for Walk-ins | NonEquip | 4 | Walk-in cooler | 0% | Tech/Econ | 2.115% | 0 | 0 | 0
Econ | Miscellaneous | Refrigeration | Display cases | TRC | Existing | NE4839 | PSC to ECM Evaporator Fan Motor (Walk-In, Refrigerator) | PSC to ECM Evaporator Fan Motor (Walk-In, Refrigerator) | NonEquip | 15 | Walk-in cooler | 0% | Tech/Econ | 37.5% | 0 | 0 | 0
Econ | Miscellaneous | Refrigeration | Display cases | TRC | Existing | NE4813 | PSC to ECM Evaporator Fan Motor (Reach-In) | PSC to ECM Evaporator Fan Motor (Reach-In) | NonEquip | 15 | Display cases | 0% | Tech/Econ | 37.5% | 0 | 0 | 0
Econ | Miscellaneous | Refrigeration | Display cases | TRC | Existing | NE4709 | Freezer-Cooler Replacement Gaskets | Freezer-Cooler Replacement Gaskets | NonEquip | 4 | Display cases | 0% | Tech/Econ | 3.131% | 0 | 0 | 0
Econ | Miscellaneous | Refrigeration | Display cases | TRC | Existing | NE4683 | Floating Head Pressure Controls | Floating Head Pressure Controls | NonEquip | 15 |  | 0% | Tech/Econ | 6.05% | 0 | 0 | 0
Econ | Miscellaneous | Refrigeration | Display cases | TRC | Existing | NE4605 | Anti-Sweat Controls | Anti-Sweat Controls | NonEquip | 8 | Display cases | 0% | Tech/Econ | 85% | 0 | 0 | 0
Econ | Miscellaneous | Refrigeration | Display cases | TRC | Turnover | ET2616 | Refrigerated Display Case LED Lighting | Refrigerated Display Case LED Lighting | Equip | 8 | Display cases | 0% | Tech/Econ | 6.613% | 0 | 0 | 0
Econ | Miscellaneous | Refrigeration | Display cases | TRC | Turnover | ET2460 | Energy Star Commercial Solid Door Refrigerator | Energy Star Commercial Solid Door Refrigerator | Equip | 12 | Display cases | 0% | Tech/Econ | 50.28% | 0 | 0 | 0
Econ | Miscellaneous | Refrigeration | Display cases | TRC | Turnover | ET2421 | Energy Star Commercial Solid Door Freezer | Energy Star Commercial Solid Door Freezer | Equip | 12 | Display cases | 0% | Tech/Econ | 42.11% | 0 | 0 | 0
Econ | Miscellaneous | Refrigeration | Display cases | TRC | Turnover | ET2382 | Energy Star Commercial Glass Door Refrigerator | Energy Star Commercial Glass Door Refrigerator | Equip | 12 | Display cases | 0% | Tech/Econ | 37.88% | 0 | 0 | 0
Econ | Miscellaneous | Refrigeration | Display cases | TRC | Turnover | ET2343 | Energy Star Commercial Glass Door Freezer | Energy Star Commercial Glass Door Freezer | Equip | 12 | Display cases | 0% | Tech/Econ | 40.57% | 0 | 0 | 0
Econ | Miscellaneous | Refrigeration | Display cases | TRC | New | EN2486 | Energy Star Commercial Solid Door Refrigerator | Energy Star Commercial Solid Door Refrigerator | Equip | 12 | Display cases | 0% | Tech/Econ | 50.28% | 0 | 0 | 0
Econ | Miscellaneous | Refrigeration | Display cases | TRC | New | EN2447 | Energy Star Commercial Solid Door Freezer | Energy Star Commercial Solid Door Freezer | Equip | 12 | Display cases | 0% | Tech/Econ | 42.11% | 0 | 0 | 0
Econ | Miscellaneous | Refrigeration | Display cases | TRC | New | EN2408 | Energy Star Commercial Glass Door Refrigerator | Energy Star Commercial Glass Door Refrigerator | Equip | 12 | Display cases | 0% | Tech/Econ | 37.88% | 0 | 0 | 0
Econ | Miscellaneous | Refrigeration | Display cases | TRC | New | EN2369 | Energy Star Commercial Glass Door Freezer | Energy Star Commercial Glass Door Freezer | Equip | 12 | Display cases | 0% | Tech/Econ | 40.57% | 0 | 0 | 0
Econ | Miscellaneous | Cooking | Cooking Other | TRC | Turnover | ET9 | Efficient Exhaust Hood | Efficient Exhaust Hood | Equip | 15 | Cooking Other | 0% | Tech/Econ | 42.5% | 0 | 0 | 0
Econ | Miscellaneous | Cooking | Cooking Other | TRC | Turnover | ET165 | Energy Star Hot Food Holding Cabinet | Energy Star Hot Food Holding Cabinet | Equip | 12 | Cooking Other | 0% | Tech/Econ | 52.67% | 0 | 0 | 0
Econ | Miscellaneous | Cooking | Cooking Other | TRC | Turnover | ET126 | Energy Star Griddle | Energy Star Griddle | Equip | 12 | Cooking Other | 0% | Tech/Econ | 12.08% | 0 | 0 | 0
Econ | Miscellaneous | Cooking | Cooking Other | TRC | New | EN35 | Efficient Exhaust Hood | Efficient Exhaust Hood | Equip | 15 | Cooking Other | 0% | Tech/Econ | 42.5% | 0 | 0 | 0
Econ | Miscellaneous | Cooking | Cooking Other | TRC | New | EN191 | Energy Star Hot Food Holding Cabinet | Energy Star Hot Food Holding Cabinet | Equip | 12 | Cooking Other | 0% | Tech/Econ | 52.67% | 0 | 0 | 0
Econ | Miscellaneous | Cooking | Cooking Other | TRC | New | EN152 | Energy Star Griddle | Energy Star Griddle | Equip | 12 | Cooking Other | 0% | Tech/Econ | 12.08% | 0 | 0 | 0
Econ | Miscellaneous | Office Equipment | Computers | TRC | New | NN4592 | Smart Strip Plug Outlet | Smart Strip Plug Outlet | NonEquip | 4 |  | 43.9% | Tech/Econ | 1.187% | 0 | 0 | 0
Econ | Miscellaneous | Office Equipment | Computers | TRC | New | NN4566 | Network PC Power Management | Network PC Power Management | NonEquip | 5 | Computers | 0% | Tech/Econ | 56.5% | 0 | 0 | 0
Econ | Miscellaneous | Office Equipment | Computers | TRC | Existing | NE4579 | Smart Strip Plug Outlet | Smart Strip Plug Outlet | NonEquip | 4 |  | 43.9% | Tech/Econ | 1.187% | 5021.1054 | 0.74661 | 0
Econ | Miscellaneous | Office Equipment | Computers | TRC | Existing | NE4553 | Network PC Power Management | Network PC Power Management | NonEquip | 5 | Computers | 0% | Tech/Econ | 56.5% | 0 | 0 | 0
Econ | Miscellaneous | Office Equipment | Computers | TRC | Turnover | ET2187 | Energy Star PCs | Energy Star PCs | Equip | 4 | Computers | 35% | Tech/Econ | 43.34% | 145421.0177 | 20.7106 | 0
Econ | Miscellaneous | Office Equipment | Computers | TRC | New | EN2213 | Energy Star PCs | Energy Star PCs | Equip | 4 | Computers | 35% | Tech/Econ | 43.34% | 0 | 0 | 0
Econ | Miscellaneous | Domestic Hot Water | Centralized water heaters | TRC | New | NN5424 | Retro-Commissioning | Retro-Commissioning | NonEquip | 5 |  | 0% | Tech/Econ | 16% | 0 | 0 | 0
Econ | Miscellaneous | Domestic Hot Water | Centralized water heaters | TRC | New | NN2928 | Thermostatic Shower Restriction Valve | Thermostatic Shower Restriction Valve | NonEquip | 10 | Centralized water heaters | 0% | Tech/Econ | 3.379% | 0 | 0 | 0
Econ | Miscellaneous | Domestic Hot Water | Centralized water heaters | TRC | New | NN2902 | Tank Wrap on Water Heater | Tank Wrap on Water Heater | NonEquip | 7 | Centralized water heaters | 55.99% | Tech/Econ | 1.17% | 0 | 0 | 0
Econ | Miscellaneous | Domestic Hot Water | Centralized water heaters | TRC | New | NN2876 | Low-Flow Pre-Rinse Sprayers | Low-Flow Pre-Rinse Sprayers | NonEquip | 5 | Centralized water heaters | 0% | Tech/Econ | 0.5258% | 0 | 0 | 0
Econ | Miscellaneous | Domestic Hot Water | Centralized water heaters | TRC | New | NN2850 | Low Flow Shower Head | Low Flow Shower Head | NonEquip | 10 | Centralized water heaters | 0% | Tech/Econ | 0.6845% | 0 | 0 | 0
Econ | Miscellaneous | Domestic Hot Water | Centralized water heaters | TRC | New | NN2824 | Hot Water Pipe Insulation | Hot Water Pipe Insulation | NonEquip | 13 | Centralized water heaters | 22.62% | Tech/Econ | 6.282% | 0 | 0 | 0
Econ | Miscellaneous | Domestic Hot Water | Centralized water heaters | TRC | New | NN2772 | Faucet Aerator | Faucet Aerator | NonEquip | 10 | Centralized water heaters | 23.64% | Tech/Econ | 0.4552% | 0 | 0 | 0
Econ | Miscellaneous | Domestic Hot Water | Centralized water heaters | TRC | Existing | NE5411 | Retro-Commissioning | Retro-Commissioning | NonEquip | 5 |  | 21.99% | Tech/Econ | 16% | 5867.5655 | 0.98095 | 3.0413
Econ | Miscellaneous | Domestic Hot Water | Centralized water heaters | TRC | Existing | NE2915 | Thermostatic Shower Restriction Valve | Thermostatic Shower Restriction Valve | NonEquip | 10 | Centralized water heaters | 0% | Tech/Econ | 3.232% | 0 | 0 | 0
Econ | Miscellaneous | Domestic Hot Water | Centralized water heaters | TRC | Existing | NE2889 | Tank Wrap on Water Heater | Tank Wrap on Water Heater | NonEquip | 7 | Centralized water heaters | 55.99% | Tech/Econ | 1.17% | 720.0465 | 0.072126 | 0.073589
Econ | Miscellaneous | Domestic Hot Water | Centralized water heaters | TRC | Existing | NE2863 | Low-Flow Pre-Rinse Sprayers | Low-Flow Pre-Rinse Sprayers | NonEquip | 5 | Centralized water heaters | 0% | Tech/Econ | 0.5014% | 0 | 0 | 0
Econ | Miscellaneous | Domestic Hot Water | Centralized water heaters | TRC | Existing | NE2837 | Low Flow Shower Head | Low Flow Shower Head | NonEquip | 10 | Centralized water heaters | 0% | Tech/Econ | 0.6548% | 0 | 0 | 0
Econ | Miscellaneous | Domestic Hot Water | Centralized water heaters | TRC | Existing | NE2811 | Hot Water Pipe Insulation | Hot Water Pipe Insulation | NonEquip | 13 | Centralized water heaters | 22.62% | Tech/Econ | 6.01% | 1514.6142 | 0.16921 | 0.19016
Econ | Miscellaneous | Domestic Hot Water | Centralized water heaters | TRC | Existing | NE2759 | Faucet Aerator | Faucet Aerator | NonEquip | 10 | Centralized water heaters | 23.64% | Tech/Econ | 0.4355% | 114.8165 | 0.02393 | 0.014412
Econ | Miscellaneous | Domestic Hot Water | Centralized water heaters | TRC | Turnover | ET438 | Solar Water Heater | Solar Water Heater | Equip | 15 | Centralized water heaters | 0% | Tech/Econ | 76.67% | 0 | 0 | 0
Econ | Miscellaneous | Domestic Hot Water | Centralized water heaters | TRC | Turnover | ET360 | Heat Pump Water Heater | Heat Pump Water Heater | Equip | 10 | Centralized water heaters | 46.98% | Tech/Econ | 65.32% | 49378.5501 | 8.3447 | 5.5502
Econ | Miscellaneous | Domestic Hot Water | Centralized water heaters | TRC | Turnover | ET282 | Energy Star Commercial Dishwasher | Energy Star Commercial Dishwasher | Equip | 15 | Centralized water heaters | 0% | Tech/Econ | 29.58% | 0 | 0 | 0
Econ | Miscellaneous | Domestic Hot Water | Centralized water heaters | TRC | New | EN464 | Solar Water Heater | Solar Water Heater | Equip | 15 | Centralized water heaters | 0% | Tech/Econ | 76.67% | 0 | 0 | 0
Econ | Miscellaneous | Domestic Hot Water | Centralized water heaters | TRC | New | EN386 | Heat Pump Water Heater | Heat Pump Water Heater | Equip | 10 | Centralized water heaters | 46.98% | Tech/Econ | 65.32% | 0 | 0 | 0
Econ | Miscellaneous | Domestic Hot Water | Centralized water heaters | TRC | New | EN308 | Energy Star Commercial Dishwasher | Energy Star Commercial Dishwasher | Equip | 15 | Centralized water heaters | 0% | Tech/Econ | 29.58% | 0 | 0 | 0
Econ | Miscellaneous | Space Cooling | Central chillers inside | TRC | New | NN5372 | Retro-Commissioning | Retro-Commissioning | NonEquip | 5 |  | 0% | Tech/Econ | 16% | 0 | 0 | 0
Econ | Miscellaneous | Space Cooling | Central chillers inside | TRC | New | NN4202 | Thermal Energy Storage | Thermal Energy Storage | NonEquip | 20 |  | 50% | Tech/Econ | 0% | 0 | 0 | 0
Econ | Miscellaneous | Space Cooling | Central chillers inside | TRC | New | NN3890 | HVAC tune-up | HVAC tune-up | NonEquip | 5 | Residential-type central air conditioners | 0% | Tech/Econ | 5% | 0 | 0 | 0
Econ | Miscellaneous | Space Cooling | Central chillers inside | TRC | New | NN3682 | Facility Energy Management System | Facility Energy Management System | NonEquip | 15 |  | 6.861% | Tech/Econ | 20% | 0 | 0 | 0
Econ | Miscellaneous | Space Cooling | Central chillers inside | TRC | New | NN3526 | Duct Sealing Repair | Duct Sealing Repair | NonEquip | 15 |  | 0% | Tech/Econ | 12% | 0 | 0 | 0
Econ | Miscellaneous | Space Cooling | Central chillers inside | TRC | New | NN3318 | Chilled Water System - Variable Speed Drives | Chilled Water System - Variable Speed Drives | NonEquip | 13 | Central chillers inside | 74.38% | Tech/Econ | 24.74% | 0 | 0 | 0
Econ | Miscellaneous | Space Cooling | Central chillers inside | TRC | New | NN3292 | Chilled Water Controls Optimization | Chilled Water Controls Optimization | NonEquip | 10 | Central chillers inside | 34.04% | Tech/Econ | 12.5% | 0 | 0 | 0
Econ | Miscellaneous | Space Cooling | Central chillers inside | TRC | New | NN3214 | Ceiling Insulation(R2 to R38) | Ceiling Insulation(R2 to R38) | NonEquip | 20 |  | 0% | Tech/Econ | 1.76% | 0 | 0 | 0
Econ | Miscellaneous | Space Cooling | Central chillers inside | TRC | New | NN3058 | Airside Economizer | Airside Economizer | NonEquip | 10 | Packaged air conditioning units (RTUs) | 0% | Tech/Econ | 5.556% | 0 | 0 | 0
Econ | Miscellaneous | Space Cooling | Central chillers inside | TRC | Existing | NE5359 | Retro-Commissioning | Retro-Commissioning | NonEquip | 5 |  | 21.99% | Tech/Econ | 16% | 512872.8178 | 85.743 | 0
Econ | Miscellaneous | Space Cooling | Central chillers inside | TRC | Existing | NE4215 | Wall Insulation | Wall Insulation | NonEquip | 20 |  | 0% | Tech/Econ | 0.7745% | 0 | 0 | 0
Econ | Miscellaneous | Space Cooling | Central chillers inside | TRC | Existing | NE4189 | Thermal Energy Storage | Thermal Energy Storage | NonEquip | 20 |  | 50% | Tech/Econ | 0% | 0.0028322 | -1.4518e-05 | -9.5216e-07
Econ | Miscellaneous | Space Cooling | Central chillers inside | TRC | Existing | NE3877 | HVAC tune-up | HVAC tune-up | NonEquip | 5 | Residential-type central air conditioners | 0% | Tech/Econ | 5% | 0 | 0 | 0
Econ | Miscellaneous | Space Cooling | Central chillers inside | TRC | Existing | NE3669 | Facility Energy Management System | Facility Energy Management System | NonEquip | 15 |  | 6.861% | Tech/Econ | 20% | 157479.9018 | 33.0068 | 0
Econ | Miscellaneous | Space Cooling | Central chillers inside | TRC | Existing | NE3513 | Duct Sealing Repair | Duct Sealing Repair | NonEquip | 15 |  | 0% | Tech/Econ | 12% | 0 | 0 | 0
Econ | Miscellaneous | Space Cooling | Central chillers inside | TRC | Existing | NE3305 | Chilled Water System - Variable Speed Drives | Chilled Water System - Variable Speed Drives | NonEquip | 13 | Central chillers inside | 74.38% | Tech/Econ | 24.74% | 2588219.721 | 240.7403 | 54.7186
Econ | Miscellaneous | Space Cooling | Central chillers inside | TRC | Existing | NE3279 | Chilled Water Controls Optimization | Chilled Water Controls Optimization | NonEquip | 10 | Central chillers inside | 34.04% | Tech/Econ | 12.5% | 647884.5752 | 214.1638 | 0.048514
Econ | Miscellaneous | Space Cooling | Central chillers inside | TRC | Existing | NE3201 | Ceiling Insulation(R2 to R38) | Ceiling Insulation(R2 to R38) | NonEquip | 20 |  | 0% | Tech/Econ | 1.76% | 0 | 0 | 0
Econ | Miscellaneous | Space Cooling | Central chillers inside | TRC | Existing | NE3045 | Airside Economizer | Airside Economizer | NonEquip | 10 | Packaged air conditioning units (RTUs) | 0% | Tech/Econ | 5.556% | 0 | 0 | 0
Econ | Miscellaneous | Space Cooling | Central chillers inside | TRC | Turnover | ET906 | High Efficiency Chiller (Air Cooled, 50 tons) | High Efficiency Chiller (Air Cooled, 50 tons) | Equip | 20 | Central chillers inside | 28.37% | Tech/Econ | 8.759% | 281256.5312 | 65.2245 | 15.045
Econ | Miscellaneous | Space Cooling | Central chillers inside | TRC | New | EN932 | High Efficiency Chiller (Air Cooled, 50 tons) | High Efficiency Chiller (Air Cooled, 50 tons) | Equip | 20 | Central chillers inside | 28.37% | Tech/Econ | 8.759% | 0 | 0 | 0
Econ | Miscellaneous | Ventilation and Circulation | Central air-handling unit | TRC | New | NN5398 | Retro-Commissioning | Retro-Commissioning | NonEquip | 5 |  | 0% | Tech/Econ | 16% | 0 | 0 | 0
Econ | Miscellaneous | Ventilation and Circulation | Central air-handling unit | TRC | New | NN4982 | VAV System | VAV System | NonEquip | 10 |  | 0% | Tech/Econ | 30% | 0 | 0 | 0
Econ | Miscellaneous | Ventilation and Circulation | Central air-handling unit | TRC | New | NN4956 | Demand Controlled Ventilation | Demand Controlled Ventilation | NonEquip | 10 |  | 23.39% | Tech/Econ | 3.192% | 0 | 0 | 0
Econ | Miscellaneous | Ventilation and Circulation | Central air-handling unit | TRC | New | NN4930 | CO Sensors for Parking Garage Exhaust | CO Sensors for Parking Garage Exhaust | NonEquip | 15 | Motor/Fan | 0% | Tech/Econ | 33% | 0 | 0 | 0
Econ | Miscellaneous | Ventilation and Circulation | Central air-handling unit | TRC | Existing | NE5385 | Retro-Commissioning | Retro-Commissioning | NonEquip | 5 |  | 21.99% | Tech/Econ | 16% | 742987.0376 | 124.2139 | 385.1121
Econ | Miscellaneous | Ventilation and Circulation | Central air-handling unit | TRC | Existing | NE4969 | VAV System | VAV System | NonEquip | 10 |  | 0% | Tech/Econ | 30% | 0 | 0 | 0
Econ | Miscellaneous | Ventilation and Circulation | Central air-handling unit | TRC | Existing | NE4943 | Demand Controlled Ventilation | Demand Controlled Ventilation | NonEquip | 10 |  | 23.39% | Tech/Econ | 3.192% | 152124.5815 | 15.8384 | 89.1702
Econ | Miscellaneous | Ventilation and Circulation | Central air-handling unit | TRC | Existing | NE4917 | CO Sensors for Parking Garage Exhaust | CO Sensors for Parking Garage Exhaust | NonEquip | 15 | Motor/Fan | 0% | Tech/Econ | 33% | 0 | 0 | 0
Econ | Miscellaneous | Interior Lighting | case lighting | TRC | New | NN5268 | Retro-Commissioning | Retro-Commissioning | NonEquip | 5 |  | 0% | Tech/Econ | 16% | 0 | 0 | 0
Econ | Miscellaneous | Interior Lighting | case lighting | TRC | New | NN4436 | Interior Lighting Controls | Interior Lighting Controls | NonEquip | 8 | Overhead (fluorescent/LED/CFL U-shape) | 0% | Tech/Econ | 28% | 0 | 0 | 0
Econ | Miscellaneous | Interior Lighting | case lighting | TRC | New | NN3708 | Facility Energy Management System | Facility Energy Management System | NonEquip | 15 |  | 6.861% | Tech/Econ | 24% | 0 | 0 | 0
Econ | Miscellaneous | Interior Lighting | case lighting | TRC | Existing | NE5255 | Retro-Commissioning | Retro-Commissioning | NonEquip | 5 |  | 21.99% | Tech/Econ | 16% | 447.881 | 0.074878 | 0.23215
Econ | Miscellaneous | Interior Lighting | case lighting | TRC | Existing | NE4423 | Interior Lighting Controls | Interior Lighting Controls | NonEquip | 8 | Overhead (fluorescent/LED/CFL U-shape) | 0% | Tech/Econ | 28% | 0 | 0 | 0
Econ | Miscellaneous | Interior Lighting | case lighting | TRC | Existing | NE3695 | Facility Energy Management System | Facility Energy Management System | NonEquip | 15 |  | 6.861% | Tech/Econ | 24% | 202.2472 | 0.04239 | 0.0036452
Econ | Miscellaneous | Space Heating | Boilers | TRC | New | NN5346 | Retro-Commissioning | Retro-Commissioning | NonEquip | 5 |  | 0% | Tech/Econ | 16% | 0 | 0 | 0
Econ | Miscellaneous | Space Heating | Boilers | TRC | New | NN4332 | Water Cooled Refrigeration Heat Recovery | Water Cooled Refrigeration Heat Recovery | NonEquip | 20 |  | 0% | Tech/Econ | 10% | 0 | 0 | 0
Econ | Miscellaneous | Space Heating | Boilers | TRC | New | NN3656 | Facility Energy Management System | Facility Energy Management System | NonEquip | 15 |  | 6.861% | Tech/Econ | 20% | 0 | 0 | 0
Econ | Miscellaneous | Space Heating | Boilers | TRC | New | NN3552 | Duct Sealing Repair | Duct Sealing Repair | NonEquip | 15 |  | 0% | Tech/Econ | 12% | 0 | 0 | 0
Econ | Miscellaneous | Space Heating | Boilers | TRC | New | NN3188 | Ceiling Insulation(R2 to R38) | Ceiling Insulation(R2 to R38) | NonEquip | 20 |  | 0% | Tech/Econ | 0.6168% | 0 | 0 | 0
Econ | Miscellaneous | Space Heating | Boilers | TRC | Existing | NE5333 | Retro-Commissioning | Retro-Commissioning | NonEquip | 5 |  | 21.99% | Tech/Econ | 16% | 0 | 0 | 0
Econ | Miscellaneous | Space Heating | Boilers | TRC | Existing | NE4319 | Water Cooled Refrigeration Heat Recovery | Water Cooled Refrigeration Heat Recovery | NonEquip | 20 |  | 0% | Tech/Econ | 10% | 0 | 0 | 0
Econ | Miscellaneous | Space Heating | Boilers | TRC | Existing | NE4241 | Wall Insulation | Wall Insulation | NonEquip | 20 |  | 0% | Tech/Econ | 0.04372% | 0 | 0 | 0
Econ | Miscellaneous | Space Heating | Boilers | TRC | Existing | NE3643 | Facility Energy Management System | Facility Energy Management System | NonEquip | 15 |  | 6.861% | Tech/Econ | 20% | 0 | 0 | 0
Econ | Miscellaneous | Space Heating | Boilers | TRC | Existing | NE3539 | Duct Sealing Repair | Duct Sealing Repair | NonEquip | 15 |  | 0% | Tech/Econ | 12% | 0 | 0 | 0
Econ | Miscellaneous | Space Heating | Boilers | TRC | Existing | NE3175 | Ceiling Insulation(R2 to R38) | Ceiling Insulation(R2 to R38) | NonEquip | 20 |  | 0% | Tech/Econ | 0.6806% | 0 | 0 | 0
Econ | Miscellaneous | Domestic Hot Water | "Point-of-Use" water heaters | TRC | New | NN5424 | Retro-Commissioning | Retro-Commissioning | NonEquip | 5 |  | 0% | Tech/Econ | 16% | 0 | 0 | 0
Econ | Miscellaneous | Domestic Hot Water | "Point-of-Use" water heaters | TRC | New | NN2928 | Thermostatic Shower Restriction Valve | Thermostatic Shower Restriction Valve | NonEquip | 10 | Centralized water heaters | 0% | Tech/Econ | 3.379% | 0 | 0 | 0
Econ | Miscellaneous | Domestic Hot Water | "Point-of-Use" water heaters | TRC | New | NN2902 | Tank Wrap on Water Heater | Tank Wrap on Water Heater | NonEquip | 7 | Centralized water heaters | 0% | Tech/Econ | 1.17% | 0 | 0 | 0
Econ | Miscellaneous | Domestic Hot Water | "Point-of-Use" water heaters | TRC | New | NN2876 | Low-Flow Pre-Rinse Sprayers | Low-Flow Pre-Rinse Sprayers | NonEquip | 5 | Centralized water heaters | 0% | Tech/Econ | 0.5258% | 0 | 0 | 0
Econ | Miscellaneous | Domestic Hot Water | "Point-of-Use" water heaters | TRC | New | NN2850 | Low Flow Shower Head | Low Flow Shower Head | NonEquip | 10 | Centralized water heaters | 0% | Tech/Econ | 0.6845% | 0 | 0 | 0
Econ | Miscellaneous | Domestic Hot Water | "Point-of-Use" water heaters | TRC | New | NN2824 | Hot Water Pipe Insulation | Hot Water Pipe Insulation | NonEquip | 13 | Centralized water heaters | 0% | Tech/Econ | 6.282% | 0 | 0 | 0
Econ | Miscellaneous | Domestic Hot Water | "Point-of-Use" water heaters | TRC | New | NN2772 | Faucet Aerator | Faucet Aerator | NonEquip | 10 | Centralized water heaters | 0% | Tech/Econ | 0.4552% | 0 | 0 | 0
Econ | Miscellaneous | Domestic Hot Water | "Point-of-Use" water heaters | TRC | Existing | NE5411 | Retro-Commissioning | Retro-Commissioning | NonEquip | 5 |  | 21.99% | Tech/Econ | 16% | 1156.1182 | 0.19328 | 0.59925
Econ | Miscellaneous | Domestic Hot Water | "Point-of-Use" water heaters | TRC | Existing | NE2915 | Thermostatic Shower Restriction Valve | Thermostatic Shower Restriction Valve | NonEquip | 10 | Centralized water heaters | 0% | Tech/Econ | 3.232% | 0 | 0 | 0
Econ | Miscellaneous | Domestic Hot Water | "Point-of-Use" water heaters | TRC | Existing | NE2889 | Tank Wrap on Water Heater | Tank Wrap on Water Heater | NonEquip | 7 | Centralized water heaters | 0% | Tech/Econ | 1.17% | 0 | 0 | 0
Econ | Miscellaneous | Domestic Hot Water | "Point-of-Use" water heaters | TRC | Existing | NE2863 | Low-Flow Pre-Rinse Sprayers | Low-Flow Pre-Rinse Sprayers | NonEquip | 5 | Centralized water heaters | 0% | Tech/Econ | 0.5014% | 0 | 0 | 0
Econ | Miscellaneous | Domestic Hot Water | "Point-of-Use" water heaters | TRC | Existing | NE2837 | Low Flow Shower Head | Low Flow Shower Head | NonEquip | 10 | Centralized water heaters | 0% | Tech/Econ | 0.6548% | 0 | 0 | 0
Econ | Miscellaneous | Domestic Hot Water | "Point-of-Use" water heaters | TRC | Existing | NE2811 | Hot Water Pipe Insulation | Hot Water Pipe Insulation | NonEquip | 13 | Centralized water heaters | 0% | Tech/Econ | 6.01% | 0 | 0 | 0
Econ | Miscellaneous | Domestic Hot Water | "Point-of-Use" water heaters | TRC | Existing | NE2759 | Faucet Aerator | Faucet Aerator | NonEquip | 10 | Centralized water heaters | 0% | Tech/Econ | 0.4355% | 0 | 0 | 0
Econ | Miscellaneous | Domestic Hot Water | "Point-of-Use" water heaters | TRC | Turnover | ET321 | Energy Star Commercial Dishwasher | Energy Star Commercial Dishwasher | Equip | 15 | "Point-of-Use" water heaters | 0% | Tech/Econ | 29.42% | 0 | 0 | 0
Econ | Miscellaneous | Domestic Hot Water | "Point-of-Use" water heaters | TRC | New | EN347 | Energy Star Commercial Dishwasher | Energy Star Commercial Dishwasher | Equip | 15 | "Point-of-Use" water heaters | 0% | Tech/Econ | 29.42% | 0 | 0 | 0
Econ | Offices | Refrigeration | Walk-in cooler | TRC | New | NN5321 | Retro-Commissioning | Retro-Commissioning | NonEquip | 5 |  | 0% | Tech/Econ | 16% | 0 | 0 | 0
Econ | Offices | Refrigeration | Walk-in cooler | TRC | New | NN4905 | Strip Curtains for Walk-ins | Strip Curtains for Walk-ins | NonEquip | 4 | Walk-in cooler | 0% | Tech/Econ | 2.115% | 0 | 0 | 0
Econ | Offices | Refrigeration | Walk-in cooler | TRC | New | NN4853 | PSC to ECM Evaporator Fan Motor (Walk-In, Refrigerator) | PSC to ECM Evaporator Fan Motor (Walk-In, Refrigerator) | NonEquip | 15 | Walk-in cooler | 0% | Tech/Econ | 37.5% | 0 | 0 | 0
Econ | Offices | Refrigeration | Walk-in cooler | TRC | New | NN4827 | PSC to ECM Evaporator Fan Motor (Reach-In) | PSC to ECM Evaporator Fan Motor (Reach-In) | NonEquip | 15 | Display cases | 0% | Tech/Econ | 37.5% | 0 | 0 | 0
Econ | Offices | Refrigeration | Walk-in cooler | TRC | New | NN4697 | Floating Head Pressure Controls | Floating Head Pressure Controls | NonEquip | 15 |  | 0% | Tech/Econ | 6.05% | 0 | 0 | 0
Econ | Offices | Refrigeration | Walk-in cooler | TRC | New | NN4619 | Anti-Sweat Controls | Anti-Sweat Controls | NonEquip | 8 | Display cases | 0% | Tech/Econ | 85% | 0 | 0 | 0
Econ | Offices | Refrigeration | Walk-in cooler | TRC | Existing | NE5308 | Retro-Commissioning | Retro-Commissioning | NonEquip | 5 |  | 21.99% | Tech/Econ | 16% | 2924.5102 | 0.48892 | 1.5159
Econ | Offices | Refrigeration | Walk-in cooler | TRC | Existing | NE4892 | Strip Curtains for Walk-ins | Strip Curtains for Walk-ins | NonEquip | 4 | Walk-in cooler | 0% | Tech/Econ | 2.115% | 0 | 0 | 0
Econ | Offices | Refrigeration | Walk-in cooler | TRC | Existing | NE4840 | PSC to ECM Evaporator Fan Motor (Walk-In, Refrigerator) | PSC to ECM Evaporator Fan Motor (Walk-In, Refrigerator) | NonEquip | 15 | Walk-in cooler | 0% | Tech/Econ | 37.5% | 0 | 0 | 0
Econ | Offices | Refrigeration | Walk-in cooler | TRC | Existing | NE4814 | PSC to ECM Evaporator Fan Motor (Reach-In) | PSC to ECM Evaporator Fan Motor (Reach-In) | NonEquip | 15 | Display cases | 0% | Tech/Econ | 37.5% | 0 | 0 | 0
Econ | Offices | Refrigeration | Walk-in cooler | TRC | Existing | NE4710 | Freezer-Cooler Replacement Gaskets | Freezer-Cooler Replacement Gaskets | NonEquip | 4 | Display cases | 0% | Tech/Econ | 3.131% | 0 | 0 | 0
Econ | Offices | Refrigeration | Walk-in cooler | TRC | Existing | NE4684 | Floating Head Pressure Controls | Floating Head Pressure Controls | NonEquip | 15 |  | 0% | Tech/Econ | 6.05% | 0 | 0 | 0
Econ | Offices | Refrigeration | Walk-in cooler | TRC | Existing | NE4606 | Anti-Sweat Controls | Anti-Sweat Controls | NonEquip | 8 | Display cases | 0% | Tech/Econ | 85% | 0 | 0 | 0
Econ | Offices | Refrigeration | Vending and ice makers | TRC | New | NN5321 | Retro-Commissioning | Retro-Commissioning | NonEquip | 5 |  | 0% | Tech/Econ | 16% | 0 | 0 | 0
Econ | Offices | Refrigeration | Vending and ice makers | TRC | New | NN4905 | Strip Curtains for Walk-ins | Strip Curtains for Walk-ins | NonEquip | 4 | Walk-in cooler | 0% | Tech/Econ | 2.115% | 0 | 0 | 0
Econ | Offices | Refrigeration | Vending and ice makers | TRC | New | NN4853 | PSC to ECM Evaporator Fan Motor (Walk-In, Refrigerator) | PSC to ECM Evaporator Fan Motor (Walk-In, Refrigerator) | NonEquip | 15 | Walk-in cooler | 0% | Tech/Econ | 37.5% | 0 | 0 | 0
Econ | Offices | Refrigeration | Vending and ice makers | TRC | New | NN4827 | PSC to ECM Evaporator Fan Motor (Reach-In) | PSC to ECM Evaporator Fan Motor (Reach-In) | NonEquip | 15 | Display cases | 0% | Tech/Econ | 37.5% | 0 | 0 | 0
Econ | Offices | Refrigeration | Vending and ice makers | TRC | New | NN4697 | Floating Head Pressure Controls | Floating Head Pressure Controls | NonEquip | 15 |  | 0% | Tech/Econ | 6.05% | 0 | 0 | 0
Econ | Offices | Refrigeration | Vending and ice makers | TRC | New | NN4619 | Anti-Sweat Controls | Anti-Sweat Controls | NonEquip | 8 | Display cases | 0% | Tech/Econ | 85% | 0 | 0 | 0
Econ | Offices | Refrigeration | Vending and ice makers | TRC | Existing | NE5308 | Retro-Commissioning | Retro-Commissioning | NonEquip | 5 |  | 21.99% | Tech/Econ | 16% | 81886.6762 | 13.69 | 42.4443
Econ | Offices | Refrigeration | Vending and ice makers | TRC | Existing | NE4892 | Strip Curtains for Walk-ins | Strip Curtains for Walk-ins | NonEquip | 4 | Walk-in cooler | 0% | Tech/Econ | 2.115% | 0 | 0 | 0
Econ | Offices | Refrigeration | Vending and ice makers | TRC | Existing | NE4840 | PSC to ECM Evaporator Fan Motor (Walk-In, Refrigerator) | PSC to ECM Evaporator Fan Motor (Walk-In, Refrigerator) | NonEquip | 15 | Walk-in cooler | 0% | Tech/Econ | 37.5% | 0 | 0 | 0
Econ | Offices | Refrigeration | Vending and ice makers | TRC | Existing | NE4814 | PSC to ECM Evaporator Fan Motor (Reach-In) | PSC to ECM Evaporator Fan Motor (Reach-In) | NonEquip | 15 | Display cases | 0% | Tech/Econ | 37.5% | 0 | 0 | 0
Econ | Offices | Refrigeration | Vending and ice makers | TRC | Existing | NE4710 | Freezer-Cooler Replacement Gaskets | Freezer-Cooler Replacement Gaskets | NonEquip | 4 | Display cases | 0% | Tech/Econ | 3.131% | 0 | 0 | 0
Econ | Offices | Refrigeration | Vending and ice makers | TRC | Existing | NE4684 | Floating Head Pressure Controls | Floating Head Pressure Controls | NonEquip | 15 |  | 0% | Tech/Econ | 6.05% | 0 | 0 | 0
Econ | Offices | Refrigeration | Vending and ice makers | TRC | Existing | NE4606 | Anti-Sweat Controls | Anti-Sweat Controls | NonEquip | 8 | Display cases | 0% | Tech/Econ | 85% | 0 | 0 | 0
Econ | Offices | Exterior Lighting | Street lighting | TRC | New | NN5295 | Retro-Commissioning | Retro-Commissioning | NonEquip | 5 |  | 0% | Tech/Econ | 16% | 0 | 0 | 0
Econ | Offices | Exterior Lighting | Street lighting | TRC | New | NN2981 | Outdoor Lighting Controls | Outdoor Lighting Controls | NonEquip | 8 | Exterior parking/lot lighting | 0% | Tech/Econ | 28% | 0 | 0 | 0
Econ | Offices | Exterior Lighting | Street lighting | TRC | New | NN2955 | Bi-Level Lighting Control (Exterior) | Bi-Level Lighting Control (Exterior) | NonEquip | 9 | Exterior parking/lot lighting | 0% | Tech/Econ | 31% | 0 | 0 | 0
Econ | Offices | Exterior Lighting | Street lighting | TRC | Existing | NE5282 | Retro-Commissioning | Retro-Commissioning | NonEquip | 5 |  | 21.99% | Tech/Econ | 16% | 3764.8426 | 0 | 1.9514
Econ | Offices | Exterior Lighting | Street lighting | TRC | Existing | NE2968 | Outdoor Lighting Controls | Outdoor Lighting Controls | NonEquip | 8 | Exterior parking/lot lighting | 0% | Tech/Econ | 28% | 0 | 0 | 0
Econ | Offices | Exterior Lighting | Street lighting | TRC | Existing | NE2942 | Bi-Level Lighting Control (Exterior) | Bi-Level Lighting Control (Exterior) | NonEquip | 9 | Exterior parking/lot lighting | 0% | Tech/Econ | 31% | 0 | 0 | 0
Econ | Offices | Exterior Lighting | Street lighting | TRC | Turnover | ET751 | LED Street Lights | LED Street Lights | Equip | 18 | Street lighting | 0% | Tech/Econ | 66.53% | 0 | 0 | 0
Econ | Offices | Exterior Lighting | Street lighting | TRC | New | EN777 | LED Street Lights | LED Street Lights | Equip | 18 | Street lighting | 0% | Tech/Econ | 66.53% | 0 | 0 | 0
Econ | Offices | Cooking | Steamer | TRC | Turnover | ET205 | Energy Star Steamer | Energy Star Steamer | Equip | 12 | Steamer | 0% | Tech/Econ | 56.63% | 0 | 0 | 0
Econ | Offices | Cooking | Steamer | TRC | New | EN231 | Energy Star Steamer | Energy Star Steamer | Equip | 12 | Steamer | 0% | Tech/Econ | 56.63% | 0 | 0 | 0
Econ | Offices | Exterior Lighting | Spot lighting/Security/Flood | TRC | New | NN5295 | Retro-Commissioning | Retro-Commissioning | NonEquip | 5 |  | 0% | Tech/Econ | 16% | 0 | 0 | 0
Econ | Offices | Exterior Lighting | Spot lighting/Security/Flood | TRC | New | NN2981 | Outdoor Lighting Controls | Outdoor Lighting Controls | NonEquip | 8 | Exterior parking/lot lighting | 0% | Tech/Econ | 28% | 0 | 0 | 0
Econ | Offices | Exterior Lighting | Spot lighting/Security/Flood | TRC | New | NN2955 | Bi-Level Lighting Control (Exterior) | Bi-Level Lighting Control (Exterior) | NonEquip | 9 | Exterior parking/lot lighting | 0% | Tech/Econ | 31% | 0 | 0 | 0
Econ | Offices | Exterior Lighting | Spot lighting/Security/Flood | TRC | Existing | NE5282 | Retro-Commissioning | Retro-Commissioning | NonEquip | 5 |  | 21.99% | Tech/Econ | 16% | 3333.1939 | 0 | 1.7277
Econ | Offices | Exterior Lighting | Spot lighting/Security/Flood | TRC | Existing | NE2968 | Outdoor Lighting Controls | Outdoor Lighting Controls | NonEquip | 8 | Exterior parking/lot lighting | 0% | Tech/Econ | 28% | 0 | 0 | 0
Econ | Offices | Exterior Lighting | Spot lighting/Security/Flood | TRC | Existing | NE2942 | Bi-Level Lighting Control (Exterior) | Bi-Level Lighting Control (Exterior) | NonEquip | 9 | Exterior parking/lot lighting | 0% | Tech/Econ | 31% | 0 | 0 | 0
Econ | Offices | Exterior Lighting | Spot lighting/Security/Flood | TRC | Turnover | ET673 | LED Exterior Lighting | LED Exterior Lighting | Equip | 13 | Spot lighting/Security/Flood | 4.268% | Tech/Econ | 60.51% | 2360.6997 | 0 | 0
Econ | Offices | Exterior Lighting | Spot lighting/Security/Flood | TRC | Turnover | ET556 | LED - 9W Flood | LED - 9W Flood | Equip | 15 | Spot lighting/Security/Flood | 13.31% | Tech/Econ | 86.15% | 12268.7266 | 0 | 0
Econ | Offices | Exterior Lighting | Spot lighting/Security/Flood | TRC | Turnover | ET478 | CFL - 15W Flood | CFL - 15W Flood | Equip | 7.8 | Spot lighting/Security/Flood | 0% | Tech/Econ | 76.92% | 0 | 0 | 0
Econ | Offices | Exterior Lighting | Spot lighting/Security/Flood | TRC | New | EN699 | LED Exterior Lighting | LED Exterior Lighting | Equip | 13 | Spot lighting/Security/Flood | 4.624% | Tech/Econ | 60.51% | 14.4973 | 0 | 0
Econ | Offices | Exterior Lighting | Spot lighting/Security/Flood | TRC | New | EN582 | LED - 9W Flood | LED - 9W Flood | Equip | 15 | Spot lighting/Security/Flood | 86.42% | Tech/Econ | 86.15% | 1509.9133 | 0 | 0
Econ | Offices | Exterior Lighting | Spot lighting/Security/Flood | TRC | New | EN504 | CFL - 15W Flood | CFL - 15W Flood | Equip | 7.8 | Spot lighting/Security/Flood | 0% | Tech/Econ | 76.92% | 0 | 0 | 0
Econ | Offices | Interior Lighting | Spot lighting | TRC | New | NN5269 | Retro-Commissioning | Retro-Commissioning | NonEquip | 5 |  | 0% | Tech/Econ | 16% | 0 | 0 | 0
Econ | Offices | Interior Lighting | Spot lighting | TRC | New | NN4437 | Interior Lighting Controls | Interior Lighting Controls | NonEquip | 8 | Overhead (fluorescent/LED/CFL U-shape) | 0% | Tech/Econ | 28% | 0 | 0 | 0
Econ | Offices | Interior Lighting | Spot lighting | TRC | New | NN3709 | Facility Energy Management System | Facility Energy Management System | NonEquip | 15 |  | 1.982% | Tech/Econ | 24% | 0.54837 | 0.00011493 | 9.8833e-06
Econ | Offices | Interior Lighting | Spot lighting | TRC | Existing | NE5256 | Retro-Commissioning | Retro-Commissioning | NonEquip | 5 |  | 21.99% | Tech/Econ | 16% | 115.3774 | 0.019289 | 0.059803
Econ | Offices | Interior Lighting | Spot lighting | TRC | Existing | NE4424 | Interior Lighting Controls | Interior Lighting Controls | NonEquip | 8 | Overhead (fluorescent/LED/CFL U-shape) | 0% | Tech/Econ | 28% | 0 | 0 | 0
Econ | Offices | Interior Lighting | Spot lighting | TRC | Existing | NE3696 | Facility Energy Management System | Facility Energy Management System | NonEquip | 15 |  | 2.99% | Tech/Econ | 24% | 22.2816 | 0.0046701 | 0.00040159
Econ | Offices | Interior Lighting | Spot lighting | TRC | Turnover | ET1609 | LED Display Lighting (Interior) | LED Display Lighting (Interior) | Equip | 15 | Spot lighting | 2.129% | Tech/Econ | 87.04% | 58.6226 | 0.014396 | 0.003252
Econ | Offices | Interior Lighting | Spot lighting | TRC | Turnover | ET1570 | LED - 14W | LED - 14W | Equip | 15 | Spot lighting | 86.42% | Tech/Econ | 53.33% | 2803.5109 | 0.67266 | 0.15553
Econ | Offices | Interior Lighting | Spot lighting | TRC | Turnover | ET1453 | CFL-23W | CFL-23W | Equip | 7.8 | Spot lighting | 0% | Tech/Econ | 23.33% | 0 | 0 | 0
Econ | Offices | Interior Lighting | Spot lighting | TRC | New | EN1635 | LED Display Lighting (Interior) | LED Display Lighting (Interior) | Equip | 15 | Spot lighting | 0% | Tech/Econ | 87.04% | 0 | 0 | 0
Econ | Offices | Interior Lighting | Spot lighting | TRC | New | EN1596 | LED - 14W | LED - 14W | Equip | 15 | Spot lighting | 0% | Tech/Econ | 53.33% | 0 | 0 | 0
Econ | Offices | Interior Lighting | Spot lighting | TRC | New | EN1479 | CFL-23W | CFL-23W | Equip | 7.8 | Spot lighting | 0% | Tech/Econ | 23.33% | 0 | 0 | 0
Econ | Offices | Office Equipment | Servers | TRC | New | NN4593 | Smart Strip Plug Outlet | Smart Strip Plug Outlet | NonEquip | 4 |  | 43.9% | Tech/Econ | 1.187% | 238.3558 | 0.035442 | 0.024632
Econ | Offices | Office Equipment | Servers | TRC | New | NN4567 | Network PC Power Management | Network PC Power Management | NonEquip | 5 | Computers | 0% | Tech/Econ | 56.5% | 0 | 0 | 0
Econ | Offices | Office Equipment | Servers | TRC | Existing | NE4580 | Smart Strip Plug Outlet | Smart Strip Plug Outlet | NonEquip | 4 |  | 43.9% | Tech/Econ | 1.187% | 12576.4728 | 1.87 | 1.2997
Econ | Offices | Office Equipment | Servers | TRC | Existing | NE4554 | Network PC Power Management | Network PC Power Management | NonEquip | 5 | Computers | 0% | Tech/Econ | 56.5% | 0 | 0 | 0
Econ | Offices | Office Equipment | Servers | TRC | Turnover | ET2227 | Energy Star Servers | Energy Star Servers | Equip | 4 | Servers | 47.28% | Tech/Econ | 23.08% | 295625.225 | 44.0007 | 30.6035
Econ | Offices | Office Equipment | Servers | TRC | New | EN2253 | Energy Star Servers | Energy Star Servers | Equip | 4 | Servers | 47.28% | Tech/Econ | 23.08% | 5602.842 | 0.83392 | 0.58001
Econ | Offices | Space Cooling | Residential-type central air conditioners | TRC | New | NN5373 | Retro-Commissioning | Retro-Commissioning | NonEquip | 5 |  | 0% | Tech/Econ | 16% | 0 | 0 | 0
Econ | Offices | Space Cooling | Residential-type central air conditioners | TRC | New | NN4203 | Thermal Energy Storage | Thermal Energy Storage | NonEquip | 20 |  | 33.33% | Tech/Econ | 0% | 0 | 0 | 0
Econ | Offices | Space Cooling | Residential-type central air conditioners | TRC | New | NN4151 | Smart Thermostat | Smart Thermostat | NonEquip | 11 |  | 45.33% | Tech/Econ | 10% | 1614.6727 | 0.019172 | 0
Econ | Offices | Space Cooling | Residential-type central air conditioners | TRC | New | NN3917 | HVAC tune-up_RTU | HVAC tune-up_RTU | NonEquip | 5 | Packaged air conditioning units (RTUs) | 0% | Tech/Econ | 5% | 0 | 0 | 0
Econ | Offices | Space Cooling | Residential-type central air conditioners | TRC | New | NN3891 | HVAC tune-up | HVAC tune-up | NonEquip | 5 | Residential-type central air conditioners | 49.09% | Tech/Econ | 5% | 899.304 | 0.14548 | 0.0060193
Econ | Offices | Space Cooling | Residential-type central air conditioners | TRC | New | NN3683 | Facility Energy Management System | Facility Energy Management System | NonEquip | 15 |  | 1.982% | Tech/Econ | 20% | 145.7936 | 0.030557 | 0
Econ | Offices | Space Cooling | Residential-type central air conditioners | TRC | New | NN3527 | Duct Sealing Repair | Duct Sealing Repair | NonEquip | 15 |  | 0% | Tech/Econ | 12% | 0 | 0 | 0
Econ | Offices | Space Cooling | Residential-type central air conditioners | TRC | New | NN3423 | Dedicated Outdoor Air System on VRF unit | Dedicated Outdoor Air System on VRF unit | NonEquip | 15 | Residential-type central air conditioners | 58.91% | Tech/Econ | 17.5% | 113.2075 | 0.034448 | 0
Econ | Offices | Space Cooling | Residential-type central air conditioners | TRC | New | NN3319 | Chilled Water System - Variable Speed Drives | Chilled Water System - Variable Speed Drives | NonEquip | 13 | Central chillers inside | 0% | Tech/Econ | 24.74% | 0 | 0 | 0
Econ | Offices | Space Cooling | Residential-type central air conditioners | TRC | New | NN3293 | Chilled Water Controls Optimization | Chilled Water Controls Optimization | NonEquip | 10 | Central chillers inside | 0% | Tech/Econ | 12.5% | 0 | 0 | 0
Econ | Offices | Space Cooling | Residential-type central air conditioners | TRC | New | NN3215 | Ceiling Insulation(R2 to R38) | Ceiling Insulation(R2 to R38) | NonEquip | 20 |  | 0% | Tech/Econ | 3.244% | 0 | 0 | 0
Econ | Offices | Space Cooling | Residential-type central air conditioners | TRC | New | NN3059 | Airside Economizer | Airside Economizer | NonEquip | 10 | Packaged air conditioning units (RTUs) | 0% | Tech/Econ | 5.556% | 0 | 0 | 0
Econ | Offices | Space Cooling | Residential-type central air conditioners | TRC | Existing | NE5360 | Retro-Commissioning | Retro-Commissioning | NonEquip | 5 |  | 21.99% | Tech/Econ | 16% | 77242.7686 | 12.9136 | 0
Econ | Offices | Space Cooling | Residential-type central air conditioners | TRC | Existing | NE4216 | Wall Insulation | Wall Insulation | NonEquip | 20 |  | 17.1% | Tech/Econ | 28.52% | 84045.7119 | 1.6818 | 0
Econ | Offices | Space Cooling | Residential-type central air conditioners | TRC | Existing | NE4190 | Thermal Energy Storage | Thermal Energy Storage | NonEquip | 20 |  | 33.33% | Tech/Econ | 0% | 0.00010985 | -5.6308e-07 | -3.6929e-08
Econ | Offices | Space Cooling | Residential-type central air conditioners | TRC | Existing | NE4138 | Smart Thermostat | Smart Thermostat | NonEquip | 11 |  | 45.33% | Tech/Econ | 10% | 66633.739 | 0.7912 | 0
Econ | Offices | Space Cooling | Residential-type central air conditioners | TRC | Existing | NE3904 | HVAC tune-up_RTU | HVAC tune-up_RTU | NonEquip | 5 | Packaged air conditioning units (RTUs) | 0% | Tech/Econ | 5% | 0 | 0 | 0
Econ | Offices | Space Cooling | Residential-type central air conditioners | TRC | Existing | NE3878 | HVAC tune-up | HVAC tune-up | NonEquip | 5 | Residential-type central air conditioners | 49.09% | Tech/Econ | 5% | 43362.1666 | 7.0145 | 0.29024
Econ | Offices | Space Cooling | Residential-type central air conditioners | TRC | Existing | NE3670 | Facility Energy Management System | Facility Energy Management System | NonEquip | 15 |  | 2.99% | Tech/Econ | 20% | 10785.3305 | 2.2605 | 0
Econ | Offices | Space Cooling | Residential-type central air conditioners | TRC | Existing | NE3514 | Duct Sealing Repair | Duct Sealing Repair | NonEquip | 15 |  | 30.55% | Tech/Econ | 12% | 77661.3679 | 15.3009 | 0
Econ | Offices | Space Cooling | Residential-type central air conditioners | TRC | Existing | NE3410 | Dedicated Outdoor Air System on VRF unit | Dedicated Outdoor Air System on VRF unit | NonEquip | 15 | Residential-type central air conditioners | 58.91% | Tech/Econ | 17.5% | 168985.4385 | 51.4209 | 0
Econ | Offices | Space Cooling | Residential-type central air conditioners | TRC | Existing | NE3306 | Chilled Water System - Variable Speed Drives | Chilled Water System - Variable Speed Drives | NonEquip | 13 | Central chillers inside | 0% | Tech/Econ | 24.74% | 0 | 0 | 0
Econ | Offices | Space Cooling | Residential-type central air conditioners | TRC | Existing | NE3280 | Chilled Water Controls Optimization | Chilled Water Controls Optimization | NonEquip | 10 | Central chillers inside | 0% | Tech/Econ | 12.5% | 0 | 0 | 0
Econ | Offices | Space Cooling | Residential-type central air conditioners | TRC | Existing | NE3202 | Ceiling Insulation(R2 to R38) | Ceiling Insulation(R2 to R38) | NonEquip | 20 |  | 45.6% | Tech/Econ | 3.244% | 26521.611 | 0.53071 | 0
Econ | Offices | Space Cooling | Residential-type central air conditioners | TRC | Existing | NE3046 | Airside Economizer | Airside Economizer | NonEquip | 10 | Packaged air conditioning units (RTUs) | 0% | Tech/Econ | 5.556% | 0 | 0 | 0
Econ | Offices | Space Cooling | Residential-type central air conditioners | TRC | Turnover | ET1375 | Variable Refrigerant Flow (VRF) HVAC Systems | Variable Refrigerant Flow (VRF) HVAC Systems | Equip | 15 | Residential-type central air conditioners | 0% | Tech/Econ | 36.88% | 0 | 0 | 0
Econ | Offices | Space Cooling | Residential-type central air conditioners | TRC | Turnover | ET1297 | High Efficiency PTHP | High Efficiency PTHP | Equip | 15 | Residential-type central air conditioners | 49.09% | Tech/Econ | 23.64% | 236791.892 | 117.7729 | 0
Econ | Offices | Space Cooling | Residential-type central air conditioners | TRC | Turnover | ET1258 | High Efficiency PTAC | High Efficiency PTAC | Equip | 15 | Residential-type central air conditioners | 0% | Tech/Econ | 23.64% | 0 | 0 | 0
Econ | Offices | Space Cooling | Residential-type central air conditioners | TRC | New | EN1401 | Variable Refrigerant Flow (VRF) HVAC Systems | Variable Refrigerant Flow (VRF) HVAC Systems | Equip | 15 | Residential-type central air conditioners | 0% | Tech/Econ | 36.88% | 0 | 0 | 0
Econ | Offices | Space Cooling | Residential-type central air conditioners | TRC | New | EN1323 | High Efficiency PTHP | High Efficiency PTHP | Equip | 15 | Residential-type central air conditioners | 49.09% | Tech/Econ | 23.64% | 4828.4825 | 2.4015 | 0
Econ | Offices | Space Cooling | Residential-type central air conditioners | TRC | New | EN1284 | High Efficiency PTAC | High Efficiency PTAC | Equip | 15 | Residential-type central air conditioners | 0% | Tech/Econ | 23.64% | 0 | 0 | 0
Econ | Offices | Space Heating | Residential/split system heat pump | TRC | New | NN5347 | Retro-Commissioning | Retro-Commissioning | NonEquip | 5 |  | 0% | Tech/Econ | 16% | 0 | 0 | 0
Econ | Offices | Space Heating | Residential/split system heat pump | TRC | New | NN4177 | Smart Thermostat | Smart Thermostat | NonEquip | 11 |  | 45.33% | Tech/Econ | 10% | 28620.3692 | 0 | -4.7027
Econ | Offices | Space Heating | Residential/split system heat pump | TRC | New | NN3657 | Facility Energy Management System | Facility Energy Management System | NonEquip | 15 |  | 1.982% | Tech/Econ | 20% | 2647.572 | 0 | 0.047718
Econ | Offices | Space Heating | Residential/split system heat pump | TRC | New | NN3553 | Duct Sealing Repair | Duct Sealing Repair | NonEquip | 15 |  | 0% | Tech/Econ | 12% | 0 | 0 | 0
Econ | Offices | Space Heating | Residential/split system heat pump | TRC | New | NN3397 | Dedicated Outdoor Air System on VRF unit | Dedicated Outdoor Air System on VRF unit | NonEquip | 15 | Residential/split system heat pump | 58.91% | Tech/Econ | 10% | 33866.5411 | 0 | 10.416
Econ | Offices | Space Heating | Residential/split system heat pump | TRC | New | NN3189 | Ceiling Insulation(R2 to R38) | Ceiling Insulation(R2 to R38) | NonEquip | 20 |  | 0% | Tech/Econ | 1.137% | 0 | 0 | 0
Econ | Offices | Space Heating | Residential/split system heat pump | TRC | Existing | NE5334 | Retro-Commissioning | Retro-Commissioning | NonEquip | 5 |  | 21.99% | Tech/Econ | 16% | 1299757.013 | 0 | 673.7024
Econ | Offices | Space Heating | Residential/split system heat pump | TRC | Existing | NE4242 | Wall Insulation | Wall Insulation | NonEquip | 20 |  | 17.1% | Tech/Econ | 1.61% | 89137.393 | 0 | 40.208
Econ | Offices | Space Heating | Residential/split system heat pump | TRC | Existing | NE4164 | Smart Thermostat | Smart Thermostat | NonEquip | 11 |  | 45.33% | Tech/Econ | 10% | 1377156.621 | 0 | -226.2857
Econ | Offices | Space Heating | Residential/split system heat pump | TRC | Existing | NE3644 | Facility Energy Management System | Facility Energy Management System | NonEquip | 15 |  | 2.99% | Tech/Econ | 20% | 195858.635 | 0 | 3.53
Econ | Offices | Space Heating | Residential/split system heat pump | TRC | Existing | NE3540 | Duct Sealing Repair | Duct Sealing Repair | NonEquip | 15 |  | 30.55% | Tech/Econ | 12% | 1306800.754 | 0 | 911.8774
Econ | Offices | Space Heating | Residential/split system heat pump | TRC | Existing | NE3384 | Dedicated Outdoor Air System on VRF unit | Dedicated Outdoor Air System on VRF unit | NonEquip | 15 | Residential/split system heat pump | 58.91% | Tech/Econ | 10% | 1902021.372 | 0 | 584.9844
Econ | Offices | Space Heating | Residential/split system heat pump | TRC | Existing | NE3176 | Ceiling Insulation(R2 to R38) | Ceiling Insulation(R2 to R38) | NonEquip | 20 |  | 45.6% | Tech/Econ | 1.254% | 186197.9085 | 0 | 83.9899
Econ | Offices | Space Heating | Residential/split system heat pump | TRC | Turnover | ET1414 | Variable Refrigerant Flow (VRF) HVAC Systems | Variable Refrigerant Flow (VRF) HVAC Systems | Equip | 15 | Residential/split system heat pump | 0% | Tech/Econ | 31.25% | 0 | 0 | 0
Econ | Offices | Space Heating | Residential/split system heat pump | TRC | Turnover | ET1336 | High Efficiency PTHP | High Efficiency PTHP | Equip | 15 | Residential/split system heat pump | 49.09% | Tech/Econ | 9.375% | 1580380.934 | 0 | 0.2878
Econ | Offices | Space Heating | Residential/split system heat pump | TRC | New | EN1440 | Variable Refrigerant Flow (VRF) HVAC Systems | Variable Refrigerant Flow (VRF) HVAC Systems | Equip | 15 | Residential/split system heat pump | 0% | Tech/Econ | 31.25% | 0 | 0 | 0
Econ | Offices | Space Heating | Residential/split system heat pump | TRC | New | EN1362 | High Efficiency PTHP | High Efficiency PTHP | Equip | 15 | Residential/split system heat pump | 49.09% | Tech/Econ | 9.375% | 32225.9413 | 0 | 0.0058686
Econ | Offices | Refrigeration | Residential style | TRC | New | NN5321 | Retro-Commissioning | Retro-Commissioning | NonEquip | 5 |  | 0% | Tech/Econ | 16% | 0 | 0 | 0
Econ | Offices | Refrigeration | Residential style | TRC | New | NN4905 | Strip Curtains for Walk-ins | Strip Curtains for Walk-ins | NonEquip | 4 | Walk-in cooler | 0% | Tech/Econ | 2.115% | 0 | 0 | 0
Econ | Offices | Refrigeration | Residential style | TRC | New | NN4853 | PSC to ECM Evaporator Fan Motor (Walk-In, Refrigerator) | PSC to ECM Evaporator Fan Motor (Walk-In, Refrigerator) | NonEquip | 15 | Walk-in cooler | 0% | Tech/Econ | 37.5% | 0 | 0 | 0
Econ | Offices | Refrigeration | Residential style | TRC | New | NN4827 | PSC to ECM Evaporator Fan Motor (Reach-In) | PSC to ECM Evaporator Fan Motor (Reach-In) | NonEquip | 15 | Display cases | 0% | Tech/Econ | 37.5% | 0 | 0 | 0
Econ | Offices | Refrigeration | Residential style | TRC | New | NN4697 | Floating Head Pressure Controls | Floating Head Pressure Controls | NonEquip | 15 |  | 0% | Tech/Econ | 6.05% | 0 | 0 | 0
Econ | Offices | Refrigeration | Residential style | TRC | New | NN4619 | Anti-Sweat Controls | Anti-Sweat Controls | NonEquip | 8 | Display cases | 0% | Tech/Econ | 85% | 0 | 0 | 0
Econ | Offices | Refrigeration | Residential style | TRC | Existing | NE5308 | Retro-Commissioning | Retro-Commissioning | NonEquip | 5 |  | 21.99% | Tech/Econ | 16% | 245038.7516 | 40.966 | 127.0108
Econ | Offices | Refrigeration | Residential style | TRC | Existing | NE4892 | Strip Curtains for Walk-ins | Strip Curtains for Walk-ins | NonEquip | 4 | Walk-in cooler | 0% | Tech/Econ | 2.115% | 0 | 0 | 0
Econ | Offices | Refrigeration | Residential style | TRC | Existing | NE4840 | PSC to ECM Evaporator Fan Motor (Walk-In, Refrigerator) | PSC to ECM Evaporator Fan Motor (Walk-In, Refrigerator) | NonEquip | 15 | Walk-in cooler | 0% | Tech/Econ | 37.5% | 0 | 0 | 0
Econ | Offices | Refrigeration | Residential style | TRC | Existing | NE4814 | PSC to ECM Evaporator Fan Motor (Reach-In) | PSC to ECM Evaporator Fan Motor (Reach-In) | NonEquip | 15 | Display cases | 0% | Tech/Econ | 37.5% | 0 | 0 | 0
Econ | Offices | Refrigeration | Residential style | TRC | Existing | NE4710 | Freezer-Cooler Replacement Gaskets | Freezer-Cooler Replacement Gaskets | NonEquip | 4 | Display cases | 0% | Tech/Econ | 3.131% | 0 | 0 | 0
Econ | Offices | Refrigeration | Residential style | TRC | Existing | NE4684 | Floating Head Pressure Controls | Floating Head Pressure Controls | NonEquip | 15 |  | 0% | Tech/Econ | 6.05% | 0 | 0 | 0
Econ | Offices | Refrigeration | Residential style | TRC | Existing | NE4606 | Anti-Sweat Controls | Anti-Sweat Controls | NonEquip | 8 | Display cases | 0% | Tech/Econ | 85% | 0 | 0 | 0
Econ | Offices | Miscellaneous | Pool pump | TRC | New | NN5451 | Retro-Commissioning | Retro-Commissioning | NonEquip | 5 |  | 0% | Tech/Econ | 16% | 0 | 0 | 0
Econ | Offices | Miscellaneous | Pool pump | TRC | New | NN4541 | VSD Controlled Compressor | VSD Controlled Compressor | NonEquip | 15 | Others | 0% | Tech/Econ | 20.79% | 0 | 0 | 0
Econ | Offices | Miscellaneous | Pool pump | TRC | New | NN4489 | Engine Block Timer | Engine Block Timer | NonEquip | 5 | Others | 0% | Tech/Econ | 36% | 0 | 0 | 0
Econ | Offices | Miscellaneous | Pool pump | TRC | Existing | NE5438 | Retro-Commissioning | Retro-Commissioning | NonEquip | 5 |  | 21.99% | Tech/Econ | 16% | 0 | 0 | 0
Econ | Offices | Miscellaneous | Pool pump | TRC | Existing | NE4528 | VSD Controlled Compressor | VSD Controlled Compressor | NonEquip | 15 | Others | 0% | Tech/Econ | 20.79% | 0 | 0 | 0
Econ | Offices | Miscellaneous | Pool pump | TRC | Existing | NE4476 | Engine Block Timer | Engine Block Timer | NonEquip | 5 | Others | 0% | Tech/Econ | 36% | 0 | 0 | 0
Econ | Offices | Miscellaneous | Pool pump | TRC | Turnover | ET2113 | Variable Speed Pool Pump | Variable Speed Pool Pump | Equip | 10 | Pool pump | 0% | Tech/Econ | 64.36% | 0 | 0 | 0
Econ | Offices | Miscellaneous | Pool pump | TRC | Turnover | ET2074 | Two Speed Pool Pump | Two Speed Pool Pump | Equip | 10 | Pool pump | 0% | Tech/Econ | 61.79% | 0 | 0 | 0
Econ | Offices | Miscellaneous | Pool pump | TRC | Turnover | ET2038 | Solar Powered Pool Pump | Solar Powered Pool Pump | Equip | 10 | Pool pump | 0% | Tech/Econ | 81% | 0 | 0 | 0
Econ | Offices | Miscellaneous | Pool pump | TRC | Turnover | ET1999 | Solar Pool Heater | Solar Pool Heater | Equip | 15 | Pool pump | 0% | Tech/Econ | 86.11% | 0 | 0 | 0
Econ | Offices | Miscellaneous | Pool pump | TRC | Turnover | ET1960 | Heat Pump Pool Heater | Heat Pump Pool Heater | Equip | 15 | Pool pump | 0% | Tech/Econ | 80% | 0 | 0 | 0
Econ | Offices | Miscellaneous | Pool pump | TRC | New | EN2137 | Variable Speed Pool Pump | Variable Speed Pool Pump | Equip | 10 | Pool pump | 0% | Tech/Econ | 64.36% | 0 | 0 | 0
Econ | Offices | Miscellaneous | Pool pump | TRC | New | EN2100 | Two Speed Pool Pump | Two Speed Pool Pump | Equip | 10 | Pool pump | 0% | Tech/Econ | 61.79% | 0 | 0 | 0
Econ | Offices | Miscellaneous | Pool pump | TRC | New | EN2062 | Solar Powered Pool Pump | Solar Powered Pool Pump | Equip | 10 | Pool pump | 0% | Tech/Econ | 81% | 0 | 0 | 0
Econ | Offices | Miscellaneous | Pool pump | TRC | New | EN2025 | Solar Pool Heater | Solar Pool Heater | Equip | 15 | Pool pump | 0% | Tech/Econ | 86.11% | 0 | 0 | 0
Econ | Offices | Miscellaneous | Pool pump | TRC | New | EN1986 | Heat Pump Pool Heater | Heat Pump Pool Heater | Equip | 15 | Pool pump | 0% | Tech/Econ | 80% | 0 | 0 | 0
Econ | Offices | Space Heating | Packaged central unit | TRC | New | NN5347 | Retro-Commissioning | Retro-Commissioning | NonEquip | 5 |  | 0% | Tech/Econ | 16% | 0 | 0 | 0
Econ | Offices | Space Heating | Packaged central unit | TRC | New | NN4177 | Smart Thermostat | Smart Thermostat | NonEquip | 11 |  | 45.33% | Tech/Econ | 10% | 19163.3264 | 0 | -3.1488
Econ | Offices | Space Heating | Packaged central unit | TRC | New | NN3657 | Facility Energy Management System | Facility Energy Management System | NonEquip | 15 |  | 1.982% | Tech/Econ | 20% | 1682.4923 | 0 | 0.030324
Econ | Offices | Space Heating | Packaged central unit | TRC | New | NN3553 | Duct Sealing Repair | Duct Sealing Repair | NonEquip | 15 |  | 0% | Tech/Econ | 12% | 0 | 0 | 0
Econ | Offices | Space Heating | Packaged central unit | TRC | New | NN3397 | Dedicated Outdoor Air System on VRF unit | Dedicated Outdoor Air System on VRF unit | NonEquip | 15 | Residential/split system heat pump | 0% | Tech/Econ | 10% | 0 | 0 | 0
Econ | Offices | Space Heating | Packaged central unit | TRC | New | NN3189 | Ceiling Insulation(R2 to R38) | Ceiling Insulation(R2 to R38) | NonEquip | 20 |  | 0% | Tech/Econ | 1.137% | 0 | 0 | 0
Econ | Offices | Space Heating | Packaged central unit | TRC | Existing | NE5334 | Retro-Commissioning | Retro-Commissioning | NonEquip | 5 |  | 21.99% | Tech/Econ | 16% | 787959.3228 | 0 | 408.4226
Econ | Offices | Space Heating | Packaged central unit | TRC | Existing | NE4242 | Wall Insulation | Wall Insulation | NonEquip | 20 |  | 17.1% | Tech/Econ | 1.61% | 56645.4757 | 0 | 25.5516
Econ | Offices | Space Heating | Packaged central unit | TRC | Existing | NE4164 | Smart Thermostat | Smart Thermostat | NonEquip | 11 |  | 45.33% | Tech/Econ | 10% | 929949.2794 | 0 | -152.8034
Econ | Offices | Space Heating | Packaged central unit | TRC | Existing | NE3644 | Facility Energy Management System | Facility Energy Management System | NonEquip | 15 |  | 2.99% | Tech/Econ | 20% | 124465.2237 | 0 | 2.2433
Econ | Offices | Space Heating | Packaged central unit | TRC | Existing | NE3540 | Duct Sealing Repair | Duct Sealing Repair | NonEquip | 15 |  | 30.55% | Tech/Econ | 12% | 792229.4914 | 0 | 552.8128
Econ | Offices | Space Heating | Packaged central unit | TRC | Existing | NE3384 | Dedicated Outdoor Air System on VRF unit | Dedicated Outdoor Air System on VRF unit | NonEquip | 15 | Residential/split system heat pump | 0% | Tech/Econ | 10% | 0 | 0 | 0
Econ | Offices | Space Heating | Packaged central unit | TRC | Existing | NE3176 | Ceiling Insulation(R2 to R38) | Ceiling Insulation(R2 to R38) | NonEquip | 20 |  | 45.6% | Tech/Econ | 1.254% | 118325.9769 | 0 | 53.3743
Econ | Offices | Space Cooling | Packaged air conditioning units (RTUs) | TRC | New | NN5373 | Retro-Commissioning | Retro-Commissioning | NonEquip | 5 |  | 0% | Tech/Econ | 16% | 0 | 0 | 0
Econ | Offices | Space Cooling | Packaged air conditioning units (RTUs) | TRC | New | NN4203 | Thermal Energy Storage | Thermal Energy Storage | NonEquip | 20 |  | 33.33% | Tech/Econ | 0% | 0 | 0 | 0
Econ | Offices | Space Cooling | Packaged air conditioning units (RTUs) | TRC | New | NN4151 | Smart Thermostat | Smart Thermostat | NonEquip | 11 |  | 45.33% | Tech/Econ | 10% | 78620.2523 | 0.93352 | 0
Econ | Offices | Space Cooling | Packaged air conditioning units (RTUs) | TRC | New | NN3917 | HVAC tune-up_RTU | HVAC tune-up_RTU | NonEquip | 5 | Packaged air conditioning units (RTUs) | 94.56% | Tech/Econ | 5% | 86080.4981 | 13.9249 | 0.57617
Econ | Offices | Space Cooling | Packaged air conditioning units (RTUs) | TRC | New | NN3891 | HVAC tune-up | HVAC tune-up | NonEquip | 5 | Residential-type central air conditioners | 0% | Tech/Econ | 5% | 0 | 0 | 0
Econ | Offices | Space Cooling | Packaged air conditioning units (RTUs) | TRC | New | NN3683 | Facility Energy Management System | Facility Energy Management System | NonEquip | 15 |  | 1.982% | Tech/Econ | 20% | 7257.464 | 1.5211 | 0
Econ | Offices | Space Cooling | Packaged air conditioning units (RTUs) | TRC | New | NN3527 | Duct Sealing Repair | Duct Sealing Repair | NonEquip | 15 |  | 0% | Tech/Econ | 12% | 0 | 0 | 0
Econ | Offices | Space Cooling | Packaged air conditioning units (RTUs) | TRC | New | NN3423 | Dedicated Outdoor Air System on VRF unit | Dedicated Outdoor Air System on VRF unit | NonEquip | 15 | Residential-type central air conditioners | 0% | Tech/Econ | 17.5% | 0 | 0 | 0
Econ | Offices | Space Cooling | Packaged air conditioning units (RTUs) | TRC | New | NN3319 | Chilled Water System - Variable Speed Drives | Chilled Water System - Variable Speed Drives | NonEquip | 13 | Central chillers inside | 0% | Tech/Econ | 24.74% | 0 | 0 | 0
Econ | Offices | Space Cooling | Packaged air conditioning units (RTUs) | TRC | New | NN3293 | Chilled Water Controls Optimization | Chilled Water Controls Optimization | NonEquip | 10 | Central chillers inside | 0% | Tech/Econ | 12.5% | 0 | 0 | 0
Econ | Offices | Space Cooling | Packaged air conditioning units (RTUs) | TRC | New | NN3215 | Ceiling Insulation(R2 to R38) | Ceiling Insulation(R2 to R38) | NonEquip | 20 |  | 0% | Tech/Econ | 3.244% | 0 | 0 | 0
Econ | Offices | Space Cooling | Packaged air conditioning units (RTUs) | TRC | New | NN3059 | Airside Economizer | Airside Economizer | NonEquip | 10 | Packaged air conditioning units (RTUs) | 3.035% | Tech/Econ | 5.556% | 3074.9092 | -0.5151 | 5.1656e-06
Econ | Offices | Space Cooling | Packaged air conditioning units (RTUs) | TRC | Existing | NE5360 | Retro-Commissioning | Retro-Commissioning | NonEquip | 5 |  | 21.99% | Tech/Econ | 16% | 3398878.293 | 568.2306 | 0
Econ | Offices | Space Cooling | Packaged air conditioning units (RTUs) | TRC | Existing | NE4216 | Wall Insulation | Wall Insulation | NonEquip | 20 |  | 17.1% | Tech/Econ | 28.52% | 4288997.495 | 85.8245 | 0
Econ | Offices | Space Cooling | Packaged air conditioning units (RTUs) | TRC | Existing | NE4190 | Thermal Energy Storage | Thermal Energy Storage | NonEquip | 20 |  | 33.33% | Tech/Econ | 0% | 0.0053316 | -2.733e-05 | -1.7924e-06
Econ | Offices | Space Cooling | Packaged air conditioning units (RTUs) | TRC | Existing | NE4138 | Smart Thermostat | Smart Thermostat | NonEquip | 11 |  | 45.33% | Tech/Econ | 10% | 3605967.111 | 42.8167 | 0
Econ | Offices | Space Cooling | Packaged air conditioning units (RTUs) | TRC | Existing | NE3904 | HVAC tune-up_RTU | HVAC tune-up_RTU | NonEquip | 5 | Packaged air conditioning units (RTUs) | 94.56% | Tech/Econ | 5% | 3948135.93 | 638.672 | 26.4262
Econ | Offices | Space Cooling | Packaged air conditioning units (RTUs) | TRC | Existing | NE3878 | HVAC tune-up | HVAC tune-up | NonEquip | 5 | Residential-type central air conditioners | 0% | Tech/Econ | 5% | 0 | 0 | 0
Econ | Offices | Space Cooling | Packaged air conditioning units (RTUs) | TRC | Existing | NE3670 | Facility Energy Management System | Facility Energy Management System | NonEquip | 15 |  | 2.99% | Tech/Econ | 20% | 536883.2311 | 112.5273 | 0
Econ | Offices | Space Cooling | Packaged air conditioning units (RTUs) | TRC | Existing | NE3514 | Duct Sealing Repair | Duct Sealing Repair | NonEquip | 15 |  | 30.55% | Tech/Econ | 12% | 3417297.727 | 673.2802 | 0
Econ | Offices | Space Cooling | Packaged air conditioning units (RTUs) | TRC | Existing | NE3410 | Dedicated Outdoor Air System on VRF unit | Dedicated Outdoor Air System on VRF unit | NonEquip | 15 | Residential-type central air conditioners | 0% | Tech/Econ | 17.5% | 0 | 0 | 0
Econ | Offices | Space Cooling | Packaged air conditioning units (RTUs) | TRC | Existing | NE3306 | Chilled Water System - Variable Speed Drives | Chilled Water System - Variable Speed Drives | NonEquip | 13 | Central chillers inside | 0% | Tech/Econ | 24.74% | 0 | 0 | 0
Econ | Offices | Space Cooling | Packaged air conditioning units (RTUs) | TRC | Existing | NE3280 | Chilled Water Controls Optimization | Chilled Water Controls Optimization | NonEquip | 10 | Central chillers inside | 0% | Tech/Econ | 12.5% | 0 | 0 | 0
Econ | Offices | Space Cooling | Packaged air conditioning units (RTUs) | TRC | Existing | NE3202 | Ceiling Insulation(R2 to R38) | Ceiling Insulation(R2 to R38) | NonEquip | 20 |  | 45.6% | Tech/Econ | 3.244% | 1320219.93 | 26.4181 | 0
Econ | Offices | Space Cooling | Packaged air conditioning units (RTUs) | TRC | Existing | NE3046 | Airside Economizer | Airside Economizer | NonEquip | 10 | Packaged air conditioning units (RTUs) | 3.035% | Tech/Econ | 5.556% | 141032.6369 | -23.6252 | 0.00023692
Econ | Offices | Interior Lighting | Overhead (fluorescent/LED/CFL U-shape) | TRC | New | NN5269 | Retro-Commissioning | Retro-Commissioning | NonEquip | 5 |  | 0% | Tech/Econ | 16% | 0 | 0 | 0
Econ | Offices | Interior Lighting | Overhead (fluorescent/LED/CFL U-shape) | TRC | New | NN4437 | Interior Lighting Controls | Interior Lighting Controls | NonEquip | 8 | Overhead (fluorescent/LED/CFL U-shape) | 30.17% | Tech/Econ | 28% | 138194.7171 | 0 | 0
Econ | Offices | Interior Lighting | Overhead (fluorescent/LED/CFL U-shape) | TRC | New | NN3709 | Facility Energy Management System | Facility Energy Management System | NonEquip | 15 |  | 1.982% | Tech/Econ | 24% | 7817.5038 | 1.6385 | 0.1409
Econ | Offices | Interior Lighting | Overhead (fluorescent/LED/CFL U-shape) | TRC | Existing | NE5256 | Retro-Commissioning | Retro-Commissioning | NonEquip | 5 |  | 21.99% | Tech/Econ | 16% | 2959054.332 | 494.7 | 1533.7652
Econ | Offices | Interior Lighting | Overhead (fluorescent/LED/CFL U-shape) | TRC | Existing | NE4424 | Interior Lighting Controls | Interior Lighting Controls | NonEquip | 8 | Overhead (fluorescent/LED/CFL U-shape) | 30.17% | Tech/Econ | 28% | 5981692.374 | 0 | 0
Econ | Offices | Interior Lighting | Overhead (fluorescent/LED/CFL U-shape) | TRC | Existing | NE3696 | Facility Energy Management System | Facility Energy Management System | NonEquip | 15 |  | 2.99% | Tech/Econ | 24% | 511677.3699 | 107.2444 | 9.2221
Econ | Offices | Interior Lighting | Overhead (fluorescent/LED/CFL U-shape) | TRC | Turnover | ET1804 | Premium T8 - Lamp Replacement | Premium T8 - Lamp Replacement | Equip | 8 | Overhead (fluorescent/LED/CFL U-shape) | 24.1% | Tech/Econ | 12.5% | 2612441.53 | 631.0551 | 144.8896
Econ | Offices | Interior Lighting | Overhead (fluorescent/LED/CFL U-shape) | TRC | Turnover | ET1765 | Premium T8 - Fixture Replacement | Premium T8 - Fixture Replacement | Equip | 8 | Overhead (fluorescent/LED/CFL U-shape) | 0% | Tech/Econ | 12.5% | 0 | 0 | 0
Econ | Offices | Interior Lighting | Overhead (fluorescent/LED/CFL U-shape) | TRC | Turnover | ET1726 | LED Linear - Lamp Replacement | LED Linear - Lamp Replacement | Equip | 15 | Overhead (fluorescent/LED/CFL U-shape) | 0% | Tech/Econ | 25.43% | 0 | 0 | 0
Econ | Offices | Interior Lighting | Overhead (fluorescent/LED/CFL U-shape) | TRC | Turnover | ET1687 | LED Linear - Fixture Replacement | LED Linear - Fixture Replacement | Equip | 15 | Overhead (fluorescent/LED/CFL U-shape) | 24.1% | Tech/Econ | 50.28% | 9833939.738 | 2383.7862 | 545.321
Econ | Offices | Interior Lighting | Overhead (fluorescent/LED/CFL U-shape) | TRC | New | EN1830 | Premium T8 - Lamp Replacement | Premium T8 - Lamp Replacement | Equip | 8 | Overhead (fluorescent/LED/CFL U-shape) | 0% | Tech/Econ | 12.5% | 0 | 0 | 0
Econ | Offices | Interior Lighting | Overhead (fluorescent/LED/CFL U-shape) | TRC | New | EN1791 | Premium T8 - Fixture Replacement | Premium T8 - Fixture Replacement | Equip | 8 | Overhead (fluorescent/LED/CFL U-shape) | 0% | Tech/Econ | 12.5% | 0 | 0 | 0
Econ | Offices | Interior Lighting | Overhead (fluorescent/LED/CFL U-shape) | TRC | New | EN1752 | LED Linear - Lamp Replacement | LED Linear - Lamp Replacement | Equip | 15 | Overhead (fluorescent/LED/CFL U-shape) | 0% | Tech/Econ | 25.43% | 0 | 0 | 0
Econ | Offices | Interior Lighting | Overhead (fluorescent/LED/CFL U-shape) | TRC | New | EN1713 | LED Linear - Fixture Replacement | LED Linear - Fixture Replacement | Equip | 15 | Overhead (fluorescent/LED/CFL U-shape) | 0% | Tech/Econ | 50.28% | 0 | 0 | 0
Econ | Offices | Cooking | Oven | TRC | Turnover | ET49 | Energy Star Commercial Oven | Energy Star Commercial Oven | Equip | 12 | Oven | 0% | Tech/Econ | 34.83% | 0 | 0 | 0
Econ | Offices | Cooking | Oven | TRC | New | EN75 | Energy Star Commercial Oven | Energy Star Commercial Oven | Equip | 12 | Oven | 0% | Tech/Econ | 34.83% | 0 | 0 | 0
Econ | Offices | Miscellaneous | Others | TRC | New | NN5451 | Retro-Commissioning | Retro-Commissioning | NonEquip | 5 |  | 0% | Tech/Econ | 16% | 0 | 0 | 0
Econ | Offices | Miscellaneous | Others | TRC | New | NN4541 | VSD Controlled Compressor | VSD Controlled Compressor | NonEquip | 15 | Others | 27.75% | Tech/Econ | 20.79% | 65012.7626 | 9.8029 | 4.5882
Econ | Offices | Miscellaneous | Others | TRC | New | NN4489 | Engine Block Timer | Engine Block Timer | NonEquip | 5 | Others | 4.793% | Tech/Econ | 36% | 18327.3055 | 0.87166 | 0.9157
Econ | Offices | Miscellaneous | Others | TRC | Existing | NE5438 | Retro-Commissioning | Retro-Commissioning | NonEquip | 5 |  | 21.99% | Tech/Econ | 16% | 2218894.798 | 370.9588 | 1150.1186
Econ | Offices | Miscellaneous | Others | TRC | Existing | NE4528 | VSD Controlled Compressor | VSD Controlled Compressor | NonEquip | 15 | Others | 5.549% | Tech/Econ | 20.79% | 671024.496 | 101.1798 | 47.3564
Econ | Offices | Miscellaneous | Others | TRC | Existing | NE4476 | Engine Block Timer | Engine Block Timer | NonEquip | 5 | Others | 4.793% | Tech/Econ | 36% | 992130.0776 | 47.1865 | 49.5705
Econ | Offices | Miscellaneous | Others | TRC | Turnover | ET1921 | ENERGY STAR Water Cooler | ENERGY STAR Water Cooler | Equip | 10 | Others | 2.912% | Tech/Econ | 68.49% | 1213447.997 | 211.0371 | 211.0371
Econ | Offices | Miscellaneous | Others | TRC | Turnover | ET1882 | ENERGY STAR Commercial Clothes Washer | ENERGY STAR Commercial Clothes Washer | Equip | 7 | Others | 0% | Tech/Econ | 27.27% | 0 | 0 | 0
Econ | Offices | Miscellaneous | Others | TRC | Turnover | ET1843 | Efficient Battery Charger | Efficient Battery Charger | Equip | 7 | Others | 17.92% | Tech/Econ | 13.68% | 1461332.205 | 800.73 | 0
Econ | Offices | Miscellaneous | Others | TRC | New | EN1947 | ENERGY STAR Water Cooler | ENERGY STAR Water Cooler | Equip | 10 | Others | 4.853% | Tech/Econ | 68.49% | 39727.5511 | 6.9092 | 6.9092
Econ | Offices | Miscellaneous | Others | TRC | New | EN1908 | ENERGY STAR Commercial Clothes Washer | ENERGY STAR Commercial Clothes Washer | Equip | 7 | Others | 0% | Tech/Econ | 27.27% | 0 | 0 | 0
Econ | Offices | Miscellaneous | Others | TRC | New | EN1869 | Efficient Battery Charger | Efficient Battery Charger | Equip | 7 | Others | 17.92% | Tech/Econ | 13.68% | 28316.4757 | 15.5159 | 0
Econ | Offices | Office Equipment | Other office | TRC | New | NN4593 | Smart Strip Plug Outlet | Smart Strip Plug Outlet | NonEquip | 4 |  | 43.9% | Tech/Econ | 1.187% | 4629.8601 | 0.68843 | 0.47845
Econ | Offices | Office Equipment | Other office | TRC | New | NN4567 | Network PC Power Management | Network PC Power Management | NonEquip | 5 | Computers | 0% | Tech/Econ | 56.5% | 0 | 0 | 0
Econ | Offices | Office Equipment | Other office | TRC | Existing | NE4580 | Smart Strip Plug Outlet | Smart Strip Plug Outlet | NonEquip | 4 |  | 43.9% | Tech/Econ | 1.187% | 244287.3523 | 36.3241 | 25.2447
Econ | Offices | Office Equipment | Other office | TRC | Existing | NE4554 | Network PC Power Management | Network PC Power Management | NonEquip | 5 | Computers | 0% | Tech/Econ | 56.5% | 0 | 0 | 0
Econ | Offices | Office Equipment | Other office | TRC | Turnover | ET2266 | Energy Star Uninterruptable Power Supply | Energy Star Uninterruptable Power Supply | Equip | 10 | Other office | 22.4% | Tech/Econ | 1.878% | 196175.6255 | 22.3945 | 22.3945
Econ | Offices | Office Equipment | Other office | TRC | New | EN2292 | Energy Star Uninterruptable Power Supply | Energy Star Uninterruptable Power Supply | Equip | 10 | Other office | 22.4% | Tech/Econ | 1.878% | 3718.0217 | 0.42443 | 0.42443
Econ | Offices | Ventilation and Circulation | Motor/Fan | TRC | New | NN5399 | Retro-Commissioning | Retro-Commissioning | NonEquip | 5 |  | 0% | Tech/Econ | 16% | 0 | 0 | 0
Econ | Offices | Ventilation and Circulation | Motor/Fan | TRC | New | NN4983 | VAV System | VAV System | NonEquip | 10 |  | 15.96% | Tech/Econ | 30% | 142.2185 | 0.040477 | 0.041078
Econ | Offices | Ventilation and Circulation | Motor/Fan | TRC | New | NN4957 | Demand Controlled Ventilation | Demand Controlled Ventilation | NonEquip | 10 |  | 17.54% | Tech/Econ | 22.37% | 111.0016 | 0.011557 | 0.065065
Econ | Offices | Ventilation and Circulation | Motor/Fan | TRC | New | NN4931 | CO Sensors for Parking Garage Exhaust | CO Sensors for Parking Garage Exhaust | NonEquip | 15 | Motor/Fan | 59.72% | Tech/Econ | 33% | 535.6008 | 0.02156 | 0.02156
Econ | Offices | Ventilation and Circulation | Motor/Fan | TRC | Existing | NE5386 | Retro-Commissioning | Retro-Commissioning | NonEquip | 5 |  | 21.99% | Tech/Econ | 16% | 5514.8556 | 0.92198 | 2.8585
Econ | Offices | Ventilation and Circulation | Motor/Fan | TRC | Existing | NE4970 | VAV System | VAV System | NonEquip | 10 |  | 10.64% | Tech/Econ | 30% | 4826.6185 | 1.3737 | 1.3941
Econ | Offices | Ventilation and Circulation | Motor/Fan | TRC | Existing | NE4944 | Demand Controlled Ventilation | Demand Controlled Ventilation | NonEquip | 10 |  | 23.39% | Tech/Econ | 22.37% | 7660.6329 | 0.79758 | 4.4904
Econ | Offices | Ventilation and Circulation | Motor/Fan | TRC | Existing | NE4918 | CO Sensors for Parking Garage Exhaust | CO Sensors for Parking Garage Exhaust | NonEquip | 15 | Motor/Fan | 59.72% | Tech/Econ | 33% | 27345.3847 | 1.1007 | 1.1007
Econ | Offices | Ventilation and Circulation | Motor/Fan | TRC | Turnover | ET2695 | High Speed Fans | High Speed Fans | Equip | 7 | Motor/Fan | 11.82% | Tech/Econ | 10.99% | 1446.6373 | 0.20135 | 0.018445
Econ | Offices | Ventilation and Circulation | Motor/Fan | TRC | New | EN2721 | High Speed Fans | High Speed Fans | Equip | 7 | Motor/Fan | 11.82% | Tech/Econ | 10.99% | 28.3346 | 0.0039437 | 0.00036127
Econ | Offices | Miscellaneous | Medical equipment | TRC | New | NN5451 | Retro-Commissioning | Retro-Commissioning | NonEquip | 5 |  | 0% | Tech/Econ | 16% | 0 | 0 | 0
Econ | Offices | Miscellaneous | Medical equipment | TRC | New | NN4541 | VSD Controlled Compressor | VSD Controlled Compressor | NonEquip | 15 | Others | 0% | Tech/Econ | 20.79% | 0 | 0 | 0
Econ | Offices | Miscellaneous | Medical equipment | TRC | New | NN4489 | Engine Block Timer | Engine Block Timer | NonEquip | 5 | Others | 0% | Tech/Econ | 36% | 0 | 0 | 0
Econ | Offices | Miscellaneous | Medical equipment | TRC | Existing | NE5438 | Retro-Commissioning | Retro-Commissioning | NonEquip | 5 |  | 21.99% | Tech/Econ | 16% | 1013.0766 | 0.16937 | 0.52511
Econ | Offices | Miscellaneous | Medical equipment | TRC | Existing | NE4528 | VSD Controlled Compressor | VSD Controlled Compressor | NonEquip | 15 | Others | 0% | Tech/Econ | 20.79% | 0 | 0 | 0
Econ | Offices | Miscellaneous | Medical equipment | TRC | Existing | NE4476 | Engine Block Timer | Engine Block Timer | NonEquip | 5 | Others | 0% | Tech/Econ | 36% | 0 | 0 | 0
Econ | Offices | Refrigeration | Large cold storage | TRC | New | NN5321 | Retro-Commissioning | Retro-Commissioning | NonEquip | 5 |  | 0% | Tech/Econ | 16% | 0 | 0 | 0
Econ | Offices | Refrigeration | Large cold storage | TRC | New | NN4905 | Strip Curtains for Walk-ins | Strip Curtains for Walk-ins | NonEquip | 4 | Walk-in cooler | 0% | Tech/Econ | 2.115% | 0 | 0 | 0
Econ | Offices | Refrigeration | Large cold storage | TRC | New | NN4853 | PSC to ECM Evaporator Fan Motor (Walk-In, Refrigerator) | PSC to ECM Evaporator Fan Motor (Walk-In, Refrigerator) | NonEquip | 15 | Walk-in cooler | 0% | Tech/Econ | 37.5% | 0 | 0 | 0
Econ | Offices | Refrigeration | Large cold storage | TRC | New | NN4827 | PSC to ECM Evaporator Fan Motor (Reach-In) | PSC to ECM Evaporator Fan Motor (Reach-In) | NonEquip | 15 | Display cases | 0% | Tech/Econ | 37.5% | 0 | 0 | 0
Econ | Offices | Refrigeration | Large cold storage | TRC | New | NN4697 | Floating Head Pressure Controls | Floating Head Pressure Controls | NonEquip | 15 |  | 0% | Tech/Econ | 6.05% | 0 | 0 | 0
Econ | Offices | Refrigeration | Large cold storage | TRC | New | NN4619 | Anti-Sweat Controls | Anti-Sweat Controls | NonEquip | 8 | Display cases | 0% | Tech/Econ | 85% | 0 | 0 | 0
Econ | Offices | Refrigeration | Large cold storage | TRC | Existing | NE5308 | Retro-Commissioning | Retro-Commissioning | NonEquip | 5 |  | 21.99% | Tech/Econ | 16% | 76.4347 | 0.012778 | 0.039618
Econ | Offices | Refrigeration | Large cold storage | TRC | Existing | NE4892 | Strip Curtains for Walk-ins | Strip Curtains for Walk-ins | NonEquip | 4 | Walk-in cooler | 0% | Tech/Econ | 2.115% | 0 | 0 | 0
Econ | Offices | Refrigeration | Large cold storage | TRC | Existing | NE4840 | PSC to ECM Evaporator Fan Motor (Walk-In, Refrigerator) | PSC to ECM Evaporator Fan Motor (Walk-In, Refrigerator) | NonEquip | 15 | Walk-in cooler | 0% | Tech/Econ | 37.5% | 0 | 0 | 0
Econ | Offices | Refrigeration | Large cold storage | TRC | Existing | NE4814 | PSC to ECM Evaporator Fan Motor (Reach-In) | PSC to ECM Evaporator Fan Motor (Reach-In) | NonEquip | 15 | Display cases | 0% | Tech/Econ | 37.5% | 0 | 0 | 0
Econ | Offices | Refrigeration | Large cold storage | TRC | Existing | NE4710 | Freezer-Cooler Replacement Gaskets | Freezer-Cooler Replacement Gaskets | NonEquip | 4 | Display cases | 0% | Tech/Econ | 3.131% | 0 | 0 | 0
Econ | Offices | Refrigeration | Large cold storage | TRC | Existing | NE4684 | Floating Head Pressure Controls | Floating Head Pressure Controls | NonEquip | 15 |  | 0% | Tech/Econ | 6.05% | 0 | 0 | 0
Econ | Offices | Refrigeration | Large cold storage | TRC | Existing | NE4606 | Anti-Sweat Controls | Anti-Sweat Controls | NonEquip | 8 | Display cases | 0% | Tech/Econ | 85% | 0 | 0 | 0
Econ | Offices | Miscellaneous | Laboratory equipment | TRC | New | NN5451 | Retro-Commissioning | Retro-Commissioning | NonEquip | 5 |  | 0% | Tech/Econ | 16% | 0 | 0 | 0
Econ | Offices | Miscellaneous | Laboratory equipment | TRC | New | NN4541 | VSD Controlled Compressor | VSD Controlled Compressor | NonEquip | 15 | Others | 0% | Tech/Econ | 20.79% | 0 | 0 | 0
Econ | Offices | Miscellaneous | Laboratory equipment | TRC | New | NN4489 | Engine Block Timer | Engine Block Timer | NonEquip | 5 | Others | 0% | Tech/Econ | 36% | 0 | 0 | 0
Econ | Offices | Miscellaneous | Laboratory equipment | TRC | Existing | NE5438 | Retro-Commissioning | Retro-Commissioning | NonEquip | 5 |  | 21.99% | Tech/Econ | 16% | 3904.1491 | 0.6527 | 2.0236
Econ | Offices | Miscellaneous | Laboratory equipment | TRC | Existing | NE4528 | VSD Controlled Compressor | VSD Controlled Compressor | NonEquip | 15 | Others | 0% | Tech/Econ | 20.79% | 0 | 0 | 0
Econ | Offices | Miscellaneous | Laboratory equipment | TRC | Existing | NE4476 | Engine Block Timer | Engine Block Timer | NonEquip | 5 | Others | 0% | Tech/Econ | 36% | 0 | 0 | 0
Econ | Offices | Ventilation and Circulation | Individual room ventilation | TRC | New | NN5399 | Retro-Commissioning | Retro-Commissioning | NonEquip | 5 |  | 0% | Tech/Econ | 16% | 0 | 0 | 0
Econ | Offices | Ventilation and Circulation | Individual room ventilation | TRC | New | NN4983 | VAV System | VAV System | NonEquip | 10 |  | 15.96% | Tech/Econ | 30% | 389.6024 | 0.11089 | 0.11253
Econ | Offices | Ventilation and Circulation | Individual room ventilation | TRC | New | NN4957 | Demand Controlled Ventilation | Demand Controlled Ventilation | NonEquip | 10 |  | 17.54% | Tech/Econ | 22.37% | 304.085 | 0.03166 | 0.17824
Econ | Offices | Ventilation and Circulation | Individual room ventilation | TRC | New | NN4931 | CO Sensors for Parking Garage Exhaust | CO Sensors for Parking Garage Exhaust | NonEquip | 15 | Motor/Fan | 0% | Tech/Econ | 33% | 0 | 0 | 0
Econ | Offices | Ventilation and Circulation | Individual room ventilation | TRC | Existing | NE5386 | Retro-Commissioning | Retro-Commissioning | NonEquip | 5 |  | 21.99% | Tech/Econ | 16% | 15107.7463 | 2.5257 | 7.8308
Econ | Offices | Ventilation and Circulation | Individual room ventilation | TRC | Existing | NE4970 | VAV System | VAV System | NonEquip | 10 |  | 10.64% | Tech/Econ | 30% | 13222.3457 | 3.7633 | 3.8191
Econ | Offices | Ventilation and Circulation | Individual room ventilation | TRC | Existing | NE4944 | Demand Controlled Ventilation | Demand Controlled Ventilation | NonEquip | 10 |  | 23.39% | Tech/Econ | 22.37% | 20986.0249 | 2.185 | 12.3013
Econ | Offices | Ventilation and Circulation | Individual room ventilation | TRC | Existing | NE4918 | CO Sensors for Parking Garage Exhaust | CO Sensors for Parking Garage Exhaust | NonEquip | 15 | Motor/Fan | 0% | Tech/Econ | 33% | 0 | 0 | 0
Econ | Offices | Space Heating | Individual room heating | TRC | New | NN5347 | Retro-Commissioning | Retro-Commissioning | NonEquip | 5 |  | 0% | Tech/Econ | 16% | 0 | 0 | 0
Econ | Offices | Space Heating | Individual room heating | TRC | New | NN4177 | Smart Thermostat | Smart Thermostat | NonEquip | 11 |  | 45.33% | Tech/Econ | 10% | 20.7755 | 0 | -0.0034137
Econ | Offices | Space Heating | Individual room heating | TRC | New | NN3657 | Facility Energy Management System | Facility Energy Management System | NonEquip | 15 |  | 1.982% | Tech/Econ | 20% | 1.824 | 0 | 3.2875e-05
Econ | Offices | Space Heating | Individual room heating | TRC | New | NN3553 | Duct Sealing Repair | Duct Sealing Repair | NonEquip | 15 |  | 0% | Tech/Econ | 12% | 0 | 0 | 0
Econ | Offices | Space Heating | Individual room heating | TRC | New | NN3397 | Dedicated Outdoor Air System on VRF unit | Dedicated Outdoor Air System on VRF unit | NonEquip | 15 | Residential/split system heat pump | 0% | Tech/Econ | 10% | 0 | 0 | 0
Econ | Offices | Space Heating | Individual room heating | TRC | New | NN3189 | Ceiling Insulation(R2 to R38) | Ceiling Insulation(R2 to R38) | NonEquip | 20 |  | 0% | Tech/Econ | 1.137% | 0 | 0 | 0
Econ | Offices | Space Heating | Individual room heating | TRC | Existing | NE5334 | Retro-Commissioning | Retro-Commissioning | NonEquip | 5 |  | 21.99% | Tech/Econ | 16% | 854.249 | 0 | 0.44278
Econ | Offices | Space Heating | Individual room heating | TRC | Existing | NE4242 | Wall Insulation | Wall Insulation | NonEquip | 20 |  | 17.1% | Tech/Econ | 1.61% | 61.411 | 0 | 0.027701
Econ | Offices | Space Heating | Individual room heating | TRC | Existing | NE4164 | Smart Thermostat | Smart Thermostat | NonEquip | 11 |  | 45.33% | Tech/Econ | 10% | 1008.1844 | 0 | -0.16566
Econ | Offices | Space Heating | Individual room heating | TRC | Existing | NE3644 | Facility Energy Management System | Facility Energy Management System | NonEquip | 15 |  | 2.99% | Tech/Econ | 20% | 134.9363 | 0 | 0.002432
Econ | Offices | Space Heating | Individual room heating | TRC | Existing | NE3540 | Duct Sealing Repair | Duct Sealing Repair | NonEquip | 15 |  | 30.55% | Tech/Econ | 12% | 858.8785 | 0 | 0.59932
Econ | Offices | Space Heating | Individual room heating | TRC | Existing | NE3384 | Dedicated Outdoor Air System on VRF unit | Dedicated Outdoor Air System on VRF unit | NonEquip | 15 | Residential/split system heat pump | 0% | Tech/Econ | 10% | 0 | 0 | 0
Econ | Offices | Space Heating | Individual room heating | TRC | Existing | NE3176 | Ceiling Insulation(R2 to R38) | Ceiling Insulation(R2 to R38) | NonEquip | 20 |  | 45.6% | Tech/Econ | 1.254% | 128.2805 | 0 | 0.057865
Econ | Offices | Space Cooling | Individual room air conditioners | TRC | New | NN5373 | Retro-Commissioning | Retro-Commissioning | NonEquip | 5 |  | 0% | Tech/Econ | 16% | 0 | 0 | 0
Econ | Offices | Space Cooling | Individual room air conditioners | TRC | New | NN4203 | Thermal Energy Storage | Thermal Energy Storage | NonEquip | 20 |  | 33.33% | Tech/Econ | 0% | 0 | 0 | 0
Econ | Offices | Space Cooling | Individual room air conditioners | TRC | New | NN4151 | Smart Thermostat | Smart Thermostat | NonEquip | 11 |  | 45.33% | Tech/Econ | 10% | 13102.8152 | 0.15558 | 0
Econ | Offices | Space Cooling | Individual room air conditioners | TRC | New | NN3917 | HVAC tune-up_RTU | HVAC tune-up_RTU | NonEquip | 5 | Packaged air conditioning units (RTUs) | 0% | Tech/Econ | 5% | 0 | 0 | 0
Econ | Offices | Space Cooling | Individual room air conditioners | TRC | New | NN3891 | HVAC tune-up | HVAC tune-up | NonEquip | 5 | Residential-type central air conditioners | 0% | Tech/Econ | 5% | 0 | 0 | 0
Econ | Offices | Space Cooling | Individual room air conditioners | TRC | New | NN3683 | Facility Energy Management System | Facility Energy Management System | NonEquip | 15 |  | 1.982% | Tech/Econ | 20% | 1150.3945 | 0.24112 | 0
Econ | Offices | Space Cooling | Individual room air conditioners | TRC | New | NN3527 | Duct Sealing Repair | Duct Sealing Repair | NonEquip | 15 |  | 0% | Tech/Econ | 12% | 0 | 0 | 0
Econ | Offices | Space Cooling | Individual room air conditioners | TRC | New | NN3423 | Dedicated Outdoor Air System on VRF unit | Dedicated Outdoor Air System on VRF unit | NonEquip | 15 | Residential-type central air conditioners | 0% | Tech/Econ | 17.5% | 0 | 0 | 0
Econ | Offices | Space Cooling | Individual room air conditioners | TRC | New | NN3319 | Chilled Water System - Variable Speed Drives | Chilled Water System - Variable Speed Drives | NonEquip | 13 | Central chillers inside | 0% | Tech/Econ | 24.74% | 0 | 0 | 0
Econ | Offices | Space Cooling | Individual room air conditioners | TRC | New | NN3293 | Chilled Water Controls Optimization | Chilled Water Controls Optimization | NonEquip | 10 | Central chillers inside | 0% | Tech/Econ | 12.5% | 0 | 0 | 0
Econ | Offices | Space Cooling | Individual room air conditioners | TRC | New | NN3215 | Ceiling Insulation(R2 to R38) | Ceiling Insulation(R2 to R38) | NonEquip | 20 |  | 0% | Tech/Econ | 3.244% | 0 | 0 | 0
Econ | Offices | Space Cooling | Individual room air conditioners | TRC | New | NN3059 | Airside Economizer | Airside Economizer | NonEquip | 10 | Packaged air conditioning units (RTUs) | 0% | Tech/Econ | 5.556% | 0 | 0 | 0
Econ | Offices | Space Cooling | Individual room air conditioners | TRC | Existing | NE5360 | Retro-Commissioning | Retro-Commissioning | NonEquip | 5 |  | 21.99% | Tech/Econ | 16% | 538762.6974 | 90.0713 | 0
Econ | Offices | Space Cooling | Individual room air conditioners | TRC | Existing | NE4216 | Wall Insulation | Wall Insulation | NonEquip | 20 |  | 17.1% | Tech/Econ | 28.52% | 679857.1941 | 13.6042 | 0
Econ | Offices | Space Cooling | Individual room air conditioners | TRC | Existing | NE4190 | Thermal Energy Storage | Thermal Energy Storage | NonEquip | 20 |  | 33.33% | Tech/Econ | 0% | 0.00088856 | -4.5549e-06 | -2.9873e-07
Econ | Offices | Space Cooling | Individual room air conditioners | TRC | Existing | NE4138 | Smart Thermostat | Smart Thermostat | NonEquip | 11 |  | 45.33% | Tech/Econ | 10% | 600968.8265 | 7.1358 | 0
Econ | Offices | Space Cooling | Individual room air conditioners | TRC | Existing | NE3904 | HVAC tune-up_RTU | HVAC tune-up_RTU | NonEquip | 5 | Packaged air conditioning units (RTUs) | 0% | Tech/Econ | 5% | 0 | 0 | 0
Econ | Offices | Space Cooling | Individual room air conditioners | TRC | Existing | NE3878 | HVAC tune-up | HVAC tune-up | NonEquip | 5 | Residential-type central air conditioners | 0% | Tech/Econ | 5% | 0 | 0 | 0
Econ | Offices | Space Cooling | Individual room air conditioners | TRC | Existing | NE3670 | Facility Energy Management System | Facility Energy Management System | NonEquip | 15 |  | 2.99% | Tech/Econ | 20% | 85102.3876 | 17.8369 | 0
Econ | Offices | Space Cooling | Individual room air conditioners | TRC | Existing | NE3514 | Duct Sealing Repair | Duct Sealing Repair | NonEquip | 15 |  | 30.55% | Tech/Econ | 12% | 541682.3971 | 106.7229 | 0
Econ | Offices | Space Cooling | Individual room air conditioners | TRC | Existing | NE3410 | Dedicated Outdoor Air System on VRF unit | Dedicated Outdoor Air System on VRF unit | NonEquip | 15 | Residential-type central air conditioners | 0% | Tech/Econ | 17.5% | 0 | 0 | 0
Econ | Offices | Space Cooling | Individual room air conditioners | TRC | Existing | NE3306 | Chilled Water System - Variable Speed Drives | Chilled Water System - Variable Speed Drives | NonEquip | 13 | Central chillers inside | 0% | Tech/Econ | 24.74% | 0 | 0 | 0
Econ | Offices | Space Cooling | Individual room air conditioners | TRC | Existing | NE3280 | Chilled Water Controls Optimization | Chilled Water Controls Optimization | NonEquip | 10 | Central chillers inside | 0% | Tech/Econ | 12.5% | 0 | 0 | 0
Econ | Offices | Space Cooling | Individual room air conditioners | TRC | Existing | NE3202 | Ceiling Insulation(R2 to R38) | Ceiling Insulation(R2 to R38) | NonEquip | 20 |  | 45.6% | Tech/Econ | 3.244% | 209270.5855 | 4.1876 | 0
Econ | Offices | Space Cooling | Individual room air conditioners | TRC | Existing | NE3046 | Airside Economizer | Airside Economizer | NonEquip | 10 | Packaged air conditioning units (RTUs) | 0% | Tech/Econ | 5.556% | 0 | 0 | 0
Econ | Offices | Interior Lighting | High bay | TRC | New | NN5269 | Retro-Commissioning | Retro-Commissioning | NonEquip | 5 |  | 0% | Tech/Econ | 16% | 0 | 0 | 0
Econ | Offices | Interior Lighting | High bay | TRC | New | NN4437 | Interior Lighting Controls | Interior Lighting Controls | NonEquip | 8 | Overhead (fluorescent/LED/CFL U-shape) | 0% | Tech/Econ | 28% | 0 | 0 | 0
Econ | Offices | Interior Lighting | High bay | TRC | New | NN3709 | Facility Energy Management System | Facility Energy Management System | NonEquip | 15 |  | 1.982% | Tech/Econ | 24% | 8584.6677 | 1.7993 | 0.15472
Econ | Offices | Interior Lighting | High bay | TRC | Existing | NE5256 | Retro-Commissioning | Retro-Commissioning | NonEquip | 5 |  | 21.99% | Tech/Econ | 16% | 3350371.477 | 560.1211 | 1736.5964
Econ | Offices | Interior Lighting | High bay | TRC | Existing | NE4424 | Interior Lighting Controls | Interior Lighting Controls | NonEquip | 8 | Overhead (fluorescent/LED/CFL U-shape) | 0% | Tech/Econ | 28% | 0 | 0 | 0
Econ | Offices | Interior Lighting | High bay | TRC | Existing | NE3696 | Facility Energy Management System | Facility Energy Management System | NonEquip | 15 |  | 2.99% | Tech/Econ | 24% | 579343.626 | 121.4268 | 10.4417
Econ | Offices | Interior Lighting | High bay | TRC | Turnover | ET1648 | LED Linear - Fixture Replacement | LED Linear - Fixture Replacement | Equip | 15 | High bay | 24.1% | Tech/Econ | 50.28% | 11134419.14 | 2699.0276 | 617.4364
Econ | Offices | Interior Lighting | High bay | TRC | Turnover | ET1531 | High Bay LED | High Bay LED | Equip | 15 | High bay | 0% | Tech/Econ | 64.78% | 0 | 0 | 0
Econ | Offices | Interior Lighting | High bay | TRC | Turnover | ET1492 | High Bay Fluorescent (T5) | High Bay Fluorescent (T5) | Equip | 15 | High bay | 0% | Tech/Econ | 64.14% | 0 | 0 | 0
Econ | Offices | Interior Lighting | High bay | TRC | New | EN1674 | LED Linear - Fixture Replacement | LED Linear - Fixture Replacement | Equip | 15 | High bay | 0% | Tech/Econ | 50.28% | 0 | 0 | 0
Econ | Offices | Interior Lighting | High bay | TRC | New | EN1557 | High Bay LED | High Bay LED | Equip | 15 | High bay | 0% | Tech/Econ | 64.78% | 0 | 0 | 0
Econ | Offices | Interior Lighting | High bay | TRC | New | EN1518 | High Bay Fluorescent (T5) | High Bay Fluorescent (T5) | Equip | 15 | High bay | 0% | Tech/Econ | 64.14% | 0 | 0 | 0
Econ | Offices | Space Heating | Forced air furnace | TRC | New | NN5347 | Retro-Commissioning | Retro-Commissioning | NonEquip | 5 |  | 0% | Tech/Econ | 16% | 0 | 0 | 0
Econ | Offices | Space Heating | Forced air furnace | TRC | New | NN4177 | Smart Thermostat | Smart Thermostat | NonEquip | 11 |  | 45.33% | Tech/Econ | 10% | 3312.8621 | 0 | -0.54435
Econ | Offices | Space Heating | Forced air furnace | TRC | New | NN3657 | Facility Energy Management System | Facility Energy Management System | NonEquip | 15 |  | 1.982% | Tech/Econ | 20% | 290.861 | 0 | 0.0052423
Econ | Offices | Space Heating | Forced air furnace | TRC | New | NN3553 | Duct Sealing Repair | Duct Sealing Repair | NonEquip | 15 |  | 0% | Tech/Econ | 12% | 0 | 0 | 0
Econ | Offices | Space Heating | Forced air furnace | TRC | New | NN3397 | Dedicated Outdoor Air System on VRF unit | Dedicated Outdoor Air System on VRF unit | NonEquip | 15 | Residential/split system heat pump | 0% | Tech/Econ | 10% | 0 | 0 | 0
Econ | Offices | Space Heating | Forced air furnace | TRC | New | NN3189 | Ceiling Insulation(R2 to R38) | Ceiling Insulation(R2 to R38) | NonEquip | 20 |  | 0% | Tech/Econ | 1.137% | 0 | 0 | 0
Econ | Offices | Space Heating | Forced air furnace | TRC | Existing | NE5334 | Retro-Commissioning | Retro-Commissioning | NonEquip | 5 |  | 21.99% | Tech/Econ | 16% | 136218.5534 | 0 | 70.6061
Econ | Offices | Space Heating | Forced air furnace | TRC | Existing | NE4242 | Wall Insulation | Wall Insulation | NonEquip | 20 |  | 17.1% | Tech/Econ | 1.61% | 9792.5928 | 0 | 4.4172
Econ | Offices | Space Heating | Forced air furnace | TRC | Existing | NE4164 | Smart Thermostat | Smart Thermostat | NonEquip | 11 |  | 45.33% | Tech/Econ | 10% | 160765.0825 | 0 | -26.4159
Econ | Offices | Space Heating | Forced air furnace | TRC | Existing | NE3644 | Facility Energy Management System | Facility Energy Management System | NonEquip | 15 |  | 2.99% | Tech/Econ | 20% | 21516.939 | 0 | 0.38781
Econ | Offices | Space Heating | Forced air furnace | TRC | Existing | NE3540 | Duct Sealing Repair | Duct Sealing Repair | NonEquip | 15 |  | 30.55% | Tech/Econ | 12% | 136956.7592 | 0 | 95.5676
Econ | Offices | Space Heating | Forced air furnace | TRC | Existing | NE3384 | Dedicated Outdoor Air System on VRF unit | Dedicated Outdoor Air System on VRF unit | NonEquip | 15 | Residential/split system heat pump | 0% | Tech/Econ | 10% | 0 | 0 | 0
Econ | Offices | Space Heating | Forced air furnace | TRC | Existing | NE3176 | Ceiling Insulation(R2 to R38) | Ceiling Insulation(R2 to R38) | NonEquip | 20 |  | 45.6% | Tech/Econ | 1.254% | 20455.6161 | 0 | 9.2271
Econ | Offices | Exterior Lighting | Exterior parking/lot lighting | TRC | New | NN5295 | Retro-Commissioning | Retro-Commissioning | NonEquip | 5 |  | 0% | Tech/Econ | 16% | 0 | 0 | 0
Econ | Offices | Exterior Lighting | Exterior parking/lot lighting | TRC | New | NN2981 | Outdoor Lighting Controls | Outdoor Lighting Controls | NonEquip | 8 | Exterior parking/lot lighting | 30.95% | Tech/Econ | 28% | 1222.8545 | 0 | 0
Econ | Offices | Exterior Lighting | Exterior parking/lot lighting | TRC | New | NN2955 | Bi-Level Lighting Control (Exterior) | Bi-Level Lighting Control (Exterior) | NonEquip | 9 | Exterior parking/lot lighting | 13.75% | Tech/Econ | 31% | 0 | 0 | 0
Econ | Offices | Exterior Lighting | Exterior parking/lot lighting | TRC | Existing | NE5282 | Retro-Commissioning | Retro-Commissioning | NonEquip | 5 |  | 21.99% | Tech/Econ | 16% | 790616.9552 | 0 | 409.8001
Econ | Offices | Exterior Lighting | Exterior parking/lot lighting | TRC | Existing | NE2968 | Outdoor Lighting Controls | Outdoor Lighting Controls | NonEquip | 8 | Exterior parking/lot lighting | 30.95% | Tech/Econ | 28% | 1772468.916 | 0 | 0
Econ | Offices | Exterior Lighting | Exterior parking/lot lighting | TRC | Existing | NE2942 | Bi-Level Lighting Control (Exterior) | Bi-Level Lighting Control (Exterior) | NonEquip | 9 | Exterior parking/lot lighting | 13.75% | Tech/Econ | 31% | 796594.9106 | 0 | 0
Econ | Offices | Exterior Lighting | Exterior parking/lot lighting | TRC | Turnover | ET712 | LED Parking Lighting | LED Parking Lighting | Equip | 18 | Exterior parking/lot lighting | 6.728% | Tech/Econ | 84% | 1225282.878 | 0 | 0
Econ | Offices | Exterior Lighting | Exterior parking/lot lighting | TRC | Turnover | ET517 | High Efficiency HID Lighting | High Efficiency HID Lighting | Equip | 13 | Exterior parking/lot lighting | 0% | Tech/Econ | 34.18% | 0 | 0 | 0
Econ | Offices | Exterior Lighting | Exterior parking/lot lighting | TRC | New | EN738 | LED Parking Lighting | LED Parking Lighting | Equip | 18 | Exterior parking/lot lighting | 94.94% | Tech/Econ | 84% | 339637.7302 | 0 | 0
Econ | Offices | Exterior Lighting | Exterior parking/lot lighting | TRC | New | EN543 | High Efficiency HID Lighting | High Efficiency HID Lighting | Equip | 13 | Exterior parking/lot lighting | 0% | Tech/Econ | 34.18% | 0 | 0 | 0
Econ | Offices | Exterior Lighting | Exterior marquis | TRC | New | NN5295 | Retro-Commissioning | Retro-Commissioning | NonEquip | 5 |  | 0% | Tech/Econ | 16% | 0 | 0 | 0
Econ | Offices | Exterior Lighting | Exterior marquis | TRC | New | NN2981 | Outdoor Lighting Controls | Outdoor Lighting Controls | NonEquip | 8 | Exterior parking/lot lighting | 0% | Tech/Econ | 28% | 0 | 0 | 0
Econ | Offices | Exterior Lighting | Exterior marquis | TRC | New | NN2955 | Bi-Level Lighting Control (Exterior) | Bi-Level Lighting Control (Exterior) | NonEquip | 9 | Exterior parking/lot lighting | 0% | Tech/Econ | 31% | 0 | 0 | 0
Econ | Offices | Exterior Lighting | Exterior marquis | TRC | Existing | NE5282 | Retro-Commissioning | Retro-Commissioning | NonEquip | 5 |  | 21.99% | Tech/Econ | 16% | 3764.8426 | 0 | 1.9514
Econ | Offices | Exterior Lighting | Exterior marquis | TRC | Existing | NE2968 | Outdoor Lighting Controls | Outdoor Lighting Controls | NonEquip | 8 | Exterior parking/lot lighting | 0% | Tech/Econ | 28% | 0 | 0 | 0
Econ | Offices | Exterior Lighting | Exterior marquis | TRC | Existing | NE2942 | Bi-Level Lighting Control (Exterior) | Bi-Level Lighting Control (Exterior) | NonEquip | 9 | Exterior parking/lot lighting | 0% | Tech/Econ | 31% | 0 | 0 | 0
Econ | Offices | Exterior Lighting | Exterior marquis | TRC | Turnover | ET634 | LED Exterior Lighting | LED Exterior Lighting | Equip | 13 | Exterior marquis | 4.268% | Tech/Econ | 60.51% | 2567.3562 | 0 | 0
Econ | Offices | Exterior Lighting | Exterior marquis | TRC | Turnover | ET595 | LED Display Lighting (Exterior) | LED Display Lighting (Exterior) | Equip | 15 | Exterior marquis | 4.268% | Tech/Econ | 87.04% | 3835.369 | 0 | 0
Econ | Offices | Exterior Lighting | Exterior marquis | TRC | New | EN660 | LED Exterior Lighting | LED Exterior Lighting | Equip | 13 | Exterior marquis | 4.624% | Tech/Econ | 60.51% | 54.4592 | 0 | 0
Econ | Offices | Exterior Lighting | Exterior marquis | TRC | New | EN621 | LED Display Lighting (Exterior) | LED Display Lighting (Exterior) | Equip | 15 | Exterior marquis | 4.624% | Tech/Econ | 87.04% | 81.619 | 0 | 0
Econ | Offices | Miscellaneous | Elevators/Escalators | TRC | New | NN5451 | Retro-Commissioning | Retro-Commissioning | NonEquip | 5 |  | 0% | Tech/Econ | 16% | 0 | 0 | 0
Econ | Offices | Miscellaneous | Elevators/Escalators | TRC | New | NN4541 | VSD Controlled Compressor | VSD Controlled Compressor | NonEquip | 15 | Others | 0% | Tech/Econ | 20.79% | 0 | 0 | 0
Econ | Offices | Miscellaneous | Elevators/Escalators | TRC | New | NN4489 | Engine Block Timer | Engine Block Timer | NonEquip | 5 | Others | 0% | Tech/Econ | 36% | 0 | 0 | 0
Econ | Offices | Miscellaneous | Elevators/Escalators | TRC | Existing | NE5438 | Retro-Commissioning | Retro-Commissioning | NonEquip | 5 |  | 21.99% | Tech/Econ | 16% | 262408.8752 | 43.87 | 136.0143
Econ | Offices | Miscellaneous | Elevators/Escalators | TRC | Existing | NE4528 | VSD Controlled Compressor | VSD Controlled Compressor | NonEquip | 15 | Others | 0% | Tech/Econ | 20.79% | 0 | 0 | 0
Econ | Offices | Miscellaneous | Elevators/Escalators | TRC | Existing | NE4476 | Engine Block Timer | Engine Block Timer | NonEquip | 5 | Others | 0% | Tech/Econ | 36% | 0 | 0 | 0
Econ | Offices | Office Equipment | Document production | TRC | New | NN4593 | Smart Strip Plug Outlet | Smart Strip Plug Outlet | NonEquip | 4 |  | 43.9% | Tech/Econ | 1.187% | 3448.5992 | 0.51279 | 0.35638
Econ | Offices | Office Equipment | Document production | TRC | New | NN4567 | Network PC Power Management | Network PC Power Management | NonEquip | 5 | Computers | 0% | Tech/Econ | 56.5% | 0 | 0 | 0
Econ | Offices | Office Equipment | Document production | TRC | Existing | NE4580 | Smart Strip Plug Outlet | Smart Strip Plug Outlet | NonEquip | 4 |  | 43.9% | Tech/Econ | 1.187% | 181959.9602 | 27.0564 | 18.8038
Econ | Offices | Office Equipment | Document production | TRC | Existing | NE4554 | Network PC Power Management | Network PC Power Management | NonEquip | 5 | Computers | 0% | Tech/Econ | 56.5% | 0 | 0 | 0
Econ | Offices | Space Cooling | District chilled water piped | TRC | New | NN5373 | Retro-Commissioning | Retro-Commissioning | NonEquip | 5 |  | 0% | Tech/Econ | 16% | 0 | 0 | 0
Econ | Offices | Space Cooling | District chilled water piped | TRC | New | NN4203 | Thermal Energy Storage | Thermal Energy Storage | NonEquip | 20 |  | 33.33% | Tech/Econ | 0% | 0 | 0 | 0
Econ | Offices | Space Cooling | District chilled water piped | TRC | New | NN4151 | Smart Thermostat | Smart Thermostat | NonEquip | 11 |  | 45.33% | Tech/Econ | 10% | 4446.7913 | 0.0528 | 0
Econ | Offices | Space Cooling | District chilled water piped | TRC | New | NN3917 | HVAC tune-up_RTU | HVAC tune-up_RTU | NonEquip | 5 | Packaged air conditioning units (RTUs) | 0% | Tech/Econ | 5% | 0 | 0 | 0
Econ | Offices | Space Cooling | District chilled water piped | TRC | New | NN3891 | HVAC tune-up | HVAC tune-up | NonEquip | 5 | Residential-type central air conditioners | 0% | Tech/Econ | 5% | 0 | 0 | 0
Econ | Offices | Space Cooling | District chilled water piped | TRC | New | NN3683 | Facility Energy Management System | Facility Energy Management System | NonEquip | 15 |  | 1.982% | Tech/Econ | 20% | 410.8338 | 0.086108 | 0
Econ | Offices | Space Cooling | District chilled water piped | TRC | New | NN3527 | Duct Sealing Repair | Duct Sealing Repair | NonEquip | 15 |  | 0% | Tech/Econ | 12% | 0 | 0 | 0
Econ | Offices | Space Cooling | District chilled water piped | TRC | New | NN3423 | Dedicated Outdoor Air System on VRF unit | Dedicated Outdoor Air System on VRF unit | NonEquip | 15 | Residential-type central air conditioners | 0% | Tech/Econ | 17.5% | 0 | 0 | 0
Econ | Offices | Space Cooling | District chilled water piped | TRC | New | NN3319 | Chilled Water System - Variable Speed Drives | Chilled Water System - Variable Speed Drives | NonEquip | 13 | Central chillers inside | 0% | Tech/Econ | 24.74% | 0 | 0 | 0
Econ | Offices | Space Cooling | District chilled water piped | TRC | New | NN3293 | Chilled Water Controls Optimization | Chilled Water Controls Optimization | NonEquip | 10 | Central chillers inside | 0% | Tech/Econ | 12.5% | 0 | 0 | 0
Econ | Offices | Space Cooling | District chilled water piped | TRC | New | NN3215 | Ceiling Insulation(R2 to R38) | Ceiling Insulation(R2 to R38) | NonEquip | 20 |  | 0% | Tech/Econ | 3.244% | 0 | 0 | 0
Econ | Offices | Space Cooling | District chilled water piped | TRC | New | NN3059 | Airside Economizer | Airside Economizer | NonEquip | 10 | Packaged air conditioning units (RTUs) | 0% | Tech/Econ | 5.556% | 0 | 0 | 0
Econ | Offices | Space Cooling | District chilled water piped | TRC | Existing | NE5360 | Retro-Commissioning | Retro-Commissioning | NonEquip | 5 |  | 21.99% | Tech/Econ | 16% | 192405.2248 | 32.1666 | 0
Econ | Offices | Space Cooling | District chilled water piped | TRC | Existing | NE4216 | Wall Insulation | Wall Insulation | NonEquip | 20 |  | 17.1% | Tech/Econ | 28.52% | 236006.2614 | 4.7226 | 0
Econ | Offices | Space Cooling | District chilled water piped | TRC | Existing | NE4190 | Thermal Energy Storage | Thermal Energy Storage | NonEquip | 20 |  | 33.33% | Tech/Econ | 0% | 0.00030416 | -1.5592e-06 | -1.0226e-07
Econ | Offices | Space Cooling | District chilled water piped | TRC | Existing | NE4138 | Smart Thermostat | Smart Thermostat | NonEquip | 11 |  | 45.33% | Tech/Econ | 10% | 203954.8655 | 2.4217 | 0
Econ | Offices | Space Cooling | District chilled water piped | TRC | Existing | NE3904 | HVAC tune-up_RTU | HVAC tune-up_RTU | NonEquip | 5 | Packaged air conditioning units (RTUs) | 0% | Tech/Econ | 5% | 0 | 0 | 0
Econ | Offices | Space Cooling | District chilled water piped | TRC | Existing | NE3878 | HVAC tune-up | HVAC tune-up | NonEquip | 5 | Residential-type central air conditioners | 0% | Tech/Econ | 5% | 0 | 0 | 0
Econ | Offices | Space Cooling | District chilled water piped | TRC | Existing | NE3670 | Facility Energy Management System | Facility Energy Management System | NonEquip | 15 |  | 2.99% | Tech/Econ | 20% | 30392.1264 | 6.37 | 0
Econ | Offices | Space Cooling | District chilled water piped | TRC | Existing | NE3514 | Duct Sealing Repair | Duct Sealing Repair | NonEquip | 15 |  | 30.55% | Tech/Econ | 12% | 193447.9204 | 38.1133 | 0
Econ | Offices | Space Cooling | District chilled water piped | TRC | Existing | NE3410 | Dedicated Outdoor Air System on VRF unit | Dedicated Outdoor Air System on VRF unit | NonEquip | 15 | Residential-type central air conditioners | 0% | Tech/Econ | 17.5% | 0 | 0 | 0
Econ | Offices | Space Cooling | District chilled water piped | TRC | Existing | NE3306 | Chilled Water System - Variable Speed Drives | Chilled Water System - Variable Speed Drives | NonEquip | 13 | Central chillers inside | 0% | Tech/Econ | 24.74% | 0 | 0 | 0
Econ | Offices | Space Cooling | District chilled water piped | TRC | Existing | NE3280 | Chilled Water Controls Optimization | Chilled Water Controls Optimization | NonEquip | 10 | Central chillers inside | 0% | Tech/Econ | 12.5% | 0 | 0 | 0
Econ | Offices | Space Cooling | District chilled water piped | TRC | Existing | NE3202 | Ceiling Insulation(R2 to R38) | Ceiling Insulation(R2 to R38) | NonEquip | 20 |  | 45.6% | Tech/Econ | 3.244% | 74735.6011 | 1.4955 | 0
Econ | Offices | Space Cooling | District chilled water piped | TRC | Existing | NE3046 | Airside Economizer | Airside Economizer | NonEquip | 10 | Packaged air conditioning units (RTUs) | 0% | Tech/Econ | 5.556% | 0 | 0 | 0
Econ | Offices | Space Cooling | District chilled water piped | TRC | Turnover | ET946 | High Efficiency Chiller (Air Cooled, 50 tons) | High Efficiency Chiller (Air Cooled, 50 tons) | Equip | 20 | District chilled water piped | 31.91% | Tech/Econ | 8.759% | 139151.4733 | 32.2698 | 7.4435
Econ | Offices | Space Cooling | District chilled water piped | TRC | Turnover | ET1102 | High Efficiency Chiller (Water cooled-positive displacement, 100 tons) | High Efficiency Chiller (Water cooled-positive displacement, 100 tons) | Equip | 20 | District chilled water piped | 31.91% | Tech/Econ | 2.683% | 38861.2096 | 12.4664 | 0.12273
Econ | Offices | Space Cooling | District chilled water piped | TRC | Turnover | ET1024 | High Efficiency Chiller (Water cooled-centrifugal, 200 tons) | High Efficiency Chiller (Water cooled-centrifugal, 200 tons) | Equip | 20 | District chilled water piped | 31.91% | Tech/Econ | 4.362% | 64080.1591 | 20.5565 | 0.20238
Econ | Offices | Space Cooling | District chilled water piped | TRC | New | EN972 | High Efficiency Chiller (Air Cooled, 50 tons) | High Efficiency Chiller (Air Cooled, 50 tons) | Equip | 20 | District chilled water piped | 31.91% | Tech/Econ | 8.759% | 2885.9138 | 0.66925 | 0.15437
Econ | Offices | Space Cooling | District chilled water piped | TRC | New | EN1128 | High Efficiency Chiller (Water cooled-positive displacement, 100 tons) | High Efficiency Chiller (Water cooled-positive displacement, 100 tons) | Equip | 20 | District chilled water piped | 31.91% | Tech/Econ | 2.683% | 847.2839 | 0.2718 | 0.0026759
Econ | Offices | Space Cooling | District chilled water piped | TRC | New | EN1050 | High Efficiency Chiller (Water cooled-centrifugal, 200 tons) | High Efficiency Chiller (Water cooled-centrifugal, 200 tons) | Equip | 20 | District chilled water piped | 31.91% | Tech/Econ | 4.362% | 1397.1282 | 0.44819 | 0.0044124
Econ | Offices | Refrigeration | Display cases | TRC | New | NN5321 | Retro-Commissioning | Retro-Commissioning | NonEquip | 5 |  | 0% | Tech/Econ | 16% | 0 | 0 | 0
Econ | Offices | Refrigeration | Display cases | TRC | New | NN4905 | Strip Curtains for Walk-ins | Strip Curtains for Walk-ins | NonEquip | 4 | Walk-in cooler | 0% | Tech/Econ | 2.115% | 0 | 0 | 0
Econ | Offices | Refrigeration | Display cases | TRC | New | NN4853 | PSC to ECM Evaporator Fan Motor (Walk-In, Refrigerator) | PSC to ECM Evaporator Fan Motor (Walk-In, Refrigerator) | NonEquip | 15 | Walk-in cooler | 0% | Tech/Econ | 37.5% | 0 | 0 | 0
Econ | Offices | Refrigeration | Display cases | TRC | New | NN4827 | PSC to ECM Evaporator Fan Motor (Reach-In) | PSC to ECM Evaporator Fan Motor (Reach-In) | NonEquip | 15 | Display cases | 0% | Tech/Econ | 37.5% | 0 | 0 | 0
Econ | Offices | Refrigeration | Display cases | TRC | New | NN4697 | Floating Head Pressure Controls | Floating Head Pressure Controls | NonEquip | 15 |  | 0% | Tech/Econ | 6.05% | 0 | 0 | 0
Econ | Offices | Refrigeration | Display cases | TRC | New | NN4619 | Anti-Sweat Controls | Anti-Sweat Controls | NonEquip | 8 | Display cases | 0% | Tech/Econ | 85% | 0 | 0 | 0
Econ | Offices | Refrigeration | Display cases | TRC | Existing | NE5308 | Retro-Commissioning | Retro-Commissioning | NonEquip | 5 |  | 21.99% | Tech/Econ | 16% | 7680.7099 | 1.2841 | 3.9811
Econ | Offices | Refrigeration | Display cases | TRC | Existing | NE4892 | Strip Curtains for Walk-ins | Strip Curtains for Walk-ins | NonEquip | 4 | Walk-in cooler | 0% | Tech/Econ | 2.115% | 0 | 0 | 0
Econ | Offices | Refrigeration | Display cases | TRC | Existing | NE4840 | PSC to ECM Evaporator Fan Motor (Walk-In, Refrigerator) | PSC to ECM Evaporator Fan Motor (Walk-In, Refrigerator) | NonEquip | 15 | Walk-in cooler | 0% | Tech/Econ | 37.5% | 0 | 0 | 0
Econ | Offices | Refrigeration | Display cases | TRC | Existing | NE4814 | PSC to ECM Evaporator Fan Motor (Reach-In) | PSC to ECM Evaporator Fan Motor (Reach-In) | NonEquip | 15 | Display cases | 0% | Tech/Econ | 37.5% | 0 | 0 | 0
Econ | Offices | Refrigeration | Display cases | TRC | Existing | NE4710 | Freezer-Cooler Replacement Gaskets | Freezer-Cooler Replacement Gaskets | NonEquip | 4 | Display cases | 0% | Tech/Econ | 3.131% | 0 | 0 | 0
Econ | Offices | Refrigeration | Display cases | TRC | Existing | NE4684 | Floating Head Pressure Controls | Floating Head Pressure Controls | NonEquip | 15 |  | 0% | Tech/Econ | 6.05% | 0 | 0 | 0
Econ | Offices | Refrigeration | Display cases | TRC | Existing | NE4606 | Anti-Sweat Controls | Anti-Sweat Controls | NonEquip | 8 | Display cases | 0% | Tech/Econ | 85% | 0 | 0 | 0
Econ | Offices | Refrigeration | Display cases | TRC | Turnover | ET2617 | Refrigerated Display Case LED Lighting | Refrigerated Display Case LED Lighting | Equip | 8 | Display cases | 0% | Tech/Econ | 6.613% | 0 | 0 | 0
Econ | Offices | Refrigeration | Display cases | TRC | Turnover | ET2461 | Energy Star Commercial Solid Door Refrigerator | Energy Star Commercial Solid Door Refrigerator | Equip | 12 | Display cases | 0% | Tech/Econ | 50.28% | 0 | 0 | 0
Econ | Offices | Refrigeration | Display cases | TRC | Turnover | ET2422 | Energy Star Commercial Solid Door Freezer | Energy Star Commercial Solid Door Freezer | Equip | 12 | Display cases | 0% | Tech/Econ | 42.11% | 0 | 0 | 0
Econ | Offices | Refrigeration | Display cases | TRC | Turnover | ET2383 | Energy Star Commercial Glass Door Refrigerator | Energy Star Commercial Glass Door Refrigerator | Equip | 12 | Display cases | 0% | Tech/Econ | 37.88% | 0 | 0 | 0
Econ | Offices | Refrigeration | Display cases | TRC | Turnover | ET2344 | Energy Star Commercial Glass Door Freezer | Energy Star Commercial Glass Door Freezer | Equip | 12 | Display cases | 0% | Tech/Econ | 40.57% | 0 | 0 | 0
Econ | Offices | Refrigeration | Display cases | TRC | New | EN2487 | Energy Star Commercial Solid Door Refrigerator | Energy Star Commercial Solid Door Refrigerator | Equip | 12 | Display cases | 0% | Tech/Econ | 50.28% | 0 | 0 | 0
Econ | Offices | Refrigeration | Display cases | TRC | New | EN2448 | Energy Star Commercial Solid Door Freezer | Energy Star Commercial Solid Door Freezer | Equip | 12 | Display cases | 0% | Tech/Econ | 42.11% | 0 | 0 | 0
Econ | Offices | Refrigeration | Display cases | TRC | New | EN2409 | Energy Star Commercial Glass Door Refrigerator | Energy Star Commercial Glass Door Refrigerator | Equip | 12 | Display cases | 0% | Tech/Econ | 37.88% | 0 | 0 | 0
Econ | Offices | Refrigeration | Display cases | TRC | New | EN2370 | Energy Star Commercial Glass Door Freezer | Energy Star Commercial Glass Door Freezer | Equip | 12 | Display cases | 0% | Tech/Econ | 40.57% | 0 | 0 | 0
Econ | Offices | Cooking | Cooking Other | TRC | Turnover | ET166 | Energy Star Hot Food Holding Cabinet | Energy Star Hot Food Holding Cabinet | Equip | 12 | Cooking Other | 0% | Tech/Econ | 52.67% | 0 | 0 | 0
Econ | Offices | Cooking | Cooking Other | TRC | Turnover | ET127 | Energy Star Griddle | Energy Star Griddle | Equip | 12 | Cooking Other | 0% | Tech/Econ | 12.08% | 0 | 0 | 0
Econ | Offices | Cooking | Cooking Other | TRC | Turnover | ET10 | Efficient Exhaust Hood | Efficient Exhaust Hood | Equip | 15 | Cooking Other | 0% | Tech/Econ | 42.5% | 0 | 0 | 0
Econ | Offices | Cooking | Cooking Other | TRC | New | EN36 | Efficient Exhaust Hood | Efficient Exhaust Hood | Equip | 15 | Cooking Other | 0% | Tech/Econ | 42.5% | 0 | 0 | 0
Econ | Offices | Cooking | Cooking Other | TRC | New | EN192 | Energy Star Hot Food Holding Cabinet | Energy Star Hot Food Holding Cabinet | Equip | 12 | Cooking Other | 0% | Tech/Econ | 52.67% | 0 | 0 | 0
Econ | Offices | Cooking | Cooking Other | TRC | New | EN153 | Energy Star Griddle | Energy Star Griddle | Equip | 12 | Cooking Other | 0% | Tech/Econ | 12.08% | 0 | 0 | 0
Econ | Offices | Office Equipment | Computers | TRC | New | NN4593 | Smart Strip Plug Outlet | Smart Strip Plug Outlet | NonEquip | 4 |  | 43.9% | Tech/Econ | 1.187% | 887.9703 | 0.13204 | 0.091763
Econ | Offices | Office Equipment | Computers | TRC | New | NN4567 | Network PC Power Management | Network PC Power Management | NonEquip | 5 | Computers | 22.4% | Tech/Econ | 56.5% | 18198.1581 | 2.707 | 1.8853
Econ | Offices | Office Equipment | Computers | TRC | Existing | NE4580 | Smart Strip Plug Outlet | Smart Strip Plug Outlet | NonEquip | 4 |  | 43.9% | Tech/Econ | 1.187% | 46852.3694 | 6.9667 | 4.8417
Econ | Offices | Office Equipment | Computers | TRC | Existing | NE4554 | Network PC Power Management | Network PC Power Management | NonEquip | 5 | Computers | 22.4% | Tech/Econ | 56.5% | 960197.4407 | 142.8292 | 99.473
Econ | Offices | Office Equipment | Computers | TRC | Turnover | ET2188 | Energy Star PCs | Energy Star PCs | Equip | 4 | Computers | 35% | Tech/Econ | 43.34% | 1356936.122 | 193.2526 | 74.9584
Econ | Offices | Office Equipment | Computers | TRC | New | EN2214 | Energy Star PCs | Energy Star PCs | Equip | 4 | Computers | 35% | Tech/Econ | 43.34% | 25717.3547 | 3.6626 | 1.4207
Econ | Offices | Domestic Hot Water | Centralized water heaters | TRC | New | NN5425 | Retro-Commissioning | Retro-Commissioning | NonEquip | 5 |  | 0% | Tech/Econ | 16% | 0 | 0 | 0
Econ | Offices | Domestic Hot Water | Centralized water heaters | TRC | New | NN2929 | Thermostatic Shower Restriction Valve | Thermostatic Shower Restriction Valve | NonEquip | 10 | Centralized water heaters | 0% | Tech/Econ | 2.862% | 0 | 0 | 0
Econ | Offices | Domestic Hot Water | Centralized water heaters | TRC | New | NN2903 | Tank Wrap on Water Heater | Tank Wrap on Water Heater | NonEquip | 7 | Centralized water heaters | 55.99% | Tech/Econ | 1.264% | 81.0773 | 0.0081214 | 0.0082861
Econ | Offices | Domestic Hot Water | Centralized water heaters | TRC | New | NN2877 | Low-Flow Pre-Rinse Sprayers | Low-Flow Pre-Rinse Sprayers | NonEquip | 5 | Centralized water heaters | 0% | Tech/Econ | 3.786% | 0 | 0 | 0
Econ | Offices | Domestic Hot Water | Centralized water heaters | TRC | New | NN2851 | Low Flow Shower Head | Low Flow Shower Head | NonEquip | 10 | Centralized water heaters | 0% | Tech/Econ | 0.5798% | 0 | 0 | 0
Econ | Offices | Domestic Hot Water | Centralized water heaters | TRC | New | NN2825 | Hot Water Pipe Insulation | Hot Water Pipe Insulation | NonEquip | 13 | Centralized water heaters | 22.45% | Tech/Econ | 6.785% | 1433.2374 | 0.16011 | 0.17995
Econ | Offices | Domestic Hot Water | Centralized water heaters | TRC | New | NN2773 | Faucet Aerator | Faucet Aerator | NonEquip | 10 | Centralized water heaters | 23.64% | Tech/Econ | 0.4097% | 131.5856 | 0.027425 | 0.016517
Econ | Offices | Domestic Hot Water | Centralized water heaters | TRC | Existing | NE5412 | Retro-Commissioning | Retro-Commissioning | NonEquip | 5 |  | 21.99% | Tech/Econ | 16% | 252199.1874 | 42.1631 | 130.7223
Econ | Offices | Domestic Hot Water | Centralized water heaters | TRC | Existing | NE2916 | Thermostatic Shower Restriction Valve | Thermostatic Shower Restriction Valve | NonEquip | 10 | Centralized water heaters | 0% | Tech/Econ | 2.738% | 0 | 0 | 0
Econ | Offices | Domestic Hot Water | Centralized water heaters | TRC | Existing | NE2890 | Tank Wrap on Water Heater | Tank Wrap on Water Heater | NonEquip | 7 | Centralized water heaters | 55.99% | Tech/Econ | 1.264% | 33794.486 | 3.3852 | 3.4538
Econ | Offices | Domestic Hot Water | Centralized water heaters | TRC | Existing | NE2864 | Low-Flow Pre-Rinse Sprayers | Low-Flow Pre-Rinse Sprayers | NonEquip | 5 | Centralized water heaters | 0% | Tech/Econ | 3.61% | 0 | 0 | 0
Econ | Offices | Domestic Hot Water | Centralized water heaters | TRC | Existing | NE2838 | Low Flow Shower Head | Low Flow Shower Head | NonEquip | 10 | Centralized water heaters | 0% | Tech/Econ | 0.5547% | 0 | 0 | 0
Econ | Offices | Domestic Hot Water | Centralized water heaters | TRC | Existing | NE2812 | Hot Water Pipe Insulation | Hot Water Pipe Insulation | NonEquip | 13 | Centralized water heaters | 4.299% | Tech/Econ | 6.491% | 13363.2868 | 1.4929 | 1.6778
Econ | Offices | Domestic Hot Water | Centralized water heaters | TRC | Existing | NE2760 | Faucet Aerator | Faucet Aerator | NonEquip | 10 | Centralized water heaters | 23.64% | Tech/Econ | 0.3919% | 6408.0081 | 1.3355 | 0.80433
Econ | Offices | Domestic Hot Water | Centralized water heaters | TRC | Turnover | ET439 | Solar Water Heater | Solar Water Heater | Equip | 15 | Centralized water heaters | 0% | Tech/Econ | 76.67% | 0 | 0 | 0
Econ | Offices | Domestic Hot Water | Centralized water heaters | TRC | Turnover | ET361 | Heat Pump Water Heater | Heat Pump Water Heater | Equip | 10 | Centralized water heaters | 46.98% | Tech/Econ | 65.32% | 2120418.037 | 358.3368 | 238.3371
Econ | Offices | Domestic Hot Water | Centralized water heaters | TRC | Turnover | ET283 | Energy Star Commercial Dishwasher | Energy Star Commercial Dishwasher | Equip | 15 | Centralized water heaters | 0% | Tech/Econ | 29.58% | 0 | 0 | 0
Econ | Offices | Domestic Hot Water | Centralized water heaters | TRC | New | EN465 | Solar Water Heater | Solar Water Heater | Equip | 15 | Centralized water heaters | 0% | Tech/Econ | 76.67% | 0 | 0 | 0
Econ | Offices | Domestic Hot Water | Centralized water heaters | TRC | New | EN387 | Heat Pump Water Heater | Heat Pump Water Heater | Equip | 10 | Centralized water heaters | 46.98% | Tech/Econ | 65.32% | 41650.9679 | 7.0387 | 4.6816
Econ | Offices | Domestic Hot Water | Centralized water heaters | TRC | New | EN309 | Energy Star Commercial Dishwasher | Energy Star Commercial Dishwasher | Equip | 15 | Centralized water heaters | 0% | Tech/Econ | 29.58% | 0 | 0 | 0
Econ | Offices | Space Cooling | Central chillers inside | TRC | New | NN5373 | Retro-Commissioning | Retro-Commissioning | NonEquip | 5 |  | 0% | Tech/Econ | 16% | 0 | 0 | 0
Econ | Offices | Space Cooling | Central chillers inside | TRC | New | NN4203 | Thermal Energy Storage | Thermal Energy Storage | NonEquip | 20 |  | 33.33% | Tech/Econ | 0% | 0 | 0 | 0
Econ | Offices | Space Cooling | Central chillers inside | TRC | New | NN4151 | Smart Thermostat | Smart Thermostat | NonEquip | 11 |  | 45.33% | Tech/Econ | 10% | 31802.1122 | 0.37761 | 0
Econ | Offices | Space Cooling | Central chillers inside | TRC | New | NN3917 | HVAC tune-up_RTU | HVAC tune-up_RTU | NonEquip | 5 | Packaged air conditioning units (RTUs) | 0% | Tech/Econ | 5% | 0 | 0 | 0
Econ | Offices | Space Cooling | Central chillers inside | TRC | New | NN3891 | HVAC tune-up | HVAC tune-up | NonEquip | 5 | Residential-type central air conditioners | 0% | Tech/Econ | 5% | 0 | 0 | 0
Econ | Offices | Space Cooling | Central chillers inside | TRC | New | NN3683 | Facility Energy Management System | Facility Energy Management System | NonEquip | 15 |  | 1.982% | Tech/Econ | 20% | 3295.1538 | 0.69064 | 0
Econ | Offices | Space Cooling | Central chillers inside | TRC | New | NN3527 | Duct Sealing Repair | Duct Sealing Repair | NonEquip | 15 |  | 0% | Tech/Econ | 12% | 0 | 0 | 0
Econ | Offices | Space Cooling | Central chillers inside | TRC | New | NN3423 | Dedicated Outdoor Air System on VRF unit | Dedicated Outdoor Air System on VRF unit | NonEquip | 15 | Residential-type central air conditioners | 0% | Tech/Econ | 17.5% | 0 | 0 | 0
Econ | Offices | Space Cooling | Central chillers inside | TRC | New | NN3319 | Chilled Water System - Variable Speed Drives | Chilled Water System - Variable Speed Drives | NonEquip | 13 | Central chillers inside | 73.99% | Tech/Econ | 24.74% | 126396.8753 | 11.7567 | 2.6722
Econ | Offices | Space Cooling | Central chillers inside | TRC | New | NN3293 | Chilled Water Controls Optimization | Chilled Water Controls Optimization | NonEquip | 10 | Central chillers inside | 38.3% | Tech/Econ | 12.5% | 41797.785 | 13.8166 | 0.0031299
Econ | Offices | Space Cooling | Central chillers inside | TRC | New | NN3215 | Ceiling Insulation(R2 to R38) | Ceiling Insulation(R2 to R38) | NonEquip | 20 |  | 0% | Tech/Econ | 3.244% | 0 | 0 | 0
Econ | Offices | Space Cooling | Central chillers inside | TRC | New | NN3059 | Airside Economizer | Airside Economizer | NonEquip | 10 | Packaged air conditioning units (RTUs) | 0% | Tech/Econ | 5.556% | 0 | 0 | 0
Econ | Offices | Space Cooling | Central chillers inside | TRC | Existing | NE5360 | Retro-Commissioning | Retro-Commissioning | NonEquip | 5 |  | 21.99% | Tech/Econ | 16% | 1569078.964 | 262.3214 | 0
Econ | Offices | Space Cooling | Central chillers inside | TRC | Existing | NE4216 | Wall Insulation | Wall Insulation | NonEquip | 20 |  | 17.1% | Tech/Econ | 28.52% | 1572343.631 | 31.4632 | 0
Econ | Offices | Space Cooling | Central chillers inside | TRC | Existing | NE4190 | Thermal Energy Storage | Thermal Energy Storage | NonEquip | 20 |  | 33.33% | Tech/Econ | 0% | 0.0020264 | -1.0388e-05 | -6.8127e-07
Econ | Offices | Space Cooling | Central chillers inside | TRC | Existing | NE4138 | Smart Thermostat | Smart Thermostat | NonEquip | 11 |  | 45.33% | Tech/Econ | 10% | 1358807.737 | 16.1343 | 0
Econ | Offices | Space Cooling | Central chillers inside | TRC | Existing | NE3904 | HVAC tune-up_RTU | HVAC tune-up_RTU | NonEquip | 5 | Packaged air conditioning units (RTUs) | 0% | Tech/Econ | 5% | 0 | 0 | 0
Econ | Offices | Space Cooling | Central chillers inside | TRC | Existing | NE3878 | HVAC tune-up | HVAC tune-up | NonEquip | 5 | Residential-type central air conditioners | 0% | Tech/Econ | 5% | 0 | 0 | 0
Econ | Offices | Space Cooling | Central chillers inside | TRC | Existing | NE3670 | Facility Energy Management System | Facility Energy Management System | NonEquip | 15 |  | 2.99% | Tech/Econ | 20% | 247850.0585 | 51.9478 | 0
Econ | Offices | Space Cooling | Central chillers inside | TRC | Existing | NE3514 | Duct Sealing Repair | Duct Sealing Repair | NonEquip | 15 |  | 30.55% | Tech/Econ | 12% | 1577582.224 | 310.8172 | 0
Econ | Offices | Space Cooling | Central chillers inside | TRC | Existing | NE3410 | Dedicated Outdoor Air System on VRF unit | Dedicated Outdoor Air System on VRF unit | NonEquip | 15 | Residential-type central air conditioners | 0% | Tech/Econ | 17.5% | 0 | 0 | 0
Econ | Offices | Space Cooling | Central chillers inside | TRC | Existing | NE3306 | Chilled Water System - Variable Speed Drives | Chilled Water System - Variable Speed Drives | NonEquip | 13 | Central chillers inside | 73.99% | Tech/Econ | 24.74% | 7542227.635 | 701.5316 | 159.4533
Econ | Offices | Space Cooling | Central chillers inside | TRC | Existing | NE3280 | Chilled Water Controls Optimization | Chilled Water Controls Optimization | NonEquip | 10 | Central chillers inside | 25.53% | Tech/Econ | 12.5% | 1470263.307 | 486.0081 | 0.1101
Econ | Offices | Space Cooling | Central chillers inside | TRC | Existing | NE3202 | Ceiling Insulation(R2 to R38) | Ceiling Insulation(R2 to R38) | NonEquip | 20 |  | 45.6% | Tech/Econ | 3.244% | 497910.7152 | 9.9634 | 0
Econ | Offices | Space Cooling | Central chillers inside | TRC | Existing | NE3046 | Airside Economizer | Airside Economizer | NonEquip | 10 | Packaged air conditioning units (RTUs) | 0% | Tech/Econ | 5.556% | 0 | 0 | 0
Econ | Offices | Space Cooling | Central chillers inside | TRC | Turnover | ET985 | High Efficiency Chiller (Water cooled-centrifugal, 200 tons) | High Efficiency Chiller (Water cooled-centrifugal, 200 tons) | Equip | 20 | Central chillers inside | 31.91% | Tech/Econ | 4.362% | 426921.0019 | 136.9537 | 1.3483
Econ | Offices | Space Cooling | Central chillers inside | TRC | Turnover | ET907 | High Efficiency Chiller (Air Cooled, 50 tons) | High Efficiency Chiller (Air Cooled, 50 tons) | Equip | 20 | Central chillers inside | 31.91% | Tech/Econ | 8.759% | 927068.3402 | 214.9908 | 49.5908
Econ | Offices | Space Cooling | Central chillers inside | TRC | Turnover | ET1063 | High Efficiency Chiller (Water cooled-positive displacement, 100 tons) | High Efficiency Chiller (Water cooled-positive displacement, 100 tons) | Equip | 20 | Central chillers inside | 31.91% | Tech/Econ | 2.683% | 258904.8834 | 83.0551 | 0.81768
Econ | Offices | Space Cooling | Central chillers inside | TRC | New | EN933 | High Efficiency Chiller (Air Cooled, 50 tons) | High Efficiency Chiller (Air Cooled, 50 tons) | Equip | 20 | Central chillers inside | 31.91% | Tech/Econ | 8.759% | 0 | 0 | 0
Econ | Offices | Space Cooling | Central chillers inside | TRC | New | EN1089 | High Efficiency Chiller (Water cooled-positive displacement, 100 tons) | High Efficiency Chiller (Water cooled-positive displacement, 100 tons) | Equip | 20 | Central chillers inside | 31.91% | Tech/Econ | 2.683% | 0 | 0 | 0
Econ | Offices | Space Cooling | Central chillers inside | TRC | New | EN1011 | High Efficiency Chiller (Water cooled-centrifugal, 200 tons) | High Efficiency Chiller (Water cooled-centrifugal, 200 tons) | Equip | 20 | Central chillers inside | 31.91% | Tech/Econ | 4.362% | 0 | 0 | 0
Econ | Offices | Ventilation and Circulation | Central air-handling unit | TRC | New | NN5399 | Retro-Commissioning | Retro-Commissioning | NonEquip | 5 |  | 0% | Tech/Econ | 16% | 0 | 0 | 0
Econ | Offices | Ventilation and Circulation | Central air-handling unit | TRC | New | NN4983 | VAV System | VAV System | NonEquip | 10 |  | 15.96% | Tech/Econ | 30% | 73896.2035 | 21.0319 | 21.3439
Econ | Offices | Ventilation and Circulation | Central air-handling unit | TRC | New | NN4957 | Demand Controlled Ventilation | Demand Controlled Ventilation | NonEquip | 10 |  | 17.54% | Tech/Econ | 22.37% | 57676.0392 | 6.0049 | 33.8077
Econ | Offices | Ventilation and Circulation | Central air-handling unit | TRC | New | NN4931 | CO Sensors for Parking Garage Exhaust | CO Sensors for Parking Garage Exhaust | NonEquip | 15 | Motor/Fan | 0% | Tech/Econ | 33% | 0 | 0 | 0
Econ | Offices | Ventilation and Circulation | Central air-handling unit | TRC | Existing | NE5386 | Retro-Commissioning | Retro-Commissioning | NonEquip | 5 |  | 21.99% | Tech/Econ | 16% | 2865498.385 | 479.0591 | 1485.2723
Econ | Offices | Ventilation and Circulation | Central air-handling unit | TRC | Existing | NE4970 | VAV System | VAV System | NonEquip | 10 |  | 10.64% | Tech/Econ | 30% | 2507892.936 | 713.7816 | 724.3702
Econ | Offices | Ventilation and Circulation | Central air-handling unit | TRC | Existing | NE4944 | Demand Controlled Ventilation | Demand Controlled Ventilation | NonEquip | 10 |  | 23.39% | Tech/Econ | 22.37% | 3980436.23 | 414.4218 | 2333.1945
Econ | Offices | Ventilation and Circulation | Central air-handling unit | TRC | Existing | NE4918 | CO Sensors for Parking Garage Exhaust | CO Sensors for Parking Garage Exhaust | NonEquip | 15 | Motor/Fan | 0% | Tech/Econ | 33% | 0 | 0 | 0
Econ | Offices | Interior Lighting | case lighting | TRC | New | NN5269 | Retro-Commissioning | Retro-Commissioning | NonEquip | 5 |  | 0% | Tech/Econ | 16% | 0 | 0 | 0
Econ | Offices | Interior Lighting | case lighting | TRC | New | NN4437 | Interior Lighting Controls | Interior Lighting Controls | NonEquip | 8 | Overhead (fluorescent/LED/CFL U-shape) | 0% | Tech/Econ | 28% | 0 | 0 | 0
Econ | Offices | Interior Lighting | case lighting | TRC | New | NN3709 | Facility Energy Management System | Facility Energy Management System | NonEquip | 15 |  | 1.982% | Tech/Econ | 24% | 0.54837 | 0.00011493 | 9.8833e-06
Econ | Offices | Interior Lighting | case lighting | TRC | Existing | NE5256 | Retro-Commissioning | Retro-Commissioning | NonEquip | 5 |  | 21.99% | Tech/Econ | 16% | 214.0129 | 0.035779 | 0.11093
Econ | Offices | Interior Lighting | case lighting | TRC | Existing | NE4424 | Interior Lighting Controls | Interior Lighting Controls | NonEquip | 8 | Overhead (fluorescent/LED/CFL U-shape) | 0% | Tech/Econ | 28% | 0 | 0 | 0
Econ | Offices | Interior Lighting | case lighting | TRC | Existing | NE3696 | Facility Energy Management System | Facility Energy Management System | NonEquip | 15 |  | 2.99% | Tech/Econ | 24% | 42.1102 | 0.008826 | 0.00075896
Econ | Offices | Space Heating | Boilers | TRC | New | NN5347 | Retro-Commissioning | Retro-Commissioning | NonEquip | 5 |  | 0% | Tech/Econ | 16% | 0 | 0 | 0
Econ | Offices | Space Heating | Boilers | TRC | New | NN4177 | Smart Thermostat | Smart Thermostat | NonEquip | 11 |  | 45.33% | Tech/Econ | 10% | 0 | 0 | 0
Econ | Offices | Space Heating | Boilers | TRC | New | NN3657 | Facility Energy Management System | Facility Energy Management System | NonEquip | 15 |  | 1.982% | Tech/Econ | 20% | 0 | 0 | 0
Econ | Offices | Space Heating | Boilers | TRC | New | NN3553 | Duct Sealing Repair | Duct Sealing Repair | NonEquip | 15 |  | 0% | Tech/Econ | 12% | 0 | 0 | 0
Econ | Offices | Space Heating | Boilers | TRC | New | NN3397 | Dedicated Outdoor Air System on VRF unit | Dedicated Outdoor Air System on VRF unit | NonEquip | 15 | Residential/split system heat pump | 0% | Tech/Econ | 10% | 0 | 0 | 0
Econ | Offices | Space Heating | Boilers | TRC | New | NN3189 | Ceiling Insulation(R2 to R38) | Ceiling Insulation(R2 to R38) | NonEquip | 20 |  | 0% | Tech/Econ | 1.137% | 0 | 0 | 0
Econ | Offices | Space Heating | Boilers | TRC | Existing | NE5334 | Retro-Commissioning | Retro-Commissioning | NonEquip | 5 |  | 21.99% | Tech/Econ | 16% | 0 | 0 | 0
Econ | Offices | Space Heating | Boilers | TRC | Existing | NE4242 | Wall Insulation | Wall Insulation | NonEquip | 20 |  | 17.1% | Tech/Econ | 1.61% | 0 | 0 | 0
Econ | Offices | Space Heating | Boilers | TRC | Existing | NE4164 | Smart Thermostat | Smart Thermostat | NonEquip | 11 |  | 45.33% | Tech/Econ | 10% | 0 | 0 | 0
Econ | Offices | Space Heating | Boilers | TRC | Existing | NE3644 | Facility Energy Management System | Facility Energy Management System | NonEquip | 15 |  | 2.99% | Tech/Econ | 20% | 0 | 0 | 0
Econ | Offices | Space Heating | Boilers | TRC | Existing | NE3540 | Duct Sealing Repair | Duct Sealing Repair | NonEquip | 15 |  | 30.55% | Tech/Econ | 12% | 0 | 0 | 0
Econ | Offices | Space Heating | Boilers | TRC | Existing | NE3384 | Dedicated Outdoor Air System on VRF unit | Dedicated Outdoor Air System on VRF unit | NonEquip | 15 | Residential/split system heat pump | 0% | Tech/Econ | 10% | 0 | 0 | 0
Econ | Offices | Space Heating | Boilers | TRC | Existing | NE3176 | Ceiling Insulation(R2 to R38) | Ceiling Insulation(R2 to R38) | NonEquip | 20 |  | 45.6% | Tech/Econ | 1.254% | 0 | 0 | 0
Econ | Offices | Domestic Hot Water | "Point-of-Use" water heaters | TRC | New | NN5425 | Retro-Commissioning | Retro-Commissioning | NonEquip | 5 |  | 0% | Tech/Econ | 16% | 0 | 0 | 0
Econ | Offices | Domestic Hot Water | "Point-of-Use" water heaters | TRC | New | NN2929 | Thermostatic Shower Restriction Valve | Thermostatic Shower Restriction Valve | NonEquip | 10 | Centralized water heaters | 0% | Tech/Econ | 2.862% | 0 | 0 | 0
Econ | Offices | Domestic Hot Water | "Point-of-Use" water heaters | TRC | New | NN2903 | Tank Wrap on Water Heater | Tank Wrap on Water Heater | NonEquip | 7 | Centralized water heaters | 0% | Tech/Econ | 1.264% | 0 | 0 | 0
Econ | Offices | Domestic Hot Water | "Point-of-Use" water heaters | TRC | New | NN2877 | Low-Flow Pre-Rinse Sprayers | Low-Flow Pre-Rinse Sprayers | NonEquip | 5 | Centralized water heaters | 0% | Tech/Econ | 3.786% | 0 | 0 | 0
Econ | Offices | Domestic Hot Water | "Point-of-Use" water heaters | TRC | New | NN2851 | Low Flow Shower Head | Low Flow Shower Head | NonEquip | 10 | Centralized water heaters | 0% | Tech/Econ | 0.5798% | 0 | 0 | 0
Econ | Offices | Domestic Hot Water | "Point-of-Use" water heaters | TRC | New | NN2825 | Hot Water Pipe Insulation | Hot Water Pipe Insulation | NonEquip | 13 | Centralized water heaters | 0% | Tech/Econ | 6.785% | 0 | 0 | 0
Econ | Offices | Domestic Hot Water | "Point-of-Use" water heaters | TRC | New | NN2773 | Faucet Aerator | Faucet Aerator | NonEquip | 10 | Centralized water heaters | 0% | Tech/Econ | 0.4097% | 0 | 0 | 0
Econ | Offices | Domestic Hot Water | "Point-of-Use" water heaters | TRC | Existing | NE5412 | Retro-Commissioning | Retro-Commissioning | NonEquip | 5 |  | 21.99% | Tech/Econ | 16% | 35189.0045 | 5.883 | 18.2395
Econ | Offices | Domestic Hot Water | "Point-of-Use" water heaters | TRC | Existing | NE2916 | Thermostatic Shower Restriction Valve | Thermostatic Shower Restriction Valve | NonEquip | 10 | Centralized water heaters | 0% | Tech/Econ | 2.738% | 0 | 0 | 0
Econ | Offices | Domestic Hot Water | "Point-of-Use" water heaters | TRC | Existing | NE2890 | Tank Wrap on Water Heater | Tank Wrap on Water Heater | NonEquip | 7 | Centralized water heaters | 0% | Tech/Econ | 1.264% | 0 | 0 | 0
Econ | Offices | Domestic Hot Water | "Point-of-Use" water heaters | TRC | Existing | NE2864 | Low-Flow Pre-Rinse Sprayers | Low-Flow Pre-Rinse Sprayers | NonEquip | 5 | Centralized water heaters | 0% | Tech/Econ | 3.61% | 0 | 0 | 0
Econ | Offices | Domestic Hot Water | "Point-of-Use" water heaters | TRC | Existing | NE2838 | Low Flow Shower Head | Low Flow Shower Head | NonEquip | 10 | Centralized water heaters | 0% | Tech/Econ | 0.5547% | 0 | 0 | 0
Econ | Offices | Domestic Hot Water | "Point-of-Use" water heaters | TRC | Existing | NE2812 | Hot Water Pipe Insulation | Hot Water Pipe Insulation | NonEquip | 13 | Centralized water heaters | 0% | Tech/Econ | 6.491% | 0 | 0 | 0
Econ | Offices | Domestic Hot Water | "Point-of-Use" water heaters | TRC | Existing | NE2760 | Faucet Aerator | Faucet Aerator | NonEquip | 10 | Centralized water heaters | 0% | Tech/Econ | 0.3919% | 0 | 0 | 0
Econ | Offices | Domestic Hot Water | "Point-of-Use" water heaters | TRC | Turnover | ET322 | Energy Star Commercial Dishwasher | Energy Star Commercial Dishwasher | Equip | 15 | "Point-of-Use" water heaters | 0% | Tech/Econ | 29.42% | 0 | 0 | 0
Econ | Offices | Domestic Hot Water | "Point-of-Use" water heaters | TRC | New | EN348 | Energy Star Commercial Dishwasher | Energy Star Commercial Dishwasher | Equip | 15 | "Point-of-Use" water heaters | 0% | Tech/Econ | 29.42% | 0 | 0 | 0
Econ | Restaurants | Refrigeration | Walk-in cooler | TRC | New | NN5322 | Retro-Commissioning | Retro-Commissioning | NonEquip | 5 |  | 0% | Tech/Econ | 16% | 0 | 0 | 0
Econ | Restaurants | Refrigeration | Walk-in cooler | TRC | New | NN4906 | Strip Curtains for Walk-ins | Strip Curtains for Walk-ins | NonEquip | 4 | Walk-in cooler | 3.76% | Tech/Econ | 2.115% | 123.3904 | 0.015998 | 0.0134
Econ | Restaurants | Refrigeration | Walk-in cooler | TRC | New | NN4854 | PSC to ECM Evaporator Fan Motor (Walk-In, Refrigerator) | PSC to ECM Evaporator Fan Motor (Walk-In, Refrigerator) | NonEquip | 15 | Walk-in cooler | 68.68% | Tech/Econ | 37.5% | 39920.3655 | 5.1759 | 4.3354
Econ | Restaurants | Refrigeration | Walk-in cooler | TRC | New | NN4828 | PSC to ECM Evaporator Fan Motor (Reach-In) | PSC to ECM Evaporator Fan Motor (Reach-In) | NonEquip | 15 | Display cases | 0% | Tech/Econ | 37.5% | 0 | 0 | 0
Econ | Restaurants | Refrigeration | Walk-in cooler | TRC | New | NN4698 | Floating Head Pressure Controls | Floating Head Pressure Controls | NonEquip | 15 |  | 0% | Tech/Econ | 6.05% | 0 | 0 | 0
Econ | Restaurants | Refrigeration | Walk-in cooler | TRC | New | NN4620 | Anti-Sweat Controls | Anti-Sweat Controls | NonEquip | 8 | Display cases | 0% | Tech/Econ | 85% | 0 | 0 | 0
Econ | Restaurants | Refrigeration | Walk-in cooler | TRC | Existing | NE5309 | Retro-Commissioning | Retro-Commissioning | NonEquip | 5 |  | 21.99% | Tech/Econ | 16% | 434663.047 | 134.2007 | 260.0276
Econ | Restaurants | Refrigeration | Walk-in cooler | TRC | Existing | NE4893 | Strip Curtains for Walk-ins | Strip Curtains for Walk-ins | NonEquip | 4 | Walk-in cooler | 3.76% | Tech/Econ | 2.115% | 9481.6927 | 1.2294 | 1.0297
Econ | Restaurants | Refrigeration | Walk-in cooler | TRC | Existing | NE4841 | PSC to ECM Evaporator Fan Motor (Walk-In, Refrigerator) | PSC to ECM Evaporator Fan Motor (Walk-In, Refrigerator) | NonEquip | 15 | Walk-in cooler | 17.17% | Tech/Econ | 37.5% | 766900.3357 | 99.4326 | 83.2872
Econ | Restaurants | Refrigeration | Walk-in cooler | TRC | Existing | NE4815 | PSC to ECM Evaporator Fan Motor (Reach-In) | PSC to ECM Evaporator Fan Motor (Reach-In) | NonEquip | 15 | Display cases | 0% | Tech/Econ | 37.5% | 0 | 0 | 0
Econ | Restaurants | Refrigeration | Walk-in cooler | TRC | Existing | NE4711 | Freezer-Cooler Replacement Gaskets | Freezer-Cooler Replacement Gaskets | NonEquip | 4 | Display cases | 0% | Tech/Econ | 3.131% | 0 | 0 | 0
Econ | Restaurants | Refrigeration | Walk-in cooler | TRC | Existing | NE4685 | Floating Head Pressure Controls | Floating Head Pressure Controls | NonEquip | 15 |  | 0% | Tech/Econ | 6.05% | 0 | 0 | 0
Econ | Restaurants | Refrigeration | Walk-in cooler | TRC | Existing | NE4607 | Anti-Sweat Controls | Anti-Sweat Controls | NonEquip | 8 | Display cases | 0% | Tech/Econ | 85% | 0 | 0 | 0
Econ | Restaurants | Refrigeration | Vending and ice makers | TRC | New | NN5322 | Retro-Commissioning | Retro-Commissioning | NonEquip | 5 |  | 0% | Tech/Econ | 16% | 0 | 0 | 0
Econ | Restaurants | Refrigeration | Vending and ice makers | TRC | New | NN4906 | Strip Curtains for Walk-ins | Strip Curtains for Walk-ins | NonEquip | 4 | Walk-in cooler | 0% | Tech/Econ | 2.115% | 0 | 0 | 0
Econ | Restaurants | Refrigeration | Vending and ice makers | TRC | New | NN4854 | PSC to ECM Evaporator Fan Motor (Walk-In, Refrigerator) | PSC to ECM Evaporator Fan Motor (Walk-In, Refrigerator) | NonEquip | 15 | Walk-in cooler | 0% | Tech/Econ | 37.5% | 0 | 0 | 0
Econ | Restaurants | Refrigeration | Vending and ice makers | TRC | New | NN4828 | PSC to ECM Evaporator Fan Motor (Reach-In) | PSC to ECM Evaporator Fan Motor (Reach-In) | NonEquip | 15 | Display cases | 0% | Tech/Econ | 37.5% | 0 | 0 | 0
Econ | Restaurants | Refrigeration | Vending and ice makers | TRC | New | NN4698 | Floating Head Pressure Controls | Floating Head Pressure Controls | NonEquip | 15 |  | 0% | Tech/Econ | 6.05% | 0 | 0 | 0
Econ | Restaurants | Refrigeration | Vending and ice makers | TRC | New | NN4620 | Anti-Sweat Controls | Anti-Sweat Controls | NonEquip | 8 | Display cases | 0% | Tech/Econ | 85% | 0 | 0 | 0
Econ | Restaurants | Refrigeration | Vending and ice makers | TRC | Existing | NE5309 | Retro-Commissioning | Retro-Commissioning | NonEquip | 5 |  | 21.99% | Tech/Econ | 16% | 670714.1417 | 207.0807 | 401.2399
Econ | Restaurants | Refrigeration | Vending and ice makers | TRC | Existing | NE4893 | Strip Curtains for Walk-ins | Strip Curtains for Walk-ins | NonEquip | 4 | Walk-in cooler | 0% | Tech/Econ | 2.115% | 0 | 0 | 0
Econ | Restaurants | Refrigeration | Vending and ice makers | TRC | Existing | NE4841 | PSC to ECM Evaporator Fan Motor (Walk-In, Refrigerator) | PSC to ECM Evaporator Fan Motor (Walk-In, Refrigerator) | NonEquip | 15 | Walk-in cooler | 0% | Tech/Econ | 37.5% | 0 | 0 | 0
Econ | Restaurants | Refrigeration | Vending and ice makers | TRC | Existing | NE4815 | PSC to ECM Evaporator Fan Motor (Reach-In) | PSC to ECM Evaporator Fan Motor (Reach-In) | NonEquip | 15 | Display cases | 0% | Tech/Econ | 37.5% | 0 | 0 | 0
Econ | Restaurants | Refrigeration | Vending and ice makers | TRC | Existing | NE4711 | Freezer-Cooler Replacement Gaskets | Freezer-Cooler Replacement Gaskets | NonEquip | 4 | Display cases | 0% | Tech/Econ | 3.131% | 0 | 0 | 0
Econ | Restaurants | Refrigeration | Vending and ice makers | TRC | Existing | NE4685 | Floating Head Pressure Controls | Floating Head Pressure Controls | NonEquip | 15 |  | 0% | Tech/Econ | 6.05% | 0 | 0 | 0
Econ | Restaurants | Refrigeration | Vending and ice makers | TRC | Existing | NE4607 | Anti-Sweat Controls | Anti-Sweat Controls | NonEquip | 8 | Display cases | 0% | Tech/Econ | 85% | 0 | 0 | 0
Econ | Restaurants | Exterior Lighting | Street lighting | TRC | New | NN5296 | Retro-Commissioning | Retro-Commissioning | NonEquip | 5 |  | 0% | Tech/Econ | 16% | 0 | 0 | 0
Econ | Restaurants | Exterior Lighting | Street lighting | TRC | New | NN2982 | Outdoor Lighting Controls | Outdoor Lighting Controls | NonEquip | 8 | Exterior parking/lot lighting | 0% | Tech/Econ | 28% | 0 | 0 | 0
Econ | Restaurants | Exterior Lighting | Street lighting | TRC | New | NN2956 | Bi-Level Lighting Control (Exterior) | Bi-Level Lighting Control (Exterior) | NonEquip | 9 | Exterior parking/lot lighting | 0% | Tech/Econ | 31% | 0 | 0 | 0
Econ | Restaurants | Exterior Lighting | Street lighting | TRC | Existing | NE5283 | Retro-Commissioning | Retro-Commissioning | NonEquip | 5 |  | 21.99% | Tech/Econ | 16% | 594.8968 | 0 | 0.35588
Econ | Restaurants | Exterior Lighting | Street lighting | TRC | Existing | NE2969 | Outdoor Lighting Controls | Outdoor Lighting Controls | NonEquip | 8 | Exterior parking/lot lighting | 0% | Tech/Econ | 28% | 0 | 0 | 0
Econ | Restaurants | Exterior Lighting | Street lighting | TRC | Existing | NE2943 | Bi-Level Lighting Control (Exterior) | Bi-Level Lighting Control (Exterior) | NonEquip | 9 | Exterior parking/lot lighting | 0% | Tech/Econ | 31% | 0 | 0 | 0
Econ | Restaurants | Exterior Lighting | Street lighting | TRC | Turnover | ET752 | LED Street Lights | LED Street Lights | Equip | 18 | Street lighting | 0% | Tech/Econ | 66.53% | 0 | 0 | 0
Econ | Restaurants | Exterior Lighting | Street lighting | TRC | New | EN778 | LED Street Lights | LED Street Lights | Equip | 18 | Street lighting | 0% | Tech/Econ | 66.53% | 0 | 0 | 0
Econ | Restaurants | Cooking | Steamer | TRC | Turnover | ET206 | Energy Star Steamer | Energy Star Steamer | Equip | 12 | Steamer | 11.72% | Tech/Econ | 56.63% | 5097.6862 | 0.74904 | 0.43493
Econ | Restaurants | Cooking | Steamer | TRC | New | EN232 | Energy Star Steamer | Energy Star Steamer | Equip | 12 | Steamer | 11.72% | Tech/Econ | 56.63% | 64.005 | 0.0094048 | 0.0054608
Econ | Restaurants | Exterior Lighting | Spot lighting/Security/Flood | TRC | New | NN5296 | Retro-Commissioning | Retro-Commissioning | NonEquip | 5 |  | 0% | Tech/Econ | 16% | 0 | 0 | 0
Econ | Restaurants | Exterior Lighting | Spot lighting/Security/Flood | TRC | New | NN2982 | Outdoor Lighting Controls | Outdoor Lighting Controls | NonEquip | 8 | Exterior parking/lot lighting | 0% | Tech/Econ | 28% | 0 | 0 | 0
Econ | Restaurants | Exterior Lighting | Spot lighting/Security/Flood | TRC | New | NN2956 | Bi-Level Lighting Control (Exterior) | Bi-Level Lighting Control (Exterior) | NonEquip | 9 | Exterior parking/lot lighting | 0% | Tech/Econ | 31% | 0 | 0 | 0
Econ | Restaurants | Exterior Lighting | Spot lighting/Security/Flood | TRC | Existing | NE5283 | Retro-Commissioning | Retro-Commissioning | NonEquip | 5 |  | 21.99% | Tech/Econ | 16% | 594.8968 | 0 | 0.35588
Econ | Restaurants | Exterior Lighting | Spot lighting/Security/Flood | TRC | Existing | NE2969 | Outdoor Lighting Controls | Outdoor Lighting Controls | NonEquip | 8 | Exterior parking/lot lighting | 0% | Tech/Econ | 28% | 0 | 0 | 0
Econ | Restaurants | Exterior Lighting | Spot lighting/Security/Flood | TRC | Existing | NE2943 | Bi-Level Lighting Control (Exterior) | Bi-Level Lighting Control (Exterior) | NonEquip | 9 | Exterior parking/lot lighting | 0% | Tech/Econ | 31% | 0 | 0 | 0
Econ | Restaurants | Exterior Lighting | Spot lighting/Security/Flood | TRC | Turnover | ET674 | LED Exterior Lighting | LED Exterior Lighting | Equip | 13 | Spot lighting/Security/Flood | 4.268% | Tech/Econ | 60.51% | 373.0229 | 0 | 0
Econ | Restaurants | Exterior Lighting | Spot lighting/Security/Flood | TRC | Turnover | ET557 | LED - 9W Flood | LED - 9W Flood | Equip | 15 | Spot lighting/Security/Flood | 13.31% | Tech/Econ | 86.15% | 1870.4206 | 0 | 0
Econ | Restaurants | Exterior Lighting | Spot lighting/Security/Flood | TRC | Turnover | ET479 | CFL - 15W Flood | CFL - 15W Flood | Equip | 7.8 | Spot lighting/Security/Flood | 0% | Tech/Econ | 76.92% | 0 | 0 | 0
Econ | Restaurants | Exterior Lighting | Spot lighting/Security/Flood | TRC | New | EN700 | LED Exterior Lighting | LED Exterior Lighting | Equip | 13 | Spot lighting/Security/Flood | 4.624% | Tech/Econ | 60.51% | 2.7811 | 0 | 0
Econ | Restaurants | Exterior Lighting | Spot lighting/Security/Flood | TRC | New | EN583 | LED - 9W Flood | LED - 9W Flood | Equip | 15 | Spot lighting/Security/Flood | 61.73% | Tech/Econ | 86.15% | 112.8996 | 0 | 0
Econ | Restaurants | Exterior Lighting | Spot lighting/Security/Flood | TRC | New | EN505 | CFL - 15W Flood | CFL - 15W Flood | Equip | 7.8 | Spot lighting/Security/Flood | 0% | Tech/Econ | 76.92% | 0 | 0 | 0
Econ | Restaurants | Interior Lighting | Spot lighting | TRC | New | NN5270 | Retro-Commissioning | Retro-Commissioning | NonEquip | 5 |  | 0% | Tech/Econ | 16% | 0 | 0 | 0
Econ | Restaurants | Interior Lighting | Spot lighting | TRC | New | NN4438 | Interior Lighting Controls | Interior Lighting Controls | NonEquip | 8 | Overhead (fluorescent/LED/CFL U-shape) | 0% | Tech/Econ | 28% | 0 | 0 | 0
Econ | Restaurants | Interior Lighting | Spot lighting | TRC | New | NN3710 | Facility Energy Management System | Facility Energy Management System | NonEquip | 15 |  | 4.276% | Tech/Econ | 24% | 0.39674 | 0.00010353 | 4.7604e-05
Econ | Restaurants | Interior Lighting | Spot lighting | TRC | Existing | NE5257 | Retro-Commissioning | Retro-Commissioning | NonEquip | 5 |  | 21.99% | Tech/Econ | 16% | 108.3307 | 0.033447 | 0.064806
Econ | Restaurants | Interior Lighting | Spot lighting | TRC | Existing | NE4425 | Interior Lighting Controls | Interior Lighting Controls | NonEquip | 8 | Overhead (fluorescent/LED/CFL U-shape) | 0% | Tech/Econ | 28% | 0 | 0 | 0
Econ | Restaurants | Interior Lighting | Spot lighting | TRC | Existing | NE3697 | Facility Energy Management System | Facility Energy Management System | NonEquip | 15 |  | 0.5043% | Tech/Econ | 24% | 2.4121 | 0.00062945 | 0.00028941
Econ | Restaurants | Interior Lighting | Spot lighting | TRC | Turnover | ET1610 | LED Display Lighting (Interior) | LED Display Lighting (Interior) | Equip | 15 | Spot lighting | 2.129% | Tech/Econ | 87.04% | 36.8774 | 0.0089445 | 6.4404e-07
Econ | Restaurants | Interior Lighting | Spot lighting | TRC | Turnover | ET1571 | LED - 14W | LED - 14W | Equip | 15 | Spot lighting | 61.73% | Tech/Econ | 53.33% | 977.9819 | 0.23555 | 6.3768e-05
Econ | Restaurants | Interior Lighting | Spot lighting | TRC | Turnover | ET1454 | CFL-23W | CFL-23W | Equip | 7.8 | Spot lighting | 0% | Tech/Econ | 23.33% | 0 | 0 | 0
Econ | Restaurants | Interior Lighting | Spot lighting | TRC | New | EN1636 | LED Display Lighting (Interior) | LED Display Lighting (Interior) | Equip | 15 | Spot lighting | 0% | Tech/Econ | 87.04% | 0 | 0 | 0
Econ | Restaurants | Interior Lighting | Spot lighting | TRC | New | EN1597 | LED - 14W | LED - 14W | Equip | 15 | Spot lighting | 0% | Tech/Econ | 53.33% | 0 | 0 | 0
Econ | Restaurants | Interior Lighting | Spot lighting | TRC | New | EN1480 | CFL-23W | CFL-23W | Equip | 7.8 | Spot lighting | 0% | Tech/Econ | 23.33% | 0 | 0 | 0
Econ | Restaurants | Office Equipment | Servers | TRC | New | NN4594 | Smart Strip Plug Outlet | Smart Strip Plug Outlet | NonEquip | 4 |  | 43.9% | Tech/Econ | 1.187% | 31.7995 | 0.0047284 | 0
Econ | Restaurants | Office Equipment | Servers | TRC | New | NN4568 | Network PC Power Management | Network PC Power Management | NonEquip | 5 | Computers | 0% | Tech/Econ | 56.5% | 0 | 0 | 0
Econ | Restaurants | Office Equipment | Servers | TRC | Existing | NE4581 | Smart Strip Plug Outlet | Smart Strip Plug Outlet | NonEquip | 4 |  | 43.9% | Tech/Econ | 1.187% | 2532.6764 | 0.37659 | 0
Econ | Restaurants | Office Equipment | Servers | TRC | Existing | NE4555 | Network PC Power Management | Network PC Power Management | NonEquip | 5 | Computers | 0% | Tech/Econ | 56.5% | 0 | 0 | 0
Econ | Restaurants | Office Equipment | Servers | TRC | Turnover | ET2228 | Energy Star Servers | Energy Star Servers | Equip | 4 | Servers | 0% | Tech/Econ | 23.08% | 0 | 0 | 0
Econ | Restaurants | Office Equipment | Servers | TRC | New | EN2254 | Energy Star Servers | Energy Star Servers | Equip | 4 | Servers | 0% | Tech/Econ | 23.08% | 0 | 0 | 0
Econ | Restaurants | Space Cooling | Residential-type central air conditioners | TRC | New | NN5374 | Retro-Commissioning | Retro-Commissioning | NonEquip | 5 |  | 0% | Tech/Econ | 16% | 0 | 0 | 0
Econ | Restaurants | Space Cooling | Residential-type central air conditioners | TRC | New | NN4204 | Thermal Energy Storage | Thermal Energy Storage | NonEquip | 20 |  | 0% | Tech/Econ | 0% | 0 | 0 | 0
Econ | Restaurants | Space Cooling | Residential-type central air conditioners | TRC | New | NN4152 | Smart Thermostat | Smart Thermostat | NonEquip | 11 |  | 45.33% | Tech/Econ | 10% | 53.2233 | 0.019723 | 0
Econ | Restaurants | Space Cooling | Residential-type central air conditioners | TRC | New | NN4048 | Programmable Thermostat | Programmable Thermostat | NonEquip | 11 |  | 0% | Tech/Econ | 3.6% | 0 | 0 | 0
Econ | Restaurants | Space Cooling | Residential-type central air conditioners | TRC | New | NN3918 | HVAC tune-up_RTU | HVAC tune-up_RTU | NonEquip | 5 | Packaged air conditioning units (RTUs) | 0% | Tech/Econ | 5% | 0 | 0 | 0
Econ | Restaurants | Space Cooling | Residential-type central air conditioners | TRC | New | NN3892 | HVAC tune-up | HVAC tune-up | NonEquip | 5 | Residential-type central air conditioners | 49.09% | Tech/Econ | 5% | 27.5173 | 0.0044514 | 0.00018418
Econ | Restaurants | Space Cooling | Residential-type central air conditioners | TRC | New | NN3684 | Facility Energy Management System | Facility Energy Management System | NonEquip | 15 |  | 4.276% | Tech/Econ | 20% | 11.458 | 0.0029901 | 0
Econ | Restaurants | Space Cooling | Residential-type central air conditioners | TRC | New | NN3632 | Facility Commissioning | Facility Commissioning | NonEquip | 10 |  | 71.67% | Tech/Econ | 16% | 88.1723 | 0.015437 | 0.0003522
Econ | Restaurants | Space Cooling | Residential-type central air conditioners | TRC | New | NN3606 | Energy Recovery Ventilation System (ERV) | Energy Recovery Ventilation System (ERV) | NonEquip | 15 | Packaged air conditioning units (RTUs) | 0% | Tech/Econ | 10.9% | 0 | 0 | 0
Econ | Restaurants | Space Cooling | Residential-type central air conditioners | TRC | New | NN3528 | Duct Sealing Repair | Duct Sealing Repair | NonEquip | 15 |  | 0% | Tech/Econ | 12% | 0 | 0 | 0
Econ | Restaurants | Space Cooling | Residential-type central air conditioners | TRC | New | NN3424 | Dedicated Outdoor Air System on VRF unit | Dedicated Outdoor Air System on VRF unit | NonEquip | 15 | Residential-type central air conditioners | 58.91% | Tech/Econ | 17.5% | 3.1847 | 0.00096906 | 0
Econ | Restaurants | Space Cooling | Residential-type central air conditioners | TRC | New | NN3320 | Chilled Water System - Variable Speed Drives | Chilled Water System - Variable Speed Drives | NonEquip | 13 | Central chillers inside | 0% | Tech/Econ | 24.74% | 0 | 0 | 0
Econ | Restaurants | Space Cooling | Residential-type central air conditioners | TRC | New | NN3294 | Chilled Water Controls Optimization | Chilled Water Controls Optimization | NonEquip | 10 | Central chillers inside | 0% | Tech/Econ | 12.5% | 0 | 0 | 0
Econ | Restaurants | Space Cooling | Residential-type central air conditioners | TRC | New | NN3216 | Ceiling Insulation(R2 to R38) | Ceiling Insulation(R2 to R38) | NonEquip | 20 |  | 0% | Tech/Econ | 6.021% | 0 | 0 | 0
Econ | Restaurants | Space Cooling | Residential-type central air conditioners | TRC | New | NN3060 | Airside Economizer | Airside Economizer | NonEquip | 10 | Packaged air conditioning units (RTUs) | 0% | Tech/Econ | 5.556% | 0 | 0 | 0
Econ | Restaurants | Space Cooling | Residential-type central air conditioners | TRC | Existing | NE5361 | Retro-Commissioning | Retro-Commissioning | NonEquip | 5 |  | 21.99% | Tech/Econ | 16% | 3754.3479 | 1.1591 | 0
Econ | Restaurants | Space Cooling | Residential-type central air conditioners | TRC | Existing | NE4217 | Wall Insulation | Wall Insulation | NonEquip | 20 |  | 0% | Tech/Econ | 5.281% | 0 | 0 | 0
Econ | Restaurants | Space Cooling | Residential-type central air conditioners | TRC | Existing | NE4191 | Thermal Energy Storage | Thermal Energy Storage | NonEquip | 20 |  | 0% | Tech/Econ | 0% | 0 | 0 | 0
Econ | Restaurants | Space Cooling | Residential-type central air conditioners | TRC | Existing | NE4139 | Smart Thermostat | Smart Thermostat | NonEquip | 11 |  | 45.33% | Tech/Econ | 10% | 3969.8655 | 1.4712 | 0
Econ | Restaurants | Space Cooling | Residential-type central air conditioners | TRC | Existing | NE4035 | Programmable Thermostat | Programmable Thermostat | NonEquip | 11 |  | 0% | Tech/Econ | 3.6% | 0 | 0 | 0
Econ | Restaurants | Space Cooling | Residential-type central air conditioners | TRC | Existing | NE3905 | HVAC tune-up_RTU | HVAC tune-up_RTU | NonEquip | 5 | Packaged air conditioning units (RTUs) | 0% | Tech/Econ | 5% | 0 | 0 | 0
Econ | Restaurants | Space Cooling | Residential-type central air conditioners | TRC | Existing | NE3879 | HVAC tune-up | HVAC tune-up | NonEquip | 5 | Residential-type central air conditioners | 49.09% | Tech/Econ | 5% | 2052.4882 | 0.33202 | 0.013738
Econ | Restaurants | Space Cooling | Residential-type central air conditioners | TRC | Existing | NE3671 | Facility Energy Management System | Facility Energy Management System | NonEquip | 15 |  | 0.5043% | Tech/Econ | 20% | 100.0406 | 0.026107 | 0
Econ | Restaurants | Space Cooling | Residential-type central air conditioners | TRC | Existing | NE3593 | Energy Recovery Ventilation System (ERV) | Energy Recovery Ventilation System (ERV) | NonEquip | 15 | Packaged air conditioning units (RTUs) | 0% | Tech/Econ | 10.9% | 0 | 0 | 0
Econ | Restaurants | Space Cooling | Residential-type central air conditioners | TRC | Existing | NE3515 | Duct Sealing Repair | Duct Sealing Repair | NonEquip | 15 |  | 30.55% | Tech/Econ | 12% | 3774.6938 | 0.74369 | 0
Econ | Restaurants | Space Cooling | Residential-type central air conditioners | TRC | Existing | NE3411 | Dedicated Outdoor Air System on VRF unit | Dedicated Outdoor Air System on VRF unit | NonEquip | 15 | Residential-type central air conditioners | 58.91% | Tech/Econ | 17.5% | 8408.8401 | 2.5587 | 0
Econ | Restaurants | Space Cooling | Residential-type central air conditioners | TRC | Existing | NE3307 | Chilled Water System - Variable Speed Drives | Chilled Water System - Variable Speed Drives | NonEquip | 13 | Central chillers inside | 0% | Tech/Econ | 24.74% | 0 | 0 | 0
Econ | Restaurants | Space Cooling | Residential-type central air conditioners | TRC | Existing | NE3281 | Chilled Water Controls Optimization | Chilled Water Controls Optimization | NonEquip | 10 | Central chillers inside | 0% | Tech/Econ | 12.5% | 0 | 0 | 0
Econ | Restaurants | Space Cooling | Residential-type central air conditioners | TRC | Existing | NE3203 | Ceiling Insulation(R2 to R38) | Ceiling Insulation(R2 to R38) | NonEquip | 20 |  | 0% | Tech/Econ | 6.021% | 0 | 0 | 0
Econ | Restaurants | Space Cooling | Residential-type central air conditioners | TRC | Existing | NE3047 | Airside Economizer | Airside Economizer | NonEquip | 10 | Packaged air conditioning units (RTUs) | 0% | Tech/Econ | 5.556% | 0 | 0 | 0
Econ | Restaurants | Space Cooling | Residential-type central air conditioners | TRC | Turnover | ET1376 | Variable Refrigerant Flow (VRF) HVAC Systems | Variable Refrigerant Flow (VRF) HVAC Systems | Equip | 15 | Residential-type central air conditioners | 0% | Tech/Econ | 36.88% | 0 | 0 | 0
Econ | Restaurants | Space Cooling | Residential-type central air conditioners | TRC | Turnover | ET1298 | High Efficiency PTHP | High Efficiency PTHP | Equip | 15 | Residential-type central air conditioners | 49.09% | Tech/Econ | 23.64% | 11497.5481 | 5.7185 | 0
Econ | Restaurants | Space Cooling | Residential-type central air conditioners | TRC | Turnover | ET1259 | High Efficiency PTAC | High Efficiency PTAC | Equip | 15 | Residential-type central air conditioners | 0% | Tech/Econ | 23.64% | 0 | 0 | 0
Econ | Restaurants | Space Cooling | Residential-type central air conditioners | TRC | New | EN1402 | Variable Refrigerant Flow (VRF) HVAC Systems | Variable Refrigerant Flow (VRF) HVAC Systems | Equip | 15 | Residential-type central air conditioners | 0% | Tech/Econ | 36.88% | 0 | 0 | 0
Econ | Restaurants | Space Cooling | Residential-type central air conditioners | TRC | New | EN1324 | High Efficiency PTHP | High Efficiency PTHP | Equip | 15 | Residential-type central air conditioners | 49.09% | Tech/Econ | 23.64% | 154.1456 | 0.076667 | 0
Econ | Restaurants | Space Cooling | Residential-type central air conditioners | TRC | New | EN1285 | High Efficiency PTAC | High Efficiency PTAC | Equip | 15 | Residential-type central air conditioners | 0% | Tech/Econ | 23.64% | 0 | 0 | 0
Econ | Restaurants | Space Heating | Residential/split system heat pump | TRC | New | NN5348 | Retro-Commissioning | Retro-Commissioning | NonEquip | 5 |  | 0% | Tech/Econ | 16% | 0 | 0 | 0
Econ | Restaurants | Space Heating | Residential/split system heat pump | TRC | New | NN4178 | Smart Thermostat | Smart Thermostat | NonEquip | 11 |  | 45.33% | Tech/Econ | 10% | 1263.5111 | 0 | -0.00088852
Econ | Restaurants | Space Heating | Residential/split system heat pump | TRC | New | NN4074 | Programmable Thermostat | Programmable Thermostat | NonEquip | 11 |  | 0% | Tech/Econ | 3.6% | 0 | 0 | 0
Econ | Restaurants | Space Heating | Residential/split system heat pump | TRC | New | NN3658 | Facility Energy Management System | Facility Energy Management System | NonEquip | 15 |  | 4.276% | Tech/Econ | 20% | 252.0463 | 0 | 0.030242
Econ | Restaurants | Space Heating | Residential/split system heat pump | TRC | New | NN3580 | ECM Motors on Furnaces | ECM Motors on Furnaces | NonEquip | 15 | Forced air furnace | 0% | Tech/Econ | 1.706% | 0 | 0 | 0
Econ | Restaurants | Space Heating | Residential/split system heat pump | TRC | New | NN3554 | Duct Sealing Repair | Duct Sealing Repair | NonEquip | 15 |  | 0% | Tech/Econ | 12% | 0 | 0 | 0
Econ | Restaurants | Space Heating | Residential/split system heat pump | TRC | New | NN3398 | Dedicated Outdoor Air System on VRF unit | Dedicated Outdoor Air System on VRF unit | NonEquip | 15 | Residential/split system heat pump | 58.91% | Tech/Econ | 10% | 1354.6871 | 0 | 0.41665
Econ | Restaurants | Space Heating | Residential/split system heat pump | TRC | New | NN3190 | Ceiling Insulation(R2 to R38) | Ceiling Insulation(R2 to R38) | NonEquip | 20 |  | 0% | Tech/Econ | 2.11% | 0 | 0 | 0
Econ | Restaurants | Space Heating | Residential/split system heat pump | TRC | Existing | NE5335 | Retro-Commissioning | Retro-Commissioning | NonEquip | 5 |  | 21.99% | Tech/Econ | 16% | 82586.1204 | 0 | 49.4053
Econ | Restaurants | Space Heating | Residential/split system heat pump | TRC | Existing | NE4243 | Wall Insulation | Wall Insulation | NonEquip | 20 |  | 0% | Tech/Econ | 0.2981% | 0 | 0 | 0
Econ | Restaurants | Space Heating | Residential/split system heat pump | TRC | Existing | NE4165 | Smart Thermostat | Smart Thermostat | NonEquip | 11 |  | 45.33% | Tech/Econ | 10% | 94243.9028 | 0 | -0.066274
Econ | Restaurants | Space Heating | Residential/split system heat pump | TRC | Existing | NE4061 | Programmable Thermostat | Programmable Thermostat | NonEquip | 11 |  | 0% | Tech/Econ | 3.6% | 0 | 0 | 0
Econ | Restaurants | Space Heating | Residential/split system heat pump | TRC | Existing | NE3645 | Facility Energy Management System | Facility Energy Management System | NonEquip | 15 |  | 0.5043% | Tech/Econ | 20% | 2200.6394 | 0 | 0.26405
Econ | Restaurants | Space Heating | Residential/split system heat pump | TRC | Existing | NE3567 | ECM Motors on Furnaces | ECM Motors on Furnaces | NonEquip | 15 | Forced air furnace | 0% | Tech/Econ | 1.706% | 0 | 0 | 0
Econ | Restaurants | Space Heating | Residential/split system heat pump | TRC | Existing | NE3541 | Duct Sealing Repair | Duct Sealing Repair | NonEquip | 15 |  | 30.55% | Tech/Econ | 12% | 83033.677 | 0 | 57.9404
Econ | Restaurants | Space Heating | Residential/split system heat pump | TRC | Existing | NE3385 | Dedicated Outdoor Air System on VRF unit | Dedicated Outdoor Air System on VRF unit | NonEquip | 15 | Residential/split system heat pump | 58.91% | Tech/Econ | 10% | 116941.6917 | 0 | 35.9665
Econ | Restaurants | Space Heating | Residential/split system heat pump | TRC | Existing | NE3177 | Ceiling Insulation(R2 to R38) | Ceiling Insulation(R2 to R38) | NonEquip | 20 |  | 0% | Tech/Econ | 2.328% | 0 | 0 | 0
Econ | Restaurants | Space Heating | Residential/split system heat pump | TRC | Turnover | ET1415 | Variable Refrigerant Flow (VRF) HVAC Systems | Variable Refrigerant Flow (VRF) HVAC Systems | Equip | 15 | Residential/split system heat pump | 0% | Tech/Econ | 31.25% | 0 | 0 | 0
Econ | Restaurants | Space Heating | Residential/split system heat pump | TRC | Turnover | ET1337 | High Efficiency PTHP | High Efficiency PTHP | Equip | 15 | Residential/split system heat pump | 49.09% | Tech/Econ | 9.375% | 100315.5818 | 0 | 0.018268
Econ | Restaurants | Space Heating | Residential/split system heat pump | TRC | New | EN1441 | Variable Refrigerant Flow (VRF) HVAC Systems | Variable Refrigerant Flow (VRF) HVAC Systems | Equip | 15 | Residential/split system heat pump | 0% | Tech/Econ | 31.25% | 0 | 0 | 0
Econ | Restaurants | Space Heating | Residential/split system heat pump | TRC | New | EN1363 | High Efficiency PTHP | High Efficiency PTHP | Equip | 15 | Residential/split system heat pump | 49.09% | Tech/Econ | 9.375% | 1344.913 | 0 | 0.00024492
Econ | Restaurants | Refrigeration | Residential style | TRC | New | NN5322 | Retro-Commissioning | Retro-Commissioning | NonEquip | 5 |  | 0% | Tech/Econ | 16% | 0 | 0 | 0
Econ | Restaurants | Refrigeration | Residential style | TRC | New | NN4906 | Strip Curtains for Walk-ins | Strip Curtains for Walk-ins | NonEquip | 4 | Walk-in cooler | 0% | Tech/Econ | 2.115% | 0 | 0 | 0
Econ | Restaurants | Refrigeration | Residential style | TRC | New | NN4854 | PSC to ECM Evaporator Fan Motor (Walk-In, Refrigerator) | PSC to ECM Evaporator Fan Motor (Walk-In, Refrigerator) | NonEquip | 15 | Walk-in cooler | 0% | Tech/Econ | 37.5% | 0 | 0 | 0
Econ | Restaurants | Refrigeration | Residential style | TRC | New | NN4828 | PSC to ECM Evaporator Fan Motor (Reach-In) | PSC to ECM Evaporator Fan Motor (Reach-In) | NonEquip | 15 | Display cases | 0% | Tech/Econ | 37.5% | 0 | 0 | 0
Econ | Restaurants | Refrigeration | Residential style | TRC | New | NN4698 | Floating Head Pressure Controls | Floating Head Pressure Controls | NonEquip | 15 |  | 0% | Tech/Econ | 6.05% | 0 | 0 | 0
Econ | Restaurants | Refrigeration | Residential style | TRC | New | NN4620 | Anti-Sweat Controls | Anti-Sweat Controls | NonEquip | 8 | Display cases | 0% | Tech/Econ | 85% | 0 | 0 | 0
Econ | Restaurants | Refrigeration | Residential style | TRC | Existing | NE5309 | Retro-Commissioning | Retro-Commissioning | NonEquip | 5 |  | 21.99% | Tech/Econ | 16% | 94259.7819 | 29.1024 | 56.3888
Econ | Restaurants | Refrigeration | Residential style | TRC | Existing | NE4893 | Strip Curtains for Walk-ins | Strip Curtains for Walk-ins | NonEquip | 4 | Walk-in cooler | 0% | Tech/Econ | 2.115% | 0 | 0 | 0
Econ | Restaurants | Refrigeration | Residential style | TRC | Existing | NE4841 | PSC to ECM Evaporator Fan Motor (Walk-In, Refrigerator) | PSC to ECM Evaporator Fan Motor (Walk-In, Refrigerator) | NonEquip | 15 | Walk-in cooler | 0% | Tech/Econ | 37.5% | 0 | 0 | 0
Econ | Restaurants | Refrigeration | Residential style | TRC | Existing | NE4815 | PSC to ECM Evaporator Fan Motor (Reach-In) | PSC to ECM Evaporator Fan Motor (Reach-In) | NonEquip | 15 | Display cases | 0% | Tech/Econ | 37.5% | 0 | 0 | 0
Econ | Restaurants | Refrigeration | Residential style | TRC | Existing | NE4711 | Freezer-Cooler Replacement Gaskets | Freezer-Cooler Replacement Gaskets | NonEquip | 4 | Display cases | 0% | Tech/Econ | 3.131% | 0 | 0 | 0
Econ | Restaurants | Refrigeration | Residential style | TRC | Existing | NE4685 | Floating Head Pressure Controls | Floating Head Pressure Controls | NonEquip | 15 |  | 0% | Tech/Econ | 6.05% | 0 | 0 | 0
Econ | Restaurants | Refrigeration | Residential style | TRC | Existing | NE4607 | Anti-Sweat Controls | Anti-Sweat Controls | NonEquip | 8 | Display cases | 0% | Tech/Econ | 85% | 0 | 0 | 0
Econ | Restaurants | Miscellaneous | Pool pump | TRC | New | NN5452 | Retro-Commissioning | Retro-Commissioning | NonEquip | 5 |  | 0% | Tech/Econ | 16% | 0 | 0 | 0
Econ | Restaurants | Miscellaneous | Pool pump | TRC | New | NN4542 | VSD Controlled Compressor | VSD Controlled Compressor | NonEquip | 15 | Others | 0% | Tech/Econ | 20.79% | 0 | 0 | 0
Econ | Restaurants | Miscellaneous | Pool pump | TRC | New | NN4490 | Engine Block Timer | Engine Block Timer | NonEquip | 5 | Others | 0% | Tech/Econ | 36% | 0 | 0 | 0
Econ | Restaurants | Miscellaneous | Pool pump | TRC | Existing | NE5439 | Retro-Commissioning | Retro-Commissioning | NonEquip | 5 |  | 21.99% | Tech/Econ | 16% | 0 | 0 | 0
Econ | Restaurants | Miscellaneous | Pool pump | TRC | Existing | NE4529 | VSD Controlled Compressor | VSD Controlled Compressor | NonEquip | 15 | Others | 0% | Tech/Econ | 20.79% | 0 | 0 | 0
Econ | Restaurants | Miscellaneous | Pool pump | TRC | Existing | NE4477 | Engine Block Timer | Engine Block Timer | NonEquip | 5 | Others | 0% | Tech/Econ | 36% | 0 | 0 | 0
Econ | Restaurants | Miscellaneous | Pool pump | TRC | Turnover | ET2114 | Variable Speed Pool Pump | Variable Speed Pool Pump | Equip | 10 | Pool pump | 0% | Tech/Econ | 64.36% | 0 | 0 | 0
Econ | Restaurants | Miscellaneous | Pool pump | TRC | Turnover | ET2075 | Two Speed Pool Pump | Two Speed Pool Pump | Equip | 10 | Pool pump | 0% | Tech/Econ | 61.79% | 0 | 0 | 0
Econ | Restaurants | Miscellaneous | Pool pump | TRC | Turnover | ET2039 | Solar Powered Pool Pump | Solar Powered Pool Pump | Equip | 10 | Pool pump | 0% | Tech/Econ | 81% | 0 | 0 | 0
Econ | Restaurants | Miscellaneous | Pool pump | TRC | Turnover | ET2000 | Solar Pool Heater | Solar Pool Heater | Equip | 15 | Pool pump | 0% | Tech/Econ | 86.11% | 0 | 0 | 0
Econ | Restaurants | Miscellaneous | Pool pump | TRC | Turnover | ET1961 | Heat Pump Pool Heater | Heat Pump Pool Heater | Equip | 15 | Pool pump | 0% | Tech/Econ | 80% | 0 | 0 | 0
Econ | Restaurants | Miscellaneous | Pool pump | TRC | New | EN2138 | Variable Speed Pool Pump | Variable Speed Pool Pump | Equip | 10 | Pool pump | 0% | Tech/Econ | 64.36% | 0 | 0 | 0
Econ | Restaurants | Miscellaneous | Pool pump | TRC | New | EN2101 | Two Speed Pool Pump | Two Speed Pool Pump | Equip | 10 | Pool pump | 0% | Tech/Econ | 61.79% | 0 | 0 | 0
Econ | Restaurants | Miscellaneous | Pool pump | TRC | New | EN2063 | Solar Powered Pool Pump | Solar Powered Pool Pump | Equip | 10 | Pool pump | 0% | Tech/Econ | 81% | 0 | 0 | 0
Econ | Restaurants | Miscellaneous | Pool pump | TRC | New | EN2026 | Solar Pool Heater | Solar Pool Heater | Equip | 15 | Pool pump | 0% | Tech/Econ | 86.11% | 0 | 0 | 0
Econ | Restaurants | Miscellaneous | Pool pump | TRC | New | EN1987 | Heat Pump Pool Heater | Heat Pump Pool Heater | Equip | 15 | Pool pump | 0% | Tech/Econ | 80% | 0 | 0 | 0
Econ | Restaurants | Space Heating | Packaged central unit | TRC | New | NN5348 | Retro-Commissioning | Retro-Commissioning | NonEquip | 5 |  | 0% | Tech/Econ | 16% | 0 | 0 | 0
Econ | Restaurants | Space Heating | Packaged central unit | TRC | New | NN4178 | Smart Thermostat | Smart Thermostat | NonEquip | 11 |  | 45.33% | Tech/Econ | 10% | 6306.7303 | 0 | -0.004435
Econ | Restaurants | Space Heating | Packaged central unit | TRC | New | NN4074 | Programmable Thermostat | Programmable Thermostat | NonEquip | 11 |  | 0% | Tech/Econ | 3.6% | 0 | 0 | 0
Econ | Restaurants | Space Heating | Packaged central unit | TRC | New | NN3658 | Facility Energy Management System | Facility Energy Management System | NonEquip | 15 |  | 4.276% | Tech/Econ | 20% | 1200.1674 | 0 | 0.144
Econ | Restaurants | Space Heating | Packaged central unit | TRC | New | NN3580 | ECM Motors on Furnaces | ECM Motors on Furnaces | NonEquip | 15 | Forced air furnace | 0% | Tech/Econ | 1.706% | 0 | 0 | 0
Econ | Restaurants | Space Heating | Packaged central unit | TRC | New | NN3554 | Duct Sealing Repair | Duct Sealing Repair | NonEquip | 15 |  | 0% | Tech/Econ | 12% | 0 | 0 | 0
Econ | Restaurants | Space Heating | Packaged central unit | TRC | New | NN3398 | Dedicated Outdoor Air System on VRF unit | Dedicated Outdoor Air System on VRF unit | NonEquip | 15 | Residential/split system heat pump | 0% | Tech/Econ | 10% | 0 | 0 | 0
Econ | Restaurants | Space Heating | Packaged central unit | TRC | New | NN3190 | Ceiling Insulation(R2 to R38) | Ceiling Insulation(R2 to R38) | NonEquip | 20 |  | 0% | Tech/Econ | 2.11% | 0 | 0 | 0
Econ | Restaurants | Space Heating | Packaged central unit | TRC | Existing | NE5335 | Retro-Commissioning | Retro-Commissioning | NonEquip | 5 |  | 21.99% | Tech/Econ | 16% | 393249.8705 | 0 | 235.2531
Econ | Restaurants | Space Heating | Packaged central unit | TRC | Existing | NE4243 | Wall Insulation | Wall Insulation | NonEquip | 20 |  | 0% | Tech/Econ | 0.2981% | 0 | 0 | 0
Econ | Restaurants | Space Heating | Packaged central unit | TRC | Existing | NE4165 | Smart Thermostat | Smart Thermostat | NonEquip | 11 |  | 45.33% | Tech/Econ | 10% | 470412.0715 | 0 | -0.3308
Econ | Restaurants | Space Heating | Packaged central unit | TRC | Existing | NE4061 | Programmable Thermostat | Programmable Thermostat | NonEquip | 11 |  | 0% | Tech/Econ | 3.6% | 0 | 0 | 0
Econ | Restaurants | Space Heating | Packaged central unit | TRC | Existing | NE3645 | Facility Energy Management System | Facility Energy Management System | NonEquip | 15 |  | 0.5043% | Tech/Econ | 20% | 10478.7723 | 0 | 1.2573
Econ | Restaurants | Space Heating | Packaged central unit | TRC | Existing | NE3567 | ECM Motors on Furnaces | ECM Motors on Furnaces | NonEquip | 15 | Forced air furnace | 0% | Tech/Econ | 1.706% | 0 | 0 | 0
Econ | Restaurants | Space Heating | Packaged central unit | TRC | Existing | NE3541 | Duct Sealing Repair | Duct Sealing Repair | NonEquip | 15 |  | 30.55% | Tech/Econ | 12% | 395380.9983 | 0 | 275.8944
Econ | Restaurants | Space Heating | Packaged central unit | TRC | Existing | NE3385 | Dedicated Outdoor Air System on VRF unit | Dedicated Outdoor Air System on VRF unit | NonEquip | 15 | Residential/split system heat pump | 0% | Tech/Econ | 10% | 0 | 0 | 0
Econ | Restaurants | Space Heating | Packaged central unit | TRC | Existing | NE3177 | Ceiling Insulation(R2 to R38) | Ceiling Insulation(R2 to R38) | NonEquip | 20 |  | 0% | Tech/Econ | 2.328% | 0 | 0 | 0
Econ | Restaurants | Space Cooling | Packaged air conditioning units (RTUs) | TRC | New | NN5374 | Retro-Commissioning | Retro-Commissioning | NonEquip | 5 |  | 0% | Tech/Econ | 16% | 0 | 0 | 0
Econ | Restaurants | Space Cooling | Packaged air conditioning units (RTUs) | TRC | New | NN4204 | Thermal Energy Storage | Thermal Energy Storage | NonEquip | 20 |  | 0% | Tech/Econ | 0% | 0 | 0 | 0
Econ | Restaurants | Space Cooling | Packaged air conditioning units (RTUs) | TRC | New | NN4152 | Smart Thermostat | Smart Thermostat | NonEquip | 11 |  | 45.33% | Tech/Econ | 10% | 37363.0462 | 13.846 | 0
Econ | Restaurants | Space Cooling | Packaged air conditioning units (RTUs) | TRC | New | NN4048 | Programmable Thermostat | Programmable Thermostat | NonEquip | 11 |  | 0% | Tech/Econ | 3.6% | 0 | 0 | 0
Econ | Restaurants | Space Cooling | Packaged air conditioning units (RTUs) | TRC | New | NN3918 | HVAC tune-up_RTU | HVAC tune-up_RTU | NonEquip | 5 | Packaged air conditioning units (RTUs) | 94.56% | Tech/Econ | 5% | 37207.621 | 6.0189 | 0.24904
Econ | Restaurants | Space Cooling | Packaged air conditioning units (RTUs) | TRC | New | NN3892 | HVAC tune-up | HVAC tune-up | NonEquip | 5 | Residential-type central air conditioners | 0% | Tech/Econ | 5% | 0 | 0 | 0
Econ | Restaurants | Space Cooling | Packaged air conditioning units (RTUs) | TRC | New | NN3684 | Facility Energy Management System | Facility Energy Management System | NonEquip | 15 |  | 4.276% | Tech/Econ | 20% | 7110.1679 | 1.8555 | 0
Econ | Restaurants | Space Cooling | Packaged air conditioning units (RTUs) | TRC | New | NN3632 | Facility Commissioning | Facility Commissioning | NonEquip | 10 |  | 71.67% | Tech/Econ | 16% | 60454.8602 | 10.5846 | 0.24149
Econ | Restaurants | Space Cooling | Packaged air conditioning units (RTUs) | TRC | New | NN3606 | Energy Recovery Ventilation System (ERV) | Energy Recovery Ventilation System (ERV) | NonEquip | 15 | Packaged air conditioning units (RTUs) | 48.99% | Tech/Econ | 10.9% | 662.8869 | 0.97197 | 0.18837
Econ | Restaurants | Space Cooling | Packaged air conditioning units (RTUs) | TRC | New | NN3528 | Duct Sealing Repair | Duct Sealing Repair | NonEquip | 15 |  | 0% | Tech/Econ | 12% | 0 | 0 | 0
Econ | Restaurants | Space Cooling | Packaged air conditioning units (RTUs) | TRC | New | NN3424 | Dedicated Outdoor Air System on VRF unit | Dedicated Outdoor Air System on VRF unit | NonEquip | 15 | Residential-type central air conditioners | 0% | Tech/Econ | 17.5% | 0 | 0 | 0
Econ | Restaurants | Space Cooling | Packaged air conditioning units (RTUs) | TRC | New | NN3320 | Chilled Water System - Variable Speed Drives | Chilled Water System - Variable Speed Drives | NonEquip | 13 | Central chillers inside | 0% | Tech/Econ | 24.74% | 0 | 0 | 0
Econ | Restaurants | Space Cooling | Packaged air conditioning units (RTUs) | TRC | New | NN3294 | Chilled Water Controls Optimization | Chilled Water Controls Optimization | NonEquip | 10 | Central chillers inside | 0% | Tech/Econ | 12.5% | 0 | 0 | 0
Econ | Restaurants | Space Cooling | Packaged air conditioning units (RTUs) | TRC | New | NN3216 | Ceiling Insulation(R2 to R38) | Ceiling Insulation(R2 to R38) | NonEquip | 20 |  | 0% | Tech/Econ | 6.021% | 0 | 0 | 0
Econ | Restaurants | Space Cooling | Packaged air conditioning units (RTUs) | TRC | New | NN3060 | Airside Economizer | Airside Economizer | NonEquip | 10 | Packaged air conditioning units (RTUs) | 4.552% | Tech/Econ | 5.556% | 1743.2922 | -0.31724 | 0.0021728
Econ | Restaurants | Space Cooling | Packaged air conditioning units (RTUs) | TRC | Existing | NE5361 | Retro-Commissioning | Retro-Commissioning | NonEquip | 5 |  | 21.99% | Tech/Econ | 16% | 2329735.439 | 719.2977 | 0
Econ | Restaurants | Space Cooling | Packaged air conditioning units (RTUs) | TRC | Existing | NE4217 | Wall Insulation | Wall Insulation | NonEquip | 20 |  | 0% | Tech/Econ | 5.281% | 0 | 0 | 0
Econ | Restaurants | Space Cooling | Packaged air conditioning units (RTUs) | TRC | Existing | NE4191 | Thermal Energy Storage | Thermal Energy Storage | NonEquip | 20 |  | 0% | Tech/Econ | 0% | 0 | 0 | 0
Econ | Restaurants | Space Cooling | Packaged air conditioning units (RTUs) | TRC | Existing | NE4139 | Smart Thermostat | Smart Thermostat | NonEquip | 11 |  | 45.33% | Tech/Econ | 10% | 2786868.499 | 1032.7568 | 0
Econ | Restaurants | Space Cooling | Packaged air conditioning units (RTUs) | TRC | Existing | NE4035 | Programmable Thermostat | Programmable Thermostat | NonEquip | 11 |  | 0% | Tech/Econ | 3.6% | 0 | 0 | 0
Econ | Restaurants | Space Cooling | Packaged air conditioning units (RTUs) | TRC | Existing | NE3905 | HVAC tune-up_RTU | HVAC tune-up_RTU | NonEquip | 5 | Packaged air conditioning units (RTUs) | 94.56% | Tech/Econ | 5% | 2775275.491 | 448.9437 | 18.5758
Econ | Restaurants | Space Cooling | Packaged air conditioning units (RTUs) | TRC | Existing | NE3879 | HVAC tune-up | HVAC tune-up | NonEquip | 5 | Residential-type central air conditioners | 0% | Tech/Econ | 5% | 0 | 0 | 0
Econ | Restaurants | Space Cooling | Packaged air conditioning units (RTUs) | TRC | Existing | NE3671 | Facility Energy Management System | Facility Energy Management System | NonEquip | 15 |  | 0.5043% | Tech/Econ | 20% | 62079.5298 | 16.2003 | 0
Econ | Restaurants | Space Cooling | Packaged air conditioning units (RTUs) | TRC | Existing | NE3593 | Energy Recovery Ventilation System (ERV) | Energy Recovery Ventilation System (ERV) | NonEquip | 15 | Packaged air conditioning units (RTUs) | 48.99% | Tech/Econ | 10.9% | 2978673.051 | 4367.5433 | 846.4162
Econ | Restaurants | Space Cooling | Packaged air conditioning units (RTUs) | TRC | Existing | NE3515 | Duct Sealing Repair | Duct Sealing Repair | NonEquip | 15 |  | 30.55% | Tech/Econ | 12% | 2342360.905 | 461.4948 | 0
Econ | Restaurants | Space Cooling | Packaged air conditioning units (RTUs) | TRC | Existing | NE3411 | Dedicated Outdoor Air System on VRF unit | Dedicated Outdoor Air System on VRF unit | NonEquip | 15 | Residential-type central air conditioners | 0% | Tech/Econ | 17.5% | 0 | 0 | 0
Econ | Restaurants | Space Cooling | Packaged air conditioning units (RTUs) | TRC | Existing | NE3307 | Chilled Water System - Variable Speed Drives | Chilled Water System - Variable Speed Drives | NonEquip | 13 | Central chillers inside | 0% | Tech/Econ | 24.74% | 0 | 0 | 0
Econ | Restaurants | Space Cooling | Packaged air conditioning units (RTUs) | TRC | Existing | NE3281 | Chilled Water Controls Optimization | Chilled Water Controls Optimization | NonEquip | 10 | Central chillers inside | 0% | Tech/Econ | 12.5% | 0 | 0 | 0
Econ | Restaurants | Space Cooling | Packaged air conditioning units (RTUs) | TRC | Existing | NE3203 | Ceiling Insulation(R2 to R38) | Ceiling Insulation(R2 to R38) | NonEquip | 20 |  | 0% | Tech/Econ | 6.021% | 0 | 0 | 0
Econ | Restaurants | Space Cooling | Packaged air conditioning units (RTUs) | TRC | Existing | NE3047 | Airside Economizer | Airside Economizer | NonEquip | 10 | Packaged air conditioning units (RTUs) | 4.552% | Tech/Econ | 5.556% | 141434.9075 | -25.738 | 0.17628
Econ | Restaurants | Interior Lighting | Overhead (fluorescent/LED/CFL U-shape) | TRC | New | NN5270 | Retro-Commissioning | Retro-Commissioning | NonEquip | 5 |  | 0% | Tech/Econ | 16% | 0 | 0 | 0
Econ | Restaurants | Interior Lighting | Overhead (fluorescent/LED/CFL U-shape) | TRC | New | NN4438 | Interior Lighting Controls | Interior Lighting Controls | NonEquip | 8 | Overhead (fluorescent/LED/CFL U-shape) | 7.543% | Tech/Econ | 28% | 4300.0737 | 0 | 0
Econ | Restaurants | Interior Lighting | Overhead (fluorescent/LED/CFL U-shape) | TRC | New | NN3710 | Facility Energy Management System | Facility Energy Management System | NonEquip | 15 |  | 4.276% | Tech/Econ | 24% | 2110.9212 | 0.55087 | 0.25328
Econ | Restaurants | Interior Lighting | Overhead (fluorescent/LED/CFL U-shape) | TRC | Existing | NE5257 | Retro-Commissioning | Retro-Commissioning | NonEquip | 5 |  | 21.99% | Tech/Econ | 16% | 576391.4289 | 177.9589 | 344.8135
Econ | Restaurants | Interior Lighting | Overhead (fluorescent/LED/CFL U-shape) | TRC | Existing | NE4425 | Interior Lighting Controls | Interior Lighting Controls | NonEquip | 8 | Overhead (fluorescent/LED/CFL U-shape) | 7.543% | Tech/Econ | 28% | 284213.961 | 0 | 0
Econ | Restaurants | Interior Lighting | Overhead (fluorescent/LED/CFL U-shape) | TRC | Existing | NE3697 | Facility Energy Management System | Facility Energy Management System | NonEquip | 15 |  | 0.5043% | Tech/Econ | 24% | 18555.7236 | 4.8423 | 2.2264
Econ | Restaurants | Interior Lighting | Overhead (fluorescent/LED/CFL U-shape) | TRC | Turnover | ET1805 | Premium T8 - Lamp Replacement | Premium T8 - Lamp Replacement | Equip | 8 | Overhead (fluorescent/LED/CFL U-shape) | 24.1% | Tech/Econ | 12.5% | 476180.4142 | 114.8664 | 0.019239
Econ | Restaurants | Interior Lighting | Overhead (fluorescent/LED/CFL U-shape) | TRC | Turnover | ET1766 | Premium T8 - Fixture Replacement | Premium T8 - Fixture Replacement | Equip | 8 | Overhead (fluorescent/LED/CFL U-shape) | 0% | Tech/Econ | 12.5% | 0 | 0 | 0
Econ | Restaurants | Interior Lighting | Overhead (fluorescent/LED/CFL U-shape) | TRC | Turnover | ET1727 | LED Linear - Lamp Replacement | LED Linear - Lamp Replacement | Equip | 15 | Overhead (fluorescent/LED/CFL U-shape) | 0% | Tech/Econ | 25.43% | 0 | 0 | 0
Econ | Restaurants | Interior Lighting | Overhead (fluorescent/LED/CFL U-shape) | TRC | Turnover | ET1688 | LED Linear - Fixture Replacement | LED Linear - Fixture Replacement | Equip | 15 | Overhead (fluorescent/LED/CFL U-shape) | 24.1% | Tech/Econ | 50.28% | 1855587.71 | 452.5236 | 0.024791
Econ | Restaurants | Interior Lighting | Overhead (fluorescent/LED/CFL U-shape) | TRC | New | EN1831 | Premium T8 - Lamp Replacement | Premium T8 - Lamp Replacement | Equip | 8 | Overhead (fluorescent/LED/CFL U-shape) | 0% | Tech/Econ | 12.5% | 0 | 0 | 0
Econ | Restaurants | Interior Lighting | Overhead (fluorescent/LED/CFL U-shape) | TRC | New | EN1792 | Premium T8 - Fixture Replacement | Premium T8 - Fixture Replacement | Equip | 8 | Overhead (fluorescent/LED/CFL U-shape) | 0% | Tech/Econ | 12.5% | 0 | 0 | 0
Econ | Restaurants | Interior Lighting | Overhead (fluorescent/LED/CFL U-shape) | TRC | New | EN1753 | LED Linear - Lamp Replacement | LED Linear - Lamp Replacement | Equip | 15 | Overhead (fluorescent/LED/CFL U-shape) | 0% | Tech/Econ | 25.43% | 0 | 0 | 0
Econ | Restaurants | Interior Lighting | Overhead (fluorescent/LED/CFL U-shape) | TRC | New | EN1714 | LED Linear - Fixture Replacement | LED Linear - Fixture Replacement | Equip | 15 | Overhead (fluorescent/LED/CFL U-shape) | 0% | Tech/Econ | 50.28% | 0 | 0 | 0
Econ | Restaurants | Cooking | Oven | TRC | Turnover | ET50 | Energy Star Commercial Oven | Energy Star Commercial Oven | Equip | 12 | Oven | 22.46% | Tech/Econ | 34.83% | 1103516.283 | 179.1978 | 93.7727
Econ | Restaurants | Cooking | Oven | TRC | New | EN76 | Energy Star Commercial Oven | Energy Star Commercial Oven | Equip | 12 | Oven | 22.46% | Tech/Econ | 34.83% | 13855.4089 | 2.25 | 1.1774
Econ | Restaurants | Miscellaneous | Others | TRC | New | NN5452 | Retro-Commissioning | Retro-Commissioning | NonEquip | 5 |  | 0% | Tech/Econ | 16% | 0 | 0 | 0
Econ | Restaurants | Miscellaneous | Others | TRC | New | NN4542 | VSD Controlled Compressor | VSD Controlled Compressor | NonEquip | 15 | Others | 36.99% | Tech/Econ | 20.79% | 8505.3143 | 1.1028 | 0.9237
Econ | Restaurants | Miscellaneous | Others | TRC | New | NN4490 | Engine Block Timer | Engine Block Timer | NonEquip | 5 | Others | 0% | Tech/Econ | 36% | 0 | 0 | 0
Econ | Restaurants | Miscellaneous | Others | TRC | Existing | NE5439 | Retro-Commissioning | Retro-Commissioning | NonEquip | 5 |  | 21.99% | Tech/Econ | 16% | 309928.397 | 95.6893 | 185.4078
Econ | Restaurants | Miscellaneous | Others | TRC | Existing | NE4529 | VSD Controlled Compressor | VSD Controlled Compressor | NonEquip | 15 | Others | 7.399% | Tech/Econ | 20.79% | 130714.8033 | 16.9478 | 14.1959
Econ | Restaurants | Miscellaneous | Others | TRC | Existing | NE4477 | Engine Block Timer | Engine Block Timer | NonEquip | 5 | Others | 0% | Tech/Econ | 36% | 0 | 0 | 0
Econ | Restaurants | Miscellaneous | Others | TRC | Turnover | ET1922 | ENERGY STAR Water Cooler | ENERGY STAR Water Cooler | Equip | 10 | Others | 0% | Tech/Econ | 68.49% | 0 | 0 | 0
Econ | Restaurants | Miscellaneous | Others | TRC | Turnover | ET1844 | Efficient Battery Charger | Efficient Battery Charger | Equip | 7 | Others | 0% | Tech/Econ | 13.68% | 0 | 0 | 0
Econ | Restaurants | Miscellaneous | Others | TRC | New | EN1948 | ENERGY STAR Water Cooler | ENERGY STAR Water Cooler | Equip | 10 | Others | 0% | Tech/Econ | 68.49% | 0 | 0 | 0
Econ | Restaurants | Miscellaneous | Others | TRC | New | EN1870 | Efficient Battery Charger | Efficient Battery Charger | Equip | 7 | Others | 0% | Tech/Econ | 13.68% | 0 | 0 | 0
Econ | Restaurants | Office Equipment | Other office | TRC | New | NN4594 | Smart Strip Plug Outlet | Smart Strip Plug Outlet | NonEquip | 4 |  | 43.9% | Tech/Econ | 1.187% | 946.4659 | 0.14073 | 0
Econ | Restaurants | Office Equipment | Other office | TRC | New | NN4568 | Network PC Power Management | Network PC Power Management | NonEquip | 5 | Computers | 0% | Tech/Econ | 56.5% | 0 | 0 | 0
Econ | Restaurants | Office Equipment | Other office | TRC | Existing | NE4581 | Smart Strip Plug Outlet | Smart Strip Plug Outlet | NonEquip | 4 |  | 43.9% | Tech/Econ | 1.187% | 75381.43 | 11.2088 | 0
Econ | Restaurants | Office Equipment | Other office | TRC | Existing | NE4555 | Network PC Power Management | Network PC Power Management | NonEquip | 5 | Computers | 0% | Tech/Econ | 56.5% | 0 | 0 | 0
Econ | Restaurants | Office Equipment | Other office | TRC | Turnover | ET2267 | Energy Star Uninterruptable Power Supply | Energy Star Uninterruptable Power Supply | Equip | 10 | Other office | 0% | Tech/Econ | 1.878% | 0 | 0 | 0
Econ | Restaurants | Office Equipment | Other office | TRC | New | EN2293 | Energy Star Uninterruptable Power Supply | Energy Star Uninterruptable Power Supply | Equip | 10 | Other office | 0% | Tech/Econ | 1.878% | 0 | 0 | 0
Econ | Restaurants | Ventilation and Circulation | Motor/Fan | TRC | New | NN5400 | Retro-Commissioning | Retro-Commissioning | NonEquip | 5 |  | 0% | Tech/Econ | 16% | 0 | 0 | 0
Econ | Restaurants | Ventilation and Circulation | Motor/Fan | TRC | New | NN4984 | VAV System | VAV System | NonEquip | 10 |  | 0% | Tech/Econ | 30% | 0 | 0 | 0
Econ | Restaurants | Ventilation and Circulation | Motor/Fan | TRC | New | NN4958 | Demand Controlled Ventilation | Demand Controlled Ventilation | NonEquip | 10 |  | 23.39% | Tech/Econ | 9.761% | 17.3071 | 0.0018019 | 0.010145
Econ | Restaurants | Ventilation and Circulation | Motor/Fan | TRC | New | NN4932 | CO Sensors for Parking Garage Exhaust | CO Sensors for Parking Garage Exhaust | NonEquip | 15 | Motor/Fan | 0% | Tech/Econ | 33% | 0 | 0 | 0
Econ | Restaurants | Ventilation and Circulation | Motor/Fan | TRC | Existing | NE5387 | Retro-Commissioning | Retro-Commissioning | NonEquip | 5 |  | 21.99% | Tech/Econ | 16% | 2157.2709 | 0.66605 | 1.2905
Econ | Restaurants | Ventilation and Circulation | Motor/Fan | TRC | Existing | NE4971 | VAV System | VAV System | NonEquip | 10 |  | 0% | Tech/Econ | 30% | 0 | 0 | 0
Econ | Restaurants | Ventilation and Circulation | Motor/Fan | TRC | Existing | NE4945 | Demand Controlled Ventilation | Demand Controlled Ventilation | NonEquip | 10 |  | 23.39% | Tech/Econ | 9.761% | 1329.9299 | 0.13847 | 0.77956
Econ | Restaurants | Ventilation and Circulation | Motor/Fan | TRC | Existing | NE4919 | CO Sensors for Parking Garage Exhaust | CO Sensors for Parking Garage Exhaust | NonEquip | 15 | Motor/Fan | 0% | Tech/Econ | 33% | 0 | 0 | 0
Econ | Restaurants | Ventilation and Circulation | Motor/Fan | TRC | Turnover | ET2696 | High Speed Fans | High Speed Fans | Equip | 7 | Motor/Fan | 14.03% | Tech/Econ | 10.99% | 911.5231 | 0.11818 | 0.098994
Econ | Restaurants | Ventilation and Circulation | Motor/Fan | TRC | New | EN2722 | High Speed Fans | High Speed Fans | Equip | 7 | Motor/Fan | 14.03% | Tech/Econ | 10.99% | 11.8621 | 0.001538 | 0.0012883
Econ | Restaurants | Miscellaneous | Medical equipment | TRC | New | NN5452 | Retro-Commissioning | Retro-Commissioning | NonEquip | 5 |  | 0% | Tech/Econ | 16% | 0 | 0 | 0
Econ | Restaurants | Miscellaneous | Medical equipment | TRC | New | NN4542 | VSD Controlled Compressor | VSD Controlled Compressor | NonEquip | 15 | Others | 0% | Tech/Econ | 20.79% | 0 | 0 | 0
Econ | Restaurants | Miscellaneous | Medical equipment | TRC | New | NN4490 | Engine Block Timer | Engine Block Timer | NonEquip | 5 | Others | 0% | Tech/Econ | 36% | 0 | 0 | 0
Econ | Restaurants | Miscellaneous | Medical equipment | TRC | Existing | NE5439 | Retro-Commissioning | Retro-Commissioning | NonEquip | 5 |  | 21.99% | Tech/Econ | 16% | 0 | 0 | 0
Econ | Restaurants | Miscellaneous | Medical equipment | TRC | Existing | NE4529 | VSD Controlled Compressor | VSD Controlled Compressor | NonEquip | 15 | Others | 0% | Tech/Econ | 20.79% | 0 | 0 | 0
Econ | Restaurants | Miscellaneous | Medical equipment | TRC | Existing | NE4477 | Engine Block Timer | Engine Block Timer | NonEquip | 5 | Others | 0% | Tech/Econ | 36% | 0 | 0 | 0
Econ | Restaurants | Refrigeration | Large cold storage | TRC | New | NN5322 | Retro-Commissioning | Retro-Commissioning | NonEquip | 5 |  | 0% | Tech/Econ | 16% | 0 | 0 | 0
Econ | Restaurants | Refrigeration | Large cold storage | TRC | New | NN4906 | Strip Curtains for Walk-ins | Strip Curtains for Walk-ins | NonEquip | 4 | Walk-in cooler | 0% | Tech/Econ | 2.115% | 0 | 0 | 0
Econ | Restaurants | Refrigeration | Large cold storage | TRC | New | NN4854 | PSC to ECM Evaporator Fan Motor (Walk-In, Refrigerator) | PSC to ECM Evaporator Fan Motor (Walk-In, Refrigerator) | NonEquip | 15 | Walk-in cooler | 0% | Tech/Econ | 37.5% | 0 | 0 | 0
Econ | Restaurants | Refrigeration | Large cold storage | TRC | New | NN4828 | PSC to ECM Evaporator Fan Motor (Reach-In) | PSC to ECM Evaporator Fan Motor (Reach-In) | NonEquip | 15 | Display cases | 0% | Tech/Econ | 37.5% | 0 | 0 | 0
Econ | Restaurants | Refrigeration | Large cold storage | TRC | New | NN4698 | Floating Head Pressure Controls | Floating Head Pressure Controls | NonEquip | 15 |  | 0% | Tech/Econ | 6.05% | 0 | 0 | 0
Econ | Restaurants | Refrigeration | Large cold storage | TRC | New | NN4620 | Anti-Sweat Controls | Anti-Sweat Controls | NonEquip | 8 | Display cases | 0% | Tech/Econ | 85% | 0 | 0 | 0
Econ | Restaurants | Refrigeration | Large cold storage | TRC | Existing | NE5309 | Retro-Commissioning | Retro-Commissioning | NonEquip | 5 |  | 21.99% | Tech/Econ | 16% | 290.3474 | 0.089644 | 0.17369
Econ | Restaurants | Refrigeration | Large cold storage | TRC | Existing | NE4893 | Strip Curtains for Walk-ins | Strip Curtains for Walk-ins | NonEquip | 4 | Walk-in cooler | 0% | Tech/Econ | 2.115% | 0 | 0 | 0
Econ | Restaurants | Refrigeration | Large cold storage | TRC | Existing | NE4841 | PSC to ECM Evaporator Fan Motor (Walk-In, Refrigerator) | PSC to ECM Evaporator Fan Motor (Walk-In, Refrigerator) | NonEquip | 15 | Walk-in cooler | 0% | Tech/Econ | 37.5% | 0 | 0 | 0
Econ | Restaurants | Refrigeration | Large cold storage | TRC | Existing | NE4815 | PSC to ECM Evaporator Fan Motor (Reach-In) | PSC to ECM Evaporator Fan Motor (Reach-In) | NonEquip | 15 | Display cases | 0% | Tech/Econ | 37.5% | 0 | 0 | 0
Econ | Restaurants | Refrigeration | Large cold storage | TRC | Existing | NE4711 | Freezer-Cooler Replacement Gaskets | Freezer-Cooler Replacement Gaskets | NonEquip | 4 | Display cases | 0% | Tech/Econ | 3.131% | 0 | 0 | 0
Econ | Restaurants | Refrigeration | Large cold storage | TRC | Existing | NE4685 | Floating Head Pressure Controls | Floating Head Pressure Controls | NonEquip | 15 |  | 0% | Tech/Econ | 6.05% | 0 | 0 | 0
Econ | Restaurants | Refrigeration | Large cold storage | TRC | Existing | NE4607 | Anti-Sweat Controls | Anti-Sweat Controls | NonEquip | 8 | Display cases | 0% | Tech/Econ | 85% | 0 | 0 | 0
Econ | Restaurants | Miscellaneous | Laboratory equipment | TRC | New | NN5452 | Retro-Commissioning | Retro-Commissioning | NonEquip | 5 |  | 0% | Tech/Econ | 16% | 0 | 0 | 0
Econ | Restaurants | Miscellaneous | Laboratory equipment | TRC | New | NN4542 | VSD Controlled Compressor | VSD Controlled Compressor | NonEquip | 15 | Others | 0% | Tech/Econ | 20.79% | 0 | 0 | 0
Econ | Restaurants | Miscellaneous | Laboratory equipment | TRC | New | NN4490 | Engine Block Timer | Engine Block Timer | NonEquip | 5 | Others | 0% | Tech/Econ | 36% | 0 | 0 | 0
Econ | Restaurants | Miscellaneous | Laboratory equipment | TRC | Existing | NE5439 | Retro-Commissioning | Retro-Commissioning | NonEquip | 5 |  | 21.99% | Tech/Econ | 16% | 0 | 0 | 0
Econ | Restaurants | Miscellaneous | Laboratory equipment | TRC | Existing | NE4529 | VSD Controlled Compressor | VSD Controlled Compressor | NonEquip | 15 | Others | 0% | Tech/Econ | 20.79% | 0 | 0 | 0
Econ | Restaurants | Miscellaneous | Laboratory equipment | TRC | Existing | NE4477 | Engine Block Timer | Engine Block Timer | NonEquip | 5 | Others | 0% | Tech/Econ | 36% | 0 | 0 | 0
Econ | Restaurants | Ventilation and Circulation | Individual room ventilation | TRC | New | NN5400 | Retro-Commissioning | Retro-Commissioning | NonEquip | 5 |  | 0% | Tech/Econ | 16% | 0 | 0 | 0
Econ | Restaurants | Ventilation and Circulation | Individual room ventilation | TRC | New | NN4984 | VAV System | VAV System | NonEquip | 10 |  | 0% | Tech/Econ | 30% | 0 | 0 | 0
Econ | Restaurants | Ventilation and Circulation | Individual room ventilation | TRC | New | NN4958 | Demand Controlled Ventilation | Demand Controlled Ventilation | NonEquip | 10 |  | 23.39% | Tech/Econ | 9.761% | 31.2423 | 0.0032528 | 0.018313
Econ | Restaurants | Ventilation and Circulation | Individual room ventilation | TRC | New | NN4932 | CO Sensors for Parking Garage Exhaust | CO Sensors for Parking Garage Exhaust | NonEquip | 15 | Motor/Fan | 0% | Tech/Econ | 33% | 0 | 0 | 0
Econ | Restaurants | Ventilation and Circulation | Individual room ventilation | TRC | Existing | NE5387 | Retro-Commissioning | Retro-Commissioning | NonEquip | 5 |  | 21.99% | Tech/Econ | 16% | 3834.2437 | 1.1838 | 2.2938
Econ | Restaurants | Ventilation and Circulation | Individual room ventilation | TRC | Existing | NE4971 | VAV System | VAV System | NonEquip | 10 |  | 0% | Tech/Econ | 30% | 0 | 0 | 0
Econ | Restaurants | Ventilation and Circulation | Individual room ventilation | TRC | Existing | NE4945 | Demand Controlled Ventilation | Demand Controlled Ventilation | NonEquip | 10 |  | 23.39% | Tech/Econ | 9.761% | 2400.7532 | 0.24995 | 1.4072
Econ | Restaurants | Ventilation and Circulation | Individual room ventilation | TRC | Existing | NE4919 | CO Sensors for Parking Garage Exhaust | CO Sensors for Parking Garage Exhaust | NonEquip | 15 | Motor/Fan | 0% | Tech/Econ | 33% | 0 | 0 | 0
Econ | Restaurants | Space Heating | Individual room heating | TRC | New | NN5348 | Retro-Commissioning | Retro-Commissioning | NonEquip | 5 |  | 0% | Tech/Econ | 16% | 0 | 0 | 0
Econ | Restaurants | Space Heating | Individual room heating | TRC | New | NN4178 | Smart Thermostat | Smart Thermostat | NonEquip | 11 |  | 45.33% | Tech/Econ | 10% | 0.49668 | 0 | -3.4927e-07
Econ | Restaurants | Space Heating | Individual room heating | TRC | New | NN4074 | Programmable Thermostat | Programmable Thermostat | NonEquip | 11 |  | 0% | Tech/Econ | 3.6% | 0 | 0 | 0
Econ | Restaurants | Space Heating | Individual room heating | TRC | New | NN3658 | Facility Energy Management System | Facility Energy Management System | NonEquip | 15 |  | 4.276% | Tech/Econ | 20% | 0.094517 | 0 | 1.1341e-05
Econ | Restaurants | Space Heating | Individual room heating | TRC | New | NN3580 | ECM Motors on Furnaces | ECM Motors on Furnaces | NonEquip | 15 | Forced air furnace | 0% | Tech/Econ | 1.706% | 0 | 0 | 0
Econ | Restaurants | Space Heating | Individual room heating | TRC | New | NN3554 | Duct Sealing Repair | Duct Sealing Repair | NonEquip | 15 |  | 0% | Tech/Econ | 12% | 0 | 0 | 0
Econ | Restaurants | Space Heating | Individual room heating | TRC | New | NN3398 | Dedicated Outdoor Air System on VRF unit | Dedicated Outdoor Air System on VRF unit | NonEquip | 15 | Residential/split system heat pump | 0% | Tech/Econ | 10% | 0 | 0 | 0
Econ | Restaurants | Space Heating | Individual room heating | TRC | New | NN3190 | Ceiling Insulation(R2 to R38) | Ceiling Insulation(R2 to R38) | NonEquip | 20 |  | 0% | Tech/Econ | 2.11% | 0 | 0 | 0
Econ | Restaurants | Space Heating | Individual room heating | TRC | Existing | NE5335 | Retro-Commissioning | Retro-Commissioning | NonEquip | 5 |  | 21.99% | Tech/Econ | 16% | 30.9698 | 0 | 0.018527
Econ | Restaurants | Space Heating | Individual room heating | TRC | Existing | NE4243 | Wall Insulation | Wall Insulation | NonEquip | 20 |  | 0% | Tech/Econ | 0.2981% | 0 | 0 | 0
Econ | Restaurants | Space Heating | Individual room heating | TRC | Existing | NE4165 | Smart Thermostat | Smart Thermostat | NonEquip | 11 |  | 45.33% | Tech/Econ | 10% | 37.0466 | 0 | -2.6052e-05
Econ | Restaurants | Space Heating | Individual room heating | TRC | Existing | NE4061 | Programmable Thermostat | Programmable Thermostat | NonEquip | 11 |  | 0% | Tech/Econ | 3.6% | 0 | 0 | 0
Econ | Restaurants | Space Heating | Individual room heating | TRC | Existing | NE3645 | Facility Energy Management System | Facility Energy Management System | NonEquip | 15 |  | 0.5043% | Tech/Econ | 20% | 0.82524 | 0 | 9.9018e-05
Econ | Restaurants | Space Heating | Individual room heating | TRC | Existing | NE3567 | ECM Motors on Furnaces | ECM Motors on Furnaces | NonEquip | 15 | Forced air furnace | 0% | Tech/Econ | 1.706% | 0 | 0 | 0
Econ | Restaurants | Space Heating | Individual room heating | TRC | Existing | NE3541 | Duct Sealing Repair | Duct Sealing Repair | NonEquip | 15 |  | 30.55% | Tech/Econ | 12% | 31.1376 | 0 | 0.021728
Econ | Restaurants | Space Heating | Individual room heating | TRC | Existing | NE3385 | Dedicated Outdoor Air System on VRF unit | Dedicated Outdoor Air System on VRF unit | NonEquip | 15 | Residential/split system heat pump | 0% | Tech/Econ | 10% | 0 | 0 | 0
Econ | Restaurants | Space Heating | Individual room heating | TRC | Existing | NE3177 | Ceiling Insulation(R2 to R38) | Ceiling Insulation(R2 to R38) | NonEquip | 20 |  | 0% | Tech/Econ | 2.328% | 0 | 0 | 0
Econ | Restaurants | Space Cooling | Individual room air conditioners | TRC | New | NN5374 | Retro-Commissioning | Retro-Commissioning | NonEquip | 5 |  | 0% | Tech/Econ | 16% | 0 | 0 | 0
Econ | Restaurants | Space Cooling | Individual room air conditioners | TRC | New | NN4204 | Thermal Energy Storage | Thermal Energy Storage | NonEquip | 20 |  | 0% | Tech/Econ | 0% | 0 | 0 | 0
Econ | Restaurants | Space Cooling | Individual room air conditioners | TRC | New | NN4152 | Smart Thermostat | Smart Thermostat | NonEquip | 11 |  | 45.33% | Tech/Econ | 10% | 484.6803 | 0.17961 | 0
Econ | Restaurants | Space Cooling | Individual room air conditioners | TRC | New | NN4048 | Programmable Thermostat | Programmable Thermostat | NonEquip | 11 |  | 0% | Tech/Econ | 3.6% | 0 | 0 | 0
Econ | Restaurants | Space Cooling | Individual room air conditioners | TRC | New | NN3918 | HVAC tune-up_RTU | HVAC tune-up_RTU | NonEquip | 5 | Packaged air conditioning units (RTUs) | 0% | Tech/Econ | 5% | 0 | 0 | 0
Econ | Restaurants | Space Cooling | Individual room air conditioners | TRC | New | NN3892 | HVAC tune-up | HVAC tune-up | NonEquip | 5 | Residential-type central air conditioners | 0% | Tech/Econ | 5% | 0 | 0 | 0
Econ | Restaurants | Space Cooling | Individual room air conditioners | TRC | New | NN3684 | Facility Energy Management System | Facility Energy Management System | NonEquip | 15 |  | 4.276% | Tech/Econ | 20% | 92.2344 | 0.02407 | 0
Econ | Restaurants | Space Cooling | Individual room air conditioners | TRC | New | NN3632 | Facility Commissioning | Facility Commissioning | NonEquip | 10 |  | 71.67% | Tech/Econ | 16% | 823.1514 | 0.14412 | 0.0032881
Econ | Restaurants | Space Cooling | Individual room air conditioners | TRC | New | NN3606 | Energy Recovery Ventilation System (ERV) | Energy Recovery Ventilation System (ERV) | NonEquip | 15 | Packaged air conditioning units (RTUs) | 0% | Tech/Econ | 10.9% | 0 | 0 | 0
Econ | Restaurants | Space Cooling | Individual room air conditioners | TRC | New | NN3528 | Duct Sealing Repair | Duct Sealing Repair | NonEquip | 15 |  | 0% | Tech/Econ | 12% | 0 | 0 | 0
Econ | Restaurants | Space Cooling | Individual room air conditioners | TRC | New | NN3424 | Dedicated Outdoor Air System on VRF unit | Dedicated Outdoor Air System on VRF unit | NonEquip | 15 | Residential-type central air conditioners | 0% | Tech/Econ | 17.5% | 0 | 0 | 0
Econ | Restaurants | Space Cooling | Individual room air conditioners | TRC | New | NN3320 | Chilled Water System - Variable Speed Drives | Chilled Water System - Variable Speed Drives | NonEquip | 13 | Central chillers inside | 0% | Tech/Econ | 24.74% | 0 | 0 | 0
Econ | Restaurants | Space Cooling | Individual room air conditioners | TRC | New | NN3294 | Chilled Water Controls Optimization | Chilled Water Controls Optimization | NonEquip | 10 | Central chillers inside | 0% | Tech/Econ | 12.5% | 0 | 0 | 0
Econ | Restaurants | Space Cooling | Individual room air conditioners | TRC | New | NN3216 | Ceiling Insulation(R2 to R38) | Ceiling Insulation(R2 to R38) | NonEquip | 20 |  | 0% | Tech/Econ | 6.021% | 0 | 0 | 0
Econ | Restaurants | Space Cooling | Individual room air conditioners | TRC | New | NN3060 | Airside Economizer | Airside Economizer | NonEquip | 10 | Packaged air conditioning units (RTUs) | 0% | Tech/Econ | 5.556% | 0 | 0 | 0
Econ | Restaurants | Space Cooling | Individual room air conditioners | TRC | Existing | NE5361 | Retro-Commissioning | Retro-Commissioning | NonEquip | 5 |  | 21.99% | Tech/Econ | 16% | 30221.7573 | 9.3309 | 0
Econ | Restaurants | Space Cooling | Individual room air conditioners | TRC | Existing | NE4217 | Wall Insulation | Wall Insulation | NonEquip | 20 |  | 0% | Tech/Econ | 5.281% | 0 | 0 | 0
Econ | Restaurants | Space Cooling | Individual room air conditioners | TRC | Existing | NE4191 | Thermal Energy Storage | Thermal Energy Storage | NonEquip | 20 |  | 0% | Tech/Econ | 0% | 0 | 0 | 0
Econ | Restaurants | Space Cooling | Individual room air conditioners | TRC | Existing | NE4139 | Smart Thermostat | Smart Thermostat | NonEquip | 11 |  | 45.33% | Tech/Econ | 10% | 36151.7716 | 13.3971 | 0
Econ | Restaurants | Space Cooling | Individual room air conditioners | TRC | Existing | NE4035 | Programmable Thermostat | Programmable Thermostat | NonEquip | 11 |  | 0% | Tech/Econ | 3.6% | 0 | 0 | 0
Econ | Restaurants | Space Cooling | Individual room air conditioners | TRC | Existing | NE3905 | HVAC tune-up_RTU | HVAC tune-up_RTU | NonEquip | 5 | Packaged air conditioning units (RTUs) | 0% | Tech/Econ | 5% | 0 | 0 | 0
Econ | Restaurants | Space Cooling | Individual room air conditioners | TRC | Existing | NE3879 | HVAC tune-up | HVAC tune-up | NonEquip | 5 | Residential-type central air conditioners | 0% | Tech/Econ | 5% | 0 | 0 | 0
Econ | Restaurants | Space Cooling | Individual room air conditioners | TRC | Existing | NE3671 | Facility Energy Management System | Facility Energy Management System | NonEquip | 15 |  | 0.5043% | Tech/Econ | 20% | 805.3071 | 0.21015 | 0
Econ | Restaurants | Space Cooling | Individual room air conditioners | TRC | Existing | NE3593 | Energy Recovery Ventilation System (ERV) | Energy Recovery Ventilation System (ERV) | NonEquip | 15 | Packaged air conditioning units (RTUs) | 0% | Tech/Econ | 10.9% | 0 | 0 | 0
Econ | Restaurants | Space Cooling | Individual room air conditioners | TRC | Existing | NE3515 | Duct Sealing Repair | Duct Sealing Repair | NonEquip | 15 |  | 30.55% | Tech/Econ | 12% | 30385.5372 | 5.9866 | 0
Econ | Restaurants | Space Cooling | Individual room air conditioners | TRC | Existing | NE3411 | Dedicated Outdoor Air System on VRF unit | Dedicated Outdoor Air System on VRF unit | NonEquip | 15 | Residential-type central air conditioners | 0% | Tech/Econ | 17.5% | 0 | 0 | 0
Econ | Restaurants | Space Cooling | Individual room air conditioners | TRC | Existing | NE3307 | Chilled Water System - Variable Speed Drives | Chilled Water System - Variable Speed Drives | NonEquip | 13 | Central chillers inside | 0% | Tech/Econ | 24.74% | 0 | 0 | 0
Econ | Restaurants | Space Cooling | Individual room air conditioners | TRC | Existing | NE3281 | Chilled Water Controls Optimization | Chilled Water Controls Optimization | NonEquip | 10 | Central chillers inside | 0% | Tech/Econ | 12.5% | 0 | 0 | 0
Econ | Restaurants | Space Cooling | Individual room air conditioners | TRC | Existing | NE3203 | Ceiling Insulation(R2 to R38) | Ceiling Insulation(R2 to R38) | NonEquip | 20 |  | 0% | Tech/Econ | 6.021% | 0 | 0 | 0
Econ | Restaurants | Space Cooling | Individual room air conditioners | TRC | Existing | NE3047 | Airside Economizer | Airside Economizer | NonEquip | 10 | Packaged air conditioning units (RTUs) | 0% | Tech/Econ | 5.556% | 0 | 0 | 0
Econ | Restaurants | Interior Lighting | High bay | TRC | New | NN5270 | Retro-Commissioning | Retro-Commissioning | NonEquip | 5 |  | 0% | Tech/Econ | 16% | 0 | 0 | 0
Econ | Restaurants | Interior Lighting | High bay | TRC | New | NN4438 | Interior Lighting Controls | Interior Lighting Controls | NonEquip | 8 | Overhead (fluorescent/LED/CFL U-shape) | 0% | Tech/Econ | 28% | 0 | 0 | 0
Econ | Restaurants | Interior Lighting | High bay | TRC | New | NN3710 | Facility Energy Management System | Facility Energy Management System | NonEquip | 15 |  | 4.276% | Tech/Econ | 24% | 2506.0742 | 0.65399 | 0.3007
Econ | Restaurants | Interior Lighting | High bay | TRC | Existing | NE5257 | Retro-Commissioning | Retro-Commissioning | NonEquip | 5 |  | 21.99% | Tech/Econ | 16% | 684288.7845 | 211.2718 | 409.3607
Econ | Restaurants | Interior Lighting | High bay | TRC | Existing | NE4425 | Interior Lighting Controls | Interior Lighting Controls | NonEquip | 8 | Overhead (fluorescent/LED/CFL U-shape) | 0% | Tech/Econ | 28% | 0 | 0 | 0
Econ | Restaurants | Interior Lighting | High bay | TRC | Existing | NE3697 | Facility Energy Management System | Facility Energy Management System | NonEquip | 15 |  | 0.5043% | Tech/Econ | 24% | 22713.5198 | 5.9273 | 2.7253
Econ | Restaurants | Interior Lighting | High bay | TRC | Turnover | ET1649 | LED Linear - Fixture Replacement | LED Linear - Fixture Replacement | Equip | 15 | High bay | 24.1% | Tech/Econ | 50.28% | 2271370.778 | 553.9209 | 0.030346
Econ | Restaurants | Interior Lighting | High bay | TRC | Turnover | ET1532 | High Bay LED | High Bay LED | Equip | 15 | High bay | 0% | Tech/Econ | 64.78% | 0 | 0 | 0
Econ | Restaurants | Interior Lighting | High bay | TRC | Turnover | ET1493 | High Bay Fluorescent (T5) | High Bay Fluorescent (T5) | Equip | 15 | High bay | 0% | Tech/Econ | 64.14% | 0 | 0 | 0
Econ | Restaurants | Interior Lighting | High bay | TRC | New | EN1675 | LED Linear - Fixture Replacement | LED Linear - Fixture Replacement | Equip | 15 | High bay | 0% | Tech/Econ | 50.28% | 0 | 0 | 0
Econ | Restaurants | Interior Lighting | High bay | TRC | New | EN1558 | High Bay LED | High Bay LED | Equip | 15 | High bay | 0% | Tech/Econ | 64.78% | 0 | 0 | 0
Econ | Restaurants | Interior Lighting | High bay | TRC | New | EN1519 | High Bay Fluorescent (T5) | High Bay Fluorescent (T5) | Equip | 15 | High bay | 0% | Tech/Econ | 64.14% | 0 | 0 | 0
Econ | Restaurants | Space Heating | Forced air furnace | TRC | New | NN5348 | Retro-Commissioning | Retro-Commissioning | NonEquip | 5 |  | 0% | Tech/Econ | 16% | 0 | 0 | 0
Econ | Restaurants | Space Heating | Forced air furnace | TRC | New | NN4178 | Smart Thermostat | Smart Thermostat | NonEquip | 11 |  | 45.33% | Tech/Econ | 10% | 69.7555 | 0 | -4.9053e-05
Econ | Restaurants | Space Heating | Forced air furnace | TRC | New | NN4074 | Programmable Thermostat | Programmable Thermostat | NonEquip | 11 |  | 0% | Tech/Econ | 3.6% | 0 | 0 | 0
Econ | Restaurants | Space Heating | Forced air furnace | TRC | New | NN3658 | Facility Energy Management System | Facility Energy Management System | NonEquip | 15 |  | 4.276% | Tech/Econ | 20% | 13.2744 | 0 | 0.0015928
Econ | Restaurants | Space Heating | Forced air furnace | TRC | New | NN3580 | ECM Motors on Furnaces | ECM Motors on Furnaces | NonEquip | 15 | Forced air furnace | 47.78% | Tech/Econ | 1.706% | 11.9782 | 0 | 0.0013674
Econ | Restaurants | Space Heating | Forced air furnace | TRC | New | NN3554 | Duct Sealing Repair | Duct Sealing Repair | NonEquip | 15 |  | 0% | Tech/Econ | 12% | 0 | 0 | 0
Econ | Restaurants | Space Heating | Forced air furnace | TRC | New | NN3398 | Dedicated Outdoor Air System on VRF unit | Dedicated Outdoor Air System on VRF unit | NonEquip | 15 | Residential/split system heat pump | 0% | Tech/Econ | 10% | 0 | 0 | 0
Econ | Restaurants | Space Heating | Forced air furnace | TRC | New | NN3190 | Ceiling Insulation(R2 to R38) | Ceiling Insulation(R2 to R38) | NonEquip | 20 |  | 0% | Tech/Econ | 2.11% | 0 | 0 | 0
Econ | Restaurants | Space Heating | Forced air furnace | TRC | Existing | NE5335 | Retro-Commissioning | Retro-Commissioning | NonEquip | 5 |  | 21.99% | Tech/Econ | 16% | 4349.5357 | 0 | 2.602
Econ | Restaurants | Space Heating | Forced air furnace | TRC | Existing | NE4243 | Wall Insulation | Wall Insulation | NonEquip | 20 |  | 0% | Tech/Econ | 0.2981% | 0 | 0 | 0
Econ | Restaurants | Space Heating | Forced air furnace | TRC | Existing | NE4165 | Smart Thermostat | Smart Thermostat | NonEquip | 11 |  | 45.33% | Tech/Econ | 10% | 5202.9873 | 0 | -0.0036588
Econ | Restaurants | Space Heating | Forced air furnace | TRC | Existing | NE4061 | Programmable Thermostat | Programmable Thermostat | NonEquip | 11 |  | 0% | Tech/Econ | 3.6% | 0 | 0 | 0
Econ | Restaurants | Space Heating | Forced air furnace | TRC | Existing | NE3645 | Facility Energy Management System | Facility Energy Management System | NonEquip | 15 |  | 0.5043% | Tech/Econ | 20% | 115.9003 | 0 | 0.013907
Econ | Restaurants | Space Heating | Forced air furnace | TRC | Existing | NE3567 | ECM Motors on Furnaces | ECM Motors on Furnaces | NonEquip | 15 | Forced air furnace | 47.78% | Tech/Econ | 1.706% | 893.4438 | 0 | 0.10199
Econ | Restaurants | Space Heating | Forced air furnace | TRC | Existing | NE3541 | Duct Sealing Repair | Duct Sealing Repair | NonEquip | 15 |  | 30.55% | Tech/Econ | 12% | 4373.107 | 0 | 3.0515
Econ | Restaurants | Space Heating | Forced air furnace | TRC | Existing | NE3385 | Dedicated Outdoor Air System on VRF unit | Dedicated Outdoor Air System on VRF unit | NonEquip | 15 | Residential/split system heat pump | 0% | Tech/Econ | 10% | 0 | 0 | 0
Econ | Restaurants | Space Heating | Forced air furnace | TRC | Existing | NE3177 | Ceiling Insulation(R2 to R38) | Ceiling Insulation(R2 to R38) | NonEquip | 20 |  | 0% | Tech/Econ | 2.328% | 0 | 0 | 0
Econ | Restaurants | Exterior Lighting | Exterior parking/lot lighting | TRC | New | NN5296 | Retro-Commissioning | Retro-Commissioning | NonEquip | 5 |  | 0% | Tech/Econ | 16% | 0 | 0 | 0
Econ | Restaurants | Exterior Lighting | Exterior parking/lot lighting | TRC | New | NN2982 | Outdoor Lighting Controls | Outdoor Lighting Controls | NonEquip | 8 | Exterior parking/lot lighting | 30.95% | Tech/Econ | 28% | 160.0123 | 0 | 0
Econ | Restaurants | Exterior Lighting | Exterior parking/lot lighting | TRC | New | NN2956 | Bi-Level Lighting Control (Exterior) | Bi-Level Lighting Control (Exterior) | NonEquip | 9 | Exterior parking/lot lighting | 3.438% | Tech/Econ | 31% | 0 | 0 | 0
Econ | Restaurants | Exterior Lighting | Exterior parking/lot lighting | TRC | Existing | NE5283 | Retro-Commissioning | Retro-Commissioning | NonEquip | 5 |  | 21.99% | Tech/Econ | 16% | 156160.4029 | 0 | 93.4195
Econ | Restaurants | Exterior Lighting | Exterior parking/lot lighting | TRC | Existing | NE2969 | Outdoor Lighting Controls | Outdoor Lighting Controls | NonEquip | 8 | Exterior parking/lot lighting | 30.95% | Tech/Econ | 28% | 350092.999 | 0 | 0
Econ | Restaurants | Exterior Lighting | Exterior parking/lot lighting | TRC | Existing | NE2943 | Bi-Level Lighting Control (Exterior) | Bi-Level Lighting Control (Exterior) | NonEquip | 9 | Exterior parking/lot lighting | 3.438% | Tech/Econ | 31% | 39335.2879 | 0 | 0
Econ | Restaurants | Exterior Lighting | Exterior parking/lot lighting | TRC | Turnover | ET713 | LED Parking Lighting | LED Parking Lighting | Equip | 18 | Exterior parking/lot lighting | 6.728% | Tech/Econ | 84% | 242014.3748 | 0 | 0
Econ | Restaurants | Exterior Lighting | Exterior parking/lot lighting | TRC | Turnover | ET518 | High Efficiency HID Lighting | High Efficiency HID Lighting | Equip | 13 | Exterior parking/lot lighting | 0% | Tech/Econ | 34.18% | 0 | 0 | 0
Econ | Restaurants | Exterior Lighting | Exterior parking/lot lighting | TRC | New | EN739 | LED Parking Lighting | LED Parking Lighting | Equip | 18 | Exterior parking/lot lighting | 94.94% | Tech/Econ | 84% | 44442.0865 | 0 | 0
Econ | Restaurants | Exterior Lighting | Exterior parking/lot lighting | TRC | New | EN544 | High Efficiency HID Lighting | High Efficiency HID Lighting | Equip | 13 | Exterior parking/lot lighting | 0% | Tech/Econ | 34.18% | 0 | 0 | 0
Econ | Restaurants | Exterior Lighting | Exterior marquis | TRC | New | NN5296 | Retro-Commissioning | Retro-Commissioning | NonEquip | 5 |  | 0% | Tech/Econ | 16% | 0 | 0 | 0
Econ | Restaurants | Exterior Lighting | Exterior marquis | TRC | New | NN2982 | Outdoor Lighting Controls | Outdoor Lighting Controls | NonEquip | 8 | Exterior parking/lot lighting | 0% | Tech/Econ | 28% | 0 | 0 | 0
Econ | Restaurants | Exterior Lighting | Exterior marquis | TRC | New | NN2956 | Bi-Level Lighting Control (Exterior) | Bi-Level Lighting Control (Exterior) | NonEquip | 9 | Exterior parking/lot lighting | 0% | Tech/Econ | 31% | 0 | 0 | 0
Econ | Restaurants | Exterior Lighting | Exterior marquis | TRC | Existing | NE5283 | Retro-Commissioning | Retro-Commissioning | NonEquip | 5 |  | 21.99% | Tech/Econ | 16% | 594.8968 | 0 | 0.35588
Econ | Restaurants | Exterior Lighting | Exterior marquis | TRC | Existing | NE2969 | Outdoor Lighting Controls | Outdoor Lighting Controls | NonEquip | 8 | Exterior parking/lot lighting | 0% | Tech/Econ | 28% | 0 | 0 | 0
Econ | Restaurants | Exterior Lighting | Exterior marquis | TRC | Existing | NE2943 | Bi-Level Lighting Control (Exterior) | Bi-Level Lighting Control (Exterior) | NonEquip | 9 | Exterior parking/lot lighting | 0% | Tech/Econ | 31% | 0 | 0 | 0
Econ | Restaurants | Exterior Lighting | Exterior marquis | TRC | Turnover | ET635 | LED Exterior Lighting | LED Exterior Lighting | Equip | 13 | Exterior marquis | 4.268% | Tech/Econ | 60.51% | 405.6775 | 0 | 0
Econ | Restaurants | Exterior Lighting | Exterior marquis | TRC | Turnover | ET596 | LED Display Lighting (Exterior) | LED Display Lighting (Exterior) | Equip | 15 | Exterior marquis | 4.268% | Tech/Econ | 87.04% | 606.0409 | 0 | 0
Econ | Restaurants | Exterior Lighting | Exterior marquis | TRC | New | EN661 | LED Exterior Lighting | LED Exterior Lighting | Equip | 13 | Exterior marquis | 4.624% | Tech/Econ | 60.51% | 5.7009 | 0 | 0
Econ | Restaurants | Exterior Lighting | Exterior marquis | TRC | New | EN622 | LED Display Lighting (Exterior) | LED Display Lighting (Exterior) | Equip | 15 | Exterior marquis | 4.624% | Tech/Econ | 87.04% | 8.544 | 0 | 0
Econ | Restaurants | Miscellaneous | Elevators/Escalators | TRC | New | NN5452 | Retro-Commissioning | Retro-Commissioning | NonEquip | 5 |  | 0% | Tech/Econ | 16% | 0 | 0 | 0
Econ | Restaurants | Miscellaneous | Elevators/Escalators | TRC | New | NN4542 | VSD Controlled Compressor | VSD Controlled Compressor | NonEquip | 15 | Others | 0% | Tech/Econ | 20.79% | 0 | 0 | 0
Econ | Restaurants | Miscellaneous | Elevators/Escalators | TRC | New | NN4490 | Engine Block Timer | Engine Block Timer | NonEquip | 5 | Others | 0% | Tech/Econ | 36% | 0 | 0 | 0
Econ | Restaurants | Miscellaneous | Elevators/Escalators | TRC | Existing | NE5439 | Retro-Commissioning | Retro-Commissioning | NonEquip | 5 |  | 21.99% | Tech/Econ | 16% | 0 | 0 | 0
Econ | Restaurants | Miscellaneous | Elevators/Escalators | TRC | Existing | NE4529 | VSD Controlled Compressor | VSD Controlled Compressor | NonEquip | 15 | Others | 0% | Tech/Econ | 20.79% | 0 | 0 | 0
Econ | Restaurants | Miscellaneous | Elevators/Escalators | TRC | Existing | NE4477 | Engine Block Timer | Engine Block Timer | NonEquip | 5 | Others | 0% | Tech/Econ | 36% | 0 | 0 | 0
Econ | Restaurants | Office Equipment | Document production | TRC | New | NN4594 | Smart Strip Plug Outlet | Smart Strip Plug Outlet | NonEquip | 4 |  | 43.9% | Tech/Econ | 1.187% | 418.1351 | 0.062174 | 0
Econ | Restaurants | Office Equipment | Document production | TRC | New | NN4568 | Network PC Power Management | Network PC Power Management | NonEquip | 5 | Computers | 0% | Tech/Econ | 56.5% | 0 | 0 | 0
Econ | Restaurants | Office Equipment | Document production | TRC | Existing | NE4581 | Smart Strip Plug Outlet | Smart Strip Plug Outlet | NonEquip | 4 |  | 43.9% | Tech/Econ | 1.187% | 33302.4376 | 4.9519 | 0
Econ | Restaurants | Office Equipment | Document production | TRC | Existing | NE4555 | Network PC Power Management | Network PC Power Management | NonEquip | 5 | Computers | 0% | Tech/Econ | 56.5% | 0 | 0 | 0
Econ | Restaurants | Space Cooling | District chilled water piped | TRC | New | NN5374 | Retro-Commissioning | Retro-Commissioning | NonEquip | 5 |  | 0% | Tech/Econ | 16% | 0 | 0 | 0
Econ | Restaurants | Space Cooling | District chilled water piped | TRC | New | NN4204 | Thermal Energy Storage | Thermal Energy Storage | NonEquip | 20 |  | 0% | Tech/Econ | 0% | 0 | 0 | 0
Econ | Restaurants | Space Cooling | District chilled water piped | TRC | New | NN4152 | Smart Thermostat | Smart Thermostat | NonEquip | 11 |  | 45.33% | Tech/Econ | 10% | 157.6642 | 0.058427 | 0
Econ | Restaurants | Space Cooling | District chilled water piped | TRC | New | NN4048 | Programmable Thermostat | Programmable Thermostat | NonEquip | 11 |  | 0% | Tech/Econ | 3.6% | 0 | 0 | 0
Econ | Restaurants | Space Cooling | District chilled water piped | TRC | New | NN3918 | HVAC tune-up_RTU | HVAC tune-up_RTU | NonEquip | 5 | Packaged air conditioning units (RTUs) | 0% | Tech/Econ | 5% | 0 | 0 | 0
Econ | Restaurants | Space Cooling | District chilled water piped | TRC | New | NN3892 | HVAC tune-up | HVAC tune-up | NonEquip | 5 | Residential-type central air conditioners | 0% | Tech/Econ | 5% | 0 | 0 | 0
Econ | Restaurants | Space Cooling | District chilled water piped | TRC | New | NN3684 | Facility Energy Management System | Facility Energy Management System | NonEquip | 15 |  | 4.276% | Tech/Econ | 20% | 30.0034 | 0.0078297 | 0
Econ | Restaurants | Space Cooling | District chilled water piped | TRC | New | NN3632 | Facility Commissioning | Facility Commissioning | NonEquip | 10 |  | 71.67% | Tech/Econ | 16% | 257.8821 | 0.045151 | 0.0010301
Econ | Restaurants | Space Cooling | District chilled water piped | TRC | New | NN3606 | Energy Recovery Ventilation System (ERV) | Energy Recovery Ventilation System (ERV) | NonEquip | 15 | Packaged air conditioning units (RTUs) | 0% | Tech/Econ | 10.9% | 0 | 0 | 0
Econ | Restaurants | Space Cooling | District chilled water piped | TRC | New | NN3528 | Duct Sealing Repair | Duct Sealing Repair | NonEquip | 15 |  | 0% | Tech/Econ | 12% | 0 | 0 | 0
Econ | Restaurants | Space Cooling | District chilled water piped | TRC | New | NN3424 | Dedicated Outdoor Air System on VRF unit | Dedicated Outdoor Air System on VRF unit | NonEquip | 15 | Residential-type central air conditioners | 0% | Tech/Econ | 17.5% | 0 | 0 | 0
Econ | Restaurants | Space Cooling | District chilled water piped | TRC | New | NN3320 | Chilled Water System - Variable Speed Drives | Chilled Water System - Variable Speed Drives | NonEquip | 13 | Central chillers inside | 0% | Tech/Econ | 24.74% | 0 | 0 | 0
Econ | Restaurants | Space Cooling | District chilled water piped | TRC | New | NN3294 | Chilled Water Controls Optimization | Chilled Water Controls Optimization | NonEquip | 10 | Central chillers inside | 0% | Tech/Econ | 12.5% | 0 | 0 | 0
Econ | Restaurants | Space Cooling | District chilled water piped | TRC | New | NN3216 | Ceiling Insulation(R2 to R38) | Ceiling Insulation(R2 to R38) | NonEquip | 20 |  | 0% | Tech/Econ | 6.021% | 0 | 0 | 0
Econ | Restaurants | Space Cooling | District chilled water piped | TRC | New | NN3060 | Airside Economizer | Airside Economizer | NonEquip | 10 | Packaged air conditioning units (RTUs) | 0% | Tech/Econ | 5.556% | 0 | 0 | 0
Econ | Restaurants | Space Cooling | District chilled water piped | TRC | Existing | NE5361 | Retro-Commissioning | Retro-Commissioning | NonEquip | 5 |  | 21.99% | Tech/Econ | 16% | 9830.9949 | 3.0353 | 0
Econ | Restaurants | Space Cooling | District chilled water piped | TRC | Existing | NE4217 | Wall Insulation | Wall Insulation | NonEquip | 20 |  | 0% | Tech/Econ | 5.281% | 0 | 0 | 0
Econ | Restaurants | Space Cooling | District chilled water piped | TRC | Existing | NE4191 | Thermal Energy Storage | Thermal Energy Storage | NonEquip | 20 |  | 0% | Tech/Econ | 0% | 0 | 0 | 0
Econ | Restaurants | Space Cooling | District chilled water piped | TRC | Existing | NE4139 | Smart Thermostat | Smart Thermostat | NonEquip | 11 |  | 45.33% | Tech/Econ | 10% | 11760.0005 | 4.358 | 0
Econ | Restaurants | Space Cooling | District chilled water piped | TRC | Existing | NE4035 | Programmable Thermostat | Programmable Thermostat | NonEquip | 11 |  | 0% | Tech/Econ | 3.6% | 0 | 0 | 0
Econ | Restaurants | Space Cooling | District chilled water piped | TRC | Existing | NE3905 | HVAC tune-up_RTU | HVAC tune-up_RTU | NonEquip | 5 | Packaged air conditioning units (RTUs) | 0% | Tech/Econ | 5% | 0 | 0 | 0
Econ | Restaurants | Space Cooling | District chilled water piped | TRC | Existing | NE3879 | HVAC tune-up | HVAC tune-up | NonEquip | 5 | Residential-type central air conditioners | 0% | Tech/Econ | 5% | 0 | 0 | 0
Econ | Restaurants | Space Cooling | District chilled water piped | TRC | Existing | NE3671 | Facility Energy Management System | Facility Energy Management System | NonEquip | 15 |  | 0.5043% | Tech/Econ | 20% | 261.9626 | 0.068362 | 0
Econ | Restaurants | Space Cooling | District chilled water piped | TRC | Existing | NE3593 | Energy Recovery Ventilation System (ERV) | Energy Recovery Ventilation System (ERV) | NonEquip | 15 | Packaged air conditioning units (RTUs) | 0% | Tech/Econ | 10.9% | 0 | 0 | 0
Econ | Restaurants | Space Cooling | District chilled water piped | TRC | Existing | NE3515 | Duct Sealing Repair | Duct Sealing Repair | NonEquip | 15 |  | 30.55% | Tech/Econ | 12% | 9884.2717 | 1.9474 | 0
Econ | Restaurants | Space Cooling | District chilled water piped | TRC | Existing | NE3411 | Dedicated Outdoor Air System on VRF unit | Dedicated Outdoor Air System on VRF unit | NonEquip | 15 | Residential-type central air conditioners | 0% | Tech/Econ | 17.5% | 0 | 0 | 0
Econ | Restaurants | Space Cooling | District chilled water piped | TRC | Existing | NE3307 | Chilled Water System - Variable Speed Drives | Chilled Water System - Variable Speed Drives | NonEquip | 13 | Central chillers inside | 0% | Tech/Econ | 24.74% | 0 | 0 | 0
Econ | Restaurants | Space Cooling | District chilled water piped | TRC | Existing | NE3281 | Chilled Water Controls Optimization | Chilled Water Controls Optimization | NonEquip | 10 | Central chillers inside | 0% | Tech/Econ | 12.5% | 0 | 0 | 0
Econ | Restaurants | Space Cooling | District chilled water piped | TRC | Existing | NE3203 | Ceiling Insulation(R2 to R38) | Ceiling Insulation(R2 to R38) | NonEquip | 20 |  | 0% | Tech/Econ | 6.021% | 0 | 0 | 0
Econ | Restaurants | Space Cooling | District chilled water piped | TRC | Existing | NE3047 | Airside Economizer | Airside Economizer | NonEquip | 10 | Packaged air conditioning units (RTUs) | 0% | Tech/Econ | 5.556% | 0 | 0 | 0
Econ | Restaurants | Space Cooling | District chilled water piped | TRC | Turnover | ET947 | High Efficiency Chiller (Air Cooled, 50 tons) | High Efficiency Chiller (Air Cooled, 50 tons) | Equip | 20 | District chilled water piped | 28.37% | Tech/Econ | 8.759% | 6154.7284 | 1.4273 | 0.32923
Econ | Restaurants | Space Cooling | District chilled water piped | TRC | Turnover | ET1103 | High Efficiency Chiller (Water cooled-positive displacement, 100 tons) | High Efficiency Chiller (Water cooled-positive displacement, 100 tons) | Equip | 20 | District chilled water piped | 28.37% | Tech/Econ | 2.683% | 1815.6028 | 0.58243 | 0.0057341
Econ | Restaurants | Space Cooling | District chilled water piped | TRC | Turnover | ET1025 | High Efficiency Chiller (Water cooled-centrifugal, 200 tons) | High Efficiency Chiller (Water cooled-centrifugal, 200 tons) | Equip | 20 | District chilled water piped | 28.37% | Tech/Econ | 4.362% | 2989.1474 | 0.9589 | 0.0094404
Econ | Restaurants | Space Cooling | District chilled water piped | TRC | New | EN973 | High Efficiency Chiller (Air Cooled, 50 tons) | High Efficiency Chiller (Air Cooled, 50 tons) | Equip | 20 | District chilled water piped | 28.37% | Tech/Econ | 8.759% | 82.5153 | 0.019136 | 0.0044139
Econ | Restaurants | Space Cooling | District chilled water piped | TRC | New | EN1129 | High Efficiency Chiller (Water cooled-positive displacement, 100 tons) | High Efficiency Chiller (Water cooled-positive displacement, 100 tons) | Equip | 20 | District chilled water piped | 28.37% | Tech/Econ | 2.683% | 22.3787 | 0.0071789 | 7.0677e-05
Econ | Restaurants | Space Cooling | District chilled water piped | TRC | New | EN1051 | High Efficiency Chiller (Water cooled-centrifugal, 200 tons) | High Efficiency Chiller (Water cooled-centrifugal, 200 tons) | Equip | 20 | District chilled water piped | 28.37% | Tech/Econ | 4.362% | 40.075 | 0.012856 | 0.00012657
Econ | Restaurants | Refrigeration | Display cases | TRC | New | NN5322 | Retro-Commissioning | Retro-Commissioning | NonEquip | 5 |  | 0% | Tech/Econ | 16% | 0 | 0 | 0
Econ | Restaurants | Refrigeration | Display cases | TRC | New | NN4906 | Strip Curtains for Walk-ins | Strip Curtains for Walk-ins | NonEquip | 4 | Walk-in cooler | 0% | Tech/Econ | 2.115% | 0 | 0 | 0
Econ | Restaurants | Refrigeration | Display cases | TRC | New | NN4854 | PSC to ECM Evaporator Fan Motor (Walk-In, Refrigerator) | PSC to ECM Evaporator Fan Motor (Walk-In, Refrigerator) | NonEquip | 15 | Walk-in cooler | 0% | Tech/Econ | 37.5% | 0 | 0 | 0
Econ | Restaurants | Refrigeration | Display cases | TRC | New | NN4828 | PSC to ECM Evaporator Fan Motor (Reach-In) | PSC to ECM Evaporator Fan Motor (Reach-In) | NonEquip | 15 | Display cases | 68.68% | Tech/Econ | 37.5% | 42038.5234 | 5.4505 | 4.5655
Econ | Restaurants | Refrigeration | Display cases | TRC | New | NN4698 | Floating Head Pressure Controls | Floating Head Pressure Controls | NonEquip | 15 |  | 0% | Tech/Econ | 6.05% | 0 | 0 | 0
Econ | Restaurants | Refrigeration | Display cases | TRC | New | NN4620 | Anti-Sweat Controls | Anti-Sweat Controls | NonEquip | 8 | Display cases | 0% | Tech/Econ | 85% | 0 | 0 | 0
Econ | Restaurants | Refrigeration | Display cases | TRC | Existing | NE5309 | Retro-Commissioning | Retro-Commissioning | NonEquip | 5 |  | 21.99% | Tech/Econ | 16% | 457361.9837 | 141.2089 | 273.6067
Econ | Restaurants | Refrigeration | Display cases | TRC | Existing | NE4893 | Strip Curtains for Walk-ins | Strip Curtains for Walk-ins | NonEquip | 4 | Walk-in cooler | 0% | Tech/Econ | 2.115% | 0 | 0 | 0
Econ | Restaurants | Refrigeration | Display cases | TRC | Existing | NE4841 | PSC to ECM Evaporator Fan Motor (Walk-In, Refrigerator) | PSC to ECM Evaporator Fan Motor (Walk-In, Refrigerator) | NonEquip | 15 | Walk-in cooler | 0% | Tech/Econ | 37.5% | 0 | 0 | 0
Econ | Restaurants | Refrigeration | Display cases | TRC | Existing | NE4815 | PSC to ECM Evaporator Fan Motor (Reach-In) | PSC to ECM Evaporator Fan Motor (Reach-In) | NonEquip | 15 | Display cases | 17.17% | Tech/Econ | 37.5% | 744368.2773 | 96.5112 | 80.8402
Econ | Restaurants | Refrigeration | Display cases | TRC | Existing | NE4711 | Freezer-Cooler Replacement Gaskets | Freezer-Cooler Replacement Gaskets | NonEquip | 4 | Display cases | 63.61% | Tech/Econ | 3.131% | 215396.6581 | 27.9273 | 23.3926
Econ | Restaurants | Refrigeration | Display cases | TRC | Existing | NE4685 | Floating Head Pressure Controls | Floating Head Pressure Controls | NonEquip | 15 |  | 0% | Tech/Econ | 6.05% | 0 | 0 | 0
Econ | Restaurants | Refrigeration | Display cases | TRC | Existing | NE4607 | Anti-Sweat Controls | Anti-Sweat Controls | NonEquip | 8 | Display cases | 9.21% | Tech/Econ | 85% | 981884.7602 | 127.3064 | 106.635
Econ | Restaurants | Refrigeration | Display cases | TRC | Turnover | ET2618 | Refrigerated Display Case LED Lighting | Refrigerated Display Case LED Lighting | Equip | 8 | Display cases | 0% | Tech/Econ | 6.613% | 0 | 0 | 0
Econ | Restaurants | Refrigeration | Display cases | TRC | Turnover | ET2462 | Energy Star Commercial Solid Door Refrigerator | Energy Star Commercial Solid Door Refrigerator | Equip | 12 | Display cases | 0% | Tech/Econ | 50.28% | 0 | 0 | 0
Econ | Restaurants | Refrigeration | Display cases | TRC | Turnover | ET2423 | Energy Star Commercial Solid Door Freezer | Energy Star Commercial Solid Door Freezer | Equip | 12 | Display cases | 0% | Tech/Econ | 42.11% | 0 | 0 | 0
Econ | Restaurants | Refrigeration | Display cases | TRC | Turnover | ET2384 | Energy Star Commercial Glass Door Refrigerator | Energy Star Commercial Glass Door Refrigerator | Equip | 12 | Display cases | 0% | Tech/Econ | 37.88% | 0 | 0 | 0
Econ | Restaurants | Refrigeration | Display cases | TRC | Turnover | ET2345 | Energy Star Commercial Glass Door Freezer | Energy Star Commercial Glass Door Freezer | Equip | 12 | Display cases | 0% | Tech/Econ | 40.57% | 0 | 0 | 0
Econ | Restaurants | Refrigeration | Display cases | TRC | New | EN2488 | Energy Star Commercial Solid Door Refrigerator | Energy Star Commercial Solid Door Refrigerator | Equip | 12 | Display cases | 0% | Tech/Econ | 50.28% | 0 | 0 | 0
Econ | Restaurants | Refrigeration | Display cases | TRC | New | EN2449 | Energy Star Commercial Solid Door Freezer | Energy Star Commercial Solid Door Freezer | Equip | 12 | Display cases | 0% | Tech/Econ | 42.11% | 0 | 0 | 0
Econ | Restaurants | Refrigeration | Display cases | TRC | New | EN2410 | Energy Star Commercial Glass Door Refrigerator | Energy Star Commercial Glass Door Refrigerator | Equip | 12 | Display cases | 0% | Tech/Econ | 37.88% | 0 | 0 | 0
Econ | Restaurants | Refrigeration | Display cases | TRC | New | EN2371 | Energy Star Commercial Glass Door Freezer | Energy Star Commercial Glass Door Freezer | Equip | 12 | Display cases | 0% | Tech/Econ | 40.57% | 0 | 0 | 0
Econ | Restaurants | Cooking | Cooking Other | TRC | Turnover | ET167 | Energy Star Hot Food Holding Cabinet | Energy Star Hot Food Holding Cabinet | Equip | 12 | Cooking Other | 26.95% | Tech/Econ | 52.67% | 6780451.59 | 1248.702 | 604.2106
Econ | Restaurants | Cooking | Cooking Other | TRC | Turnover | ET128 | Energy Star Griddle | Energy Star Griddle | Equip | 12 | Cooking Other | 41% | Tech/Econ | 12.08% | 2646415.498 | 437.2846 | 111.9124
Econ | Restaurants | Cooking | Cooking Other | TRC | Turnover | ET11 | Efficient Exhaust Hood | Efficient Exhaust Hood | Equip | 15 | Cooking Other | 14.03% | Tech/Econ | 42.5% | 3027978.503 | 661.9754 | 259.8237
Econ | Restaurants | Cooking | Cooking Other | TRC | New | EN37 | Efficient Exhaust Hood | Efficient Exhaust Hood | Equip | 15 | Cooking Other | 14.03% | Tech/Econ | 42.5% | 38018.3611 | 8.3116 | 3.2623
Econ | Restaurants | Cooking | Cooking Other | TRC | New | EN193 | Energy Star Hot Food Holding Cabinet | Energy Star Hot Food Holding Cabinet | Equip | 12 | Cooking Other | 26.95% | Tech/Econ | 52.67% | 85133.2521 | 15.6783 | 7.5863
Econ | Restaurants | Cooking | Cooking Other | TRC | New | EN154 | Energy Star Griddle | Energy Star Griddle | Equip | 12 | Cooking Other | 41% | Tech/Econ | 12.08% | 33227.574 | 5.4904 | 1.4051
Econ | Restaurants | Office Equipment | Computers | TRC | New | NN4594 | Smart Strip Plug Outlet | Smart Strip Plug Outlet | NonEquip | 4 |  | 43.9% | Tech/Econ | 1.187% | 220.6415 | 0.032808 | 0
Econ | Restaurants | Office Equipment | Computers | TRC | New | NN4568 | Network PC Power Management | Network PC Power Management | NonEquip | 5 | Computers | 0% | Tech/Econ | 56.5% | 0 | 0 | 0
Econ | Restaurants | Office Equipment | Computers | TRC | Existing | NE4581 | Smart Strip Plug Outlet | Smart Strip Plug Outlet | NonEquip | 4 |  | 43.9% | Tech/Econ | 1.187% | 17573.03 | 2.613 | 0
Econ | Restaurants | Office Equipment | Computers | TRC | Existing | NE4555 | Network PC Power Management | Network PC Power Management | NonEquip | 5 | Computers | 0% | Tech/Econ | 56.5% | 0 | 0 | 0
Econ | Restaurants | Office Equipment | Computers | TRC | Turnover | ET2189 | Energy Star PCs | Energy Star PCs | Equip | 4 | Computers | 35% | Tech/Econ | 43.34% | 508949.2531 | 72.4837 | 0
Econ | Restaurants | Office Equipment | Computers | TRC | New | EN2215 | Energy Star PCs | Energy Star PCs | Equip | 4 | Computers | 35% | Tech/Econ | 43.34% | 6390.2093 | 0.91008 | 0
Econ | Restaurants | Domestic Hot Water | Centralized water heaters | TRC | New | NN5426 | Retro-Commissioning | Retro-Commissioning | NonEquip | 5 |  | 0% | Tech/Econ | 16% | 0 | 0 | 0
Econ | Restaurants | Domestic Hot Water | Centralized water heaters | TRC | New | NN2930 | Thermostatic Shower Restriction Valve | Thermostatic Shower Restriction Valve | NonEquip | 10 | Centralized water heaters | 0% | Tech/Econ | 3.577% | 0 | 0 | 0
Econ | Restaurants | Domestic Hot Water | Centralized water heaters | TRC | New | NN2904 | Tank Wrap on Water Heater | Tank Wrap on Water Heater | NonEquip | 7 | Centralized water heaters | 55.99% | Tech/Econ | 2.106% | 0 | 0 | 0
Econ | Restaurants | Domestic Hot Water | Centralized water heaters | TRC | New | NN2878 | Low-Flow Pre-Rinse Sprayers | Low-Flow Pre-Rinse Sprayers | NonEquip | 5 | Centralized water heaters | 24.64% | Tech/Econ | 9.465% | 4639.4081 | 0.73024 | 0.40546
Econ | Restaurants | Domestic Hot Water | Centralized water heaters | TRC | New | NN2852 | Low Flow Shower Head | Low Flow Shower Head | NonEquip | 10 | Centralized water heaters | 0% | Tech/Econ | 0.7248% | 0 | 0 | 0
Econ | Restaurants | Domestic Hot Water | Centralized water heaters | TRC | New | NN2826 | Hot Water Pipe Insulation | Hot Water Pipe Insulation | NonEquip | 13 | Centralized water heaters | 22.45% | Tech/Econ | 11.31% | 0 | 0 | 0
Econ | Restaurants | Domestic Hot Water | Centralized water heaters | TRC | New | NN2774 | Faucet Aerator | Faucet Aerator | NonEquip | 10 | Centralized water heaters | 23.64% | Tech/Econ | 0.3414% | 176.206 | 0.0093516 | 0.079798
Econ | Restaurants | Domestic Hot Water | Centralized water heaters | TRC | Existing | NE5413 | Retro-Commissioning | Retro-Commissioning | NonEquip | 5 |  | 21.99% | Tech/Econ | 16% | 611735.5466 | 188.8712 | 365.9573
Econ | Restaurants | Domestic Hot Water | Centralized water heaters | TRC | Existing | NE2917 | Thermostatic Shower Restriction Valve | Thermostatic Shower Restriction Valve | NonEquip | 10 | Centralized water heaters | 0% | Tech/Econ | 3.422% | 0 | 0 | 0
Econ | Restaurants | Domestic Hot Water | Centralized water heaters | TRC | Existing | NE2891 | Tank Wrap on Water Heater | Tank Wrap on Water Heater | NonEquip | 7 | Centralized water heaters | 55.99% | Tech/Econ | 2.106% | 121637.2091 | 12.1843 | 12.4314
Econ | Restaurants | Domestic Hot Water | Centralized water heaters | TRC | Existing | NE2865 | Low-Flow Pre-Rinse Sprayers | Low-Flow Pre-Rinse Sprayers | NonEquip | 5 | Centralized water heaters | 24.64% | Tech/Econ | 9.025% | 339971.3323 | 53.5111 | 29.7114
Econ | Restaurants | Domestic Hot Water | Centralized water heaters | TRC | Existing | NE2839 | Low Flow Shower Head | Low Flow Shower Head | NonEquip | 10 | Centralized water heaters | 0% | Tech/Econ | 0.6933% | 0 | 0 | 0
Econ | Restaurants | Domestic Hot Water | Centralized water heaters | TRC | Existing | NE2813 | Hot Water Pipe Insulation | Hot Water Pipe Insulation | NonEquip | 13 | Centralized water heaters | 4.299% | Tech/Econ | 10.82% | 48188.653 | 3.7921 | 6.5556
Econ | Restaurants | Domestic Hot Water | Centralized water heaters | TRC | Existing | NE2761 | Faucet Aerator | Faucet Aerator | NonEquip | 10 | Centralized water heaters | 23.64% | Tech/Econ | 0.3266% | 12952.7471 | 0.68742 | 5.8659
Econ | Restaurants | Domestic Hot Water | Centralized water heaters | TRC | Turnover | ET362 | Heat Pump Water Heater | Heat Pump Water Heater | Equip | 10 | Centralized water heaters | 46.98% | Tech/Econ | 65.32% | 4587797.477 | 321.8772 | 1688.64
Econ | Restaurants | Domestic Hot Water | Centralized water heaters | TRC | Turnover | ET284 | Energy Star Commercial Dishwasher | Energy Star Commercial Dishwasher | Equip | 15 | Centralized water heaters | 29.7% | Tech/Econ | 29.58% | 1472777.448 | 106.8668 | -0.01137
Econ | Restaurants | Domestic Hot Water | Centralized water heaters | TRC | New | EN388 | Heat Pump Water Heater | Heat Pump Water Heater | Equip | 10 | Centralized water heaters | 46.98% | Tech/Econ | 65.32% | 27955.6492 | 1.9614 | 10.2897
Econ | Restaurants | Domestic Hot Water | Centralized water heaters | TRC | New | EN310 | Energy Star Commercial Dishwasher | Energy Star Commercial Dishwasher | Equip | 15 | Centralized water heaters | 29.7% | Tech/Econ | 29.58% | 19165.3826 | 1.3907 | -0.00014796
Econ | Restaurants | Space Cooling | Central chillers inside | TRC | New | NN5374 | Retro-Commissioning | Retro-Commissioning | NonEquip | 5 |  | 0% | Tech/Econ | 16% | 0 | 0 | 0
Econ | Restaurants | Space Cooling | Central chillers inside | TRC | New | NN4204 | Thermal Energy Storage | Thermal Energy Storage | NonEquip | 20 |  | 0% | Tech/Econ | 0% | 0 | 0 | 0
Econ | Restaurants | Space Cooling | Central chillers inside | TRC | New | NN4152 | Smart Thermostat | Smart Thermostat | NonEquip | 11 |  | 45.33% | Tech/Econ | 10% | 1074.9555 | 0.39836 | 0
Econ | Restaurants | Space Cooling | Central chillers inside | TRC | New | NN4048 | Programmable Thermostat | Programmable Thermostat | NonEquip | 11 |  | 0% | Tech/Econ | 3.6% | 0 | 0 | 0
Econ | Restaurants | Space Cooling | Central chillers inside | TRC | New | NN3918 | HVAC tune-up_RTU | HVAC tune-up_RTU | NonEquip | 5 | Packaged air conditioning units (RTUs) | 0% | Tech/Econ | 5% | 0 | 0 | 0
Econ | Restaurants | Space Cooling | Central chillers inside | TRC | New | NN3892 | HVAC tune-up | HVAC tune-up | NonEquip | 5 | Residential-type central air conditioners | 0% | Tech/Econ | 5% | 0 | 0 | 0
Econ | Restaurants | Space Cooling | Central chillers inside | TRC | New | NN3684 | Facility Energy Management System | Facility Energy Management System | NonEquip | 15 |  | 4.276% | Tech/Econ | 20% | 204.5635 | 0.053383 | 0
Econ | Restaurants | Space Cooling | Central chillers inside | TRC | New | NN3632 | Facility Commissioning | Facility Commissioning | NonEquip | 10 |  | 71.67% | Tech/Econ | 16% | 1614.7195 | 0.28271 | 0.00645
Econ | Restaurants | Space Cooling | Central chillers inside | TRC | New | NN3606 | Energy Recovery Ventilation System (ERV) | Energy Recovery Ventilation System (ERV) | NonEquip | 15 | Packaged air conditioning units (RTUs) | 0% | Tech/Econ | 10.9% | 0 | 0 | 0
Econ | Restaurants | Space Cooling | Central chillers inside | TRC | New | NN3528 | Duct Sealing Repair | Duct Sealing Repair | NonEquip | 15 |  | 0% | Tech/Econ | 12% | 0 | 0 | 0
Econ | Restaurants | Space Cooling | Central chillers inside | TRC | New | NN3424 | Dedicated Outdoor Air System on VRF unit | Dedicated Outdoor Air System on VRF unit | NonEquip | 15 | Residential-type central air conditioners | 0% | Tech/Econ | 17.5% | 0 | 0 | 0
Econ | Restaurants | Space Cooling | Central chillers inside | TRC | New | NN3320 | Chilled Water System - Variable Speed Drives | Chilled Water System - Variable Speed Drives | NonEquip | 13 | Central chillers inside | 73.99% | Tech/Econ | 24.74% | 2053.1237 | 0.19097 | 0.043406
Econ | Restaurants | Space Cooling | Central chillers inside | TRC | New | NN3294 | Chilled Water Controls Optimization | Chilled Water Controls Optimization | NonEquip | 10 | Central chillers inside | 34.04% | Tech/Econ | 12.5% | 1063.1226 | 0.35142 | 7.9608e-05
Econ | Restaurants | Space Cooling | Central chillers inside | TRC | New | NN3216 | Ceiling Insulation(R2 to R38) | Ceiling Insulation(R2 to R38) | NonEquip | 20 |  | 0% | Tech/Econ | 6.021% | 0 | 0 | 0
Econ | Restaurants | Space Cooling | Central chillers inside | TRC | New | NN3060 | Airside Economizer | Airside Economizer | NonEquip | 10 | Packaged air conditioning units (RTUs) | 0% | Tech/Econ | 5.556% | 0 | 0 | 0
Econ | Restaurants | Space Cooling | Central chillers inside | TRC | Existing | NE5361 | Retro-Commissioning | Retro-Commissioning | NonEquip | 5 |  | 21.99% | Tech/Econ | 16% | 70006.7971 | 21.6144 | 0
Econ | Restaurants | Space Cooling | Central chillers inside | TRC | Existing | NE4217 | Wall Insulation | Wall Insulation | NonEquip | 20 |  | 0% | Tech/Econ | 5.281% | 0 | 0 | 0
Econ | Restaurants | Space Cooling | Central chillers inside | TRC | Existing | NE4191 | Thermal Energy Storage | Thermal Energy Storage | NonEquip | 20 |  | 0% | Tech/Econ | 0% | 0 | 0 | 0
Econ | Restaurants | Space Cooling | Central chillers inside | TRC | Existing | NE4139 | Smart Thermostat | Smart Thermostat | NonEquip | 11 |  | 45.33% | Tech/Econ | 10% | 80179.745 | 29.713 | 0
Econ | Restaurants | Space Cooling | Central chillers inside | TRC | Existing | NE4035 | Programmable Thermostat | Programmable Thermostat | NonEquip | 11 |  | 0% | Tech/Econ | 3.6% | 0 | 0 | 0
Econ | Restaurants | Space Cooling | Central chillers inside | TRC | Existing | NE3905 | HVAC tune-up_RTU | HVAC tune-up_RTU | NonEquip | 5 | Packaged air conditioning units (RTUs) | 0% | Tech/Econ | 5% | 0 | 0 | 0
Econ | Restaurants | Space Cooling | Central chillers inside | TRC | Existing | NE3879 | HVAC tune-up | HVAC tune-up | NonEquip | 5 | Residential-type central air conditioners | 0% | Tech/Econ | 5% | 0 | 0 | 0
Econ | Restaurants | Space Cooling | Central chillers inside | TRC | Existing | NE3671 | Facility Energy Management System | Facility Energy Management System | NonEquip | 15 |  | 0.5043% | Tech/Econ | 20% | 1786.0623 | 0.46609 | 0
Econ | Restaurants | Space Cooling | Central chillers inside | TRC | Existing | NE3593 | Energy Recovery Ventilation System (ERV) | Energy Recovery Ventilation System (ERV) | NonEquip | 15 | Packaged air conditioning units (RTUs) | 0% | Tech/Econ | 10.9% | 0 | 0 | 0
Econ | Restaurants | Space Cooling | Central chillers inside | TRC | Existing | NE3515 | Duct Sealing Repair | Duct Sealing Repair | NonEquip | 15 |  | 30.55% | Tech/Econ | 12% | 70386.1828 | 13.8676 | 0
Econ | Restaurants | Space Cooling | Central chillers inside | TRC | Existing | NE3411 | Dedicated Outdoor Air System on VRF unit | Dedicated Outdoor Air System on VRF unit | NonEquip | 15 | Residential-type central air conditioners | 0% | Tech/Econ | 17.5% | 0 | 0 | 0
Econ | Restaurants | Space Cooling | Central chillers inside | TRC | Existing | NE3307 | Chilled Water System - Variable Speed Drives | Chilled Water System - Variable Speed Drives | NonEquip | 13 | Central chillers inside | 73.99% | Tech/Econ | 24.74% | 301441.2194 | 28.0382 | 6.3729
Econ | Restaurants | Space Cooling | Central chillers inside | TRC | Existing | NE3281 | Chilled Water Controls Optimization | Chilled Water Controls Optimization | NonEquip | 10 | Central chillers inside | 34.04% | Tech/Econ | 12.5% | 78698.3837 | 26.0144 | 0.005893
Econ | Restaurants | Space Cooling | Central chillers inside | TRC | Existing | NE3203 | Ceiling Insulation(R2 to R38) | Ceiling Insulation(R2 to R38) | NonEquip | 20 |  | 0% | Tech/Econ | 6.021% | 0 | 0 | 0
Econ | Restaurants | Space Cooling | Central chillers inside | TRC | Existing | NE3047 | Airside Economizer | Airside Economizer | NonEquip | 10 | Packaged air conditioning units (RTUs) | 0% | Tech/Econ | 5.556% | 0 | 0 | 0
Econ | Restaurants | Space Cooling | Central chillers inside | TRC | Turnover | ET986 | High Efficiency Chiller (Water cooled-centrifugal, 200 tons) | High Efficiency Chiller (Water cooled-centrifugal, 200 tons) | Equip | 20 | Central chillers inside | 28.37% | Tech/Econ | 4.362% | 16649.4793 | 5.3411 | 0.052583
Econ | Restaurants | Space Cooling | Central chillers inside | TRC | Turnover | ET908 | High Efficiency Chiller (Air Cooled, 50 tons) | High Efficiency Chiller (Air Cooled, 50 tons) | Equip | 20 | Central chillers inside | 28.37% | Tech/Econ | 8.759% | 41962.9705 | 9.7314 | 2.2447
Econ | Restaurants | Space Cooling | Central chillers inside | TRC | Turnover | ET1064 | High Efficiency Chiller (Water cooled-positive displacement, 100 tons) | High Efficiency Chiller (Water cooled-positive displacement, 100 tons) | Equip | 20 | Central chillers inside | 28.37% | Tech/Econ | 2.683% | 10112.8643 | 3.2441 | 0.031939
Econ | Restaurants | Space Cooling | Central chillers inside | TRC | New | EN934 | High Efficiency Chiller (Air Cooled, 50 tons) | High Efficiency Chiller (Air Cooled, 50 tons) | Equip | 20 | Central chillers inside | 28.37% | Tech/Econ | 8.759% | 562.59 | 0.13047 | 0.030094
Econ | Restaurants | Space Cooling | Central chillers inside | TRC | New | EN1090 | High Efficiency Chiller (Water cooled-positive displacement, 100 tons) | High Efficiency Chiller (Water cooled-positive displacement, 100 tons) | Equip | 20 | Central chillers inside | 28.37% | Tech/Econ | 2.683% | 0 | 0 | 0
Econ | Restaurants | Space Cooling | Central chillers inside | TRC | New | EN1012 | High Efficiency Chiller (Water cooled-centrifugal, 200 tons) | High Efficiency Chiller (Water cooled-centrifugal, 200 tons) | Equip | 20 | Central chillers inside | 28.37% | Tech/Econ | 4.362% | 0 | 0 | 0
Econ | Restaurants | Ventilation and Circulation | Central air-handling unit | TRC | New | NN5400 | Retro-Commissioning | Retro-Commissioning | NonEquip | 5 |  | 0% | Tech/Econ | 16% | 0 | 0 | 0
Econ | Restaurants | Ventilation and Circulation | Central air-handling unit | TRC | New | NN4984 | VAV System | VAV System | NonEquip | 10 |  | 0% | Tech/Econ | 30% | 0 | 0 | 0
Econ | Restaurants | Ventilation and Circulation | Central air-handling unit | TRC | New | NN4958 | Demand Controlled Ventilation | Demand Controlled Ventilation | NonEquip | 10 |  | 23.39% | Tech/Econ | 9.761% | 4972.536 | 0.51771 | 2.9147
Econ | Restaurants | Ventilation and Circulation | Central air-handling unit | TRC | New | NN4932 | CO Sensors for Parking Garage Exhaust | CO Sensors for Parking Garage Exhaust | NonEquip | 15 | Motor/Fan | 0% | Tech/Econ | 33% | 0 | 0 | 0
Econ | Restaurants | Ventilation and Circulation | Central air-handling unit | TRC | Existing | NE5387 | Retro-Commissioning | Retro-Commissioning | NonEquip | 5 |  | 21.99% | Tech/Econ | 16% | 610259.4993 | 188.4155 | 365.0743
Econ | Restaurants | Ventilation and Circulation | Central air-handling unit | TRC | Existing | NE4971 | VAV System | VAV System | NonEquip | 10 |  | 0% | Tech/Econ | 30% | 0 | 0 | 0
Econ | Restaurants | Ventilation and Circulation | Central air-handling unit | TRC | Existing | NE4945 | Demand Controlled Ventilation | Demand Controlled Ventilation | NonEquip | 10 |  | 23.39% | Tech/Econ | 9.761% | 382104.6706 | 39.7827 | 223.9766
Econ | Restaurants | Ventilation and Circulation | Central air-handling unit | TRC | Existing | NE4919 | CO Sensors for Parking Garage Exhaust | CO Sensors for Parking Garage Exhaust | NonEquip | 15 | Motor/Fan | 0% | Tech/Econ | 33% | 0 | 0 | 0
Econ | Restaurants | Interior Lighting | case lighting | TRC | New | NN5270 | Retro-Commissioning | Retro-Commissioning | NonEquip | 5 |  | 0% | Tech/Econ | 16% | 0 | 0 | 0
Econ | Restaurants | Interior Lighting | case lighting | TRC | New | NN4438 | Interior Lighting Controls | Interior Lighting Controls | NonEquip | 8 | Overhead (fluorescent/LED/CFL U-shape) | 0% | Tech/Econ | 28% | 0 | 0 | 0
Econ | Restaurants | Interior Lighting | case lighting | TRC | New | NN3710 | Facility Energy Management System | Facility Energy Management System | NonEquip | 15 |  | 4.276% | Tech/Econ | 24% | 0.39674 | 0.00010353 | 4.7604e-05
Econ | Restaurants | Interior Lighting | case lighting | TRC | Existing | NE5257 | Retro-Commissioning | Retro-Commissioning | NonEquip | 5 |  | 21.99% | Tech/Econ | 16% | 108.3307 | 0.033447 | 0.064806
Econ | Restaurants | Interior Lighting | case lighting | TRC | Existing | NE4425 | Interior Lighting Controls | Interior Lighting Controls | NonEquip | 8 | Overhead (fluorescent/LED/CFL U-shape) | 0% | Tech/Econ | 28% | 0 | 0 | 0
Econ | Restaurants | Interior Lighting | case lighting | TRC | Existing | NE3697 | Facility Energy Management System | Facility Energy Management System | NonEquip | 15 |  | 0.5043% | Tech/Econ | 24% | 3.5958 | 0.00093836 | 0.00043145
Econ | Restaurants | Space Heating | Boilers | TRC | New | NN5348 | Retro-Commissioning | Retro-Commissioning | NonEquip | 5 |  | 0% | Tech/Econ | 16% | 0 | 0 | 0
Econ | Restaurants | Space Heating | Boilers | TRC | New | NN4178 | Smart Thermostat | Smart Thermostat | NonEquip | 11 |  | 45.33% | Tech/Econ | 10% | 0 | 0 | 0
Econ | Restaurants | Space Heating | Boilers | TRC | New | NN4074 | Programmable Thermostat | Programmable Thermostat | NonEquip | 11 |  | 0% | Tech/Econ | 3.6% | 0 | 0 | 0
Econ | Restaurants | Space Heating | Boilers | TRC | New | NN3658 | Facility Energy Management System | Facility Energy Management System | NonEquip | 15 |  | 4.276% | Tech/Econ | 20% | 0 | 0 | 0
Econ | Restaurants | Space Heating | Boilers | TRC | New | NN3580 | ECM Motors on Furnaces | ECM Motors on Furnaces | NonEquip | 15 | Forced air furnace | 0% | Tech/Econ | 1.706% | 0 | 0 | 0
Econ | Restaurants | Space Heating | Boilers | TRC | New | NN3554 | Duct Sealing Repair | Duct Sealing Repair | NonEquip | 15 |  | 0% | Tech/Econ | 12% | 0 | 0 | 0
Econ | Restaurants | Space Heating | Boilers | TRC | New | NN3398 | Dedicated Outdoor Air System on VRF unit | Dedicated Outdoor Air System on VRF unit | NonEquip | 15 | Residential/split system heat pump | 0% | Tech/Econ | 10% | 0 | 0 | 0
Econ | Restaurants | Space Heating | Boilers | TRC | New | NN3190 | Ceiling Insulation(R2 to R38) | Ceiling Insulation(R2 to R38) | NonEquip | 20 |  | 0% | Tech/Econ | 2.11% | 0 | 0 | 0
Econ | Restaurants | Space Heating | Boilers | TRC | Existing | NE5335 | Retro-Commissioning | Retro-Commissioning | NonEquip | 5 |  | 21.99% | Tech/Econ | 16% | 0 | 0 | 0
Econ | Restaurants | Space Heating | Boilers | TRC | Existing | NE4243 | Wall Insulation | Wall Insulation | NonEquip | 20 |  | 0% | Tech/Econ | 0.2981% | 0 | 0 | 0
Econ | Restaurants | Space Heating | Boilers | TRC | Existing | NE4165 | Smart Thermostat | Smart Thermostat | NonEquip | 11 |  | 45.33% | Tech/Econ | 10% | 0 | 0 | 0
Econ | Restaurants | Space Heating | Boilers | TRC | Existing | NE4061 | Programmable Thermostat | Programmable Thermostat | NonEquip | 11 |  | 0% | Tech/Econ | 3.6% | 0 | 0 | 0
Econ | Restaurants | Space Heating | Boilers | TRC | Existing | NE3645 | Facility Energy Management System | Facility Energy Management System | NonEquip | 15 |  | 0.5043% | Tech/Econ | 20% | 0 | 0 | 0
Econ | Restaurants | Space Heating | Boilers | TRC | Existing | NE3567 | ECM Motors on Furnaces | ECM Motors on Furnaces | NonEquip | 15 | Forced air furnace | 0% | Tech/Econ | 1.706% | 0 | 0 | 0
Econ | Restaurants | Space Heating | Boilers | TRC | Existing | NE3541 | Duct Sealing Repair | Duct Sealing Repair | NonEquip | 15 |  | 30.55% | Tech/Econ | 12% | 0 | 0 | 0
Econ | Restaurants | Space Heating | Boilers | TRC | Existing | NE3385 | Dedicated Outdoor Air System on VRF unit | Dedicated Outdoor Air System on VRF unit | NonEquip | 15 | Residential/split system heat pump | 0% | Tech/Econ | 10% | 0 | 0 | 0
Econ | Restaurants | Space Heating | Boilers | TRC | Existing | NE3177 | Ceiling Insulation(R2 to R38) | Ceiling Insulation(R2 to R38) | NonEquip | 20 |  | 0% | Tech/Econ | 2.328% | 0 | 0 | 0
Econ | Restaurants | Domestic Hot Water | "Point-of-Use" water heaters | TRC | New | NN5426 | Retro-Commissioning | Retro-Commissioning | NonEquip | 5 |  | 0% | Tech/Econ | 16% | 0 | 0 | 0
Econ | Restaurants | Domestic Hot Water | "Point-of-Use" water heaters | TRC | New | NN2930 | Thermostatic Shower Restriction Valve | Thermostatic Shower Restriction Valve | NonEquip | 10 | Centralized water heaters | 0% | Tech/Econ | 3.577% | 0 | 0 | 0
Econ | Restaurants | Domestic Hot Water | "Point-of-Use" water heaters | TRC | New | NN2904 | Tank Wrap on Water Heater | Tank Wrap on Water Heater | NonEquip | 7 | Centralized water heaters | 0% | Tech/Econ | 2.106% | 0 | 0 | 0
Econ | Restaurants | Domestic Hot Water | "Point-of-Use" water heaters | TRC | New | NN2878 | Low-Flow Pre-Rinse Sprayers | Low-Flow Pre-Rinse Sprayers | NonEquip | 5 | Centralized water heaters | 0% | Tech/Econ | 9.465% | 0 | 0 | 0
Econ | Restaurants | Domestic Hot Water | "Point-of-Use" water heaters | TRC | New | NN2852 | Low Flow Shower Head | Low Flow Shower Head | NonEquip | 10 | Centralized water heaters | 0% | Tech/Econ | 0.7248% | 0 | 0 | 0
Econ | Restaurants | Domestic Hot Water | "Point-of-Use" water heaters | TRC | New | NN2826 | Hot Water Pipe Insulation | Hot Water Pipe Insulation | NonEquip | 13 | Centralized water heaters | 0% | Tech/Econ | 11.31% | 0 | 0 | 0
Econ | Restaurants | Domestic Hot Water | "Point-of-Use" water heaters | TRC | New | NN2774 | Faucet Aerator | Faucet Aerator | NonEquip | 10 | Centralized water heaters | 0% | Tech/Econ | 0.3414% | 0 | 0 | 0
Econ | Restaurants | Domestic Hot Water | "Point-of-Use" water heaters | TRC | Existing | NE5413 | Retro-Commissioning | Retro-Commissioning | NonEquip | 5 |  | 21.99% | Tech/Econ | 16% | 19830.4647 | 6.1226 | 11.8631
Econ | Restaurants | Domestic Hot Water | "Point-of-Use" water heaters | TRC | Existing | NE2917 | Thermostatic Shower Restriction Valve | Thermostatic Shower Restriction Valve | NonEquip | 10 | Centralized water heaters | 0% | Tech/Econ | 3.422% | 0 | 0 | 0
Econ | Restaurants | Domestic Hot Water | "Point-of-Use" water heaters | TRC | Existing | NE2891 | Tank Wrap on Water Heater | Tank Wrap on Water Heater | NonEquip | 7 | Centralized water heaters | 0% | Tech/Econ | 2.106% | 0 | 0 | 0
Econ | Restaurants | Domestic Hot Water | "Point-of-Use" water heaters | TRC | Existing | NE2865 | Low-Flow Pre-Rinse Sprayers | Low-Flow Pre-Rinse Sprayers | NonEquip | 5 | Centralized water heaters | 0% | Tech/Econ | 9.025% | 0 | 0 | 0
Econ | Restaurants | Domestic Hot Water | "Point-of-Use" water heaters | TRC | Existing | NE2839 | Low Flow Shower Head | Low Flow Shower Head | NonEquip | 10 | Centralized water heaters | 0% | Tech/Econ | 0.6933% | 0 | 0 | 0
Econ | Restaurants | Domestic Hot Water | "Point-of-Use" water heaters | TRC | Existing | NE2813 | Hot Water Pipe Insulation | Hot Water Pipe Insulation | NonEquip | 13 | Centralized water heaters | 0% | Tech/Econ | 10.82% | 0 | 0 | 0
Econ | Restaurants | Domestic Hot Water | "Point-of-Use" water heaters | TRC | Existing | NE2761 | Faucet Aerator | Faucet Aerator | NonEquip | 10 | Centralized water heaters | 0% | Tech/Econ | 0.3266% | 0 | 0 | 0
Econ | Restaurants | Domestic Hot Water | "Point-of-Use" water heaters | TRC | Turnover | ET323 | Energy Star Commercial Dishwasher | Energy Star Commercial Dishwasher | Equip | 15 | "Point-of-Use" water heaters | 29.7% | Tech/Econ | 29.42% | 47510.6884 | 3.4474 | -0.00036678
Econ | Restaurants | Domestic Hot Water | "Point-of-Use" water heaters | TRC | New | EN349 | Energy Star Commercial Dishwasher | Energy Star Commercial Dishwasher | Equip | 15 | "Point-of-Use" water heaters | 29.7% | Tech/Econ | 29.42% | 618.2824 | 0.044863 | -4.7731e-06
Econ | Retail | Refrigeration | Walk-in cooler | TRC | New | NN5323 | Retro-Commissioning | Retro-Commissioning | NonEquip | 5 |  | 0% | Tech/Econ | 16% | 0 | 0 | 0
Econ | Retail | Refrigeration | Walk-in cooler | TRC | New | NN4907 | Strip Curtains for Walk-ins | Strip Curtains for Walk-ins | NonEquip | 4 | Walk-in cooler | 3.76% | Tech/Econ | 2.115% | 12.5214 | 0.0018103 | 0.00049858
Econ | Retail | Refrigeration | Walk-in cooler | TRC | New | NN4855 | PSC to ECM Evaporator Fan Motor (Walk-In, Refrigerator) | PSC to ECM Evaporator Fan Motor (Walk-In, Refrigerator) | NonEquip | 15 | Walk-in cooler | 68.68% | Tech/Econ | 37.5% | 4051.0423 | 0.56384 | 0.051652
Econ | Retail | Refrigeration | Walk-in cooler | TRC | New | NN4829 | PSC to ECM Evaporator Fan Motor (Reach-In) | PSC to ECM Evaporator Fan Motor (Reach-In) | NonEquip | 15 | Display cases | 0% | Tech/Econ | 37.5% | 0 | 0 | 0
Econ | Retail | Refrigeration | Walk-in cooler | TRC | New | NN4699 | Floating Head Pressure Controls | Floating Head Pressure Controls | NonEquip | 15 |  | 0% | Tech/Econ | 6.05% | 0 | 0 | 0
Econ | Retail | Refrigeration | Walk-in cooler | TRC | New | NN4621 | Anti-Sweat Controls | Anti-Sweat Controls | NonEquip | 8 | Display cases | 0% | Tech/Econ | 85% | 0 | 0 | 0
Econ | Retail | Refrigeration | Walk-in cooler | TRC | Existing | NE5310 | Retro-Commissioning | Retro-Commissioning | NonEquip | 5 |  | 21.99% | Tech/Econ | 16% | 57135.3631 | 17.6403 | 34.18
Econ | Retail | Refrigeration | Walk-in cooler | TRC | Existing | NE4894 | Strip Curtains for Walk-ins | Strip Curtains for Walk-ins | NonEquip | 4 | Walk-in cooler | 3.76% | Tech/Econ | 2.115% | 1246.3446 | 0.18019 | 0.049628
Econ | Retail | Refrigeration | Walk-in cooler | TRC | Existing | NE4842 | PSC to ECM Evaporator Fan Motor (Walk-In, Refrigerator) | PSC to ECM Evaporator Fan Motor (Walk-In, Refrigerator) | NonEquip | 15 | Walk-in cooler | 17.17% | Tech/Econ | 37.5% | 100807.1179 | 14.0306 | 1.2853
Econ | Retail | Refrigeration | Walk-in cooler | TRC | Existing | NE4816 | PSC to ECM Evaporator Fan Motor (Reach-In) | PSC to ECM Evaporator Fan Motor (Reach-In) | NonEquip | 15 | Display cases | 0% | Tech/Econ | 37.5% | 0 | 0 | 0
Econ | Retail | Refrigeration | Walk-in cooler | TRC | Existing | NE4712 | Freezer-Cooler Replacement Gaskets | Freezer-Cooler Replacement Gaskets | NonEquip | 4 | Display cases | 0% | Tech/Econ | 3.131% | 0 | 0 | 0
Econ | Retail | Refrigeration | Walk-in cooler | TRC | Existing | NE4686 | Floating Head Pressure Controls | Floating Head Pressure Controls | NonEquip | 15 |  | 0% | Tech/Econ | 6.05% | 0 | 0 | 0
Econ | Retail | Refrigeration | Walk-in cooler | TRC | Existing | NE4608 | Anti-Sweat Controls | Anti-Sweat Controls | NonEquip | 8 | Display cases | 0% | Tech/Econ | 85% | 0 | 0 | 0
Econ | Retail | Refrigeration | Vending and ice makers | TRC | New | NN5323 | Retro-Commissioning | Retro-Commissioning | NonEquip | 5 |  | 0% | Tech/Econ | 16% | 0 | 0 | 0
Econ | Retail | Refrigeration | Vending and ice makers | TRC | New | NN4907 | Strip Curtains for Walk-ins | Strip Curtains for Walk-ins | NonEquip | 4 | Walk-in cooler | 0% | Tech/Econ | 2.115% | 0 | 0 | 0
Econ | Retail | Refrigeration | Vending and ice makers | TRC | New | NN4855 | PSC to ECM Evaporator Fan Motor (Walk-In, Refrigerator) | PSC to ECM Evaporator Fan Motor (Walk-In, Refrigerator) | NonEquip | 15 | Walk-in cooler | 0% | Tech/Econ | 37.5% | 0 | 0 | 0
Econ | Retail | Refrigeration | Vending and ice makers | TRC | New | NN4829 | PSC to ECM Evaporator Fan Motor (Reach-In) | PSC to ECM Evaporator Fan Motor (Reach-In) | NonEquip | 15 | Display cases | 0% | Tech/Econ | 37.5% | 0 | 0 | 0
Econ | Retail | Refrigeration | Vending and ice makers | TRC | New | NN4699 | Floating Head Pressure Controls | Floating Head Pressure Controls | NonEquip | 15 |  | 0% | Tech/Econ | 6.05% | 0 | 0 | 0
Econ | Retail | Refrigeration | Vending and ice makers | TRC | New | NN4621 | Anti-Sweat Controls | Anti-Sweat Controls | NonEquip | 8 | Display cases | 0% | Tech/Econ | 85% | 0 | 0 | 0
Econ | Retail | Refrigeration | Vending and ice makers | TRC | Existing | NE5310 | Retro-Commissioning | Retro-Commissioning | NonEquip | 5 |  | 21.99% | Tech/Econ | 16% | 226866.8484 | 70.0444 | 135.7181
Econ | Retail | Refrigeration | Vending and ice makers | TRC | Existing | NE4894 | Strip Curtains for Walk-ins | Strip Curtains for Walk-ins | NonEquip | 4 | Walk-in cooler | 0% | Tech/Econ | 2.115% | 0 | 0 | 0
Econ | Retail | Refrigeration | Vending and ice makers | TRC | Existing | NE4842 | PSC to ECM Evaporator Fan Motor (Walk-In, Refrigerator) | PSC to ECM Evaporator Fan Motor (Walk-In, Refrigerator) | NonEquip | 15 | Walk-in cooler | 0% | Tech/Econ | 37.5% | 0 | 0 | 0
Econ | Retail | Refrigeration | Vending and ice makers | TRC | Existing | NE4816 | PSC to ECM Evaporator Fan Motor (Reach-In) | PSC to ECM Evaporator Fan Motor (Reach-In) | NonEquip | 15 | Display cases | 0% | Tech/Econ | 37.5% | 0 | 0 | 0
Econ | Retail | Refrigeration | Vending and ice makers | TRC | Existing | NE4712 | Freezer-Cooler Replacement Gaskets | Freezer-Cooler Replacement Gaskets | NonEquip | 4 | Display cases | 0% | Tech/Econ | 3.131% | 0 | 0 | 0
Econ | Retail | Refrigeration | Vending and ice makers | TRC | Existing | NE4686 | Floating Head Pressure Controls | Floating Head Pressure Controls | NonEquip | 15 |  | 0% | Tech/Econ | 6.05% | 0 | 0 | 0
Econ | Retail | Refrigeration | Vending and ice makers | TRC | Existing | NE4608 | Anti-Sweat Controls | Anti-Sweat Controls | NonEquip | 8 | Display cases | 0% | Tech/Econ | 85% | 0 | 0 | 0
Econ | Retail | Exterior Lighting | Street lighting | TRC | New | NN5297 | Retro-Commissioning | Retro-Commissioning | NonEquip | 5 |  | 0% | Tech/Econ | 16% | 0 | 0 | 0
Econ | Retail | Exterior Lighting | Street lighting | TRC | New | NN2983 | Outdoor Lighting Controls | Outdoor Lighting Controls | NonEquip | 8 | Exterior parking/lot lighting | 0% | Tech/Econ | 28% | 0 | 0 | 0
Econ | Retail | Exterior Lighting | Street lighting | TRC | New | NN2957 | Bi-Level Lighting Control (Exterior) | Bi-Level Lighting Control (Exterior) | NonEquip | 9 | Exterior parking/lot lighting | 0% | Tech/Econ | 31% | 0 | 0 | 0
Econ | Retail | Exterior Lighting | Street lighting | TRC | Existing | NE5284 | Retro-Commissioning | Retro-Commissioning | NonEquip | 5 |  | 21.99% | Tech/Econ | 16% | 0 | 0 | 0
Econ | Retail | Exterior Lighting | Street lighting | TRC | Existing | NE2970 | Outdoor Lighting Controls | Outdoor Lighting Controls | NonEquip | 8 | Exterior parking/lot lighting | 0% | Tech/Econ | 28% | 0 | 0 | 0
Econ | Retail | Exterior Lighting | Street lighting | TRC | Existing | NE2944 | Bi-Level Lighting Control (Exterior) | Bi-Level Lighting Control (Exterior) | NonEquip | 9 | Exterior parking/lot lighting | 0% | Tech/Econ | 31% | 0 | 0 | 0
Econ | Retail | Exterior Lighting | Street lighting | TRC | Turnover | ET753 | LED Street Lights | LED Street Lights | Equip | 18 | Street lighting | 0% | Tech/Econ | 66.53% | 0 | 0 | 0
Econ | Retail | Exterior Lighting | Street lighting | TRC | New | EN779 | LED Street Lights | LED Street Lights | Equip | 18 | Street lighting | 0% | Tech/Econ | 66.53% | 0 | 0 | 0
Econ | Retail | Cooking | Steamer | TRC | Turnover | ET207 | Energy Star Steamer | Energy Star Steamer | Equip | 12 | Steamer | 0% | Tech/Econ | 56.63% | 0 | 0 | 0
Econ | Retail | Cooking | Steamer | TRC | New | EN233 | Energy Star Steamer | Energy Star Steamer | Equip | 12 | Steamer | 0% | Tech/Econ | 56.63% | 0 | 0 | 0
Econ | Retail | Exterior Lighting | Spot lighting/Security/Flood | TRC | New | NN5297 | Retro-Commissioning | Retro-Commissioning | NonEquip | 5 |  | 0% | Tech/Econ | 16% | 0 | 0 | 0
Econ | Retail | Exterior Lighting | Spot lighting/Security/Flood | TRC | New | NN2983 | Outdoor Lighting Controls | Outdoor Lighting Controls | NonEquip | 8 | Exterior parking/lot lighting | 0% | Tech/Econ | 28% | 0 | 0 | 0
Econ | Retail | Exterior Lighting | Spot lighting/Security/Flood | TRC | New | NN2957 | Bi-Level Lighting Control (Exterior) | Bi-Level Lighting Control (Exterior) | NonEquip | 9 | Exterior parking/lot lighting | 0% | Tech/Econ | 31% | 0 | 0 | 0
Econ | Retail | Exterior Lighting | Spot lighting/Security/Flood | TRC | Existing | NE5284 | Retro-Commissioning | Retro-Commissioning | NonEquip | 5 |  | 21.99% | Tech/Econ | 16% | 0 | 0 | 0
Econ | Retail | Exterior Lighting | Spot lighting/Security/Flood | TRC | Existing | NE2970 | Outdoor Lighting Controls | Outdoor Lighting Controls | NonEquip | 8 | Exterior parking/lot lighting | 0% | Tech/Econ | 28% | 0 | 0 | 0
Econ | Retail | Exterior Lighting | Spot lighting/Security/Flood | TRC | Existing | NE2944 | Bi-Level Lighting Control (Exterior) | Bi-Level Lighting Control (Exterior) | NonEquip | 9 | Exterior parking/lot lighting | 0% | Tech/Econ | 31% | 0 | 0 | 0
Econ | Retail | Exterior Lighting | Spot lighting/Security/Flood | TRC | Turnover | ET675 | LED Exterior Lighting | LED Exterior Lighting | Equip | 13 | Spot lighting/Security/Flood | 4.268% | Tech/Econ | 60.51% | 0 | 0 | 0
Econ | Retail | Exterior Lighting | Spot lighting/Security/Flood | TRC | Turnover | ET558 | LED - 9W Flood | LED - 9W Flood | Equip | 15 | Spot lighting/Security/Flood | 13.31% | Tech/Econ | 86.15% | 0 | 0 | 0
Econ | Retail | Exterior Lighting | Spot lighting/Security/Flood | TRC | Turnover | ET480 | CFL - 15W Flood | CFL - 15W Flood | Equip | 7.8 | Spot lighting/Security/Flood | 0% | Tech/Econ | 76.92% | 0 | 0 | 0
Econ | Retail | Exterior Lighting | Spot lighting/Security/Flood | TRC | New | EN701 | LED Exterior Lighting | LED Exterior Lighting | Equip | 13 | Spot lighting/Security/Flood | 4.624% | Tech/Econ | 60.51% | 0 | 0 | 0
Econ | Retail | Exterior Lighting | Spot lighting/Security/Flood | TRC | New | EN584 | LED - 9W Flood | LED - 9W Flood | Equip | 15 | Spot lighting/Security/Flood | 61.73% | Tech/Econ | 86.15% | 0 | 0 | 0
Econ | Retail | Exterior Lighting | Spot lighting/Security/Flood | TRC | New | EN506 | CFL - 15W Flood | CFL - 15W Flood | Equip | 7.8 | Spot lighting/Security/Flood | 0% | Tech/Econ | 76.92% | 0 | 0 | 0
Econ | Retail | Interior Lighting | Spot lighting | TRC | New | NN5271 | Retro-Commissioning | Retro-Commissioning | NonEquip | 5 |  | 0% | Tech/Econ | 16% | 0 | 0 | 0
Econ | Retail | Interior Lighting | Spot lighting | TRC | New | NN4439 | Interior Lighting Controls | Interior Lighting Controls | NonEquip | 8 | Overhead (fluorescent/LED/CFL U-shape) | 0% | Tech/Econ | 28% | 0 | 0 | 0
Econ | Retail | Interior Lighting | Spot lighting | TRC | New | NN4413 | Bi-Level Lighting Control (Interior) | Bi-Level Lighting Control (Interior) | NonEquip | 8 | Overhead (fluorescent/LED/CFL U-shape) | 0% | Tech/Econ | 31% | 0 | 0 | 0
Econ | Retail | Interior Lighting | Spot lighting | TRC | New | NN3711 | Facility Energy Management System | Facility Energy Management System | NonEquip | 15 |  | 4.276% | Tech/Econ | 24% | 0.9201 | 0.00024011 | 0.0001104
Econ | Retail | Interior Lighting | Spot lighting | TRC | Existing | NE5258 | Retro-Commissioning | Retro-Commissioning | NonEquip | 5 |  | 21.99% | Tech/Econ | 16% | 218.2983 | 0.067399 | 0.13059
Econ | Retail | Interior Lighting | Spot lighting | TRC | Existing | NE4426 | Interior Lighting Controls | Interior Lighting Controls | NonEquip | 8 | Overhead (fluorescent/LED/CFL U-shape) | 0% | Tech/Econ | 28% | 0 | 0 | 0
Econ | Retail | Interior Lighting | Spot lighting | TRC | Existing | NE4400 | Bi-Level Lighting Control (Interior) | Bi-Level Lighting Control (Interior) | NonEquip | 8 | Overhead (fluorescent/LED/CFL U-shape) | 0% | Tech/Econ | 31% | 0 | 0 | 0
Econ | Retail | Interior Lighting | Spot lighting | TRC | Existing | NE3698 | Facility Energy Management System | Facility Energy Management System | NonEquip | 15 |  | 4.3% | Tech/Econ | 24% | 60.6366 | 0.015824 | 0.0072756
Econ | Retail | Interior Lighting | Spot lighting | TRC | Turnover | ET1611 | LED Display Lighting (Interior) | LED Display Lighting (Interior) | Equip | 15 | Spot lighting | 2.129% | Tech/Econ | 87.04% | 110.9163 | 0.026902 | 1.9371e-06
Econ | Retail | Interior Lighting | Spot lighting | TRC | Turnover | ET1572 | LED - 14W | LED - 14W | Equip | 15 | Spot lighting | 61.73% | Tech/Econ | 53.33% | 3045.0498 | 0.7334 | 0.00019855
Econ | Retail | Interior Lighting | Spot lighting | TRC | Turnover | ET1455 | CFL-23W | CFL-23W | Equip | 7.8 | Spot lighting | 0% | Tech/Econ | 23.33% | 0 | 0 | 0
Econ | Retail | Interior Lighting | Spot lighting | TRC | New | EN1637 | LED Display Lighting (Interior) | LED Display Lighting (Interior) | Equip | 15 | Spot lighting | 0% | Tech/Econ | 87.04% | 0 | 0 | 0
Econ | Retail | Interior Lighting | Spot lighting | TRC | New | EN1598 | LED - 14W | LED - 14W | Equip | 15 | Spot lighting | 0% | Tech/Econ | 53.33% | 0 | 0 | 0
Econ | Retail | Interior Lighting | Spot lighting | TRC | New | EN1481 | CFL-23W | CFL-23W | Equip | 7.8 | Spot lighting | 0% | Tech/Econ | 23.33% | 0 | 0 | 0
Econ | Retail | Office Equipment | Servers | TRC | New | NN4595 | Smart Strip Plug Outlet | Smart Strip Plug Outlet | NonEquip | 4 |  | 43.9% | Tech/Econ | 1.187% | 48.6697 | 0.0072369 | 0.0050295
Econ | Retail | Office Equipment | Servers | TRC | New | NN4569 | Network PC Power Management | Network PC Power Management | NonEquip | 5 | Computers | 0% | Tech/Econ | 56.5% | 0 | 0 | 0
Econ | Retail | Office Equipment | Servers | TRC | Existing | NE4582 | Smart Strip Plug Outlet | Smart Strip Plug Outlet | NonEquip | 4 |  | 43.9% | Tech/Econ | 1.187% | 5021.088 | 0.74661 | 0.51888
Econ | Retail | Office Equipment | Servers | TRC | Existing | NE4556 | Network PC Power Management | Network PC Power Management | NonEquip | 5 | Computers | 0% | Tech/Econ | 56.5% | 0 | 0 | 0
Econ | Retail | Office Equipment | Servers | TRC | Turnover | ET2229 | Energy Star Servers | Energy Star Servers | Equip | 4 | Servers | 47.28% | Tech/Econ | 23.08% | 118026.7504 | 17.567 | 12.2183
Econ | Retail | Office Equipment | Servers | TRC | New | EN2255 | Energy Star Servers | Energy Star Servers | Equip | 4 | Servers | 47.28% | Tech/Econ | 23.08% | 1144.0396 | 0.17028 | 0.11843
Econ | Retail | Space Cooling | Residential-type central air conditioners | TRC | New | NN5375 | Retro-Commissioning | Retro-Commissioning | NonEquip | 5 |  | 0% | Tech/Econ | 16% | 0 | 0 | 0
Econ | Retail | Space Cooling | Residential-type central air conditioners | TRC | New | NN4205 | Thermal Energy Storage | Thermal Energy Storage | NonEquip | 20 |  | 20% | Tech/Econ | 0% | 0 | 0 | 0
Econ | Retail | Space Cooling | Residential-type central air conditioners | TRC | New | NN4153 | Smart Thermostat | Smart Thermostat | NonEquip | 11 |  | 31.48% | Tech/Econ | 10% | 5.8399 | 0.0021641 | 0
Econ | Retail | Space Cooling | Residential-type central air conditioners | TRC | New | NN3919 | HVAC tune-up_RTU | HVAC tune-up_RTU | NonEquip | 5 | Packaged air conditioning units (RTUs) | 0% | Tech/Econ | 5% | 0 | 0 | 0
Econ | Retail | Space Cooling | Residential-type central air conditioners | TRC | New | NN3893 | HVAC tune-up | HVAC tune-up | NonEquip | 5 | Residential-type central air conditioners | 49.09% | Tech/Econ | 5% | 4.7092 | 0.00076179 | 3.152e-05
Econ | Retail | Space Cooling | Residential-type central air conditioners | TRC | New | NN3685 | Facility Energy Management System | Facility Energy Management System | NonEquip | 15 |  | 4.276% | Tech/Econ | 20% | 1.6003 | 0.00041763 | 0
Econ | Retail | Space Cooling | Residential-type central air conditioners | TRC | New | NN3529 | Duct Sealing Repair | Duct Sealing Repair | NonEquip | 15 |  | 0% | Tech/Econ | 12% | 0 | 0 | 0
Econ | Retail | Space Cooling | Residential-type central air conditioners | TRC | New | NN3425 | Dedicated Outdoor Air System on VRF unit | Dedicated Outdoor Air System on VRF unit | NonEquip | 15 | Residential-type central air conditioners | 58.91% | Tech/Econ | 17.5% | 0.56924 | 0.00017322 | 0
Econ | Retail | Space Cooling | Residential-type central air conditioners | TRC | New | NN3321 | Chilled Water System - Variable Speed Drives | Chilled Water System - Variable Speed Drives | NonEquip | 13 | Central chillers inside | 0% | Tech/Econ | 24.74% | 0 | 0 | 0
Econ | Retail | Space Cooling | Residential-type central air conditioners | TRC | New | NN3295 | Chilled Water Controls Optimization | Chilled Water Controls Optimization | NonEquip | 10 | Central chillers inside | 0% | Tech/Econ | 12.5% | 0 | 0 | 0
Econ | Retail | Space Cooling | Residential-type central air conditioners | TRC | New | NN3217 | Ceiling Insulation(R2 to R38) | Ceiling Insulation(R2 to R38) | NonEquip | 20 |  | 0% | Tech/Econ | 31.56% | 0 | 0 | 0
Econ | Retail | Space Cooling | Residential-type central air conditioners | TRC | New | NN3061 | Airside Economizer | Airside Economizer | NonEquip | 10 | Packaged air conditioning units (RTUs) | 0% | Tech/Econ | 5.556% | 0 | 0 | 0
Econ | Retail | Space Cooling | Residential-type central air conditioners | TRC | Existing | NE5362 | Retro-Commissioning | Retro-Commissioning | NonEquip | 5 |  | 21.99% | Tech/Econ | 16% | 787.7398 | 0.24321 | 0
Econ | Retail | Space Cooling | Residential-type central air conditioners | TRC | Existing | NE4218 | Wall Insulation | Wall Insulation | NonEquip | 20 |  | 15.96% | Tech/Econ | 17.6% | 503.9779 | 0.10285 | 0
Econ | Retail | Space Cooling | Residential-type central air conditioners | TRC | Existing | NE4192 | Thermal Energy Storage | Thermal Energy Storage | NonEquip | 20 |  | 20% | Tech/Econ | 0% | 8.814e-07 | -4.5181e-09 | -2.9632e-10
Econ | Retail | Space Cooling | Residential-type central air conditioners | TRC | Existing | NE4140 | Smart Thermostat | Smart Thermostat | NonEquip | 11 |  | 31.48% | Tech/Econ | 10% | 544.2151 | 0.20168 | 0
Econ | Retail | Space Cooling | Residential-type central air conditioners | TRC | Existing | NE3906 | HVAC tune-up_RTU | HVAC tune-up_RTU | NonEquip | 5 | Packaged air conditioning units (RTUs) | 0% | Tech/Econ | 5% | 0 | 0 | 0
Econ | Retail | Space Cooling | Residential-type central air conditioners | TRC | Existing | NE3880 | HVAC tune-up | HVAC tune-up | NonEquip | 5 | Residential-type central air conditioners | 49.09% | Tech/Econ | 5% | 451.5569 | 0.073046 | 0.0030224
Econ | Retail | Space Cooling | Residential-type central air conditioners | TRC | Existing | NE3672 | Facility Energy Management System | Facility Energy Management System | NonEquip | 15 |  | 4.3% | Tech/Econ | 20% | 149.9861 | 0.03914 | 0
Econ | Retail | Space Cooling | Residential-type central air conditioners | TRC | Existing | NE3516 | Duct Sealing Repair | Duct Sealing Repair | NonEquip | 15 |  | 30.55% | Tech/Econ | 12% | 792.0087 | 0.15604 | 0
Econ | Retail | Space Cooling | Residential-type central air conditioners | TRC | Existing | NE3412 | Dedicated Outdoor Air System on VRF unit | Dedicated Outdoor Air System on VRF unit | NonEquip | 15 | Residential-type central air conditioners | 58.91% | Tech/Econ | 17.5% | 1726.4525 | 0.52535 | 0
Econ | Retail | Space Cooling | Residential-type central air conditioners | TRC | Existing | NE3308 | Chilled Water System - Variable Speed Drives | Chilled Water System - Variable Speed Drives | NonEquip | 13 | Central chillers inside | 0% | Tech/Econ | 24.74% | 0 | 0 | 0
Econ | Retail | Space Cooling | Residential-type central air conditioners | TRC | Existing | NE3282 | Chilled Water Controls Optimization | Chilled Water Controls Optimization | NonEquip | 10 | Central chillers inside | 0% | Tech/Econ | 12.5% | 0 | 0 | 0
Econ | Retail | Space Cooling | Residential-type central air conditioners | TRC | Existing | NE3204 | Ceiling Insulation(R2 to R38) | Ceiling Insulation(R2 to R38) | NonEquip | 20 |  | 0% | Tech/Econ | 31.56% | 0 | 0 | 0
Econ | Retail | Space Cooling | Residential-type central air conditioners | TRC | Existing | NE3048 | Airside Economizer | Airside Economizer | NonEquip | 10 | Packaged air conditioning units (RTUs) | 0% | Tech/Econ | 5.556% | 0 | 0 | 0
Econ | Retail | Space Cooling | Residential-type central air conditioners | TRC | Turnover | ET1377 | Variable Refrigerant Flow (VRF) HVAC Systems | Variable Refrigerant Flow (VRF) HVAC Systems | Equip | 15 | Residential-type central air conditioners | 0% | Tech/Econ | 36.88% | 0 | 0 | 0
Econ | Retail | Space Cooling | Residential-type central air conditioners | TRC | Turnover | ET1299 | High Efficiency PTHP | High Efficiency PTHP | Equip | 15 | Residential-type central air conditioners | 49.09% | Tech/Econ | 23.64% | 2414.8589 | 1.2011 | 0
Econ | Retail | Space Cooling | Residential-type central air conditioners | TRC | Turnover | ET1260 | High Efficiency PTAC | High Efficiency PTAC | Equip | 15 | Residential-type central air conditioners | 0% | Tech/Econ | 23.64% | 0 | 0 | 0
Econ | Retail | Space Cooling | Residential-type central air conditioners | TRC | New | EN1403 | Variable Refrigerant Flow (VRF) HVAC Systems | Variable Refrigerant Flow (VRF) HVAC Systems | Equip | 15 | Residential-type central air conditioners | 0% | Tech/Econ | 36.88% | 0 | 0 | 0
Econ | Retail | Space Cooling | Residential-type central air conditioners | TRC | New | EN1325 | High Efficiency PTHP | High Efficiency PTHP | Equip | 15 | Residential-type central air conditioners | 49.09% | Tech/Econ | 23.64% | 25.1843 | 0.012526 | 0
Econ | Retail | Space Cooling | Residential-type central air conditioners | TRC | New | EN1286 | High Efficiency PTAC | High Efficiency PTAC | Equip | 15 | Residential-type central air conditioners | 0% | Tech/Econ | 23.64% | 0 | 0 | 0
Econ | Retail | Space Heating | Residential/split system heat pump | TRC | New | NN5349 | Retro-Commissioning | Retro-Commissioning | NonEquip | 5 |  | 0% | Tech/Econ | 16% | 0 | 0 | 0
Econ | Retail | Space Heating | Residential/split system heat pump | TRC | New | NN4179 | Smart Thermostat | Smart Thermostat | NonEquip | 11 |  | 31.48% | Tech/Econ | 10% | 1960.0365 | 0 | -0.0013783
Econ | Retail | Space Heating | Residential/split system heat pump | TRC | New | NN3659 | Facility Energy Management System | Facility Energy Management System | NonEquip | 15 |  | 4.276% | Tech/Econ | 20% | 537.1258 | 0 | 0.064448
Econ | Retail | Space Heating | Residential/split system heat pump | TRC | New | NN3555 | Duct Sealing Repair | Duct Sealing Repair | NonEquip | 15 |  | 0% | Tech/Econ | 12% | 0 | 0 | 0
Econ | Retail | Space Heating | Residential/split system heat pump | TRC | New | NN3399 | Dedicated Outdoor Air System on VRF unit | Dedicated Outdoor Air System on VRF unit | NonEquip | 15 | Residential/split system heat pump | 58.91% | Tech/Econ | 10% | 3070.1104 | 0 | 0.94424
Econ | Retail | Space Heating | Residential/split system heat pump | TRC | New | NN3191 | Ceiling Insulation(R2 to R38) | Ceiling Insulation(R2 to R38) | NonEquip | 20 |  | 0% | Tech/Econ | 11.06% | 0 | 0 | 0
Econ | Retail | Space Heating | Residential/split system heat pump | TRC | Existing | NE5336 | Retro-Commissioning | Retro-Commissioning | NonEquip | 5 |  | 21.99% | Tech/Econ | 16% | 238971.6779 | 0 | 142.9595
Econ | Retail | Space Heating | Residential/split system heat pump | TRC | Existing | NE4244 | Wall Insulation | Wall Insulation | NonEquip | 20 |  | 15.96% | Tech/Econ | 0.9934% | 9548.4727 | 0 | 4.4563
Econ | Retail | Space Heating | Residential/split system heat pump | TRC | Existing | NE4166 | Smart Thermostat | Smart Thermostat | NonEquip | 11 |  | 31.48% | Tech/Econ | 10% | 187636.0755 | 0 | -0.13195
Econ | Retail | Space Heating | Residential/split system heat pump | TRC | Existing | NE3646 | Facility Energy Management System | Facility Energy Management System | NonEquip | 15 |  | 4.3% | Tech/Econ | 20% | 51712.6602 | 0 | 6.2048
Econ | Retail | Space Heating | Residential/split system heat pump | TRC | Existing | NE3542 | Duct Sealing Repair | Duct Sealing Repair | NonEquip | 15 |  | 30.55% | Tech/Econ | 12% | 240266.7307 | 0 | 167.6566
Econ | Retail | Space Heating | Residential/split system heat pump | TRC | Existing | NE3386 | Dedicated Outdoor Air System on VRF unit | Dedicated Outdoor Air System on VRF unit | NonEquip | 15 | Residential/split system heat pump | 58.91% | Tech/Econ | 10% | 340143.6362 | 0 | 104.6143
Econ | Retail | Space Heating | Residential/split system heat pump | TRC | Existing | NE3178 | Ceiling Insulation(R2 to R38) | Ceiling Insulation(R2 to R38) | NonEquip | 20 |  | 0% | Tech/Econ | 12.2% | 0 | 0 | 0
Econ | Retail | Space Heating | Residential/split system heat pump | TRC | Turnover | ET1416 | Variable Refrigerant Flow (VRF) HVAC Systems | Variable Refrigerant Flow (VRF) HVAC Systems | Equip | 15 | Residential/split system heat pump | 0% | Tech/Econ | 31.25% | 0 | 0 | 0
Econ | Retail | Space Heating | Residential/split system heat pump | TRC | Turnover | ET1338 | High Efficiency PTHP | High Efficiency PTHP | Equip | 15 | Residential/split system heat pump | 49.09% | Tech/Econ | 9.375% | 290566.837 | 0 | 0.052914
Econ | Retail | Space Heating | Residential/split system heat pump | TRC | New | EN1442 | Variable Refrigerant Flow (VRF) HVAC Systems | Variable Refrigerant Flow (VRF) HVAC Systems | Equip | 15 | Residential/split system heat pump | 0% | Tech/Econ | 31.25% | 0 | 0 | 0
Econ | Retail | Space Heating | Residential/split system heat pump | TRC | New | EN1364 | High Efficiency PTHP | High Efficiency PTHP | Equip | 15 | Residential/split system heat pump | 49.09% | Tech/Econ | 9.375% | 3030.2858 | 0 | 0.00055184
Econ | Retail | Refrigeration | Residential style | TRC | New | NN5323 | Retro-Commissioning | Retro-Commissioning | NonEquip | 5 |  | 0% | Tech/Econ | 16% | 0 | 0 | 0
Econ | Retail | Refrigeration | Residential style | TRC | New | NN4907 | Strip Curtains for Walk-ins | Strip Curtains for Walk-ins | NonEquip | 4 | Walk-in cooler | 0% | Tech/Econ | 2.115% | 0 | 0 | 0
Econ | Retail | Refrigeration | Residential style | TRC | New | NN4855 | PSC to ECM Evaporator Fan Motor (Walk-In, Refrigerator) | PSC to ECM Evaporator Fan Motor (Walk-In, Refrigerator) | NonEquip | 15 | Walk-in cooler | 0% | Tech/Econ | 37.5% | 0 | 0 | 0
Econ | Retail | Refrigeration | Residential style | TRC | New | NN4829 | PSC to ECM Evaporator Fan Motor (Reach-In) | PSC to ECM Evaporator Fan Motor (Reach-In) | NonEquip | 15 | Display cases | 0% | Tech/Econ | 37.5% | 0 | 0 | 0
Econ | Retail | Refrigeration | Residential style | TRC | New | NN4699 | Floating Head Pressure Controls | Floating Head Pressure Controls | NonEquip | 15 |  | 0% | Tech/Econ | 6.05% | 0 | 0 | 0
Econ | Retail | Refrigeration | Residential style | TRC | New | NN4621 | Anti-Sweat Controls | Anti-Sweat Controls | NonEquip | 8 | Display cases | 0% | Tech/Econ | 85% | 0 | 0 | 0
Econ | Retail | Refrigeration | Residential style | TRC | Existing | NE5310 | Retro-Commissioning | Retro-Commissioning | NonEquip | 5 |  | 21.99% | Tech/Econ | 16% | 840069.0777 | 259.3684 | 502.5528
Econ | Retail | Refrigeration | Residential style | TRC | Existing | NE4894 | Strip Curtains for Walk-ins | Strip Curtains for Walk-ins | NonEquip | 4 | Walk-in cooler | 0% | Tech/Econ | 2.115% | 0 | 0 | 0
Econ | Retail | Refrigeration | Residential style | TRC | Existing | NE4842 | PSC to ECM Evaporator Fan Motor (Walk-In, Refrigerator) | PSC to ECM Evaporator Fan Motor (Walk-In, Refrigerator) | NonEquip | 15 | Walk-in cooler | 0% | Tech/Econ | 37.5% | 0 | 0 | 0
Econ | Retail | Refrigeration | Residential style | TRC | Existing | NE4816 | PSC to ECM Evaporator Fan Motor (Reach-In) | PSC to ECM Evaporator Fan Motor (Reach-In) | NonEquip | 15 | Display cases | 0% | Tech/Econ | 37.5% | 0 | 0 | 0
Econ | Retail | Refrigeration | Residential style | TRC | Existing | NE4712 | Freezer-Cooler Replacement Gaskets | Freezer-Cooler Replacement Gaskets | NonEquip | 4 | Display cases | 0% | Tech/Econ | 3.131% | 0 | 0 | 0
Econ | Retail | Refrigeration | Residential style | TRC | Existing | NE4686 | Floating Head Pressure Controls | Floating Head Pressure Controls | NonEquip | 15 |  | 0% | Tech/Econ | 6.05% | 0 | 0 | 0
Econ | Retail | Refrigeration | Residential style | TRC | Existing | NE4608 | Anti-Sweat Controls | Anti-Sweat Controls | NonEquip | 8 | Display cases | 0% | Tech/Econ | 85% | 0 | 0 | 0
Econ | Retail | Miscellaneous | Pool pump | TRC | New | NN5453 | Retro-Commissioning | Retro-Commissioning | NonEquip | 5 |  | 0% | Tech/Econ | 16% | 0 | 0 | 0
Econ | Retail | Miscellaneous | Pool pump | TRC | New | NN4543 | VSD Controlled Compressor | VSD Controlled Compressor | NonEquip | 15 | Others | 0% | Tech/Econ | 20.79% | 0 | 0 | 0
Econ | Retail | Miscellaneous | Pool pump | TRC | New | NN4491 | Engine Block Timer | Engine Block Timer | NonEquip | 5 | Others | 0% | Tech/Econ | 36% | 0 | 0 | 0
Econ | Retail | Miscellaneous | Pool pump | TRC | Existing | NE5440 | Retro-Commissioning | Retro-Commissioning | NonEquip | 5 |  | 21.99% | Tech/Econ | 16% | 0 | 0 | 0
Econ | Retail | Miscellaneous | Pool pump | TRC | Existing | NE4530 | VSD Controlled Compressor | VSD Controlled Compressor | NonEquip | 15 | Others | 0% | Tech/Econ | 20.79% | 0 | 0 | 0
Econ | Retail | Miscellaneous | Pool pump | TRC | Existing | NE4478 | Engine Block Timer | Engine Block Timer | NonEquip | 5 | Others | 0% | Tech/Econ | 36% | 0 | 0 | 0
Econ | Retail | Miscellaneous | Pool pump | TRC | Turnover | ET2115 | Variable Speed Pool Pump | Variable Speed Pool Pump | Equip | 10 | Pool pump | 0% | Tech/Econ | 64.36% | 0 | 0 | 0
Econ | Retail | Miscellaneous | Pool pump | TRC | Turnover | ET2076 | Two Speed Pool Pump | Two Speed Pool Pump | Equip | 10 | Pool pump | 0% | Tech/Econ | 61.79% | 0 | 0 | 0
Econ | Retail | Miscellaneous | Pool pump | TRC | Turnover | ET2040 | Solar Powered Pool Pump | Solar Powered Pool Pump | Equip | 10 | Pool pump | 0% | Tech/Econ | 81% | 0 | 0 | 0
Econ | Retail | Miscellaneous | Pool pump | TRC | Turnover | ET2001 | Solar Pool Heater | Solar Pool Heater | Equip | 15 | Pool pump | 0% | Tech/Econ | 86.11% | 0 | 0 | 0
Econ | Retail | Miscellaneous | Pool pump | TRC | Turnover | ET1962 | Heat Pump Pool Heater | Heat Pump Pool Heater | Equip | 15 | Pool pump | 0% | Tech/Econ | 80% | 0 | 0 | 0
Econ | Retail | Miscellaneous | Pool pump | TRC | New | EN2139 | Variable Speed Pool Pump | Variable Speed Pool Pump | Equip | 10 | Pool pump | 0% | Tech/Econ | 64.36% | 0 | 0 | 0
Econ | Retail | Miscellaneous | Pool pump | TRC | New | EN2102 | Two Speed Pool Pump | Two Speed Pool Pump | Equip | 10 | Pool pump | 0% | Tech/Econ | 61.79% | 0 | 0 | 0
Econ | Retail | Miscellaneous | Pool pump | TRC | New | EN2064 | Solar Powered Pool Pump | Solar Powered Pool Pump | Equip | 10 | Pool pump | 0% | Tech/Econ | 81% | 0 | 0 | 0
Econ | Retail | Miscellaneous | Pool pump | TRC | New | EN2027 | Solar Pool Heater | Solar Pool Heater | Equip | 15 | Pool pump | 0% | Tech/Econ | 86.11% | 0 | 0 | 0
Econ | Retail | Miscellaneous | Pool pump | TRC | New | EN1988 | Heat Pump Pool Heater | Heat Pump Pool Heater | Equip | 15 | Pool pump | 0% | Tech/Econ | 80% | 0 | 0 | 0
Econ | Retail | Space Heating | Packaged central unit | TRC | New | NN5349 | Retro-Commissioning | Retro-Commissioning | NonEquip | 5 |  | 0% | Tech/Econ | 16% | 0 | 0 | 0
Econ | Retail | Space Heating | Packaged central unit | TRC | New | NN4179 | Smart Thermostat | Smart Thermostat | NonEquip | 11 |  | 31.48% | Tech/Econ | 10% | 5456.9779 | 0 | -0.0038374
Econ | Retail | Space Heating | Packaged central unit | TRC | New | NN3659 | Facility Energy Management System | Facility Energy Management System | NonEquip | 15 |  | 4.276% | Tech/Econ | 20% | 1495.423 | 0 | 0.17943
Econ | Retail | Space Heating | Packaged central unit | TRC | New | NN3555 | Duct Sealing Repair | Duct Sealing Repair | NonEquip | 15 |  | 0% | Tech/Econ | 12% | 0 | 0 | 0
Econ | Retail | Space Heating | Packaged central unit | TRC | New | NN3399 | Dedicated Outdoor Air System on VRF unit | Dedicated Outdoor Air System on VRF unit | NonEquip | 15 | Residential/split system heat pump | 0% | Tech/Econ | 10% | 0 | 0 | 0
Econ | Retail | Space Heating | Packaged central unit | TRC | New | NN3191 | Ceiling Insulation(R2 to R38) | Ceiling Insulation(R2 to R38) | NonEquip | 20 |  | 0% | Tech/Econ | 11.06% | 0 | 0 | 0
Econ | Retail | Space Heating | Packaged central unit | TRC | Existing | NE5336 | Retro-Commissioning | Retro-Commissioning | NonEquip | 5 |  | 21.99% | Tech/Econ | 16% | 634703.351 | 0 | 379.6973
Econ | Retail | Space Heating | Packaged central unit | TRC | Existing | NE4244 | Wall Insulation | Wall Insulation | NonEquip | 20 |  | 15.96% | Tech/Econ | 0.9934% | 26584.0988 | 0 | 12.4068
Econ | Retail | Space Heating | Packaged central unit | TRC | Existing | NE4166 | Smart Thermostat | Smart Thermostat | NonEquip | 11 |  | 31.48% | Tech/Econ | 10% | 522401.4466 | 0 | -0.36736
Econ | Retail | Space Heating | Packaged central unit | TRC | Existing | NE3646 | Facility Energy Management System | Facility Energy Management System | NonEquip | 15 |  | 4.3% | Tech/Econ | 20% | 143974.2781 | 0 | 17.275
Econ | Retail | Space Heating | Packaged central unit | TRC | Existing | NE3542 | Duct Sealing Repair | Duct Sealing Repair | NonEquip | 15 |  | 30.55% | Tech/Econ | 12% | 638142.982 | 0 | 445.2922
Econ | Retail | Space Heating | Packaged central unit | TRC | Existing | NE3386 | Dedicated Outdoor Air System on VRF unit | Dedicated Outdoor Air System on VRF unit | NonEquip | 15 | Residential/split system heat pump | 0% | Tech/Econ | 10% | 0 | 0 | 0
Econ | Retail | Space Heating | Packaged central unit | TRC | Existing | NE3178 | Ceiling Insulation(R2 to R38) | Ceiling Insulation(R2 to R38) | NonEquip | 20 |  | 0% | Tech/Econ | 12.2% | 0 | 0 | 0
Econ | Retail | Space Cooling | Packaged air conditioning units (RTUs) | TRC | New | NN5375 | Retro-Commissioning | Retro-Commissioning | NonEquip | 5 |  | 0% | Tech/Econ | 16% | 0 | 0 | 0
Econ | Retail | Space Cooling | Packaged air conditioning units (RTUs) | TRC | New | NN4205 | Thermal Energy Storage | Thermal Energy Storage | NonEquip | 20 |  | 20% | Tech/Econ | 0% | 0 | 0 | 0
Econ | Retail | Space Cooling | Packaged air conditioning units (RTUs) | TRC | New | NN4153 | Smart Thermostat | Smart Thermostat | NonEquip | 11 |  | 31.48% | Tech/Econ | 10% | 50392.5215 | 18.6744 | 0
Econ | Retail | Space Cooling | Packaged air conditioning units (RTUs) | TRC | New | NN3919 | HVAC tune-up_RTU | HVAC tune-up_RTU | NonEquip | 5 | Packaged air conditioning units (RTUs) | 94.56% | Tech/Econ | 5% | 79654.5314 | 12.8854 | 0.53315
Econ | Retail | Space Cooling | Packaged air conditioning units (RTUs) | TRC | New | NN3893 | HVAC tune-up | HVAC tune-up | NonEquip | 5 | Residential-type central air conditioners | 0% | Tech/Econ | 5% | 0 | 0 | 0
Econ | Retail | Space Cooling | Packaged air conditioning units (RTUs) | TRC | New | NN3685 | Facility Energy Management System | Facility Energy Management System | NonEquip | 15 |  | 4.276% | Tech/Econ | 20% | 14531.5896 | 3.7922 | 0
Econ | Retail | Space Cooling | Packaged air conditioning units (RTUs) | TRC | New | NN3529 | Duct Sealing Repair | Duct Sealing Repair | NonEquip | 15 |  | 0% | Tech/Econ | 12% | 0 | 0 | 0
Econ | Retail | Space Cooling | Packaged air conditioning units (RTUs) | TRC | New | NN3425 | Dedicated Outdoor Air System on VRF unit | Dedicated Outdoor Air System on VRF unit | NonEquip | 15 | Residential-type central air conditioners | 0% | Tech/Econ | 17.5% | 0 | 0 | 0
Econ | Retail | Space Cooling | Packaged air conditioning units (RTUs) | TRC | New | NN3321 | Chilled Water System - Variable Speed Drives | Chilled Water System - Variable Speed Drives | NonEquip | 13 | Central chillers inside | 0% | Tech/Econ | 24.74% | 0 | 0 | 0
Econ | Retail | Space Cooling | Packaged air conditioning units (RTUs) | TRC | New | NN3295 | Chilled Water Controls Optimization | Chilled Water Controls Optimization | NonEquip | 10 | Central chillers inside | 0% | Tech/Econ | 12.5% | 0 | 0 | 0
Econ | Retail | Space Cooling | Packaged air conditioning units (RTUs) | TRC | New | NN3217 | Ceiling Insulation(R2 to R38) | Ceiling Insulation(R2 to R38) | NonEquip | 20 |  | 0% | Tech/Econ | 31.56% | 0 | 0 | 0
Econ | Retail | Space Cooling | Packaged air conditioning units (RTUs) | TRC | New | NN3061 | Airside Economizer | Airside Economizer | NonEquip | 10 | Packaged air conditioning units (RTUs) | 4.552% | Tech/Econ | 5.556% | 4059.392 | -0.73872 | 0.0050595
Econ | Retail | Space Cooling | Packaged air conditioning units (RTUs) | TRC | Existing | NE5362 | Retro-Commissioning | Retro-Commissioning | NonEquip | 5 |  | 21.99% | Tech/Econ | 16% | 6167652.183 | 1904.2412 | 0
Econ | Retail | Space Cooling | Packaged air conditioning units (RTUs) | TRC | Existing | NE4218 | Wall Insulation | Wall Insulation | NonEquip | 20 |  | 15.96% | Tech/Econ | 17.6% | 4576264.165 | 933.8807 | 0
Econ | Retail | Space Cooling | Packaged air conditioning units (RTUs) | TRC | Existing | NE4192 | Thermal Energy Storage | Thermal Energy Storage | NonEquip | 20 |  | 20% | Tech/Econ | 0% | 0.0084799 | -4.3469e-05 | -2.8509e-06
Econ | Retail | Space Cooling | Packaged air conditioning units (RTUs) | TRC | Existing | NE4140 | Smart Thermostat | Smart Thermostat | NonEquip | 11 |  | 31.48% | Tech/Econ | 10% | 4696074.146 | 1740.2695 | 0
Econ | Retail | Space Cooling | Packaged air conditioning units (RTUs) | TRC | Existing | NE3906 | HVAC tune-up_RTU | HVAC tune-up_RTU | NonEquip | 5 | Packaged air conditioning units (RTUs) | 94.56% | Tech/Econ | 5% | 7422998.075 | 1200.7846 | 49.6846
Econ | Retail | Space Cooling | Packaged air conditioning units (RTUs) | TRC | Existing | NE3880 | HVAC tune-up | HVAC tune-up | NonEquip | 5 | Residential-type central air conditioners | 0% | Tech/Econ | 5% | 0 | 0 | 0
Econ | Retail | Space Cooling | Packaged air conditioning units (RTUs) | TRC | Existing | NE3672 | Facility Energy Management System | Facility Energy Management System | NonEquip | 15 |  | 4.3% | Tech/Econ | 20% | 1361917.087 | 355.4061 | 0
Econ | Retail | Space Cooling | Packaged air conditioning units (RTUs) | TRC | Existing | NE3516 | Duct Sealing Repair | Duct Sealing Repair | NonEquip | 15 |  | 30.55% | Tech/Econ | 12% | 6201076.357 | 1221.7436 | 0
Econ | Retail | Space Cooling | Packaged air conditioning units (RTUs) | TRC | Existing | NE3412 | Dedicated Outdoor Air System on VRF unit | Dedicated Outdoor Air System on VRF unit | NonEquip | 15 | Residential-type central air conditioners | 0% | Tech/Econ | 17.5% | 0 | 0 | 0
Econ | Retail | Space Cooling | Packaged air conditioning units (RTUs) | TRC | Existing | NE3308 | Chilled Water System - Variable Speed Drives | Chilled Water System - Variable Speed Drives | NonEquip | 13 | Central chillers inside | 0% | Tech/Econ | 24.74% | 0 | 0 | 0
Econ | Retail | Space Cooling | Packaged air conditioning units (RTUs) | TRC | Existing | NE3282 | Chilled Water Controls Optimization | Chilled Water Controls Optimization | NonEquip | 10 | Central chillers inside | 0% | Tech/Econ | 12.5% | 0 | 0 | 0
Econ | Retail | Space Cooling | Packaged air conditioning units (RTUs) | TRC | Existing | NE3204 | Ceiling Insulation(R2 to R38) | Ceiling Insulation(R2 to R38) | NonEquip | 20 |  | 0% | Tech/Econ | 31.56% | 0 | 0 | 0
Econ | Retail | Space Cooling | Packaged air conditioning units (RTUs) | TRC | Existing | NE3048 | Airside Economizer | Airside Economizer | NonEquip | 10 | Packaged air conditioning units (RTUs) | 4.552% | Tech/Econ | 5.556% | 378294.3491 | -68.8412 | 0.4715
Econ | Retail | Interior Lighting | Overhead (fluorescent/LED/CFL U-shape) | TRC | New | NN5271 | Retro-Commissioning | Retro-Commissioning | NonEquip | 5 |  | 0% | Tech/Econ | 16% | 0 | 0 | 0
Econ | Retail | Interior Lighting | Overhead (fluorescent/LED/CFL U-shape) | TRC | New | NN4439 | Interior Lighting Controls | Interior Lighting Controls | NonEquip | 8 | Overhead (fluorescent/LED/CFL U-shape) | 7.543% | Tech/Econ | 28% | 23353.7429 | 0 | 0
Econ | Retail | Interior Lighting | Overhead (fluorescent/LED/CFL U-shape) | TRC | New | NN4413 | Bi-Level Lighting Control (Interior) | Bi-Level Lighting Control (Interior) | NonEquip | 8 | Overhead (fluorescent/LED/CFL U-shape) | 36% | Tech/Econ | 31% | 120786.4227 | 1.4922 | 0
Econ | Retail | Interior Lighting | Overhead (fluorescent/LED/CFL U-shape) | TRC | New | NN3711 | Facility Energy Management System | Facility Energy Management System | NonEquip | 15 |  | 4.276% | Tech/Econ | 24% | 11464.4338 | 2.9918 | 1.3756
Econ | Retail | Interior Lighting | Overhead (fluorescent/LED/CFL U-shape) | TRC | Existing | NE5258 | Retro-Commissioning | Retro-Commissioning | NonEquip | 5 |  | 21.99% | Tech/Econ | 16% | 3456124.036 | 1067.0663 | 2067.55
Econ | Retail | Interior Lighting | Overhead (fluorescent/LED/CFL U-shape) | TRC | Existing | NE4426 | Interior Lighting Controls | Interior Lighting Controls | NonEquip | 8 | Overhead (fluorescent/LED/CFL U-shape) | 7.543% | Tech/Econ | 28% | 1981192.43 | 0 | 0
Econ | Retail | Interior Lighting | Overhead (fluorescent/LED/CFL U-shape) | TRC | Existing | NE4400 | Bi-Level Lighting Control (Interior) | Bi-Level Lighting Control (Interior) | NonEquip | 8 | Overhead (fluorescent/LED/CFL U-shape) | 36% | Tech/Econ | 31% | 10246800.61 | 126.5851 | 0
Econ | Retail | Interior Lighting | Overhead (fluorescent/LED/CFL U-shape) | TRC | Existing | NE3698 | Facility Energy Management System | Facility Energy Management System | NonEquip | 15 |  | 4.3% | Tech/Econ | 24% | 978128.1327 | 255.2525 | 117.3626
Econ | Retail | Interior Lighting | Overhead (fluorescent/LED/CFL U-shape) | TRC | Turnover | ET1806 | Premium T8 - Lamp Replacement | Premium T8 - Lamp Replacement | Equip | 8 | Overhead (fluorescent/LED/CFL U-shape) | 24.1% | Tech/Econ | 12.5% | 3472059.156 | 837.5457 | 0.14028
Econ | Retail | Interior Lighting | Overhead (fluorescent/LED/CFL U-shape) | TRC | Turnover | ET1767 | Premium T8 - Fixture Replacement | Premium T8 - Fixture Replacement | Equip | 8 | Overhead (fluorescent/LED/CFL U-shape) | 0% | Tech/Econ | 12.5% | 0 | 0 | 0
Econ | Retail | Interior Lighting | Overhead (fluorescent/LED/CFL U-shape) | TRC | Turnover | ET1728 | LED Linear - Lamp Replacement | LED Linear - Lamp Replacement | Equip | 15 | Overhead (fluorescent/LED/CFL U-shape) | 0% | Tech/Econ | 25.43% | 0 | 0 | 0
Econ | Retail | Interior Lighting | Overhead (fluorescent/LED/CFL U-shape) | TRC | Turnover | ET1689 | LED Linear - Fixture Replacement | LED Linear - Fixture Replacement | Equip | 15 | Overhead (fluorescent/LED/CFL U-shape) | 24.1% | Tech/Econ | 50.28% | 13546374.14 | 3303.5646 | 0.18098
Econ | Retail | Interior Lighting | Overhead (fluorescent/LED/CFL U-shape) | TRC | New | EN1832 | Premium T8 - Lamp Replacement | Premium T8 - Lamp Replacement | Equip | 8 | Overhead (fluorescent/LED/CFL U-shape) | 0% | Tech/Econ | 12.5% | 0 | 0 | 0
Econ | Retail | Interior Lighting | Overhead (fluorescent/LED/CFL U-shape) | TRC | New | EN1793 | Premium T8 - Fixture Replacement | Premium T8 - Fixture Replacement | Equip | 8 | Overhead (fluorescent/LED/CFL U-shape) | 0% | Tech/Econ | 12.5% | 0 | 0 | 0
Econ | Retail | Interior Lighting | Overhead (fluorescent/LED/CFL U-shape) | TRC | New | EN1754 | LED Linear - Lamp Replacement | LED Linear - Lamp Replacement | Equip | 15 | Overhead (fluorescent/LED/CFL U-shape) | 0% | Tech/Econ | 25.43% | 0 | 0 | 0
Econ | Retail | Interior Lighting | Overhead (fluorescent/LED/CFL U-shape) | TRC | New | EN1715 | LED Linear - Fixture Replacement | LED Linear - Fixture Replacement | Equip | 15 | Overhead (fluorescent/LED/CFL U-shape) | 0% | Tech/Econ | 50.28% | 0 | 0 | 0
Econ | Retail | Cooking | Oven | TRC | Turnover | ET51 | Energy Star Commercial Oven | Energy Star Commercial Oven | Equip | 12 | Oven | 0% | Tech/Econ | 34.83% | 0 | 0 | 0
Econ | Retail | Cooking | Oven | TRC | New | EN77 | Energy Star Commercial Oven | Energy Star Commercial Oven | Equip | 12 | Oven | 0% | Tech/Econ | 34.83% | 0 | 0 | 0
Econ | Retail | Miscellaneous | Others | TRC | New | NN5453 | Retro-Commissioning | Retro-Commissioning | NonEquip | 5 |  | 0% | Tech/Econ | 16% | 0 | 0 | 0
Econ | Retail | Miscellaneous | Others | TRC | New | NN4543 | VSD Controlled Compressor | VSD Controlled Compressor | NonEquip | 15 | Others | 36.99% | Tech/Econ | 20.79% | 25215.3635 | 3.8021 | 1.7795
Econ | Retail | Miscellaneous | Others | TRC | New | NN4491 | Engine Block Timer | Engine Block Timer | NonEquip | 5 | Others | 0% | Tech/Econ | 36% | 0 | 0 | 0
Econ | Retail | Miscellaneous | Others | TRC | Existing | NE5440 | Retro-Commissioning | Retro-Commissioning | NonEquip | 5 |  | 21.99% | Tech/Econ | 16% | 1220087.525 | 376.6978 | 729.8905
Econ | Retail | Miscellaneous | Others | TRC | Existing | NE4530 | VSD Controlled Compressor | VSD Controlled Compressor | NonEquip | 15 | Others | 7.399% | Tech/Econ | 20.79% | 501972.1728 | 75.6894 | 35.4258
Econ | Retail | Miscellaneous | Others | TRC | Existing | NE4478 | Engine Block Timer | Engine Block Timer | NonEquip | 5 | Others | 0% | Tech/Econ | 36% | 0 | 0 | 0
Econ | Retail | Miscellaneous | Others | TRC | Turnover | ET1923 | ENERGY STAR Water Cooler | ENERGY STAR Water Cooler | Equip | 10 | Others | 0% | Tech/Econ | 68.49% | 0 | 0 | 0
Econ | Retail | Miscellaneous | Others | TRC | Turnover | ET1884 | ENERGY STAR Commercial Clothes Washer | ENERGY STAR Commercial Clothes Washer | Equip | 7 | Others | 0% | Tech/Econ | 27.27% | 0 | 0 | 0
Econ | Retail | Miscellaneous | Others | TRC | Turnover | ET1845 | Efficient Battery Charger | Efficient Battery Charger | Equip | 7 | Others | 17.92% | Tech/Econ | 13.68% | 819882.2602 | 449.2506 | 0
Econ | Retail | Miscellaneous | Others | TRC | New | EN1949 | ENERGY STAR Water Cooler | ENERGY STAR Water Cooler | Equip | 10 | Others | 0% | Tech/Econ | 68.49% | 0 | 0 | 0
Econ | Retail | Miscellaneous | Others | TRC | New | EN1910 | ENERGY STAR Commercial Clothes Washer | ENERGY STAR Commercial Clothes Washer | Equip | 7 | Others | 0% | Tech/Econ | 27.27% | 0 | 0 | 0
Econ | Retail | Miscellaneous | Others | TRC | New | EN1871 | Efficient Battery Charger | Efficient Battery Charger | Equip | 7 | Others | 17.92% | Tech/Econ | 13.68% | 8236.9622 | 4.5134 | 0
Econ | Retail | Office Equipment | Other office | TRC | New | NN4595 | Smart Strip Plug Outlet | Smart Strip Plug Outlet | NonEquip | 4 |  | 43.9% | Tech/Econ | 1.187% | 1192.9139 | 0.17738 | 0.12328
Econ | Retail | Office Equipment | Other office | TRC | New | NN4569 | Network PC Power Management | Network PC Power Management | NonEquip | 5 | Computers | 0% | Tech/Econ | 56.5% | 0 | 0 | 0
Econ | Retail | Office Equipment | Other office | TRC | Existing | NE4582 | Smart Strip Plug Outlet | Smart Strip Plug Outlet | NonEquip | 4 |  | 43.9% | Tech/Econ | 1.187% | 123068.9529 | 18.2996 | 12.718
Econ | Retail | Office Equipment | Other office | TRC | Existing | NE4556 | Network PC Power Management | Network PC Power Management | NonEquip | 5 | Computers | 0% | Tech/Econ | 56.5% | 0 | 0 | 0
Econ | Retail | Office Equipment | Other office | TRC | Turnover | ET2268 | Energy Star Uninterruptable Power Supply | Energy Star Uninterruptable Power Supply | Equip | 10 | Other office | 0% | Tech/Econ | 1.878% | 0 | 0 | 0
Econ | Retail | Office Equipment | Other office | TRC | New | EN2294 | Energy Star Uninterruptable Power Supply | Energy Star Uninterruptable Power Supply | Equip | 10 | Other office | 0% | Tech/Econ | 1.878% | 0 | 0 | 0
Econ | Retail | Ventilation and Circulation | Motor/Fan | TRC | New | NN5401 | Retro-Commissioning | Retro-Commissioning | NonEquip | 5 |  | 0% | Tech/Econ | 16% | 0 | 0 | 0
Econ | Retail | Ventilation and Circulation | Motor/Fan | TRC | New | NN4985 | VAV System | VAV System | NonEquip | 10 |  | 0% | Tech/Econ | 30% | 0 | 0 | 0
Econ | Retail | Ventilation and Circulation | Motor/Fan | TRC | New | NN4959 | Demand Controlled Ventilation | Demand Controlled Ventilation | NonEquip | 10 |  | 23.39% | Tech/Econ | 50% | 356.5269 | 0.03712 | 0.20898
Econ | Retail | Ventilation and Circulation | Motor/Fan | TRC | New | NN4933 | CO Sensors for Parking Garage Exhaust | CO Sensors for Parking Garage Exhaust | NonEquip | 15 | Motor/Fan | 59.72% | Tech/Econ | 33% | 530.5182 | 0.021355 | 0.021355
Econ | Retail | Ventilation and Circulation | Motor/Fan | TRC | Existing | NE5388 | Retro-Commissioning | Retro-Commissioning | NonEquip | 5 |  | 21.99% | Tech/Econ | 16% | 11064.3878 | 3.4161 | 6.619
Econ | Retail | Ventilation and Circulation | Motor/Fan | TRC | Existing | NE4972 | VAV System | VAV System | NonEquip | 10 |  | 0% | Tech/Econ | 30% | 0 | 0 | 0
Econ | Retail | Ventilation and Circulation | Motor/Fan | TRC | Existing | NE4946 | Demand Controlled Ventilation | Demand Controlled Ventilation | NonEquip | 10 |  | 23.39% | Tech/Econ | 50% | 35487.6057 | 3.6948 | 20.8016
Econ | Retail | Ventilation and Circulation | Motor/Fan | TRC | Existing | NE4920 | CO Sensors for Parking Garage Exhaust | CO Sensors for Parking Garage Exhaust | NonEquip | 15 | Motor/Fan | 59.72% | Tech/Econ | 33% | 52806.17 | 2.1256 | 2.1256
Econ | Retail | Ventilation and Circulation | Motor/Fan | TRC | Turnover | ET2697 | High Speed Fans | High Speed Fans | Equip | 7 | Motor/Fan | 11.03% | Tech/Econ | 10.99% | 2607.3363 | 0.3629 | 0.033244
Econ | Retail | Ventilation and Circulation | Motor/Fan | TRC | New | EN2723 | High Speed Fans | High Speed Fans | Equip | 7 | Motor/Fan | 11.03% | Tech/Econ | 10.99% | 26.1947 | 0.0036458 | 0.00033399
Econ | Retail | Miscellaneous | Medical equipment | TRC | New | NN5453 | Retro-Commissioning | Retro-Commissioning | NonEquip | 5 |  | 0% | Tech/Econ | 16% | 0 | 0 | 0
Econ | Retail | Miscellaneous | Medical equipment | TRC | New | NN4543 | VSD Controlled Compressor | VSD Controlled Compressor | NonEquip | 15 | Others | 0% | Tech/Econ | 20.79% | 0 | 0 | 0
Econ | Retail | Miscellaneous | Medical equipment | TRC | New | NN4491 | Engine Block Timer | Engine Block Timer | NonEquip | 5 | Others | 0% | Tech/Econ | 36% | 0 | 0 | 0
Econ | Retail | Miscellaneous | Medical equipment | TRC | Existing | NE5440 | Retro-Commissioning | Retro-Commissioning | NonEquip | 5 |  | 21.99% | Tech/Econ | 16% | 0 | 0 | 0
Econ | Retail | Miscellaneous | Medical equipment | TRC | Existing | NE4530 | VSD Controlled Compressor | VSD Controlled Compressor | NonEquip | 15 | Others | 0% | Tech/Econ | 20.79% | 0 | 0 | 0
Econ | Retail | Miscellaneous | Medical equipment | TRC | Existing | NE4478 | Engine Block Timer | Engine Block Timer | NonEquip | 5 | Others | 0% | Tech/Econ | 36% | 0 | 0 | 0
Econ | Retail | Refrigeration | Large cold storage | TRC | New | NN5323 | Retro-Commissioning | Retro-Commissioning | NonEquip | 5 |  | 0% | Tech/Econ | 16% | 0 | 0 | 0
Econ | Retail | Refrigeration | Large cold storage | TRC | New | NN4907 | Strip Curtains for Walk-ins | Strip Curtains for Walk-ins | NonEquip | 4 | Walk-in cooler | 0% | Tech/Econ | 2.115% | 0 | 0 | 0
Econ | Retail | Refrigeration | Large cold storage | TRC | New | NN4855 | PSC to ECM Evaporator Fan Motor (Walk-In, Refrigerator) | PSC to ECM Evaporator Fan Motor (Walk-In, Refrigerator) | NonEquip | 15 | Walk-in cooler | 0% | Tech/Econ | 37.5% | 0 | 0 | 0
Econ | Retail | Refrigeration | Large cold storage | TRC | New | NN4829 | PSC to ECM Evaporator Fan Motor (Reach-In) | PSC to ECM Evaporator Fan Motor (Reach-In) | NonEquip | 15 | Display cases | 0% | Tech/Econ | 37.5% | 0 | 0 | 0
Econ | Retail | Refrigeration | Large cold storage | TRC | New | NN4699 | Floating Head Pressure Controls | Floating Head Pressure Controls | NonEquip | 15 |  | 0% | Tech/Econ | 6.05% | 0 | 0 | 0
Econ | Retail | Refrigeration | Large cold storage | TRC | New | NN4621 | Anti-Sweat Controls | Anti-Sweat Controls | NonEquip | 8 | Display cases | 0% | Tech/Econ | 85% | 0 | 0 | 0
Econ | Retail | Refrigeration | Large cold storage | TRC | Existing | NE5310 | Retro-Commissioning | Retro-Commissioning | NonEquip | 5 |  | 21.99% | Tech/Econ | 16% | 1685.8582 | 0.5205 | 1.0085
Econ | Retail | Refrigeration | Large cold storage | TRC | Existing | NE4894 | Strip Curtains for Walk-ins | Strip Curtains for Walk-ins | NonEquip | 4 | Walk-in cooler | 0% | Tech/Econ | 2.115% | 0 | 0 | 0
Econ | Retail | Refrigeration | Large cold storage | TRC | Existing | NE4842 | PSC to ECM Evaporator Fan Motor (Walk-In, Refrigerator) | PSC to ECM Evaporator Fan Motor (Walk-In, Refrigerator) | NonEquip | 15 | Walk-in cooler | 0% | Tech/Econ | 37.5% | 0 | 0 | 0
Econ | Retail | Refrigeration | Large cold storage | TRC | Existing | NE4816 | PSC to ECM Evaporator Fan Motor (Reach-In) | PSC to ECM Evaporator Fan Motor (Reach-In) | NonEquip | 15 | Display cases | 0% | Tech/Econ | 37.5% | 0 | 0 | 0
Econ | Retail | Refrigeration | Large cold storage | TRC | Existing | NE4712 | Freezer-Cooler Replacement Gaskets | Freezer-Cooler Replacement Gaskets | NonEquip | 4 | Display cases | 0% | Tech/Econ | 3.131% | 0 | 0 | 0
Econ | Retail | Refrigeration | Large cold storage | TRC | Existing | NE4686 | Floating Head Pressure Controls | Floating Head Pressure Controls | NonEquip | 15 |  | 0% | Tech/Econ | 6.05% | 0 | 0 | 0
Econ | Retail | Refrigeration | Large cold storage | TRC | Existing | NE4608 | Anti-Sweat Controls | Anti-Sweat Controls | NonEquip | 8 | Display cases | 0% | Tech/Econ | 85% | 0 | 0 | 0
Econ | Retail | Miscellaneous | Laboratory equipment | TRC | New | NN5453 | Retro-Commissioning | Retro-Commissioning | NonEquip | 5 |  | 0% | Tech/Econ | 16% | 0 | 0 | 0
Econ | Retail | Miscellaneous | Laboratory equipment | TRC | New | NN4543 | VSD Controlled Compressor | VSD Controlled Compressor | NonEquip | 15 | Others | 0% | Tech/Econ | 20.79% | 0 | 0 | 0
Econ | Retail | Miscellaneous | Laboratory equipment | TRC | New | NN4491 | Engine Block Timer | Engine Block Timer | NonEquip | 5 | Others | 0% | Tech/Econ | 36% | 0 | 0 | 0
Econ | Retail | Miscellaneous | Laboratory equipment | TRC | Existing | NE5440 | Retro-Commissioning | Retro-Commissioning | NonEquip | 5 |  | 21.99% | Tech/Econ | 16% | 0 | 0 | 0
Econ | Retail | Miscellaneous | Laboratory equipment | TRC | Existing | NE4530 | VSD Controlled Compressor | VSD Controlled Compressor | NonEquip | 15 | Others | 0% | Tech/Econ | 20.79% | 0 | 0 | 0
Econ | Retail | Miscellaneous | Laboratory equipment | TRC | Existing | NE4478 | Engine Block Timer | Engine Block Timer | NonEquip | 5 | Others | 0% | Tech/Econ | 36% | 0 | 0 | 0
Econ | Retail | Ventilation and Circulation | Individual room ventilation | TRC | New | NN5401 | Retro-Commissioning | Retro-Commissioning | NonEquip | 5 |  | 0% | Tech/Econ | 16% | 0 | 0 | 0
Econ | Retail | Ventilation and Circulation | Individual room ventilation | TRC | New | NN4985 | VAV System | VAV System | NonEquip | 10 |  | 0% | Tech/Econ | 30% | 0 | 0 | 0
Econ | Retail | Ventilation and Circulation | Individual room ventilation | TRC | New | NN4959 | Demand Controlled Ventilation | Demand Controlled Ventilation | NonEquip | 10 |  | 23.39% | Tech/Econ | 50% | 178.2634 | 0.01856 | 0.10449
Econ | Retail | Ventilation and Circulation | Individual room ventilation | TRC | New | NN4933 | CO Sensors for Parking Garage Exhaust | CO Sensors for Parking Garage Exhaust | NonEquip | 15 | Motor/Fan | 0% | Tech/Econ | 33% | 0 | 0 | 0
Econ | Retail | Ventilation and Circulation | Individual room ventilation | TRC | Existing | NE5388 | Retro-Commissioning | Retro-Commissioning | NonEquip | 5 |  | 21.99% | Tech/Econ | 16% | 5532.1939 | 1.708 | 3.3095
Econ | Retail | Ventilation and Circulation | Individual room ventilation | TRC | Existing | NE4972 | VAV System | VAV System | NonEquip | 10 |  | 0% | Tech/Econ | 30% | 0 | 0 | 0
Econ | Retail | Ventilation and Circulation | Individual room ventilation | TRC | Existing | NE4946 | Demand Controlled Ventilation | Demand Controlled Ventilation | NonEquip | 10 |  | 23.39% | Tech/Econ | 50% | 17743.8028 | 1.8474 | 10.4008
Econ | Retail | Ventilation and Circulation | Individual room ventilation | TRC | Existing | NE4920 | CO Sensors for Parking Garage Exhaust | CO Sensors for Parking Garage Exhaust | NonEquip | 15 | Motor/Fan | 0% | Tech/Econ | 33% | 0 | 0 | 0
Econ | Retail | Space Heating | Individual room heating | TRC | New | NN5349 | Retro-Commissioning | Retro-Commissioning | NonEquip | 5 |  | 0% | Tech/Econ | 16% | 0 | 0 | 0
Econ | Retail | Space Heating | Individual room heating | TRC | New | NN4179 | Smart Thermostat | Smart Thermostat | NonEquip | 11 |  | 31.48% | Tech/Econ | 10% | 3.79 | 0 | -2.6652e-06
Econ | Retail | Space Heating | Individual room heating | TRC | New | NN3659 | Facility Energy Management System | Facility Energy Management System | NonEquip | 15 |  | 4.276% | Tech/Econ | 20% | 1.0386 | 0 | 0.00012462
Econ | Retail | Space Heating | Individual room heating | TRC | New | NN3555 | Duct Sealing Repair | Duct Sealing Repair | NonEquip | 15 |  | 0% | Tech/Econ | 12% | 0 | 0 | 0
Econ | Retail | Space Heating | Individual room heating | TRC | New | NN3399 | Dedicated Outdoor Air System on VRF unit | Dedicated Outdoor Air System on VRF unit | NonEquip | 15 | Residential/split system heat pump | 0% | Tech/Econ | 10% | 0 | 0 | 0
Econ | Retail | Space Heating | Individual room heating | TRC | New | NN3191 | Ceiling Insulation(R2 to R38) | Ceiling Insulation(R2 to R38) | NonEquip | 20 |  | 0% | Tech/Econ | 11.06% | 0 | 0 | 0
Econ | Retail | Space Heating | Individual room heating | TRC | Existing | NE5336 | Retro-Commissioning | Retro-Commissioning | NonEquip | 5 |  | 21.99% | Tech/Econ | 16% | 440.8133 | 0 | 0.26371
Econ | Retail | Space Heating | Individual room heating | TRC | Existing | NE4244 | Wall Insulation | Wall Insulation | NonEquip | 20 |  | 15.96% | Tech/Econ | 0.9934% | 18.4632 | 0 | 0.0086168
Econ | Retail | Space Heating | Individual room heating | TRC | Existing | NE4166 | Smart Thermostat | Smart Thermostat | NonEquip | 11 |  | 31.48% | Tech/Econ | 10% | 362.8175 | 0 | -0.00025514
Econ | Retail | Space Heating | Individual room heating | TRC | Existing | NE3646 | Facility Energy Management System | Facility Energy Management System | NonEquip | 15 |  | 4.3% | Tech/Econ | 20% | 99.9928 | 0 | 0.011998
Econ | Retail | Space Heating | Individual room heating | TRC | Existing | NE3542 | Duct Sealing Repair | Duct Sealing Repair | NonEquip | 15 |  | 30.55% | Tech/Econ | 12% | 443.2022 | 0 | 0.30926
Econ | Retail | Space Heating | Individual room heating | TRC | Existing | NE3386 | Dedicated Outdoor Air System on VRF unit | Dedicated Outdoor Air System on VRF unit | NonEquip | 15 | Residential/split system heat pump | 0% | Tech/Econ | 10% | 0 | 0 | 0
Econ | Retail | Space Heating | Individual room heating | TRC | Existing | NE3178 | Ceiling Insulation(R2 to R38) | Ceiling Insulation(R2 to R38) | NonEquip | 20 |  | 0% | Tech/Econ | 12.2% | 0 | 0 | 0
Econ | Retail | Space Cooling | Individual room air conditioners | TRC | New | NN5375 | Retro-Commissioning | Retro-Commissioning | NonEquip | 5 |  | 0% | Tech/Econ | 16% | 0 | 0 | 0
Econ | Retail | Space Cooling | Individual room air conditioners | TRC | New | NN4205 | Thermal Energy Storage | Thermal Energy Storage | NonEquip | 20 |  | 20% | Tech/Econ | 0% | 0 | 0 | 0
Econ | Retail | Space Cooling | Individual room air conditioners | TRC | New | NN4153 | Smart Thermostat | Smart Thermostat | NonEquip | 11 |  | 31.48% | Tech/Econ | 10% | 5282.7343 | 1.9577 | 0
Econ | Retail | Space Cooling | Individual room air conditioners | TRC | New | NN3919 | HVAC tune-up_RTU | HVAC tune-up_RTU | NonEquip | 5 | Packaged air conditioning units (RTUs) | 0% | Tech/Econ | 5% | 0 | 0 | 0
Econ | Retail | Space Cooling | Individual room air conditioners | TRC | New | NN3893 | HVAC tune-up | HVAC tune-up | NonEquip | 5 | Residential-type central air conditioners | 0% | Tech/Econ | 5% | 0 | 0 | 0
Econ | Retail | Space Cooling | Individual room air conditioners | TRC | New | NN3685 | Facility Energy Management System | Facility Energy Management System | NonEquip | 15 |  | 4.276% | Tech/Econ | 20% | 1447.6735 | 0.37779 | 0
Econ | Retail | Space Cooling | Individual room air conditioners | TRC | New | NN3529 | Duct Sealing Repair | Duct Sealing Repair | NonEquip | 15 |  | 0% | Tech/Econ | 12% | 0 | 0 | 0
Econ | Retail | Space Cooling | Individual room air conditioners | TRC | New | NN3425 | Dedicated Outdoor Air System on VRF unit | Dedicated Outdoor Air System on VRF unit | NonEquip | 15 | Residential-type central air conditioners | 0% | Tech/Econ | 17.5% | 0 | 0 | 0
Econ | Retail | Space Cooling | Individual room air conditioners | TRC | New | NN3321 | Chilled Water System - Variable Speed Drives | Chilled Water System - Variable Speed Drives | NonEquip | 13 | Central chillers inside | 0% | Tech/Econ | 24.74% | 0 | 0 | 0
Econ | Retail | Space Cooling | Individual room air conditioners | TRC | New | NN3295 | Chilled Water Controls Optimization | Chilled Water Controls Optimization | NonEquip | 10 | Central chillers inside | 0% | Tech/Econ | 12.5% | 0 | 0 | 0
Econ | Retail | Space Cooling | Individual room air conditioners | TRC | New | NN3217 | Ceiling Insulation(R2 to R38) | Ceiling Insulation(R2 to R38) | NonEquip | 20 |  | 0% | Tech/Econ | 31.56% | 0 | 0 | 0
Econ | Retail | Space Cooling | Individual room air conditioners | TRC | New | NN3061 | Airside Economizer | Airside Economizer | NonEquip | 10 | Packaged air conditioning units (RTUs) | 0% | Tech/Econ | 5.556% | 0 | 0 | 0
Econ | Retail | Space Cooling | Individual room air conditioners | TRC | Existing | NE5362 | Retro-Commissioning | Retro-Commissioning | NonEquip | 5 |  | 21.99% | Tech/Econ | 16% | 614437.0097 | 189.7053 | 0
Econ | Retail | Space Cooling | Individual room air conditioners | TRC | Existing | NE4218 | Wall Insulation | Wall Insulation | NonEquip | 20 |  | 15.96% | Tech/Econ | 17.6% | 455898.9362 | 93.0355 | 0
Econ | Retail | Space Cooling | Individual room air conditioners | TRC | Existing | NE4192 | Thermal Energy Storage | Thermal Energy Storage | NonEquip | 20 |  | 20% | Tech/Econ | 0% | 0.00088897 | -4.5569e-06 | -2.9886e-07
Econ | Retail | Space Cooling | Individual room air conditioners | TRC | Existing | NE4140 | Smart Thermostat | Smart Thermostat | NonEquip | 11 |  | 31.48% | Tech/Econ | 10% | 492297.4932 | 182.4354 | 0
Econ | Retail | Space Cooling | Individual room air conditioners | TRC | Existing | NE3906 | HVAC tune-up_RTU | HVAC tune-up_RTU | NonEquip | 5 | Packaged air conditioning units (RTUs) | 0% | Tech/Econ | 5% | 0 | 0 | 0
Econ | Retail | Space Cooling | Individual room air conditioners | TRC | Existing | NE3880 | HVAC tune-up | HVAC tune-up | NonEquip | 5 | Residential-type central air conditioners | 0% | Tech/Econ | 5% | 0 | 0 | 0
Econ | Retail | Space Cooling | Individual room air conditioners | TRC | Existing | NE3672 | Facility Energy Management System | Facility Energy Management System | NonEquip | 15 |  | 4.3% | Tech/Econ | 20% | 135677.6027 | 35.4064 | 0
Econ | Retail | Space Cooling | Individual room air conditioners | TRC | Existing | NE3516 | Duct Sealing Repair | Duct Sealing Repair | NonEquip | 15 |  | 30.55% | Tech/Econ | 12% | 617766.8098 | 121.7132 | 0
Econ | Retail | Space Cooling | Individual room air conditioners | TRC | Existing | NE3412 | Dedicated Outdoor Air System on VRF unit | Dedicated Outdoor Air System on VRF unit | NonEquip | 15 | Residential-type central air conditioners | 0% | Tech/Econ | 17.5% | 0 | 0 | 0
Econ | Retail | Space Cooling | Individual room air conditioners | TRC | Existing | NE3308 | Chilled Water System - Variable Speed Drives | Chilled Water System - Variable Speed Drives | NonEquip | 13 | Central chillers inside | 0% | Tech/Econ | 24.74% | 0 | 0 | 0
Econ | Retail | Space Cooling | Individual room air conditioners | TRC | Existing | NE3282 | Chilled Water Controls Optimization | Chilled Water Controls Optimization | NonEquip | 10 | Central chillers inside | 0% | Tech/Econ | 12.5% | 0 | 0 | 0
Econ | Retail | Space Cooling | Individual room air conditioners | TRC | Existing | NE3204 | Ceiling Insulation(R2 to R38) | Ceiling Insulation(R2 to R38) | NonEquip | 20 |  | 0% | Tech/Econ | 31.56% | 0 | 0 | 0
Econ | Retail | Space Cooling | Individual room air conditioners | TRC | Existing | NE3048 | Airside Economizer | Airside Economizer | NonEquip | 10 | Packaged air conditioning units (RTUs) | 0% | Tech/Econ | 5.556% | 0 | 0 | 0
Econ | Retail | Interior Lighting | High bay | TRC | New | NN5271 | Retro-Commissioning | Retro-Commissioning | NonEquip | 5 |  | 0% | Tech/Econ | 16% | 0 | 0 | 0
Econ | Retail | Interior Lighting | High bay | TRC | New | NN4439 | Interior Lighting Controls | Interior Lighting Controls | NonEquip | 8 | Overhead (fluorescent/LED/CFL U-shape) | 0% | Tech/Econ | 28% | 0 | 0 | 0
Econ | Retail | Interior Lighting | High bay | TRC | New | NN4413 | Bi-Level Lighting Control (Interior) | Bi-Level Lighting Control (Interior) | NonEquip | 8 | Overhead (fluorescent/LED/CFL U-shape) | 0% | Tech/Econ | 31% | 0 | 0 | 0
Econ | Retail | Interior Lighting | High bay | TRC | New | NN3711 | Facility Energy Management System | Facility Energy Management System | NonEquip | 15 |  | 4.276% | Tech/Econ | 24% | 14537.5646 | 3.7937 | 1.7443
Econ | Retail | Interior Lighting | High bay | TRC | Existing | NE5258 | Retro-Commissioning | Retro-Commissioning | NonEquip | 5 |  | 21.99% | Tech/Econ | 16% | 4518694.736 | 1395.1313 | 2703.2095
Econ | Retail | Interior Lighting | High bay | TRC | Existing | NE4426 | Interior Lighting Controls | Interior Lighting Controls | NonEquip | 8 | Overhead (fluorescent/LED/CFL U-shape) | 0% | Tech/Econ | 28% | 0 | 0 | 0
Econ | Retail | Interior Lighting | High bay | TRC | Existing | NE4400 | Bi-Level Lighting Control (Interior) | Bi-Level Lighting Control (Interior) | NonEquip | 8 | Overhead (fluorescent/LED/CFL U-shape) | 0% | Tech/Econ | 31% | 0 | 0 | 0
Econ | Retail | Interior Lighting | High bay | TRC | Existing | NE3698 | Facility Energy Management System | Facility Energy Management System | NonEquip | 15 |  | 4.3% | Tech/Econ | 24% | 738250.0685 | 192.6539 | 88.5803
Econ | Retail | Interior Lighting | High bay | TRC | Turnover | ET1650 | LED Linear - Fixture Replacement | LED Linear - Fixture Replacement | Equip | 15 | High bay | 24.1% | Tech/Econ | 50.28% | 17711149.48 | 4319.2315 | 0.23663
Econ | Retail | Interior Lighting | High bay | TRC | Turnover | ET1533 | High Bay LED | High Bay LED | Equip | 15 | High bay | 0% | Tech/Econ | 64.78% | 0 | 0 | 0
Econ | Retail | Interior Lighting | High bay | TRC | Turnover | ET1494 | High Bay Fluorescent (T5) | High Bay Fluorescent (T5) | Equip | 15 | High bay | 65.91% | Tech/Econ | 64.14% | 52382126.66 | 9687.026 | 9504.0836
Econ | Retail | Interior Lighting | High bay | TRC | New | EN1676 | LED Linear - Fixture Replacement | LED Linear - Fixture Replacement | Equip | 15 | High bay | 0% | Tech/Econ | 50.28% | 0 | 0 | 0
Econ | Retail | Interior Lighting | High bay | TRC | New | EN1559 | High Bay LED | High Bay LED | Equip | 15 | High bay | 0% | Tech/Econ | 64.78% | 0 | 0 | 0
Econ | Retail | Interior Lighting | High bay | TRC | New | EN1520 | High Bay Fluorescent (T5) | High Bay Fluorescent (T5) | Equip | 15 | High bay | 0% | Tech/Econ | 64.14% | 0 | 0 | 0
Econ | Retail | Space Heating | Forced air furnace | TRC | New | NN5349 | Retro-Commissioning | Retro-Commissioning | NonEquip | 5 |  | 0% | Tech/Econ | 16% | 0 | 0 | 0
Econ | Retail | Space Heating | Forced air furnace | TRC | New | NN4179 | Smart Thermostat | Smart Thermostat | NonEquip | 11 |  | 31.48% | Tech/Econ | 10% | 53.0596 | 0 | -3.7312e-05
Econ | Retail | Space Heating | Forced air furnace | TRC | New | NN3659 | Facility Energy Management System | Facility Energy Management System | NonEquip | 15 |  | 4.276% | Tech/Econ | 20% | 14.5404 | 0 | 0.0017447
Econ | Retail | Space Heating | Forced air furnace | TRC | New | NN3555 | Duct Sealing Repair | Duct Sealing Repair | NonEquip | 15 |  | 0% | Tech/Econ | 12% | 0 | 0 | 0
Econ | Retail | Space Heating | Forced air furnace | TRC | New | NN3399 | Dedicated Outdoor Air System on VRF unit | Dedicated Outdoor Air System on VRF unit | NonEquip | 15 | Residential/split system heat pump | 0% | Tech/Econ | 10% | 0 | 0 | 0
Econ | Retail | Space Heating | Forced air furnace | TRC | New | NN3191 | Ceiling Insulation(R2 to R38) | Ceiling Insulation(R2 to R38) | NonEquip | 20 |  | 0% | Tech/Econ | 11.06% | 0 | 0 | 0
Econ | Retail | Space Heating | Forced air furnace | TRC | Existing | NE5336 | Retro-Commissioning | Retro-Commissioning | NonEquip | 5 |  | 21.99% | Tech/Econ | 16% | 6171.3864 | 0 | 3.6919
Econ | Retail | Space Heating | Forced air furnace | TRC | Existing | NE4244 | Wall Insulation | Wall Insulation | NonEquip | 20 |  | 15.96% | Tech/Econ | 0.9934% | 258.4841 | 0 | 0.12064
Econ | Retail | Space Heating | Forced air furnace | TRC | Existing | NE4166 | Smart Thermostat | Smart Thermostat | NonEquip | 11 |  | 31.48% | Tech/Econ | 10% | 5079.4456 | 0 | -0.0035719
Econ | Retail | Space Heating | Forced air furnace | TRC | Existing | NE3646 | Facility Energy Management System | Facility Energy Management System | NonEquip | 15 |  | 4.3% | Tech/Econ | 20% | 1399.8995 | 0 | 0.16797
Econ | Retail | Space Heating | Forced air furnace | TRC | Existing | NE3542 | Duct Sealing Repair | Duct Sealing Repair | NonEquip | 15 |  | 30.55% | Tech/Econ | 12% | 6204.8308 | 0 | 4.3297
Econ | Retail | Space Heating | Forced air furnace | TRC | Existing | NE3386 | Dedicated Outdoor Air System on VRF unit | Dedicated Outdoor Air System on VRF unit | NonEquip | 15 | Residential/split system heat pump | 0% | Tech/Econ | 10% | 0 | 0 | 0
Econ | Retail | Space Heating | Forced air furnace | TRC | Existing | NE3178 | Ceiling Insulation(R2 to R38) | Ceiling Insulation(R2 to R38) | NonEquip | 20 |  | 0% | Tech/Econ | 12.2% | 0 | 0 | 0
Econ | Retail | Exterior Lighting | Exterior parking/lot lighting | TRC | New | NN5297 | Retro-Commissioning | Retro-Commissioning | NonEquip | 5 |  | 0% | Tech/Econ | 16% | 0 | 0 | 0
Econ | Retail | Exterior Lighting | Exterior parking/lot lighting | TRC | New | NN2983 | Outdoor Lighting Controls | Outdoor Lighting Controls | NonEquip | 8 | Exterior parking/lot lighting | 30.95% | Tech/Econ | 28% | 911.364 | 0 | 0
Econ | Retail | Exterior Lighting | Exterior parking/lot lighting | TRC | New | NN2957 | Bi-Level Lighting Control (Exterior) | Bi-Level Lighting Control (Exterior) | NonEquip | 9 | Exterior parking/lot lighting | 13.75% | Tech/Econ | 31% | 0 | 0 | 0
Econ | Retail | Exterior Lighting | Exterior parking/lot lighting | TRC | Existing | NE5284 | Retro-Commissioning | Retro-Commissioning | NonEquip | 5 |  | 21.99% | Tech/Econ | 16% | 1152098.302 | 0 | 689.2174
Econ | Retail | Exterior Lighting | Exterior parking/lot lighting | TRC | Existing | NE2970 | Outdoor Lighting Controls | Outdoor Lighting Controls | NonEquip | 8 | Exterior parking/lot lighting | 30.95% | Tech/Econ | 28% | 2582866.982 | 0 | 0
Econ | Retail | Exterior Lighting | Exterior parking/lot lighting | TRC | Existing | NE2944 | Bi-Level Lighting Control (Exterior) | Bi-Level Lighting Control (Exterior) | NonEquip | 9 | Exterior parking/lot lighting | 13.75% | Tech/Econ | 31% | 1160809.463 | 0 | 0
Econ | Retail | Exterior Lighting | Exterior parking/lot lighting | TRC | Turnover | ET714 | LED Parking Lighting | LED Parking Lighting | Equip | 18 | Exterior parking/lot lighting | 6.728% | Tech/Econ | 84% | 1785499.681 | 0 | 0
Econ | Retail | Exterior Lighting | Exterior parking/lot lighting | TRC | Turnover | ET519 | High Efficiency HID Lighting | High Efficiency HID Lighting | Equip | 13 | Exterior parking/lot lighting | 0% | Tech/Econ | 34.18% | 0 | 0 | 0
Econ | Retail | Exterior Lighting | Exterior parking/lot lighting | TRC | New | EN740 | LED Parking Lighting | LED Parking Lighting | Equip | 18 | Exterior parking/lot lighting | 94.94% | Tech/Econ | 84% | 253123.8414 | 0 | 0
Econ | Retail | Exterior Lighting | Exterior parking/lot lighting | TRC | New | EN545 | High Efficiency HID Lighting | High Efficiency HID Lighting | Equip | 13 | Exterior parking/lot lighting | 0% | Tech/Econ | 34.18% | 0 | 0 | 0
Econ | Retail | Exterior Lighting | Exterior marquis | TRC | New | NN5297 | Retro-Commissioning | Retro-Commissioning | NonEquip | 5 |  | 0% | Tech/Econ | 16% | 0 | 0 | 0
Econ | Retail | Exterior Lighting | Exterior marquis | TRC | New | NN2983 | Outdoor Lighting Controls | Outdoor Lighting Controls | NonEquip | 8 | Exterior parking/lot lighting | 0% | Tech/Econ | 28% | 0 | 0 | 0
Econ | Retail | Exterior Lighting | Exterior marquis | TRC | New | NN2957 | Bi-Level Lighting Control (Exterior) | Bi-Level Lighting Control (Exterior) | NonEquip | 9 | Exterior parking/lot lighting | 0% | Tech/Econ | 31% | 0 | 0 | 0
Econ | Retail | Exterior Lighting | Exterior marquis | TRC | Existing | NE5284 | Retro-Commissioning | Retro-Commissioning | NonEquip | 5 |  | 21.99% | Tech/Econ | 16% | 0 | 0 | 0
Econ | Retail | Exterior Lighting | Exterior marquis | TRC | Existing | NE2970 | Outdoor Lighting Controls | Outdoor Lighting Controls | NonEquip | 8 | Exterior parking/lot lighting | 0% | Tech/Econ | 28% | 0 | 0 | 0
Econ | Retail | Exterior Lighting | Exterior marquis | TRC | Existing | NE2944 | Bi-Level Lighting Control (Exterior) | Bi-Level Lighting Control (Exterior) | NonEquip | 9 | Exterior parking/lot lighting | 0% | Tech/Econ | 31% | 0 | 0 | 0
Econ | Retail | Exterior Lighting | Exterior marquis | TRC | Turnover | ET636 | LED Exterior Lighting | LED Exterior Lighting | Equip | 13 | Exterior marquis | 4.268% | Tech/Econ | 60.51% | 0 | 0 | 0
Econ | Retail | Exterior Lighting | Exterior marquis | TRC | Turnover | ET597 | LED Display Lighting (Exterior) | LED Display Lighting (Exterior) | Equip | 15 | Exterior marquis | 4.268% | Tech/Econ | 87.04% | 0 | 0 | 0
Econ | Retail | Exterior Lighting | Exterior marquis | TRC | New | EN662 | LED Exterior Lighting | LED Exterior Lighting | Equip | 13 | Exterior marquis | 4.624% | Tech/Econ | 60.51% | 0 | 0 | 0
Econ | Retail | Exterior Lighting | Exterior marquis | TRC | New | EN623 | LED Display Lighting (Exterior) | LED Display Lighting (Exterior) | Equip | 15 | Exterior marquis | 4.624% | Tech/Econ | 87.04% | 0 | 0 | 0
Econ | Retail | Miscellaneous | Elevators/Escalators | TRC | New | NN5453 | Retro-Commissioning | Retro-Commissioning | NonEquip | 5 |  | 0% | Tech/Econ | 16% | 0 | 0 | 0
Econ | Retail | Miscellaneous | Elevators/Escalators | TRC | New | NN4543 | VSD Controlled Compressor | VSD Controlled Compressor | NonEquip | 15 | Others | 0% | Tech/Econ | 20.79% | 0 | 0 | 0
Econ | Retail | Miscellaneous | Elevators/Escalators | TRC | New | NN4491 | Engine Block Timer | Engine Block Timer | NonEquip | 5 | Others | 0% | Tech/Econ | 36% | 0 | 0 | 0
Econ | Retail | Miscellaneous | Elevators/Escalators | TRC | Existing | NE5440 | Retro-Commissioning | Retro-Commissioning | NonEquip | 5 |  | 21.99% | Tech/Econ | 16% | 2558.0871 | 0.7898 | 1.5303
Econ | Retail | Miscellaneous | Elevators/Escalators | TRC | Existing | NE4530 | VSD Controlled Compressor | VSD Controlled Compressor | NonEquip | 15 | Others | 0% | Tech/Econ | 20.79% | 0 | 0 | 0
Econ | Retail | Miscellaneous | Elevators/Escalators | TRC | Existing | NE4478 | Engine Block Timer | Engine Block Timer | NonEquip | 5 | Others | 0% | Tech/Econ | 36% | 0 | 0 | 0
Econ | Retail | Office Equipment | Document production | TRC | New | NN4595 | Smart Strip Plug Outlet | Smart Strip Plug Outlet | NonEquip | 4 |  | 43.9% | Tech/Econ | 1.187% | 974.0438 | 0.14483 | 0.10066
Econ | Retail | Office Equipment | Document production | TRC | New | NN4569 | Network PC Power Management | Network PC Power Management | NonEquip | 5 | Computers | 0% | Tech/Econ | 56.5% | 0 | 0 | 0
Econ | Retail | Office Equipment | Document production | TRC | Existing | NE4582 | Smart Strip Plug Outlet | Smart Strip Plug Outlet | NonEquip | 4 |  | 43.9% | Tech/Econ | 1.187% | 100488.854 | 14.9421 | 10.3845
Econ | Retail | Office Equipment | Document production | TRC | Existing | NE4556 | Network PC Power Management | Network PC Power Management | NonEquip | 5 | Computers | 0% | Tech/Econ | 56.5% | 0 | 0 | 0
Econ | Retail | Space Cooling | District chilled water piped | TRC | New | NN5375 | Retro-Commissioning | Retro-Commissioning | NonEquip | 5 |  | 0% | Tech/Econ | 16% | 0 | 0 | 0
Econ | Retail | Space Cooling | District chilled water piped | TRC | New | NN4205 | Thermal Energy Storage | Thermal Energy Storage | NonEquip | 20 |  | 20% | Tech/Econ | 0% | 0 | 0 | 0
Econ | Retail | Space Cooling | District chilled water piped | TRC | New | NN4153 | Smart Thermostat | Smart Thermostat | NonEquip | 11 |  | 31.48% | Tech/Econ | 10% | 0 | 0 | 0
Econ | Retail | Space Cooling | District chilled water piped | TRC | New | NN3919 | HVAC tune-up_RTU | HVAC tune-up_RTU | NonEquip | 5 | Packaged air conditioning units (RTUs) | 0% | Tech/Econ | 5% | 0 | 0 | 0
Econ | Retail | Space Cooling | District chilled water piped | TRC | New | NN3893 | HVAC tune-up | HVAC tune-up | NonEquip | 5 | Residential-type central air conditioners | 0% | Tech/Econ | 5% | 0 | 0 | 0
Econ | Retail | Space Cooling | District chilled water piped | TRC | New | NN3685 | Facility Energy Management System | Facility Energy Management System | NonEquip | 15 |  | 4.276% | Tech/Econ | 20% | 0 | 0 | 0
Econ | Retail | Space Cooling | District chilled water piped | TRC | New | NN3529 | Duct Sealing Repair | Duct Sealing Repair | NonEquip | 15 |  | 0% | Tech/Econ | 12% | 0 | 0 | 0
Econ | Retail | Space Cooling | District chilled water piped | TRC | New | NN3425 | Dedicated Outdoor Air System on VRF unit | Dedicated Outdoor Air System on VRF unit | NonEquip | 15 | Residential-type central air conditioners | 0% | Tech/Econ | 17.5% | 0 | 0 | 0
Econ | Retail | Space Cooling | District chilled water piped | TRC | New | NN3321 | Chilled Water System - Variable Speed Drives | Chilled Water System - Variable Speed Drives | NonEquip | 13 | Central chillers inside | 0% | Tech/Econ | 24.74% | 0 | 0 | 0
Econ | Retail | Space Cooling | District chilled water piped | TRC | New | NN3295 | Chilled Water Controls Optimization | Chilled Water Controls Optimization | NonEquip | 10 | Central chillers inside | 0% | Tech/Econ | 12.5% | 0 | 0 | 0
Econ | Retail | Space Cooling | District chilled water piped | TRC | New | NN3217 | Ceiling Insulation(R2 to R38) | Ceiling Insulation(R2 to R38) | NonEquip | 20 |  | 0% | Tech/Econ | 31.56% | 0 | 0 | 0
Econ | Retail | Space Cooling | District chilled water piped | TRC | New | NN3061 | Airside Economizer | Airside Economizer | NonEquip | 10 | Packaged air conditioning units (RTUs) | 0% | Tech/Econ | 5.556% | 0 | 0 | 0
Econ | Retail | Space Cooling | District chilled water piped | TRC | Existing | NE5362 | Retro-Commissioning | Retro-Commissioning | NonEquip | 5 |  | 21.99% | Tech/Econ | 16% | 0 | 0 | 0
Econ | Retail | Space Cooling | District chilled water piped | TRC | Existing | NE4218 | Wall Insulation | Wall Insulation | NonEquip | 20 |  | 15.96% | Tech/Econ | 17.6% | 0 | 0 | 0
Econ | Retail | Space Cooling | District chilled water piped | TRC | Existing | NE4192 | Thermal Energy Storage | Thermal Energy Storage | NonEquip | 20 |  | 20% | Tech/Econ | 0% | 0 | 0 | 0
Econ | Retail | Space Cooling | District chilled water piped | TRC | Existing | NE4140 | Smart Thermostat | Smart Thermostat | NonEquip | 11 |  | 31.48% | Tech/Econ | 10% | 0 | 0 | 0
Econ | Retail | Space Cooling | District chilled water piped | TRC | Existing | NE3906 | HVAC tune-up_RTU | HVAC tune-up_RTU | NonEquip | 5 | Packaged air conditioning units (RTUs) | 0% | Tech/Econ | 5% | 0 | 0 | 0
Econ | Retail | Space Cooling | District chilled water piped | TRC | Existing | NE3880 | HVAC tune-up | HVAC tune-up | NonEquip | 5 | Residential-type central air conditioners | 0% | Tech/Econ | 5% | 0 | 0 | 0
Econ | Retail | Space Cooling | District chilled water piped | TRC | Existing | NE3672 | Facility Energy Management System | Facility Energy Management System | NonEquip | 15 |  | 4.3% | Tech/Econ | 20% | 0 | 0 | 0
Econ | Retail | Space Cooling | District chilled water piped | TRC | Existing | NE3516 | Duct Sealing Repair | Duct Sealing Repair | NonEquip | 15 |  | 30.55% | Tech/Econ | 12% | 0 | 0 | 0
Econ | Retail | Space Cooling | District chilled water piped | TRC | Existing | NE3412 | Dedicated Outdoor Air System on VRF unit | Dedicated Outdoor Air System on VRF unit | NonEquip | 15 | Residential-type central air conditioners | 0% | Tech/Econ | 17.5% | 0 | 0 | 0
Econ | Retail | Space Cooling | District chilled water piped | TRC | Existing | NE3308 | Chilled Water System - Variable Speed Drives | Chilled Water System - Variable Speed Drives | NonEquip | 13 | Central chillers inside | 0% | Tech/Econ | 24.74% | 0 | 0 | 0
Econ | Retail | Space Cooling | District chilled water piped | TRC | Existing | NE3282 | Chilled Water Controls Optimization | Chilled Water Controls Optimization | NonEquip | 10 | Central chillers inside | 0% | Tech/Econ | 12.5% | 0 | 0 | 0
Econ | Retail | Space Cooling | District chilled water piped | TRC | Existing | NE3204 | Ceiling Insulation(R2 to R38) | Ceiling Insulation(R2 to R38) | NonEquip | 20 |  | 0% | Tech/Econ | 31.56% | 0 | 0 | 0
Econ | Retail | Space Cooling | District chilled water piped | TRC | Existing | NE3048 | Airside Economizer | Airside Economizer | NonEquip | 10 | Packaged air conditioning units (RTUs) | 0% | Tech/Econ | 5.556% | 0 | 0 | 0
Econ | Retail | Space Cooling | District chilled water piped | TRC | Turnover | ET948 | High Efficiency Chiller (Air Cooled, 50 tons) | High Efficiency Chiller (Air Cooled, 50 tons) | Equip | 20 | District chilled water piped | 28.37% | Tech/Econ | 8.759% | 0 | 0 | 0
Econ | Retail | Space Cooling | District chilled water piped | TRC | Turnover | ET1104 | High Efficiency Chiller (Water cooled-positive displacement, 100 tons) | High Efficiency Chiller (Water cooled-positive displacement, 100 tons) | Equip | 20 | District chilled water piped | 28.37% | Tech/Econ | 2.683% | 0 | 0 | 0
Econ | Retail | Space Cooling | District chilled water piped | TRC | Turnover | ET1026 | High Efficiency Chiller (Water cooled-centrifugal, 200 tons) | High Efficiency Chiller (Water cooled-centrifugal, 200 tons) | Equip | 20 | District chilled water piped | 28.37% | Tech/Econ | 4.362% | 0 | 0 | 0
Econ | Retail | Space Cooling | District chilled water piped | TRC | New | EN974 | High Efficiency Chiller (Air Cooled, 50 tons) | High Efficiency Chiller (Air Cooled, 50 tons) | Equip | 20 | District chilled water piped | 28.37% | Tech/Econ | 8.759% | 0 | 0 | 0
Econ | Retail | Space Cooling | District chilled water piped | TRC | New | EN1130 | High Efficiency Chiller (Water cooled-positive displacement, 100 tons) | High Efficiency Chiller (Water cooled-positive displacement, 100 tons) | Equip | 20 | District chilled water piped | 28.37% | Tech/Econ | 2.683% | 0 | 0 | 0
Econ | Retail | Space Cooling | District chilled water piped | TRC | New | EN1052 | High Efficiency Chiller (Water cooled-centrifugal, 200 tons) | High Efficiency Chiller (Water cooled-centrifugal, 200 tons) | Equip | 20 | District chilled water piped | 28.37% | Tech/Econ | 4.362% | 0 | 0 | 0
Econ | Retail | Refrigeration | Display cases | TRC | New | NN5323 | Retro-Commissioning | Retro-Commissioning | NonEquip | 5 |  | 0% | Tech/Econ | 16% | 0 | 0 | 0
Econ | Retail | Refrigeration | Display cases | TRC | New | NN4907 | Strip Curtains for Walk-ins | Strip Curtains for Walk-ins | NonEquip | 4 | Walk-in cooler | 0% | Tech/Econ | 2.115% | 0 | 0 | 0
Econ | Retail | Refrigeration | Display cases | TRC | New | NN4855 | PSC to ECM Evaporator Fan Motor (Walk-In, Refrigerator) | PSC to ECM Evaporator Fan Motor (Walk-In, Refrigerator) | NonEquip | 15 | Walk-in cooler | 0% | Tech/Econ | 37.5% | 0 | 0 | 0
Econ | Retail | Refrigeration | Display cases | TRC | New | NN4829 | PSC to ECM Evaporator Fan Motor (Reach-In) | PSC to ECM Evaporator Fan Motor (Reach-In) | NonEquip | 15 | Display cases | 68.68% | Tech/Econ | 37.5% | 0 | 0 | 0
Econ | Retail | Refrigeration | Display cases | TRC | New | NN4699 | Floating Head Pressure Controls | Floating Head Pressure Controls | NonEquip | 15 |  | 0% | Tech/Econ | 6.05% | 0 | 0 | 0
Econ | Retail | Refrigeration | Display cases | TRC | New | NN4621 | Anti-Sweat Controls | Anti-Sweat Controls | NonEquip | 8 | Display cases | 0% | Tech/Econ | 85% | 0 | 0 | 0
Econ | Retail | Refrigeration | Display cases | TRC | Existing | NE5310 | Retro-Commissioning | Retro-Commissioning | NonEquip | 5 |  | 21.99% | Tech/Econ | 16% | 83211.3061 | 25.6912 | 49.7793
Econ | Retail | Refrigeration | Display cases | TRC | Existing | NE4894 | Strip Curtains for Walk-ins | Strip Curtains for Walk-ins | NonEquip | 4 | Walk-in cooler | 0% | Tech/Econ | 2.115% | 0 | 0 | 0
Econ | Retail | Refrigeration | Display cases | TRC | Existing | NE4842 | PSC to ECM Evaporator Fan Motor (Walk-In, Refrigerator) | PSC to ECM Evaporator Fan Motor (Walk-In, Refrigerator) | NonEquip | 15 | Walk-in cooler | 0% | Tech/Econ | 37.5% | 0 | 0 | 0
Econ | Retail | Refrigeration | Display cases | TRC | Existing | NE4816 | PSC to ECM Evaporator Fan Motor (Reach-In) | PSC to ECM Evaporator Fan Motor (Reach-In) | NonEquip | 15 | Display cases | 17.17% | Tech/Econ | 37.5% | 86385.9989 | 12.0235 | 1.1014
Econ | Retail | Refrigeration | Display cases | TRC | Existing | NE4712 | Freezer-Cooler Replacement Gaskets | Freezer-Cooler Replacement Gaskets | NonEquip | 4 | Display cases | 63.61% | Tech/Econ | 3.131% | 24997.3786 | 3.6404 | 1.1853
Econ | Retail | Refrigeration | Display cases | TRC | Existing | NE4686 | Floating Head Pressure Controls | Floating Head Pressure Controls | NonEquip | 15 |  | 0% | Tech/Econ | 6.05% | 0 | 0 | 0
Econ | Retail | Refrigeration | Display cases | TRC | Existing | NE4608 | Anti-Sweat Controls | Anti-Sweat Controls | NonEquip | 8 | Display cases | 13.66% | Tech/Econ | 85% | 265017.8768 | 21.1799 | 21.2938
Econ | Retail | Refrigeration | Display cases | TRC | Turnover | ET2463 | Energy Star Commercial Solid Door Refrigerator | Energy Star Commercial Solid Door Refrigerator | Equip | 12 | Display cases | 66.59% | Tech/Econ | 50.28% | 675272.9454 | 100.8604 | 45.0706
Econ | Retail | Refrigeration | Display cases | TRC | Turnover | ET2424 | Energy Star Commercial Solid Door Freezer | Energy Star Commercial Solid Door Freezer | Equip | 12 | Display cases | 66.59% | Tech/Econ | 42.11% | 921739.2403 | 137.6732 | 61.5208
Econ | Retail | Refrigeration | Display cases | TRC | New | EN2489 | Energy Star Commercial Solid Door Refrigerator | Energy Star Commercial Solid Door Refrigerator | Equip | 12 | Display cases | 66.59% | Tech/Econ | 50.28% | 3850.4523 | 0.57511 | 0.257
Econ | Retail | Refrigeration | Display cases | TRC | New | EN2450 | Energy Star Commercial Solid Door Freezer | Energy Star Commercial Solid Door Freezer | Equip | 12 | Display cases | 66.59% | Tech/Econ | 42.11% | 8934.4676 | 1.3345 | 0.59632
Econ | Retail | Cooking | Cooking Other | TRC | Turnover | ET168 | Energy Star Hot Food Holding Cabinet | Energy Star Hot Food Holding Cabinet | Equip | 12 | Cooking Other | 0% | Tech/Econ | 52.67% | 0 | 0 | 0
Econ | Retail | Cooking | Cooking Other | TRC | Turnover | ET129 | Energy Star Griddle | Energy Star Griddle | Equip | 12 | Cooking Other | 0% | Tech/Econ | 12.08% | 0 | 0 | 0
Econ | Retail | Cooking | Cooking Other | TRC | Turnover | ET12 | Efficient Exhaust Hood | Efficient Exhaust Hood | Equip | 15 | Cooking Other | 0% | Tech/Econ | 42.5% | 0 | 0 | 0
Econ | Retail | Cooking | Cooking Other | TRC | New | EN38 | Efficient Exhaust Hood | Efficient Exhaust Hood | Equip | 15 | Cooking Other | 0% | Tech/Econ | 42.5% | 0 | 0 | 0
Econ | Retail | Cooking | Cooking Other | TRC | New | EN194 | Energy Star Hot Food Holding Cabinet | Energy Star Hot Food Holding Cabinet | Equip | 12 | Cooking Other | 0% | Tech/Econ | 52.67% | 0 | 0 | 0
Econ | Retail | Cooking | Cooking Other | TRC | New | EN155 | Energy Star Griddle | Energy Star Griddle | Equip | 12 | Cooking Other | 0% | Tech/Econ | 12.08% | 0 | 0 | 0
Econ | Retail | Office Equipment | Computers | TRC | New | NN4595 | Smart Strip Plug Outlet | Smart Strip Plug Outlet | NonEquip | 4 |  | 43.9% | Tech/Econ | 1.187% | 306.4533 | 0.045568 | 0.031669
Econ | Retail | Office Equipment | Computers | TRC | New | NN4569 | Network PC Power Management | Network PC Power Management | NonEquip | 5 | Computers | 22.4% | Tech/Econ | 56.5% | 8520.4349 | 1.2674 | 0.88269
Econ | Retail | Office Equipment | Computers | TRC | Existing | NE4582 | Smart Strip Plug Outlet | Smart Strip Plug Outlet | NonEquip | 4 |  | 43.9% | Tech/Econ | 1.187% | 31615.7697 | 4.7011 | 3.2672
Econ | Retail | Office Equipment | Computers | TRC | Existing | NE4556 | Network PC Power Management | Network PC Power Management | NonEquip | 5 | Computers | 22.4% | Tech/Econ | 56.5% | 879024.868 | 130.7548 | 91.0639
Econ | Retail | Office Equipment | Computers | TRC | Turnover | ET2190 | Energy Star PCs | Energy Star PCs | Equip | 4 | Computers | 35% | Tech/Econ | 43.34% | 1242224.303 | 176.9155 | 68.6216
Econ | Retail | Office Equipment | Computers | TRC | New | EN2216 | Energy Star PCs | Energy Star PCs | Equip | 4 | Computers | 35% | Tech/Econ | 43.34% | 12040.9464 | 1.7149 | 0.66515
Econ | Retail | Domestic Hot Water | Centralized water heaters | TRC | New | NN5427 | Retro-Commissioning | Retro-Commissioning | NonEquip | 5 |  | 0% | Tech/Econ | 16% | 0 | 0 | 0
Econ | Retail | Domestic Hot Water | Centralized water heaters | TRC | New | NN2931 | Thermostatic Shower Restriction Valve | Thermostatic Shower Restriction Valve | NonEquip | 10 | Centralized water heaters | 0% | Tech/Econ | 4.015% | 0 | 0 | 0
Econ | Retail | Domestic Hot Water | Centralized water heaters | TRC | New | NN2905 | Tank Wrap on Water Heater | Tank Wrap on Water Heater | NonEquip | 7 | Centralized water heaters | 55.99% | Tech/Econ | 1.773% | 33.7661 | 0.0033823 | 0.0034509
Econ | Retail | Domestic Hot Water | Centralized water heaters | TRC | New | NN2879 | Low-Flow Pre-Rinse Sprayers | Low-Flow Pre-Rinse Sprayers | NonEquip | 5 | Centralized water heaters | 0% | Tech/Econ | 5.311% | 0 | 0 | 0
Econ | Retail | Domestic Hot Water | Centralized water heaters | TRC | New | NN2853 | Low Flow Shower Head | Low Flow Shower Head | NonEquip | 10 | Centralized water heaters | 0% | Tech/Econ | 0.8135% | 0 | 0 | 0
Econ | Retail | Domestic Hot Water | Centralized water heaters | TRC | New | NN2827 | Hot Water Pipe Insulation | Hot Water Pipe Insulation | NonEquip | 13 | Centralized water heaters | 22.45% | Tech/Econ | 9.519% | 600.6416 | 0.047266 | 0.081712
Econ | Retail | Domestic Hot Water | Centralized water heaters | TRC | New | NN2775 | Faucet Aerator | Faucet Aerator | NonEquip | 10 | Centralized water heaters | 23.64% | Tech/Econ | 0.3832% | 36.761 | 0.001951 | 0.016648
Econ | Retail | Domestic Hot Water | Centralized water heaters | TRC | Existing | NE5414 | Retro-Commissioning | Retro-Commissioning | NonEquip | 5 |  | 21.99% | Tech/Econ | 16% | 147167.2432 | 45.4374 | 88.0396
Econ | Retail | Domestic Hot Water | Centralized water heaters | TRC | Existing | NE2918 | Thermostatic Shower Restriction Valve | Thermostatic Shower Restriction Valve | NonEquip | 10 | Centralized water heaters | 0% | Tech/Econ | 3.841% | 0 | 0 | 0
Econ | Retail | Domestic Hot Water | Centralized water heaters | TRC | Existing | NE2892 | Tank Wrap on Water Heater | Tank Wrap on Water Heater | NonEquip | 7 | Centralized water heaters | 55.99% | Tech/Econ | 1.773% | 27660.3895 | 2.7707 | 2.8269
Econ | Retail | Domestic Hot Water | Centralized water heaters | TRC | Existing | NE2866 | Low-Flow Pre-Rinse Sprayers | Low-Flow Pre-Rinse Sprayers | NonEquip | 5 | Centralized water heaters | 0% | Tech/Econ | 5.065% | 0 | 0 | 0
Econ | Retail | Domestic Hot Water | Centralized water heaters | TRC | Existing | NE2840 | Low Flow Shower Head | Low Flow Shower Head | NonEquip | 10 | Centralized water heaters | 0% | Tech/Econ | 0.7782% | 0 | 0 | 0
Econ | Retail | Domestic Hot Water | Centralized water heaters | TRC | Existing | NE2814 | Hot Water Pipe Insulation | Hot Water Pipe Insulation | NonEquip | 13 | Centralized water heaters | 4.299% | Tech/Econ | 9.106% | 10950.0386 | 0.86168 | 1.4896
Econ | Retail | Domestic Hot Water | Centralized water heaters | TRC | Existing | NE2762 | Faucet Aerator | Faucet Aerator | NonEquip | 10 | Centralized water heaters | 23.64% | Tech/Econ | 0.3666% | 3627.9655 | 0.19254 | 1.643
Econ | Retail | Domestic Hot Water | Centralized water heaters | TRC | Turnover | ET363 | Heat Pump Water Heater | Heat Pump Water Heater | Equip | 10 | Centralized water heaters | 46.98% | Tech/Econ | 65.32% | 1238487.25 | 86.8916 | 455.8525
Econ | Retail | Domestic Hot Water | Centralized water heaters | TRC | Turnover | ET285 | Energy Star Commercial Dishwasher | Energy Star Commercial Dishwasher | Equip | 15 | Centralized water heaters | 0% | Tech/Econ | 29.58% | 0 | 0 | 0
Econ | Retail | Domestic Hot Water | Centralized water heaters | TRC | New | EN389 | Heat Pump Water Heater | Heat Pump Water Heater | Equip | 10 | Centralized water heaters | 46.98% | Tech/Econ | 65.32% | 12441.9956 | 0.87292 | 4.5796
Econ | Retail | Domestic Hot Water | Centralized water heaters | TRC | New | EN311 | Energy Star Commercial Dishwasher | Energy Star Commercial Dishwasher | Equip | 15 | Centralized water heaters | 0% | Tech/Econ | 29.58% | 0 | 0 | 0
Econ | Retail | Space Cooling | Central chillers inside | TRC | New | NN5375 | Retro-Commissioning | Retro-Commissioning | NonEquip | 5 |  | 0% | Tech/Econ | 16% | 0 | 0 | 0
Econ | Retail | Space Cooling | Central chillers inside | TRC | New | NN4205 | Thermal Energy Storage | Thermal Energy Storage | NonEquip | 20 |  | 20% | Tech/Econ | 0% | 0 | 0 | 0
Econ | Retail | Space Cooling | Central chillers inside | TRC | New | NN4153 | Smart Thermostat | Smart Thermostat | NonEquip | 11 |  | 31.48% | Tech/Econ | 10% | 0 | 0 | 0
Econ | Retail | Space Cooling | Central chillers inside | TRC | New | NN3919 | HVAC tune-up_RTU | HVAC tune-up_RTU | NonEquip | 5 | Packaged air conditioning units (RTUs) | 0% | Tech/Econ | 5% | 0 | 0 | 0
Econ | Retail | Space Cooling | Central chillers inside | TRC | New | NN3893 | HVAC tune-up | HVAC tune-up | NonEquip | 5 | Residential-type central air conditioners | 0% | Tech/Econ | 5% | 0 | 0 | 0
Econ | Retail | Space Cooling | Central chillers inside | TRC | New | NN3685 | Facility Energy Management System | Facility Energy Management System | NonEquip | 15 |  | 4.276% | Tech/Econ | 20% | 0 | 0 | 0
Econ | Retail | Space Cooling | Central chillers inside | TRC | New | NN3529 | Duct Sealing Repair | Duct Sealing Repair | NonEquip | 15 |  | 0% | Tech/Econ | 12% | 0 | 0 | 0
Econ | Retail | Space Cooling | Central chillers inside | TRC | New | NN3425 | Dedicated Outdoor Air System on VRF unit | Dedicated Outdoor Air System on VRF unit | NonEquip | 15 | Residential-type central air conditioners | 0% | Tech/Econ | 17.5% | 0 | 0 | 0
Econ | Retail | Space Cooling | Central chillers inside | TRC | New | NN3321 | Chilled Water System - Variable Speed Drives | Chilled Water System - Variable Speed Drives | NonEquip | 13 | Central chillers inside | 73.99% | Tech/Econ | 24.74% | 0 | 0 | 0
Econ | Retail | Space Cooling | Central chillers inside | TRC | New | NN3295 | Chilled Water Controls Optimization | Chilled Water Controls Optimization | NonEquip | 10 | Central chillers inside | 34.04% | Tech/Econ | 12.5% | 0 | 0 | 0
Econ | Retail | Space Cooling | Central chillers inside | TRC | New | NN3217 | Ceiling Insulation(R2 to R38) | Ceiling Insulation(R2 to R38) | NonEquip | 20 |  | 0% | Tech/Econ | 31.56% | 0 | 0 | 0
Econ | Retail | Space Cooling | Central chillers inside | TRC | New | NN3061 | Airside Economizer | Airside Economizer | NonEquip | 10 | Packaged air conditioning units (RTUs) | 0% | Tech/Econ | 5.556% | 0 | 0 | 0
Econ | Retail | Space Cooling | Central chillers inside | TRC | Existing | NE5362 | Retro-Commissioning | Retro-Commissioning | NonEquip | 5 |  | 21.99% | Tech/Econ | 16% | 0 | 0 | 0
Econ | Retail | Space Cooling | Central chillers inside | TRC | Existing | NE4218 | Wall Insulation | Wall Insulation | NonEquip | 20 |  | 15.96% | Tech/Econ | 17.6% | 0 | 0 | 0
Econ | Retail | Space Cooling | Central chillers inside | TRC | Existing | NE4192 | Thermal Energy Storage | Thermal Energy Storage | NonEquip | 20 |  | 20% | Tech/Econ | 0% | 0 | 0 | 0
Econ | Retail | Space Cooling | Central chillers inside | TRC | Existing | NE4140 | Smart Thermostat | Smart Thermostat | NonEquip | 11 |  | 31.48% | Tech/Econ | 10% | 0 | 0 | 0
Econ | Retail | Space Cooling | Central chillers inside | TRC | Existing | NE3906 | HVAC tune-up_RTU | HVAC tune-up_RTU | NonEquip | 5 | Packaged air conditioning units (RTUs) | 0% | Tech/Econ | 5% | 0 | 0 | 0
Econ | Retail | Space Cooling | Central chillers inside | TRC | Existing | NE3880 | HVAC tune-up | HVAC tune-up | NonEquip | 5 | Residential-type central air conditioners | 0% | Tech/Econ | 5% | 0 | 0 | 0
Econ | Retail | Space Cooling | Central chillers inside | TRC | Existing | NE3672 | Facility Energy Management System | Facility Energy Management System | NonEquip | 15 |  | 4.3% | Tech/Econ | 20% | 0 | 0 | 0
Econ | Retail | Space Cooling | Central chillers inside | TRC | Existing | NE3516 | Duct Sealing Repair | Duct Sealing Repair | NonEquip | 15 |  | 30.55% | Tech/Econ | 12% | 0 | 0 | 0
Econ | Retail | Space Cooling | Central chillers inside | TRC | Existing | NE3412 | Dedicated Outdoor Air System on VRF unit | Dedicated Outdoor Air System on VRF unit | NonEquip | 15 | Residential-type central air conditioners | 0% | Tech/Econ | 17.5% | 0 | 0 | 0
Econ | Retail | Space Cooling | Central chillers inside | TRC | Existing | NE3308 | Chilled Water System - Variable Speed Drives | Chilled Water System - Variable Speed Drives | NonEquip | 13 | Central chillers inside | 73.99% | Tech/Econ | 24.74% | 0 | 0 | 0
Econ | Retail | Space Cooling | Central chillers inside | TRC | Existing | NE3282 | Chilled Water Controls Optimization | Chilled Water Controls Optimization | NonEquip | 10 | Central chillers inside | 34.04% | Tech/Econ | 12.5% | 0 | 0 | 0
Econ | Retail | Space Cooling | Central chillers inside | TRC | Existing | NE3204 | Ceiling Insulation(R2 to R38) | Ceiling Insulation(R2 to R38) | NonEquip | 20 |  | 0% | Tech/Econ | 31.56% | 0 | 0 | 0
Econ | Retail | Space Cooling | Central chillers inside | TRC | Existing | NE3048 | Airside Economizer | Airside Economizer | NonEquip | 10 | Packaged air conditioning units (RTUs) | 0% | Tech/Econ | 5.556% | 0 | 0 | 0
Econ | Retail | Space Cooling | Central chillers inside | TRC | Turnover | ET987 | High Efficiency Chiller (Water cooled-centrifugal, 200 tons) | High Efficiency Chiller (Water cooled-centrifugal, 200 tons) | Equip | 20 | Central chillers inside | 28.37% | Tech/Econ | 4.362% | 0 | 0 | 0
Econ | Retail | Space Cooling | Central chillers inside | TRC | Turnover | ET909 | High Efficiency Chiller (Air Cooled, 50 tons) | High Efficiency Chiller (Air Cooled, 50 tons) | Equip | 20 | Central chillers inside | 28.37% | Tech/Econ | 8.759% | 0 | 0 | 0
Econ | Retail | Space Cooling | Central chillers inside | TRC | Turnover | ET1065 | High Efficiency Chiller (Water cooled-positive displacement, 100 tons) | High Efficiency Chiller (Water cooled-positive displacement, 100 tons) | Equip | 20 | Central chillers inside | 28.37% | Tech/Econ | 2.683% | 0 | 0 | 0
Econ | Retail | Space Cooling | Central chillers inside | TRC | New | EN935 | High Efficiency Chiller (Air Cooled, 50 tons) | High Efficiency Chiller (Air Cooled, 50 tons) | Equip | 20 | Central chillers inside | 28.37% | Tech/Econ | 8.759% | 0 | 0 | 0
Econ | Retail | Space Cooling | Central chillers inside | TRC | New | EN1091 | High Efficiency Chiller (Water cooled-positive displacement, 100 tons) | High Efficiency Chiller (Water cooled-positive displacement, 100 tons) | Equip | 20 | Central chillers inside | 28.37% | Tech/Econ | 2.683% | 0 | 0 | 0
Econ | Retail | Space Cooling | Central chillers inside | TRC | New | EN1013 | High Efficiency Chiller (Water cooled-centrifugal, 200 tons) | High Efficiency Chiller (Water cooled-centrifugal, 200 tons) | Equip | 20 | Central chillers inside | 28.37% | Tech/Econ | 4.362% | 0 | 0 | 0
Econ | Retail | Ventilation and Circulation | Central air-handling unit | TRC | New | NN5401 | Retro-Commissioning | Retro-Commissioning | NonEquip | 5 |  | 0% | Tech/Econ | 16% | 0 | 0 | 0
Econ | Retail | Ventilation and Circulation | Central air-handling unit | TRC | New | NN4985 | VAV System | VAV System | NonEquip | 10 |  | 0% | Tech/Econ | 30% | 0 | 0 | 0
Econ | Retail | Ventilation and Circulation | Central air-handling unit | TRC | New | NN4959 | Demand Controlled Ventilation | Demand Controlled Ventilation | NonEquip | 10 |  | 23.39% | Tech/Econ | 50% | 40960.8085 | 4.2646 | 24.0098
Econ | Retail | Ventilation and Circulation | Central air-handling unit | TRC | New | NN4933 | CO Sensors for Parking Garage Exhaust | CO Sensors for Parking Garage Exhaust | NonEquip | 15 | Motor/Fan | 0% | Tech/Econ | 33% | 0 | 0 | 0
Econ | Retail | Ventilation and Circulation | Central air-handling unit | TRC | Existing | NE5388 | Retro-Commissioning | Retro-Commissioning | NonEquip | 5 |  | 21.99% | Tech/Econ | 16% | 1271169.969 | 392.4693 | 760.4494
Econ | Retail | Ventilation and Circulation | Central air-handling unit | TRC | Existing | NE4972 | VAV System | VAV System | NonEquip | 10 |  | 0% | Tech/Econ | 30% | 0 | 0 | 0
Econ | Retail | Ventilation and Circulation | Central air-handling unit | TRC | Existing | NE4946 | Demand Controlled Ventilation | Demand Controlled Ventilation | NonEquip | 10 |  | 23.39% | Tech/Econ | 50% | 4077114.735 | 424.4874 | 2389.8642
Econ | Retail | Ventilation and Circulation | Central air-handling unit | TRC | Existing | NE4920 | CO Sensors for Parking Garage Exhaust | CO Sensors for Parking Garage Exhaust | NonEquip | 15 | Motor/Fan | 0% | Tech/Econ | 33% | 0 | 0 | 0
Econ | Retail | Interior Lighting | case lighting | TRC | New | NN5271 | Retro-Commissioning | Retro-Commissioning | NonEquip | 5 |  | 0% | Tech/Econ | 16% | 0 | 0 | 0
Econ | Retail | Interior Lighting | case lighting | TRC | New | NN4439 | Interior Lighting Controls | Interior Lighting Controls | NonEquip | 8 | Overhead (fluorescent/LED/CFL U-shape) | 0% | Tech/Econ | 28% | 0 | 0 | 0
Econ | Retail | Interior Lighting | case lighting | TRC | New | NN4413 | Bi-Level Lighting Control (Interior) | Bi-Level Lighting Control (Interior) | NonEquip | 8 | Overhead (fluorescent/LED/CFL U-shape) | 0% | Tech/Econ | 31% | 0 | 0 | 0
Econ | Retail | Interior Lighting | case lighting | TRC | New | NN3711 | Facility Energy Management System | Facility Energy Management System | NonEquip | 15 |  | 4.276% | Tech/Econ | 24% | 0.9201 | 0.00024011 | 0.0001104
Econ | Retail | Interior Lighting | case lighting | TRC | Existing | NE5258 | Retro-Commissioning | Retro-Commissioning | NonEquip | 5 |  | 21.99% | Tech/Econ | 16% | 325.4319 | 0.10048 | 0.19468
Econ | Retail | Interior Lighting | case lighting | TRC | Existing | NE4426 | Interior Lighting Controls | Interior Lighting Controls | NonEquip | 8 | Overhead (fluorescent/LED/CFL U-shape) | 0% | Tech/Econ | 28% | 0 | 0 | 0
Econ | Retail | Interior Lighting | case lighting | TRC | Existing | NE4400 | Bi-Level Lighting Control (Interior) | Bi-Level Lighting Control (Interior) | NonEquip | 8 | Overhead (fluorescent/LED/CFL U-shape) | 0% | Tech/Econ | 31% | 0 | 0 | 0
Econ | Retail | Interior Lighting | case lighting | TRC | Existing | NE3698 | Facility Energy Management System | Facility Energy Management System | NonEquip | 15 |  | 4.3% | Tech/Econ | 24% | 92.1015 | 0.024035 | 0.011051
Econ | Retail | Space Heating | Boilers | TRC | New | NN5349 | Retro-Commissioning | Retro-Commissioning | NonEquip | 5 |  | 0% | Tech/Econ | 16% | 0 | 0 | 0
Econ | Retail | Space Heating | Boilers | TRC | New | NN4179 | Smart Thermostat | Smart Thermostat | NonEquip | 11 |  | 31.48% | Tech/Econ | 10% | 0 | 0 | 0
Econ | Retail | Space Heating | Boilers | TRC | New | NN3659 | Facility Energy Management System | Facility Energy Management System | NonEquip | 15 |  | 4.276% | Tech/Econ | 20% | 0 | 0 | 0
Econ | Retail | Space Heating | Boilers | TRC | New | NN3555 | Duct Sealing Repair | Duct Sealing Repair | NonEquip | 15 |  | 0% | Tech/Econ | 12% | 0 | 0 | 0
Econ | Retail | Space Heating | Boilers | TRC | New | NN3399 | Dedicated Outdoor Air System on VRF unit | Dedicated Outdoor Air System on VRF unit | NonEquip | 15 | Residential/split system heat pump | 0% | Tech/Econ | 10% | 0 | 0 | 0
Econ | Retail | Space Heating | Boilers | TRC | New | NN3191 | Ceiling Insulation(R2 to R38) | Ceiling Insulation(R2 to R38) | NonEquip | 20 |  | 0% | Tech/Econ | 11.06% | 0 | 0 | 0
Econ | Retail | Space Heating | Boilers | TRC | Existing | NE5336 | Retro-Commissioning | Retro-Commissioning | NonEquip | 5 |  | 21.99% | Tech/Econ | 16% | 0 | 0 | 0
Econ | Retail | Space Heating | Boilers | TRC | Existing | NE4244 | Wall Insulation | Wall Insulation | NonEquip | 20 |  | 15.96% | Tech/Econ | 0.9934% | 0 | 0 | 0
Econ | Retail | Space Heating | Boilers | TRC | Existing | NE4166 | Smart Thermostat | Smart Thermostat | NonEquip | 11 |  | 31.48% | Tech/Econ | 10% | 0 | 0 | 0
Econ | Retail | Space Heating | Boilers | TRC | Existing | NE3646 | Facility Energy Management System | Facility Energy Management System | NonEquip | 15 |  | 4.3% | Tech/Econ | 20% | 0 | 0 | 0
Econ | Retail | Space Heating | Boilers | TRC | Existing | NE3542 | Duct Sealing Repair | Duct Sealing Repair | NonEquip | 15 |  | 30.55% | Tech/Econ | 12% | 0 | 0 | 0
Econ | Retail | Space Heating | Boilers | TRC | Existing | NE3386 | Dedicated Outdoor Air System on VRF unit | Dedicated Outdoor Air System on VRF unit | NonEquip | 15 | Residential/split system heat pump | 0% | Tech/Econ | 10% | 0 | 0 | 0
Econ | Retail | Space Heating | Boilers | TRC | Existing | NE3178 | Ceiling Insulation(R2 to R38) | Ceiling Insulation(R2 to R38) | NonEquip | 20 |  | 0% | Tech/Econ | 12.2% | 0 | 0 | 0
Econ | Retail | Domestic Hot Water | "Point-of-Use" water heaters | TRC | New | NN5427 | Retro-Commissioning | Retro-Commissioning | NonEquip | 5 |  | 0% | Tech/Econ | 16% | 0 | 0 | 0
Econ | Retail | Domestic Hot Water | "Point-of-Use" water heaters | TRC | New | NN2931 | Thermostatic Shower Restriction Valve | Thermostatic Shower Restriction Valve | NonEquip | 10 | Centralized water heaters | 0% | Tech/Econ | 4.015% | 0 | 0 | 0
Econ | Retail | Domestic Hot Water | "Point-of-Use" water heaters | TRC | New | NN2905 | Tank Wrap on Water Heater | Tank Wrap on Water Heater | NonEquip | 7 | Centralized water heaters | 0% | Tech/Econ | 1.773% | 0 | 0 | 0
Econ | Retail | Domestic Hot Water | "Point-of-Use" water heaters | TRC | New | NN2879 | Low-Flow Pre-Rinse Sprayers | Low-Flow Pre-Rinse Sprayers | NonEquip | 5 | Centralized water heaters | 0% | Tech/Econ | 5.311% | 0 | 0 | 0
Econ | Retail | Domestic Hot Water | "Point-of-Use" water heaters | TRC | New | NN2853 | Low Flow Shower Head | Low Flow Shower Head | NonEquip | 10 | Centralized water heaters | 0% | Tech/Econ | 0.8135% | 0 | 0 | 0
Econ | Retail | Domestic Hot Water | "Point-of-Use" water heaters | TRC | New | NN2827 | Hot Water Pipe Insulation | Hot Water Pipe Insulation | NonEquip | 13 | Centralized water heaters | 0% | Tech/Econ | 9.519% | 0 | 0 | 0
Econ | Retail | Domestic Hot Water | "Point-of-Use" water heaters | TRC | New | NN2775 | Faucet Aerator | Faucet Aerator | NonEquip | 10 | Centralized water heaters | 0% | Tech/Econ | 0.3832% | 0 | 0 | 0
Econ | Retail | Domestic Hot Water | "Point-of-Use" water heaters | TRC | Existing | NE5414 | Retro-Commissioning | Retro-Commissioning | NonEquip | 5 |  | 21.99% | Tech/Econ | 16% | 54631.4084 | 16.8673 | 32.682
Econ | Retail | Domestic Hot Water | "Point-of-Use" water heaters | TRC | Existing | NE2918 | Thermostatic Shower Restriction Valve | Thermostatic Shower Restriction Valve | NonEquip | 10 | Centralized water heaters | 0% | Tech/Econ | 3.841% | 0 | 0 | 0
Econ | Retail | Domestic Hot Water | "Point-of-Use" water heaters | TRC | Existing | NE2892 | Tank Wrap on Water Heater | Tank Wrap on Water Heater | NonEquip | 7 | Centralized water heaters | 0% | Tech/Econ | 1.773% | 0 | 0 | 0
Econ | Retail | Domestic Hot Water | "Point-of-Use" water heaters | TRC | Existing | NE2866 | Low-Flow Pre-Rinse Sprayers | Low-Flow Pre-Rinse Sprayers | NonEquip | 5 | Centralized water heaters | 0% | Tech/Econ | 5.065% | 0 | 0 | 0
Econ | Retail | Domestic Hot Water | "Point-of-Use" water heaters | TRC | Existing | NE2840 | Low Flow Shower Head | Low Flow Shower Head | NonEquip | 10 | Centralized water heaters | 0% | Tech/Econ | 0.7782% | 0 | 0 | 0
Econ | Retail | Domestic Hot Water | "Point-of-Use" water heaters | TRC | Existing | NE2814 | Hot Water Pipe Insulation | Hot Water Pipe Insulation | NonEquip | 13 | Centralized water heaters | 0% | Tech/Econ | 9.106% | 0 | 0 | 0
Econ | Retail | Domestic Hot Water | "Point-of-Use" water heaters | TRC | Existing | NE2762 | Faucet Aerator | Faucet Aerator | NonEquip | 10 | Centralized water heaters | 0% | Tech/Econ | 0.3666% | 0 | 0 | 0
Econ | Retail | Domestic Hot Water | "Point-of-Use" water heaters | TRC | Turnover | ET324 | Energy Star Commercial Dishwasher | Energy Star Commercial Dishwasher | Equip | 15 | "Point-of-Use" water heaters | 0% | Tech/Econ | 29.42% | 0 | 0 | 0
Econ | Retail | Domestic Hot Water | "Point-of-Use" water heaters | TRC | New | EN350 | Energy Star Commercial Dishwasher | Energy Star Commercial Dishwasher | Equip | 15 | "Point-of-Use" water heaters | 0% | Tech/Econ | 29.42% | 0 | 0 | 0
Econ | Schools K-12 | Refrigeration | Walk-in cooler | TRC | New | NN5324 | Retro-Commissioning | Retro-Commissioning | NonEquip | 5 |  | 0% | Tech/Econ | 16% | 0 | 0 | 0
Econ | Schools K-12 | Refrigeration | Walk-in cooler | TRC | New | NN4908 | Strip Curtains for Walk-ins | Strip Curtains for Walk-ins | NonEquip | 4 | Walk-in cooler | 3.76% | Tech/Econ | 2.115% | 3.5333 | 0.0004581 | 0.00038372
Econ | Schools K-12 | Refrigeration | Walk-in cooler | TRC | New | NN4856 | PSC to ECM Evaporator Fan Motor (Walk-In, Refrigerator) | PSC to ECM Evaporator Fan Motor (Walk-In, Refrigerator) | NonEquip | 15 | Walk-in cooler | 68.68% | Tech/Econ | 37.5% | 1143.1106 | 0.14821 | 0.12414
Econ | Schools K-12 | Refrigeration | Walk-in cooler | TRC | New | NN4830 | PSC to ECM Evaporator Fan Motor (Reach-In) | PSC to ECM Evaporator Fan Motor (Reach-In) | NonEquip | 15 | Display cases | 0% | Tech/Econ | 37.5% | 0 | 0 | 0
Econ | Schools K-12 | Refrigeration | Walk-in cooler | TRC | New | NN4700 | Floating Head Pressure Controls | Floating Head Pressure Controls | NonEquip | 15 |  | 27.37% | Tech/Econ | 6.05% | 74.8005 | 0.0096983 | 0.0081235
Econ | Schools K-12 | Refrigeration | Walk-in cooler | TRC | New | NN4622 | Anti-Sweat Controls | Anti-Sweat Controls | NonEquip | 8 | Display cases | 0% | Tech/Econ | 85% | 0 | 0 | 0
Econ | Schools K-12 | Refrigeration | Walk-in cooler | TRC | Existing | NE5311 | Retro-Commissioning | Retro-Commissioning | NonEquip | 5 |  | 21.99% | Tech/Econ | 16% | 21314.8527 | 3.5635 | 11.0481
Econ | Schools K-12 | Refrigeration | Walk-in cooler | TRC | Existing | NE4895 | Strip Curtains for Walk-ins | Strip Curtains for Walk-ins | NonEquip | 4 | Walk-in cooler | 3.76% | Tech/Econ | 2.115% | 457.2595 | 0.059286 | 0.049659
Econ | Schools K-12 | Refrigeration | Walk-in cooler | TRC | Existing | NE4843 | PSC to ECM Evaporator Fan Motor (Walk-In, Refrigerator) | PSC to ECM Evaporator Fan Motor (Walk-In, Refrigerator) | NonEquip | 15 | Walk-in cooler | 17.17% | Tech/Econ | 37.5% | 36984.1644 | 4.7952 | 4.0166
Econ | Schools K-12 | Refrigeration | Walk-in cooler | TRC | Existing | NE4817 | PSC to ECM Evaporator Fan Motor (Reach-In) | PSC to ECM Evaporator Fan Motor (Reach-In) | NonEquip | 15 | Display cases | 0% | Tech/Econ | 37.5% | 0 | 0 | 0
Econ | Schools K-12 | Refrigeration | Walk-in cooler | TRC | Existing | NE4713 | Freezer-Cooler Replacement Gaskets | Freezer-Cooler Replacement Gaskets | NonEquip | 4 | Display cases | 0% | Tech/Econ | 3.131% | 0 | 0 | 0
Econ | Schools K-12 | Refrigeration | Walk-in cooler | TRC | Existing | NE4687 | Floating Head Pressure Controls | Floating Head Pressure Controls | NonEquip | 15 |  | 27.37% | Tech/Econ | 6.05% | 9680.3777 | 1.2551 | 1.0513
Econ | Schools K-12 | Refrigeration | Walk-in cooler | TRC | Existing | NE4609 | Anti-Sweat Controls | Anti-Sweat Controls | NonEquip | 8 | Display cases | 0% | Tech/Econ | 85% | 0 | 0 | 0
Econ | Schools K-12 | Refrigeration | Vending and ice makers | TRC | New | NN5324 | Retro-Commissioning | Retro-Commissioning | NonEquip | 5 |  | 0% | Tech/Econ | 16% | 0 | 0 | 0
Econ | Schools K-12 | Refrigeration | Vending and ice makers | TRC | New | NN4908 | Strip Curtains for Walk-ins | Strip Curtains for Walk-ins | NonEquip | 4 | Walk-in cooler | 0% | Tech/Econ | 2.115% | 0 | 0 | 0
Econ | Schools K-12 | Refrigeration | Vending and ice makers | TRC | New | NN4856 | PSC to ECM Evaporator Fan Motor (Walk-In, Refrigerator) | PSC to ECM Evaporator Fan Motor (Walk-In, Refrigerator) | NonEquip | 15 | Walk-in cooler | 0% | Tech/Econ | 37.5% | 0 | 0 | 0
Econ | Schools K-12 | Refrigeration | Vending and ice makers | TRC | New | NN4830 | PSC to ECM Evaporator Fan Motor (Reach-In) | PSC to ECM Evaporator Fan Motor (Reach-In) | NonEquip | 15 | Display cases | 0% | Tech/Econ | 37.5% | 0 | 0 | 0
Econ | Schools K-12 | Refrigeration | Vending and ice makers | TRC | New | NN4700 | Floating Head Pressure Controls | Floating Head Pressure Controls | NonEquip | 15 |  | 27.37% | Tech/Econ | 6.05% | 439.2096 | 0.056946 | 0.047699
Econ | Schools K-12 | Refrigeration | Vending and ice makers | TRC | New | NN4622 | Anti-Sweat Controls | Anti-Sweat Controls | NonEquip | 8 | Display cases | 0% | Tech/Econ | 85% | 0 | 0 | 0
Econ | Schools K-12 | Refrigeration | Vending and ice makers | TRC | Existing | NE5311 | Retro-Commissioning | Retro-Commissioning | NonEquip | 5 |  | 21.99% | Tech/Econ | 16% | 125155.3597 | 20.9237 | 64.8717
Econ | Schools K-12 | Refrigeration | Vending and ice makers | TRC | Existing | NE4895 | Strip Curtains for Walk-ins | Strip Curtains for Walk-ins | NonEquip | 4 | Walk-in cooler | 0% | Tech/Econ | 2.115% | 0 | 0 | 0
Econ | Schools K-12 | Refrigeration | Vending and ice makers | TRC | Existing | NE4843 | PSC to ECM Evaporator Fan Motor (Walk-In, Refrigerator) | PSC to ECM Evaporator Fan Motor (Walk-In, Refrigerator) | NonEquip | 15 | Walk-in cooler | 0% | Tech/Econ | 37.5% | 0 | 0 | 0
Econ | Schools K-12 | Refrigeration | Vending and ice makers | TRC | Existing | NE4817 | PSC to ECM Evaporator Fan Motor (Reach-In) | PSC to ECM Evaporator Fan Motor (Reach-In) | NonEquip | 15 | Display cases | 0% | Tech/Econ | 37.5% | 0 | 0 | 0
Econ | Schools K-12 | Refrigeration | Vending and ice makers | TRC | Existing | NE4713 | Freezer-Cooler Replacement Gaskets | Freezer-Cooler Replacement Gaskets | NonEquip | 4 | Display cases | 0% | Tech/Econ | 3.131% | 0 | 0 | 0
Econ | Schools K-12 | Refrigeration | Vending and ice makers | TRC | Existing | NE4687 | Floating Head Pressure Controls | Floating Head Pressure Controls | NonEquip | 15 |  | 27.37% | Tech/Econ | 6.05% | 56840.7004 | 7.3697 | 6.173
Econ | Schools K-12 | Refrigeration | Vending and ice makers | TRC | Existing | NE4609 | Anti-Sweat Controls | Anti-Sweat Controls | NonEquip | 8 | Display cases | 0% | Tech/Econ | 85% | 0 | 0 | 0
Econ | Schools K-12 | Exterior Lighting | Street lighting | TRC | New | NN5298 | Retro-Commissioning | Retro-Commissioning | NonEquip | 5 |  | 0% | Tech/Econ | 16% | 0 | 0 | 0
Econ | Schools K-12 | Exterior Lighting | Street lighting | TRC | New | NN2984 | Outdoor Lighting Controls | Outdoor Lighting Controls | NonEquip | 8 | Exterior parking/lot lighting | 0% | Tech/Econ | 28% | 0 | 0 | 0
Econ | Schools K-12 | Exterior Lighting | Street lighting | TRC | New | NN2958 | Bi-Level Lighting Control (Exterior) | Bi-Level Lighting Control (Exterior) | NonEquip | 9 | Exterior parking/lot lighting | 0% | Tech/Econ | 31% | 0 | 0 | 0
Econ | Schools K-12 | Exterior Lighting | Street lighting | TRC | Existing | NE5285 | Retro-Commissioning | Retro-Commissioning | NonEquip | 5 |  | 21.99% | Tech/Econ | 16% | 1755.5689 | 0 | 0.90996
Econ | Schools K-12 | Exterior Lighting | Street lighting | TRC | Existing | NE2971 | Outdoor Lighting Controls | Outdoor Lighting Controls | NonEquip | 8 | Exterior parking/lot lighting | 0% | Tech/Econ | 28% | 0 | 0 | 0
Econ | Schools K-12 | Exterior Lighting | Street lighting | TRC | Existing | NE2945 | Bi-Level Lighting Control (Exterior) | Bi-Level Lighting Control (Exterior) | NonEquip | 9 | Exterior parking/lot lighting | 0% | Tech/Econ | 31% | 0 | 0 | 0
Econ | Schools K-12 | Exterior Lighting | Street lighting | TRC | Turnover | ET754 | LED Street Lights | LED Street Lights | Equip | 18 | Street lighting | 0% | Tech/Econ | 66.53% | 0 | 0 | 0
Econ | Schools K-12 | Exterior Lighting | Street lighting | TRC | New | EN780 | LED Street Lights | LED Street Lights | Equip | 18 | Street lighting | 0% | Tech/Econ | 66.53% | 0 | 0 | 0
Econ | Schools K-12 | Cooking | Steamer | TRC | Turnover | ET208 | Energy Star Steamer | Energy Star Steamer | Equip | 12 | Steamer | 11.72% | Tech/Econ | 56.63% | 5079.7636 | 0.74641 | 0.4334
Econ | Schools K-12 | Cooking | Steamer | TRC | New | EN234 | Energy Star Steamer | Energy Star Steamer | Equip | 12 | Steamer | 11.72% | Tech/Econ | 56.63% | 37.8705 | 0.0055646 | 0.0032311
Econ | Schools K-12 | Exterior Lighting | Spot lighting/Security/Flood | TRC | New | NN5298 | Retro-Commissioning | Retro-Commissioning | NonEquip | 5 |  | 0% | Tech/Econ | 16% | 0 | 0 | 0
Econ | Schools K-12 | Exterior Lighting | Spot lighting/Security/Flood | TRC | New | NN2984 | Outdoor Lighting Controls | Outdoor Lighting Controls | NonEquip | 8 | Exterior parking/lot lighting | 0% | Tech/Econ | 28% | 0 | 0 | 0
Econ | Schools K-12 | Exterior Lighting | Spot lighting/Security/Flood | TRC | New | NN2958 | Bi-Level Lighting Control (Exterior) | Bi-Level Lighting Control (Exterior) | NonEquip | 9 | Exterior parking/lot lighting | 0% | Tech/Econ | 31% | 0 | 0 | 0
Econ | Schools K-12 | Exterior Lighting | Spot lighting/Security/Flood | TRC | Existing | NE5285 | Retro-Commissioning | Retro-Commissioning | NonEquip | 5 |  | 21.99% | Tech/Econ | 16% | 1554.2884 | 0 | 0.80563
Econ | Schools K-12 | Exterior Lighting | Spot lighting/Security/Flood | TRC | Existing | NE2971 | Outdoor Lighting Controls | Outdoor Lighting Controls | NonEquip | 8 | Exterior parking/lot lighting | 0% | Tech/Econ | 28% | 0 | 0 | 0
Econ | Schools K-12 | Exterior Lighting | Spot lighting/Security/Flood | TRC | Existing | NE2945 | Bi-Level Lighting Control (Exterior) | Bi-Level Lighting Control (Exterior) | NonEquip | 9 | Exterior parking/lot lighting | 0% | Tech/Econ | 31% | 0 | 0 | 0
Econ | Schools K-12 | Exterior Lighting | Spot lighting/Security/Flood | TRC | Turnover | ET676 | LED Exterior Lighting | LED Exterior Lighting | Equip | 13 | Spot lighting/Security/Flood | 4.624% | Tech/Econ | 60.51% | 1192.5426 | 0 | 0
Econ | Schools K-12 | Exterior Lighting | Spot lighting/Security/Flood | TRC | Turnover | ET559 | LED - 9W Flood | LED - 9W Flood | Equip | 15 | Spot lighting/Security/Flood | 13.31% | Tech/Econ | 86.15% | 5720.9814 | 0 | 0
Econ | Schools K-12 | Exterior Lighting | Spot lighting/Security/Flood | TRC | Turnover | ET481 | CFL - 15W Flood | CFL - 15W Flood | Equip | 7.8 | Spot lighting/Security/Flood | 0% | Tech/Econ | 76.92% | 0 | 0 | 0
Econ | Schools K-12 | Exterior Lighting | Spot lighting/Security/Flood | TRC | New | EN702 | LED Exterior Lighting | LED Exterior Lighting | Equip | 13 | Spot lighting/Security/Flood | 4.624% | Tech/Econ | 60.51% | 2.6592 | 0 | 0
Econ | Schools K-12 | Exterior Lighting | Spot lighting/Security/Flood | TRC | New | EN585 | LED - 9W Flood | LED - 9W Flood | Equip | 15 | Spot lighting/Security/Flood | 86.42% | Tech/Econ | 86.15% | 276.9578 | 0 | 0
Econ | Schools K-12 | Exterior Lighting | Spot lighting/Security/Flood | TRC | New | EN507 | CFL - 15W Flood | CFL - 15W Flood | Equip | 7.8 | Spot lighting/Security/Flood | 0% | Tech/Econ | 76.92% | 0 | 0 | 0
Econ | Schools K-12 | Interior Lighting | Spot lighting | TRC | New | NN5272 | Retro-Commissioning | Retro-Commissioning | NonEquip | 5 |  | 0% | Tech/Econ | 16% | 0 | 0 | 0
Econ | Schools K-12 | Interior Lighting | Spot lighting | TRC | New | NN4440 | Interior Lighting Controls | Interior Lighting Controls | NonEquip | 8 | Overhead (fluorescent/LED/CFL U-shape) | 0% | Tech/Econ | 28% | 0 | 0 | 0
Econ | Schools K-12 | Interior Lighting | Spot lighting | TRC | New | NN3712 | Facility Energy Management System | Facility Energy Management System | NonEquip | 15 |  | 4.276% | Tech/Econ | 24% | 7.0524 | 0.0014781 | 0.00012711
Econ | Schools K-12 | Interior Lighting | Spot lighting | TRC | Existing | NE5259 | Retro-Commissioning | Retro-Commissioning | NonEquip | 5 |  | 21.99% | Tech/Econ | 16% | 1748.4102 | 0.2923 | 0.90625
Econ | Schools K-12 | Interior Lighting | Spot lighting | TRC | Existing | NE4427 | Interior Lighting Controls | Interior Lighting Controls | NonEquip | 8 | Overhead (fluorescent/LED/CFL U-shape) | 0% | Tech/Econ | 28% | 0 | 0 | 0
Econ | Schools K-12 | Interior Lighting | Spot lighting | TRC | Existing | NE3699 | Facility Energy Management System | Facility Energy Management System | NonEquip | 15 |  | 0.7167% | Tech/Econ | 24% | 80.9425 | 0.016965 | 0.0014588
Econ | Schools K-12 | Interior Lighting | Spot lighting | TRC | Turnover | ET1612 | LED Display Lighting (Interior) | LED Display Lighting (Interior) | Equip | 15 | Spot lighting | 2.129% | Tech/Econ | 87.04% | 888.3582 | 0.21815 | 0.049281
Econ | Schools K-12 | Interior Lighting | Spot lighting | TRC | Turnover | ET1573 | LED - 14W | LED - 14W | Equip | 15 | Spot lighting | 86.42% | Tech/Econ | 53.33% | 42483.959 | 10.1934 | 2.3568
Econ | Schools K-12 | Interior Lighting | Spot lighting | TRC | Turnover | ET1456 | CFL-23W | CFL-23W | Equip | 7.8 | Spot lighting | 0% | Tech/Econ | 23.33% | 0 | 0 | 0
Econ | Schools K-12 | Interior Lighting | Spot lighting | TRC | New | EN1638 | LED Display Lighting (Interior) | LED Display Lighting (Interior) | Equip | 15 | Spot lighting | 0% | Tech/Econ | 87.04% | 0 | 0 | 0
Econ | Schools K-12 | Interior Lighting | Spot lighting | TRC | New | EN1599 | LED - 14W | LED - 14W | Equip | 15 | Spot lighting | 0% | Tech/Econ | 53.33% | 0 | 0 | 0
Econ | Schools K-12 | Interior Lighting | Spot lighting | TRC | New | EN1482 | CFL-23W | CFL-23W | Equip | 7.8 | Spot lighting | 0% | Tech/Econ | 23.33% | 0 | 0 | 0
Econ | Schools K-12 | Office Equipment | Servers | TRC | New | NN4596 | Smart Strip Plug Outlet | Smart Strip Plug Outlet | NonEquip | 4 |  | 43.9% | Tech/Econ | 1.187% | 25.9409 | 0.0038573 | 0.0026807
Econ | Schools K-12 | Office Equipment | Servers | TRC | New | NN4570 | Network PC Power Management | Network PC Power Management | NonEquip | 5 | Computers | 0% | Tech/Econ | 56.5% | 0 | 0 | 0
Econ | Schools K-12 | Office Equipment | Servers | TRC | Existing | NE4583 | Smart Strip Plug Outlet | Smart Strip Plug Outlet | NonEquip | 4 |  | 43.9% | Tech/Econ | 1.187% | 3479.58 | 0.51739 | 0.35958
Econ | Schools K-12 | Office Equipment | Servers | TRC | Existing | NE4557 | Network PC Power Management | Network PC Power Management | NonEquip | 5 | Computers | 0% | Tech/Econ | 56.5% | 0 | 0 | 0
Econ | Schools K-12 | Office Equipment | Servers | TRC | Turnover | ET2230 | Energy Star Servers | Energy Star Servers | Equip | 4 | Servers | 47.28% | Tech/Econ | 23.08% | 81791.7364 | 12.1738 | 8.4672
Econ | Schools K-12 | Office Equipment | Servers | TRC | New | EN2256 | Energy Star Servers | Energy Star Servers | Equip | 4 | Servers | 47.28% | Tech/Econ | 23.08% | 609.7712 | 0.090758 | 0.063124
Econ | Schools K-12 | Space Cooling | Residential-type central air conditioners | TRC | New | NN5376 | Retro-Commissioning | Retro-Commissioning | NonEquip | 5 |  | 0% | Tech/Econ | 16% | 0 | 0 | 0
Econ | Schools K-12 | Space Cooling | Residential-type central air conditioners | TRC | New | NN4206 | Thermal Energy Storage | Thermal Energy Storage | NonEquip | 20 |  | 33.33% | Tech/Econ | 0% | 0 | 0 | 0
Econ | Schools K-12 | Space Cooling | Residential-type central air conditioners | TRC | New | NN3920 | HVAC tune-up_RTU | HVAC tune-up_RTU | NonEquip | 5 | Packaged air conditioning units (RTUs) | 0% | Tech/Econ | 5% | 0 | 0 | 0
Econ | Schools K-12 | Space Cooling | Residential-type central air conditioners | TRC | New | NN3894 | HVAC tune-up | HVAC tune-up | NonEquip | 5 | Residential-type central air conditioners | 49.09% | Tech/Econ | 5% | 3.8653 | 0.00062527 | 2.5872e-05
Econ | Schools K-12 | Space Cooling | Residential-type central air conditioners | TRC | New | NN3686 | Facility Energy Management System | Facility Energy Management System | NonEquip | 15 |  | 4.276% | Tech/Econ | 20% | 1.3136 | 0.00027531 | 0
Econ | Schools K-12 | Space Cooling | Residential-type central air conditioners | TRC | New | NN3530 | Duct Sealing Repair | Duct Sealing Repair | NonEquip | 15 |  | 0% | Tech/Econ | 12% | 0 | 0 | 0
Econ | Schools K-12 | Space Cooling | Residential-type central air conditioners | TRC | New | NN3426 | Dedicated Outdoor Air System on VRF unit | Dedicated Outdoor Air System on VRF unit | NonEquip | 15 | Residential-type central air conditioners | 58.91% | Tech/Econ | 17.5% | 0.48242 | 0.0001468 | 0
Econ | Schools K-12 | Space Cooling | Residential-type central air conditioners | TRC | New | NN3322 | Chilled Water System - Variable Speed Drives | Chilled Water System - Variable Speed Drives | NonEquip | 13 | Central chillers inside | 0% | Tech/Econ | 24.74% | 0 | 0 | 0
Econ | Schools K-12 | Space Cooling | Residential-type central air conditioners | TRC | New | NN3296 | Chilled Water Controls Optimization | Chilled Water Controls Optimization | NonEquip | 10 | Central chillers inside | 0% | Tech/Econ | 12.5% | 0 | 0 | 0
Econ | Schools K-12 | Space Cooling | Residential-type central air conditioners | TRC | New | NN3218 | Ceiling Insulation(R2 to R38) | Ceiling Insulation(R2 to R38) | NonEquip | 20 |  | 0% | Tech/Econ | 36.97% | 0 | 0 | 0
Econ | Schools K-12 | Space Cooling | Residential-type central air conditioners | TRC | New | NN3062 | Airside Economizer | Airside Economizer | NonEquip | 10 | Packaged air conditioning units (RTUs) | 0% | Tech/Econ | 5.556% | 0 | 0 | 0
Econ | Schools K-12 | Space Cooling | Residential-type central air conditioners | TRC | Existing | NE5363 | Retro-Commissioning | Retro-Commissioning | NonEquip | 5 |  | 21.99% | Tech/Econ | 16% | 840.6573 | 0.14054 | 0
Econ | Schools K-12 | Space Cooling | Residential-type central air conditioners | TRC | Existing | NE4219 | Wall Insulation | Wall Insulation | NonEquip | 20 |  | 0% | Tech/Econ | 10.75% | 0 | 0 | 0
Econ | Schools K-12 | Space Cooling | Residential-type central air conditioners | TRC | Existing | NE4193 | Thermal Energy Storage | Thermal Energy Storage | NonEquip | 20 |  | 33.33% | Tech/Econ | 0% | 8.3543e-07 | -4.2825e-09 | -2.8086e-10
Econ | Schools K-12 | Space Cooling | Residential-type central air conditioners | TRC | Existing | NE3907 | HVAC tune-up_RTU | HVAC tune-up_RTU | NonEquip | 5 | Packaged air conditioning units (RTUs) | 0% | Tech/Econ | 5% | 0 | 0 | 0
Econ | Schools K-12 | Space Cooling | Residential-type central air conditioners | TRC | Existing | NE3881 | HVAC tune-up | HVAC tune-up | NonEquip | 5 | Residential-type central air conditioners | 49.09% | Tech/Econ | 5% | 500.2311 | 0.08092 | 0.0033482
Econ | Schools K-12 | Space Cooling | Residential-type central air conditioners | TRC | Existing | NE3673 | Facility Energy Management System | Facility Energy Management System | NonEquip | 15 |  | 0.7167% | Tech/Econ | 20% | 28.4925 | 0.0059718 | 0
Econ | Schools K-12 | Space Cooling | Residential-type central air conditioners | TRC | Existing | NE3517 | Duct Sealing Repair | Duct Sealing Repair | NonEquip | 15 |  | 0% | Tech/Econ | 12% | 0 | 0 | 0
Econ | Schools K-12 | Space Cooling | Residential-type central air conditioners | TRC | Existing | NE3413 | Dedicated Outdoor Air System on VRF unit | Dedicated Outdoor Air System on VRF unit | NonEquip | 15 | Residential-type central air conditioners | 58.91% | Tech/Econ | 17.5% | 2046.4597 | 0.62272 | 0
Econ | Schools K-12 | Space Cooling | Residential-type central air conditioners | TRC | Existing | NE3309 | Chilled Water System - Variable Speed Drives | Chilled Water System - Variable Speed Drives | NonEquip | 13 | Central chillers inside | 0% | Tech/Econ | 24.74% | 0 | 0 | 0
Econ | Schools K-12 | Space Cooling | Residential-type central air conditioners | TRC | Existing | NE3283 | Chilled Water Controls Optimization | Chilled Water Controls Optimization | NonEquip | 10 | Central chillers inside | 0% | Tech/Econ | 12.5% | 0 | 0 | 0
Econ | Schools K-12 | Space Cooling | Residential-type central air conditioners | TRC | Existing | NE3205 | Ceiling Insulation(R2 to R38) | Ceiling Insulation(R2 to R38) | NonEquip | 20 |  | 0% | Tech/Econ | 36.97% | 0 | 0 | 0
Econ | Schools K-12 | Space Cooling | Residential-type central air conditioners | TRC | Existing | NE3049 | Airside Economizer | Airside Economizer | NonEquip | 10 | Packaged air conditioning units (RTUs) | 0% | Tech/Econ | 5.556% | 0 | 0 | 0
Econ | Schools K-12 | Space Cooling | Residential-type central air conditioners | TRC | Turnover | ET1378 | Variable Refrigerant Flow (VRF) HVAC Systems | Variable Refrigerant Flow (VRF) HVAC Systems | Equip | 15 | Residential-type central air conditioners | 0% | Tech/Econ | 36.88% | 0 | 0 | 0
Econ | Schools K-12 | Space Cooling | Residential-type central air conditioners | TRC | Turnover | ET1300 | High Efficiency PTHP | High Efficiency PTHP | Equip | 15 | Residential-type central air conditioners | 49.09% | Tech/Econ | 23.64% | 2675.1613 | 1.3305 | 0
Econ | Schools K-12 | Space Cooling | Residential-type central air conditioners | TRC | Turnover | ET1261 | High Efficiency PTAC | High Efficiency PTAC | Equip | 15 | Residential-type central air conditioners | 0% | Tech/Econ | 23.64% | 0 | 0 | 0
Econ | Schools K-12 | Space Cooling | Residential-type central air conditioners | TRC | New | EN1404 | Variable Refrigerant Flow (VRF) HVAC Systems | Variable Refrigerant Flow (VRF) HVAC Systems | Equip | 15 | Residential-type central air conditioners | 0% | Tech/Econ | 36.88% | 0 | 0 | 0
Econ | Schools K-12 | Space Cooling | Residential-type central air conditioners | TRC | New | EN1326 | High Efficiency PTHP | High Efficiency PTHP | Equip | 15 | Residential-type central air conditioners | 49.09% | Tech/Econ | 23.64% | 20.671 | 0.010281 | 0
Econ | Schools K-12 | Space Cooling | Residential-type central air conditioners | TRC | New | EN1287 | High Efficiency PTAC | High Efficiency PTAC | Equip | 15 | Residential-type central air conditioners | 0% | Tech/Econ | 23.64% | 0 | 0 | 0
Econ | Schools K-12 | Space Heating | Residential/split system heat pump | TRC | New | NN5350 | Retro-Commissioning | Retro-Commissioning | NonEquip | 5 |  | 0% | Tech/Econ | 16% | 0 | 0 | 0
Econ | Schools K-12 | Space Heating | Residential/split system heat pump | TRC | New | NN3660 | Facility Energy Management System | Facility Energy Management System | NonEquip | 15 |  | 4.276% | Tech/Econ | 20% | 420.3078 | 0 | 0.0075753
Econ | Schools K-12 | Space Heating | Residential/split system heat pump | TRC | New | NN3556 | Duct Sealing Repair | Duct Sealing Repair | NonEquip | 15 |  | 0% | Tech/Econ | 12% | 0 | 0 | 0
Econ | Schools K-12 | Space Heating | Residential/split system heat pump | TRC | New | NN3400 | Dedicated Outdoor Air System on VRF unit | Dedicated Outdoor Air System on VRF unit | NonEquip | 15 | Residential/split system heat pump | 58.91% | Tech/Econ | 10% | 2480.4765 | 0 | 0.76289
Econ | Schools K-12 | Space Heating | Residential/split system heat pump | TRC | New | NN3192 | Ceiling Insulation(R2 to R38) | Ceiling Insulation(R2 to R38) | NonEquip | 20 |  | 0% | Tech/Econ | 12.95% | 0 | 0 | 0
Econ | Schools K-12 | Space Heating | Residential/split system heat pump | TRC | Existing | NE5337 | Retro-Commissioning | Retro-Commissioning | NonEquip | 5 |  | 21.99% | Tech/Econ | 16% | 243131.3902 | 0 | 126.0222
Econ | Schools K-12 | Space Heating | Residential/split system heat pump | TRC | Existing | NE4245 | Wall Insulation | Wall Insulation | NonEquip | 20 |  | 0% | Tech/Econ | 0.6067% | 0 | 0 | 0
Econ | Schools K-12 | Space Heating | Residential/split system heat pump | TRC | Existing | NE3647 | Facility Energy Management System | Facility Energy Management System | NonEquip | 15 |  | 0.7167% | Tech/Econ | 20% | 9116.9862 | 0 | 0.16432
Econ | Schools K-12 | Space Heating | Residential/split system heat pump | TRC | Existing | NE3543 | Duct Sealing Repair | Duct Sealing Repair | NonEquip | 15 |  | 0% | Tech/Econ | 12% | 0 | 0 | 0
Econ | Schools K-12 | Space Heating | Residential/split system heat pump | TRC | Existing | NE3387 | Dedicated Outdoor Air System on VRF unit | Dedicated Outdoor Air System on VRF unit | NonEquip | 15 | Residential/split system heat pump | 58.91% | Tech/Econ | 10% | 374184.6332 | 0 | 115.084
Econ | Schools K-12 | Space Heating | Residential/split system heat pump | TRC | Existing | NE3179 | Ceiling Insulation(R2 to R38) | Ceiling Insulation(R2 to R38) | NonEquip | 20 |  | 0% | Tech/Econ | 14.29% | 0 | 0 | 0
Econ | Schools K-12 | Space Heating | Residential/split system heat pump | TRC | Turnover | ET1417 | Variable Refrigerant Flow (VRF) HVAC Systems | Variable Refrigerant Flow (VRF) HVAC Systems | Equip | 15 | Residential/split system heat pump | 0% | Tech/Econ | 31.25% | 0 | 0 | 0
Econ | Schools K-12 | Space Heating | Residential/split system heat pump | TRC | Turnover | ET1339 | High Efficiency PTHP | High Efficiency PTHP | Equip | 15 | Residential/split system heat pump | 49.09% | Tech/Econ | 9.375% | 306875.771 | 0 | 0.055884
Econ | Schools K-12 | Space Heating | Residential/split system heat pump | TRC | New | EN1443 | Variable Refrigerant Flow (VRF) HVAC Systems | Variable Refrigerant Flow (VRF) HVAC Systems | Equip | 15 | Residential/split system heat pump | 0% | Tech/Econ | 31.25% | 0 | 0 | 0
Econ | Schools K-12 | Space Heating | Residential/split system heat pump | TRC | New | EN1365 | High Efficiency PTHP | High Efficiency PTHP | Equip | 15 | Residential/split system heat pump | 49.09% | Tech/Econ | 9.375% | 2371.2374 | 0 | 0.00043182
Econ | Schools K-12 | Refrigeration | Residential style | TRC | New | NN5324 | Retro-Commissioning | Retro-Commissioning | NonEquip | 5 |  | 0% | Tech/Econ | 16% | 0 | 0 | 0
Econ | Schools K-12 | Refrigeration | Residential style | TRC | New | NN4908 | Strip Curtains for Walk-ins | Strip Curtains for Walk-ins | NonEquip | 4 | Walk-in cooler | 0% | Tech/Econ | 2.115% | 0 | 0 | 0
Econ | Schools K-12 | Refrigeration | Residential style | TRC | New | NN4856 | PSC to ECM Evaporator Fan Motor (Walk-In, Refrigerator) | PSC to ECM Evaporator Fan Motor (Walk-In, Refrigerator) | NonEquip | 15 | Walk-in cooler | 0% | Tech/Econ | 37.5% | 0 | 0 | 0
Econ | Schools K-12 | Refrigeration | Residential style | TRC | New | NN4830 | PSC to ECM Evaporator Fan Motor (Reach-In) | PSC to ECM Evaporator Fan Motor (Reach-In) | NonEquip | 15 | Display cases | 0% | Tech/Econ | 37.5% | 0 | 0 | 0
Econ | Schools K-12 | Refrigeration | Residential style | TRC | New | NN4700 | Floating Head Pressure Controls | Floating Head Pressure Controls | NonEquip | 15 |  | 27.37% | Tech/Econ | 6.05% | 374.4128 | 0.048545 | 0.040662
Econ | Schools K-12 | Refrigeration | Residential style | TRC | New | NN4622 | Anti-Sweat Controls | Anti-Sweat Controls | NonEquip | 8 | Display cases | 0% | Tech/Econ | 85% | 0 | 0 | 0
Econ | Schools K-12 | Refrigeration | Residential style | TRC | Existing | NE5311 | Retro-Commissioning | Retro-Commissioning | NonEquip | 5 |  | 21.99% | Tech/Econ | 16% | 106691.1276 | 17.8368 | 55.3012
Econ | Schools K-12 | Refrigeration | Residential style | TRC | Existing | NE4895 | Strip Curtains for Walk-ins | Strip Curtains for Walk-ins | NonEquip | 4 | Walk-in cooler | 0% | Tech/Econ | 2.115% | 0 | 0 | 0
Econ | Schools K-12 | Refrigeration | Residential style | TRC | Existing | NE4843 | PSC to ECM Evaporator Fan Motor (Walk-In, Refrigerator) | PSC to ECM Evaporator Fan Motor (Walk-In, Refrigerator) | NonEquip | 15 | Walk-in cooler | 0% | Tech/Econ | 37.5% | 0 | 0 | 0
Econ | Schools K-12 | Refrigeration | Residential style | TRC | Existing | NE4817 | PSC to ECM Evaporator Fan Motor (Reach-In) | PSC to ECM Evaporator Fan Motor (Reach-In) | NonEquip | 15 | Display cases | 0% | Tech/Econ | 37.5% | 0 | 0 | 0
Econ | Schools K-12 | Refrigeration | Residential style | TRC | Existing | NE4713 | Freezer-Cooler Replacement Gaskets | Freezer-Cooler Replacement Gaskets | NonEquip | 4 | Display cases | 0% | Tech/Econ | 3.131% | 0 | 0 | 0
Econ | Schools K-12 | Refrigeration | Residential style | TRC | Existing | NE4687 | Floating Head Pressure Controls | Floating Head Pressure Controls | NonEquip | 15 |  | 27.37% | Tech/Econ | 6.05% | 48454.9638 | 6.2824 | 5.2623
Econ | Schools K-12 | Refrigeration | Residential style | TRC | Existing | NE4609 | Anti-Sweat Controls | Anti-Sweat Controls | NonEquip | 8 | Display cases | 0% | Tech/Econ | 85% | 0 | 0 | 0
Econ | Schools K-12 | Miscellaneous | Pool pump | TRC | New | NN5454 | Retro-Commissioning | Retro-Commissioning | NonEquip | 5 |  | 0% | Tech/Econ | 16% | 0 | 0 | 0
Econ | Schools K-12 | Miscellaneous | Pool pump | TRC | New | NN4544 | VSD Controlled Compressor | VSD Controlled Compressor | NonEquip | 15 | Others | 0% | Tech/Econ | 20.79% | 0 | 0 | 0
Econ | Schools K-12 | Miscellaneous | Pool pump | TRC | New | NN4492 | Engine Block Timer | Engine Block Timer | NonEquip | 5 | Others | 0% | Tech/Econ | 36% | 0 | 0 | 0
Econ | Schools K-12 | Miscellaneous | Pool pump | TRC | Existing | NE5441 | Retro-Commissioning | Retro-Commissioning | NonEquip | 5 |  | 21.99% | Tech/Econ | 16% | 0 | 0 | 0
Econ | Schools K-12 | Miscellaneous | Pool pump | TRC | Existing | NE4531 | VSD Controlled Compressor | VSD Controlled Compressor | NonEquip | 15 | Others | 0% | Tech/Econ | 20.79% | 0 | 0 | 0
Econ | Schools K-12 | Miscellaneous | Pool pump | TRC | Existing | NE4479 | Engine Block Timer | Engine Block Timer | NonEquip | 5 | Others | 0% | Tech/Econ | 36% | 0 | 0 | 0
Econ | Schools K-12 | Miscellaneous | Pool pump | TRC | Turnover | ET2116 | Variable Speed Pool Pump | Variable Speed Pool Pump | Equip | 10 | Pool pump | 0% | Tech/Econ | 64.36% | 0 | 0 | 0
Econ | Schools K-12 | Miscellaneous | Pool pump | TRC | Turnover | ET2077 | Two Speed Pool Pump | Two Speed Pool Pump | Equip | 10 | Pool pump | 0% | Tech/Econ | 61.79% | 0 | 0 | 0
Econ | Schools K-12 | Miscellaneous | Pool pump | TRC | Turnover | ET2041 | Solar Powered Pool Pump | Solar Powered Pool Pump | Equip | 10 | Pool pump | 0% | Tech/Econ | 81% | 0 | 0 | 0
Econ | Schools K-12 | Miscellaneous | Pool pump | TRC | Turnover | ET2002 | Solar Pool Heater | Solar Pool Heater | Equip | 15 | Pool pump | 0% | Tech/Econ | 86.11% | 0 | 0 | 0
Econ | Schools K-12 | Miscellaneous | Pool pump | TRC | Turnover | ET1963 | Heat Pump Pool Heater | Heat Pump Pool Heater | Equip | 15 | Pool pump | 80.38% | Tech/Econ | 80% | 0 | 0 | 0
Econ | Schools K-12 | Miscellaneous | Pool pump | TRC | New | EN2140 | Variable Speed Pool Pump | Variable Speed Pool Pump | Equip | 10 | Pool pump | 0% | Tech/Econ | 64.36% | 0 | 0 | 0
Econ | Schools K-12 | Miscellaneous | Pool pump | TRC | New | EN2103 | Two Speed Pool Pump | Two Speed Pool Pump | Equip | 10 | Pool pump | 0% | Tech/Econ | 61.79% | 0 | 0 | 0
Econ | Schools K-12 | Miscellaneous | Pool pump | TRC | New | EN2065 | Solar Powered Pool Pump | Solar Powered Pool Pump | Equip | 10 | Pool pump | 0% | Tech/Econ | 81% | 0 | 0 | 0
Econ | Schools K-12 | Miscellaneous | Pool pump | TRC | New | EN2028 | Solar Pool Heater | Solar Pool Heater | Equip | 15 | Pool pump | 0% | Tech/Econ | 86.11% | 0 | 0 | 0
Econ | Schools K-12 | Miscellaneous | Pool pump | TRC | New | EN1989 | Heat Pump Pool Heater | Heat Pump Pool Heater | Equip | 15 | Pool pump | 80.38% | Tech/Econ | 80% | 0 | 0 | 0
Econ | Schools K-12 | Space Heating | Packaged central unit | TRC | New | NN5350 | Retro-Commissioning | Retro-Commissioning | NonEquip | 5 |  | 0% | Tech/Econ | 16% | 0 | 0 | 0
Econ | Schools K-12 | Space Heating | Packaged central unit | TRC | New | NN3660 | Facility Energy Management System | Facility Energy Management System | NonEquip | 15 |  | 4.276% | Tech/Econ | 20% | 617.9099 | 0 | 0.011137
Econ | Schools K-12 | Space Heating | Packaged central unit | TRC | New | NN3556 | Duct Sealing Repair | Duct Sealing Repair | NonEquip | 15 |  | 0% | Tech/Econ | 12% | 0 | 0 | 0
Econ | Schools K-12 | Space Heating | Packaged central unit | TRC | New | NN3400 | Dedicated Outdoor Air System on VRF unit | Dedicated Outdoor Air System on VRF unit | NonEquip | 15 | Residential/split system heat pump | 0% | Tech/Econ | 10% | 0 | 0 | 0
Econ | Schools K-12 | Space Heating | Packaged central unit | TRC | New | NN3192 | Ceiling Insulation(R2 to R38) | Ceiling Insulation(R2 to R38) | NonEquip | 20 |  | 0% | Tech/Econ | 12.95% | 0 | 0 | 0
Econ | Schools K-12 | Space Heating | Packaged central unit | TRC | Existing | NE5337 | Retro-Commissioning | Retro-Commissioning | NonEquip | 5 |  | 21.99% | Tech/Econ | 16% | 340984.8424 | 0 | 176.7425
Econ | Schools K-12 | Space Heating | Packaged central unit | TRC | Existing | NE4245 | Wall Insulation | Wall Insulation | NonEquip | 20 |  | 0% | Tech/Econ | 0.6067% | 0 | 0 | 0
Econ | Schools K-12 | Space Heating | Packaged central unit | TRC | Existing | NE3647 | Facility Energy Management System | Facility Energy Management System | NonEquip | 15 |  | 0.7167% | Tech/Econ | 20% | 13403.2158 | 0 | 0.24157
Econ | Schools K-12 | Space Heating | Packaged central unit | TRC | Existing | NE3543 | Duct Sealing Repair | Duct Sealing Repair | NonEquip | 15 |  | 0% | Tech/Econ | 12% | 0 | 0 | 0
Econ | Schools K-12 | Space Heating | Packaged central unit | TRC | Existing | NE3387 | Dedicated Outdoor Air System on VRF unit | Dedicated Outdoor Air System on VRF unit | NonEquip | 15 | Residential/split system heat pump | 0% | Tech/Econ | 10% | 0 | 0 | 0
Econ | Schools K-12 | Space Heating | Packaged central unit | TRC | Existing | NE3179 | Ceiling Insulation(R2 to R38) | Ceiling Insulation(R2 to R38) | NonEquip | 20 |  | 0% | Tech/Econ | 14.29% | 0 | 0 | 0
Econ | Schools K-12 | Space Cooling | Packaged air conditioning units (RTUs) | TRC | New | NN5376 | Retro-Commissioning | Retro-Commissioning | NonEquip | 5 |  | 0% | Tech/Econ | 16% | 0 | 0 | 0
Econ | Schools K-12 | Space Cooling | Packaged air conditioning units (RTUs) | TRC | New | NN4206 | Thermal Energy Storage | Thermal Energy Storage | NonEquip | 20 |  | 33.33% | Tech/Econ | 0% | 0 | 0 | 0
Econ | Schools K-12 | Space Cooling | Packaged air conditioning units (RTUs) | TRC | New | NN3920 | HVAC tune-up_RTU | HVAC tune-up_RTU | NonEquip | 5 | Packaged air conditioning units (RTUs) | 94.56% | Tech/Econ | 5% | 2134.541 | 0.34529 | 0.014287
Econ | Schools K-12 | Space Cooling | Packaged air conditioning units (RTUs) | TRC | New | NN3894 | HVAC tune-up | HVAC tune-up | NonEquip | 5 | Residential-type central air conditioners | 0% | Tech/Econ | 5% | 0 | 0 | 0
Econ | Schools K-12 | Space Cooling | Packaged air conditioning units (RTUs) | TRC | New | NN3686 | Facility Energy Management System | Facility Energy Management System | NonEquip | 15 |  | 4.276% | Tech/Econ | 20% | 367.8254 | 0.077094 | 0
Econ | Schools K-12 | Space Cooling | Packaged air conditioning units (RTUs) | TRC | New | NN3530 | Duct Sealing Repair | Duct Sealing Repair | NonEquip | 15 |  | 0% | Tech/Econ | 12% | 0 | 0 | 0
Econ | Schools K-12 | Space Cooling | Packaged air conditioning units (RTUs) | TRC | New | NN3426 | Dedicated Outdoor Air System on VRF unit | Dedicated Outdoor Air System on VRF unit | NonEquip | 15 | Residential-type central air conditioners | 0% | Tech/Econ | 17.5% | 0 | 0 | 0
Econ | Schools K-12 | Space Cooling | Packaged air conditioning units (RTUs) | TRC | New | NN3322 | Chilled Water System - Variable Speed Drives | Chilled Water System - Variable Speed Drives | NonEquip | 13 | Central chillers inside | 0% | Tech/Econ | 24.74% | 0 | 0 | 0
Econ | Schools K-12 | Space Cooling | Packaged air conditioning units (RTUs) | TRC | New | NN3296 | Chilled Water Controls Optimization | Chilled Water Controls Optimization | NonEquip | 10 | Central chillers inside | 0% | Tech/Econ | 12.5% | 0 | 0 | 0
Econ | Schools K-12 | Space Cooling | Packaged air conditioning units (RTUs) | TRC | New | NN3218 | Ceiling Insulation(R2 to R38) | Ceiling Insulation(R2 to R38) | NonEquip | 20 |  | 0% | Tech/Econ | 36.97% | 0 | 0 | 0
Econ | Schools K-12 | Space Cooling | Packaged air conditioning units (RTUs) | TRC | New | NN3062 | Airside Economizer | Airside Economizer | NonEquip | 10 | Packaged air conditioning units (RTUs) | 4.552% | Tech/Econ | 5.556% | 114.4696 | -0.019175 | 1.923e-07
Econ | Schools K-12 | Space Cooling | Packaged air conditioning units (RTUs) | TRC | Existing | NE5363 | Retro-Commissioning | Retro-Commissioning | NonEquip | 5 |  | 21.99% | Tech/Econ | 16% | 213592.9003 | 35.7088 | 0
Econ | Schools K-12 | Space Cooling | Packaged air conditioning units (RTUs) | TRC | Existing | NE4219 | Wall Insulation | Wall Insulation | NonEquip | 20 |  | 0% | Tech/Econ | 10.75% | 0 | 0 | 0
Econ | Schools K-12 | Space Cooling | Packaged air conditioning units (RTUs) | TRC | Existing | NE4193 | Thermal Energy Storage | Thermal Energy Storage | NonEquip | 20 |  | 33.33% | Tech/Econ | 0% | 0.00026083 | -1.337e-06 | -8.769e-08
Econ | Schools K-12 | Space Cooling | Packaged air conditioning units (RTUs) | TRC | Existing | NE3907 | HVAC tune-up_RTU | HVAC tune-up_RTU | NonEquip | 5 | Packaged air conditioning units (RTUs) | 94.56% | Tech/Econ | 5% | 276243.5066 | 44.6867 | 1.849
Econ | Schools K-12 | Space Cooling | Packaged air conditioning units (RTUs) | TRC | Existing | NE3881 | HVAC tune-up | HVAC tune-up | NonEquip | 5 | Residential-type central air conditioners | 0% | Tech/Econ | 5% | 0 | 0 | 0
Econ | Schools K-12 | Space Cooling | Packaged air conditioning units (RTUs) | TRC | Existing | NE3673 | Facility Energy Management System | Facility Energy Management System | NonEquip | 15 |  | 0.7167% | Tech/Econ | 20% | 7978.5792 | 1.6723 | 0
Econ | Schools K-12 | Space Cooling | Packaged air conditioning units (RTUs) | TRC | Existing | NE3517 | Duct Sealing Repair | Duct Sealing Repair | NonEquip | 15 |  | 0% | Tech/Econ | 12% | 0 | 0 | 0
Econ | Schools K-12 | Space Cooling | Packaged air conditioning units (RTUs) | TRC | Existing | NE3413 | Dedicated Outdoor Air System on VRF unit | Dedicated Outdoor Air System on VRF unit | NonEquip | 15 | Residential-type central air conditioners | 0% | Tech/Econ | 17.5% | 0 | 0 | 0
Econ | Schools K-12 | Space Cooling | Packaged air conditioning units (RTUs) | TRC | Existing | NE3309 | Chilled Water System - Variable Speed Drives | Chilled Water System - Variable Speed Drives | NonEquip | 13 | Central chillers inside | 0% | Tech/Econ | 24.74% | 0 | 0 | 0
Econ | Schools K-12 | Space Cooling | Packaged air conditioning units (RTUs) | TRC | Existing | NE3283 | Chilled Water Controls Optimization | Chilled Water Controls Optimization | NonEquip | 10 | Central chillers inside | 0% | Tech/Econ | 12.5% | 0 | 0 | 0
Econ | Schools K-12 | Space Cooling | Packaged air conditioning units (RTUs) | TRC | Existing | NE3205 | Ceiling Insulation(R2 to R38) | Ceiling Insulation(R2 to R38) | NonEquip | 20 |  | 0% | Tech/Econ | 36.97% | 0 | 0 | 0
Econ | Schools K-12 | Space Cooling | Packaged air conditioning units (RTUs) | TRC | Existing | NE3049 | Airside Economizer | Airside Economizer | NonEquip | 10 | Packaged air conditioning units (RTUs) | 4.552% | Tech/Econ | 5.556% | 14814.1852 | -2.4816 | 2.4886e-05
Econ | Schools K-12 | Interior Lighting | Overhead (fluorescent/LED/CFL U-shape) | TRC | New | NN5272 | Retro-Commissioning | Retro-Commissioning | NonEquip | 5 |  | 0% | Tech/Econ | 16% | 0 | 0 | 0
Econ | Schools K-12 | Interior Lighting | Overhead (fluorescent/LED/CFL U-shape) | TRC | New | NN4440 | Interior Lighting Controls | Interior Lighting Controls | NonEquip | 8 | Overhead (fluorescent/LED/CFL U-shape) | 37.72% | Tech/Econ | 28% | 25001.7428 | 0 | 0
Econ | Schools K-12 | Interior Lighting | Overhead (fluorescent/LED/CFL U-shape) | TRC | New | NN3712 | Facility Energy Management System | Facility Energy Management System | NonEquip | 15 |  | 4.276% | Tech/Econ | 24% | 2454.6886 | 0.51449 | 0.044241
Econ | Schools K-12 | Interior Lighting | Overhead (fluorescent/LED/CFL U-shape) | TRC | Existing | NE5259 | Retro-Commissioning | Retro-Commissioning | NonEquip | 5 |  | 21.99% | Tech/Econ | 16% | 962135.5384 | 160.8515 | 498.7032
Econ | Schools K-12 | Interior Lighting | Overhead (fluorescent/LED/CFL U-shape) | TRC | Existing | NE4427 | Interior Lighting Controls | Interior Lighting Controls | NonEquip | 8 | Overhead (fluorescent/LED/CFL U-shape) | 37.72% | Tech/Econ | 28% | 2781642.342 | 0 | 0
Econ | Schools K-12 | Interior Lighting | Overhead (fluorescent/LED/CFL U-shape) | TRC | Existing | NE3699 | Facility Energy Management System | Facility Energy Management System | NonEquip | 15 |  | 0.7167% | Tech/Econ | 24% | 45382.8156 | 9.512 | 0.81795
Econ | Schools K-12 | Interior Lighting | Overhead (fluorescent/LED/CFL U-shape) | TRC | Turnover | ET1807 | Premium T8 - Lamp Replacement | Premium T8 - Lamp Replacement | Equip | 8 | Overhead (fluorescent/LED/CFL U-shape) | 24.1% | Tech/Econ | 12.5% | 966571.6477 | 233.4827 | 53.6074
Econ | Schools K-12 | Interior Lighting | Overhead (fluorescent/LED/CFL U-shape) | TRC | Turnover | ET1768 | Premium T8 - Fixture Replacement | Premium T8 - Fixture Replacement | Equip | 8 | Overhead (fluorescent/LED/CFL U-shape) | 0% | Tech/Econ | 12.5% | 0 | 0 | 0
Econ | Schools K-12 | Interior Lighting | Overhead (fluorescent/LED/CFL U-shape) | TRC | Turnover | ET1729 | LED Linear - Lamp Replacement | LED Linear - Lamp Replacement | Equip | 15 | Overhead (fluorescent/LED/CFL U-shape) | 0% | Tech/Econ | 25.43% | 0 | 0 | 0
Econ | Schools K-12 | Interior Lighting | Overhead (fluorescent/LED/CFL U-shape) | TRC | Turnover | ET1690 | LED Linear - Fixture Replacement | LED Linear - Fixture Replacement | Equip | 15 | Overhead (fluorescent/LED/CFL U-shape) | 24.1% | Tech/Econ | 50.28% | 3771116.965 | 914.1338 | 209.1196
Econ | Schools K-12 | Interior Lighting | Overhead (fluorescent/LED/CFL U-shape) | TRC | New | EN1833 | Premium T8 - Lamp Replacement | Premium T8 - Lamp Replacement | Equip | 8 | Overhead (fluorescent/LED/CFL U-shape) | 0% | Tech/Econ | 12.5% | 0 | 0 | 0
Econ | Schools K-12 | Interior Lighting | Overhead (fluorescent/LED/CFL U-shape) | TRC | New | EN1794 | Premium T8 - Fixture Replacement | Premium T8 - Fixture Replacement | Equip | 8 | Overhead (fluorescent/LED/CFL U-shape) | 0% | Tech/Econ | 12.5% | 0 | 0 | 0
Econ | Schools K-12 | Interior Lighting | Overhead (fluorescent/LED/CFL U-shape) | TRC | New | EN1755 | LED Linear - Lamp Replacement | LED Linear - Lamp Replacement | Equip | 15 | Overhead (fluorescent/LED/CFL U-shape) | 0% | Tech/Econ | 25.43% | 0 | 0 | 0
Econ | Schools K-12 | Interior Lighting | Overhead (fluorescent/LED/CFL U-shape) | TRC | New | EN1716 | LED Linear - Fixture Replacement | LED Linear - Fixture Replacement | Equip | 15 | Overhead (fluorescent/LED/CFL U-shape) | 0% | Tech/Econ | 50.28% | 0 | 0 | 0
Econ | Schools K-12 | Cooking | Oven | TRC | Turnover | ET52 | Energy Star Commercial Oven | Energy Star Commercial Oven | Equip | 12 | Oven | 22.46% | Tech/Econ | 34.83% | 95750.6616 | 15.5488 | 8.1365
Econ | Schools K-12 | Cooking | Oven | TRC | New | EN78 | Energy Star Commercial Oven | Energy Star Commercial Oven | Equip | 12 | Oven | 22.46% | Tech/Econ | 34.83% | 713.8373 | 0.11592 | 0.060659
Econ | Schools K-12 | Miscellaneous | Others | TRC | New | NN5454 | Retro-Commissioning | Retro-Commissioning | NonEquip | 5 |  | 0% | Tech/Econ | 16% | 0 | 0 | 0
Econ | Schools K-12 | Miscellaneous | Others | TRC | New | NN4544 | VSD Controlled Compressor | VSD Controlled Compressor | NonEquip | 15 | Others | 36.99% | Tech/Econ | 20.79% | 11938.9809 | 1.548 | 1.2966
Econ | Schools K-12 | Miscellaneous | Others | TRC | New | NN4492 | Engine Block Timer | Engine Block Timer | NonEquip | 5 | Others | 0% | Tech/Econ | 36% | 0 | 0 | 0
Econ | Schools K-12 | Miscellaneous | Others | TRC | Existing | NE5441 | Retro-Commissioning | Retro-Commissioning | NonEquip | 5 |  | 21.99% | Tech/Econ | 16% | 732691.9507 | 122.4928 | 379.7759
Econ | Schools K-12 | Miscellaneous | Others | TRC | Existing | NE4531 | VSD Controlled Compressor | VSD Controlled Compressor | NonEquip | 15 | Others | 7.399% | Tech/Econ | 20.79% | 309018.7433 | 40.0659 | 33.5602
Econ | Schools K-12 | Miscellaneous | Others | TRC | Existing | NE4479 | Engine Block Timer | Engine Block Timer | NonEquip | 5 | Others | 0% | Tech/Econ | 36% | 0 | 0 | 0
Econ | Schools K-12 | Miscellaneous | Others | TRC | Turnover | ET1924 | ENERGY STAR Water Cooler | ENERGY STAR Water Cooler | Equip | 10 | Others | 0% | Tech/Econ | 68.49% | 0 | 0 | 0
Econ | Schools K-12 | Miscellaneous | Others | TRC | Turnover | ET1885 | ENERGY STAR Commercial Clothes Washer | ENERGY STAR Commercial Clothes Washer | Equip | 7 | Others | 22.05% | Tech/Econ | 27.27% | 1189710.593 | 120.9905 | 139.2621
Econ | Schools K-12 | Miscellaneous | Others | TRC | Turnover | ET1846 | Efficient Battery Charger | Efficient Battery Charger | Equip | 7 | Others | 0% | Tech/Econ | 13.68% | 0 | 0 | 0
Econ | Schools K-12 | Miscellaneous | Others | TRC | New | EN1950 | ENERGY STAR Water Cooler | ENERGY STAR Water Cooler | Equip | 10 | Others | 0% | Tech/Econ | 68.49% | 0 | 0 | 0
Econ | Schools K-12 | Miscellaneous | Others | TRC | New | EN1911 | ENERGY STAR Commercial Clothes Washer | ENERGY STAR Commercial Clothes Washer | Equip | 7 | Others | 22.05% | Tech/Econ | 27.27% | 8618.5525 | 0.87648 | 1.0088
Econ | Schools K-12 | Miscellaneous | Others | TRC | New | EN1872 | Efficient Battery Charger | Efficient Battery Charger | Equip | 7 | Others | 0% | Tech/Econ | 13.68% | 0 | 0 | 0
Econ | Schools K-12 | Office Equipment | Other office | TRC | New | NN4596 | Smart Strip Plug Outlet | Smart Strip Plug Outlet | NonEquip | 4 |  | 43.9% | Tech/Econ | 1.187% | 721.82 | 0.10733 | 0.074593
Econ | Schools K-12 | Office Equipment | Other office | TRC | New | NN4570 | Network PC Power Management | Network PC Power Management | NonEquip | 5 | Computers | 0% | Tech/Econ | 56.5% | 0 | 0 | 0
Econ | Schools K-12 | Office Equipment | Other office | TRC | Existing | NE4583 | Smart Strip Plug Outlet | Smart Strip Plug Outlet | NonEquip | 4 |  | 43.9% | Tech/Econ | 1.187% | 96821.4359 | 14.3968 | 10.0055
Econ | Schools K-12 | Office Equipment | Other office | TRC | Existing | NE4557 | Network PC Power Management | Network PC Power Management | NonEquip | 5 | Computers | 0% | Tech/Econ | 56.5% | 0 | 0 | 0
Econ | Schools K-12 | Office Equipment | Other office | TRC | Turnover | ET2269 | Energy Star Uninterruptable Power Supply | Energy Star Uninterruptable Power Supply | Equip | 10 | Other office | 22.4% | Tech/Econ | 1.878% | 77752.7136 | 8.8759 | 8.8759
Econ | Schools K-12 | Office Equipment | Other office | TRC | New | EN2295 | Energy Star Uninterruptable Power Supply | Energy Star Uninterruptable Power Supply | Equip | 10 | Other office | 22.4% | Tech/Econ | 1.878% | 579.6595 | 0.066171 | 0.066171
Econ | Schools K-12 | Ventilation and Circulation | Motor/Fan | TRC | New | NN5402 | Retro-Commissioning | Retro-Commissioning | NonEquip | 5 |  | 0% | Tech/Econ | 16% | 0 | 0 | 0
Econ | Schools K-12 | Ventilation and Circulation | Motor/Fan | TRC | New | NN4986 | VAV System | VAV System | NonEquip | 10 |  | 14.18% | Tech/Econ | 30% | 45.2512 | 0.012879 | 0.01307
Econ | Schools K-12 | Ventilation and Circulation | Motor/Fan | TRC | New | NN4960 | Demand Controlled Ventilation | Demand Controlled Ventilation | NonEquip | 10 |  | 23.39% | Tech/Econ | 50% | 119.082 | 0.012398 | 0.069802
Econ | Schools K-12 | Ventilation and Circulation | Motor/Fan | TRC | New | NN4934 | CO Sensors for Parking Garage Exhaust | CO Sensors for Parking Garage Exhaust | NonEquip | 15 | Motor/Fan | 0% | Tech/Econ | 33% | 0 | 0 | 0
Econ | Schools K-12 | Ventilation and Circulation | Motor/Fan | TRC | Existing | NE5389 | Retro-Commissioning | Retro-Commissioning | NonEquip | 5 |  | 21.99% | Tech/Econ | 16% | 4242.9233 | 0.70934 | 2.1992
Econ | Schools K-12 | Ventilation and Circulation | Motor/Fan | TRC | Existing | NE4973 | VAV System | VAV System | NonEquip | 10 |  | 14.18% | Tech/Econ | 30% | 6069.7736 | 1.7275 | 1.7532
Econ | Schools K-12 | Ventilation and Circulation | Motor/Fan | TRC | Existing | NE4947 | Demand Controlled Ventilation | Demand Controlled Ventilation | NonEquip | 10 |  | 23.39% | Tech/Econ | 50% | 15973.086 | 1.663 | 9.3629
Econ | Schools K-12 | Ventilation and Circulation | Motor/Fan | TRC | Existing | NE4921 | CO Sensors for Parking Garage Exhaust | CO Sensors for Parking Garage Exhaust | NonEquip | 15 | Motor/Fan | 0% | Tech/Econ | 33% | 0 | 0 | 0
Econ | Schools K-12 | Ventilation and Circulation | Motor/Fan | TRC | Turnover | ET2698 | High Speed Fans | High Speed Fans | Equip | 7 | Motor/Fan | 10.93% | Tech/Econ | 10.99% | 1396.6798 | 0.18109 | 0.15168
Econ | Schools K-12 | Ventilation and Circulation | Motor/Fan | TRC | New | EN2724 | High Speed Fans | High Speed Fans | Equip | 7 | Motor/Fan | 10.93% | Tech/Econ | 10.99% | 10.7922 | 0.0013993 | 0.0011721
Econ | Schools K-12 | Miscellaneous | Medical equipment | TRC | New | NN5454 | Retro-Commissioning | Retro-Commissioning | NonEquip | 5 |  | 0% | Tech/Econ | 16% | 0 | 0 | 0
Econ | Schools K-12 | Miscellaneous | Medical equipment | TRC | New | NN4544 | VSD Controlled Compressor | VSD Controlled Compressor | NonEquip | 15 | Others | 0% | Tech/Econ | 20.79% | 0 | 0 | 0
Econ | Schools K-12 | Miscellaneous | Medical equipment | TRC | New | NN4492 | Engine Block Timer | Engine Block Timer | NonEquip | 5 | Others | 0% | Tech/Econ | 36% | 0 | 0 | 0
Econ | Schools K-12 | Miscellaneous | Medical equipment | TRC | Existing | NE5441 | Retro-Commissioning | Retro-Commissioning | NonEquip | 5 |  | 21.99% | Tech/Econ | 16% | 0 | 0 | 0
Econ | Schools K-12 | Miscellaneous | Medical equipment | TRC | Existing | NE4531 | VSD Controlled Compressor | VSD Controlled Compressor | NonEquip | 15 | Others | 0% | Tech/Econ | 20.79% | 0 | 0 | 0
Econ | Schools K-12 | Miscellaneous | Medical equipment | TRC | Existing | NE4479 | Engine Block Timer | Engine Block Timer | NonEquip | 5 | Others | 0% | Tech/Econ | 36% | 0 | 0 | 0
Econ | Schools K-12 | Refrigeration | Large cold storage | TRC | New | NN5324 | Retro-Commissioning | Retro-Commissioning | NonEquip | 5 |  | 0% | Tech/Econ | 16% | 0 | 0 | 0
Econ | Schools K-12 | Refrigeration | Large cold storage | TRC | New | NN4908 | Strip Curtains for Walk-ins | Strip Curtains for Walk-ins | NonEquip | 4 | Walk-in cooler | 0% | Tech/Econ | 2.115% | 0 | 0 | 0
Econ | Schools K-12 | Refrigeration | Large cold storage | TRC | New | NN4856 | PSC to ECM Evaporator Fan Motor (Walk-In, Refrigerator) | PSC to ECM Evaporator Fan Motor (Walk-In, Refrigerator) | NonEquip | 15 | Walk-in cooler | 0% | Tech/Econ | 37.5% | 0 | 0 | 0
Econ | Schools K-12 | Refrigeration | Large cold storage | TRC | New | NN4830 | PSC to ECM Evaporator Fan Motor (Reach-In) | PSC to ECM Evaporator Fan Motor (Reach-In) | NonEquip | 15 | Display cases | 0% | Tech/Econ | 37.5% | 0 | 0 | 0
Econ | Schools K-12 | Refrigeration | Large cold storage | TRC | New | NN4700 | Floating Head Pressure Controls | Floating Head Pressure Controls | NonEquip | 15 |  | 27.37% | Tech/Econ | 6.05% | 0.31599 | 4.097e-05 | 3.4317e-05
Econ | Schools K-12 | Refrigeration | Large cold storage | TRC | New | NN4622 | Anti-Sweat Controls | Anti-Sweat Controls | NonEquip | 8 | Display cases | 0% | Tech/Econ | 85% | 0 | 0 | 0
Econ | Schools K-12 | Refrigeration | Large cold storage | TRC | Existing | NE5311 | Retro-Commissioning | Retro-Commissioning | NonEquip | 5 |  | 21.99% | Tech/Econ | 16% | 90.0428 | 0.015054 | 0.046672
Econ | Schools K-12 | Refrigeration | Large cold storage | TRC | Existing | NE4895 | Strip Curtains for Walk-ins | Strip Curtains for Walk-ins | NonEquip | 4 | Walk-in cooler | 0% | Tech/Econ | 2.115% | 0 | 0 | 0
Econ | Schools K-12 | Refrigeration | Large cold storage | TRC | Existing | NE4843 | PSC to ECM Evaporator Fan Motor (Walk-In, Refrigerator) | PSC to ECM Evaporator Fan Motor (Walk-In, Refrigerator) | NonEquip | 15 | Walk-in cooler | 0% | Tech/Econ | 37.5% | 0 | 0 | 0
Econ | Schools K-12 | Refrigeration | Large cold storage | TRC | Existing | NE4817 | PSC to ECM Evaporator Fan Motor (Reach-In) | PSC to ECM Evaporator Fan Motor (Reach-In) | NonEquip | 15 | Display cases | 0% | Tech/Econ | 37.5% | 0 | 0 | 0
Econ | Schools K-12 | Refrigeration | Large cold storage | TRC | Existing | NE4713 | Freezer-Cooler Replacement Gaskets | Freezer-Cooler Replacement Gaskets | NonEquip | 4 | Display cases | 0% | Tech/Econ | 3.131% | 0 | 0 | 0
Econ | Schools K-12 | Refrigeration | Large cold storage | TRC | Existing | NE4687 | Floating Head Pressure Controls | Floating Head Pressure Controls | NonEquip | 15 |  | 27.37% | Tech/Econ | 6.05% | 40.8939 | 0.0053021 | 0.0044412
Econ | Schools K-12 | Refrigeration | Large cold storage | TRC | Existing | NE4609 | Anti-Sweat Controls | Anti-Sweat Controls | NonEquip | 8 | Display cases | 0% | Tech/Econ | 85% | 0 | 0 | 0
Econ | Schools K-12 | Miscellaneous | Laboratory equipment | TRC | New | NN5454 | Retro-Commissioning | Retro-Commissioning | NonEquip | 5 |  | 0% | Tech/Econ | 16% | 0 | 0 | 0
Econ | Schools K-12 | Miscellaneous | Laboratory equipment | TRC | New | NN4544 | VSD Controlled Compressor | VSD Controlled Compressor | NonEquip | 15 | Others | 0% | Tech/Econ | 20.79% | 0 | 0 | 0
Econ | Schools K-12 | Miscellaneous | Laboratory equipment | TRC | New | NN4492 | Engine Block Timer | Engine Block Timer | NonEquip | 5 | Others | 0% | Tech/Econ | 36% | 0 | 0 | 0
Econ | Schools K-12 | Miscellaneous | Laboratory equipment | TRC | Existing | NE5441 | Retro-Commissioning | Retro-Commissioning | NonEquip | 5 |  | 21.99% | Tech/Econ | 16% | 4063.5575 | 0.67935 | 2.1063
Econ | Schools K-12 | Miscellaneous | Laboratory equipment | TRC | Existing | NE4531 | VSD Controlled Compressor | VSD Controlled Compressor | NonEquip | 15 | Others | 0% | Tech/Econ | 20.79% | 0 | 0 | 0
Econ | Schools K-12 | Miscellaneous | Laboratory equipment | TRC | Existing | NE4479 | Engine Block Timer | Engine Block Timer | NonEquip | 5 | Others | 0% | Tech/Econ | 36% | 0 | 0 | 0
Econ | Schools K-12 | Ventilation and Circulation | Individual room ventilation | TRC | New | NN5402 | Retro-Commissioning | Retro-Commissioning | NonEquip | 5 |  | 0% | Tech/Econ | 16% | 0 | 0 | 0
Econ | Schools K-12 | Ventilation and Circulation | Individual room ventilation | TRC | New | NN4986 | VAV System | VAV System | NonEquip | 10 |  | 14.18% | Tech/Econ | 30% | 39.7334 | 0.011309 | 0.011476
Econ | Schools K-12 | Ventilation and Circulation | Individual room ventilation | TRC | New | NN4960 | Demand Controlled Ventilation | Demand Controlled Ventilation | NonEquip | 10 |  | 23.39% | Tech/Econ | 50% | 104.5616 | 0.010886 | 0.06129
Econ | Schools K-12 | Ventilation and Circulation | Individual room ventilation | TRC | New | NN4934 | CO Sensors for Parking Garage Exhaust | CO Sensors for Parking Garage Exhaust | NonEquip | 15 | Motor/Fan | 0% | Tech/Econ | 33% | 0 | 0 | 0
Econ | Schools K-12 | Ventilation and Circulation | Individual room ventilation | TRC | Existing | NE5389 | Retro-Commissioning | Retro-Commissioning | NonEquip | 5 |  | 21.99% | Tech/Econ | 16% | 3725.557 | 0.62285 | 1.9311
Econ | Schools K-12 | Ventilation and Circulation | Individual room ventilation | TRC | Existing | NE4973 | VAV System | VAV System | NonEquip | 10 |  | 14.18% | Tech/Econ | 30% | 5329.648 | 1.5169 | 1.5394
Econ | Schools K-12 | Ventilation and Circulation | Individual room ventilation | TRC | Existing | NE4947 | Demand Controlled Ventilation | Demand Controlled Ventilation | NonEquip | 10 |  | 23.39% | Tech/Econ | 50% | 14025.3875 | 1.4602 | 8.2212
Econ | Schools K-12 | Ventilation and Circulation | Individual room ventilation | TRC | Existing | NE4921 | CO Sensors for Parking Garage Exhaust | CO Sensors for Parking Garage Exhaust | NonEquip | 15 | Motor/Fan | 0% | Tech/Econ | 33% | 0 | 0 | 0
Econ | Schools K-12 | Space Heating | Individual room heating | TRC | New | NN5350 | Retro-Commissioning | Retro-Commissioning | NonEquip | 5 |  | 0% | Tech/Econ | 16% | 0 | 0 | 0
Econ | Schools K-12 | Space Heating | Individual room heating | TRC | New | NN3660 | Facility Energy Management System | Facility Energy Management System | NonEquip | 15 |  | 4.276% | Tech/Econ | 20% | 0 | 0 | 0
Econ | Schools K-12 | Space Heating | Individual room heating | TRC | New | NN3556 | Duct Sealing Repair | Duct Sealing Repair | NonEquip | 15 |  | 0% | Tech/Econ | 12% | 0 | 0 | 0
Econ | Schools K-12 | Space Heating | Individual room heating | TRC | New | NN3400 | Dedicated Outdoor Air System on VRF unit | Dedicated Outdoor Air System on VRF unit | NonEquip | 15 | Residential/split system heat pump | 0% | Tech/Econ | 10% | 0 | 0 | 0
Econ | Schools K-12 | Space Heating | Individual room heating | TRC | New | NN3192 | Ceiling Insulation(R2 to R38) | Ceiling Insulation(R2 to R38) | NonEquip | 20 |  | 0% | Tech/Econ | 12.95% | 0 | 0 | 0
Econ | Schools K-12 | Space Heating | Individual room heating | TRC | Existing | NE5337 | Retro-Commissioning | Retro-Commissioning | NonEquip | 5 |  | 21.99% | Tech/Econ | 16% | 0 | 0 | 0
Econ | Schools K-12 | Space Heating | Individual room heating | TRC | Existing | NE4245 | Wall Insulation | Wall Insulation | NonEquip | 20 |  | 0% | Tech/Econ | 0.6067% | 0 | 0 | 0
Econ | Schools K-12 | Space Heating | Individual room heating | TRC | Existing | NE3647 | Facility Energy Management System | Facility Energy Management System | NonEquip | 15 |  | 0.7167% | Tech/Econ | 20% | 0 | 0 | 0
Econ | Schools K-12 | Space Heating | Individual room heating | TRC | Existing | NE3543 | Duct Sealing Repair | Duct Sealing Repair | NonEquip | 15 |  | 0% | Tech/Econ | 12% | 0 | 0 | 0
Econ | Schools K-12 | Space Heating | Individual room heating | TRC | Existing | NE3387 | Dedicated Outdoor Air System on VRF unit | Dedicated Outdoor Air System on VRF unit | NonEquip | 15 | Residential/split system heat pump | 0% | Tech/Econ | 10% | 0 | 0 | 0
Econ | Schools K-12 | Space Heating | Individual room heating | TRC | Existing | NE3179 | Ceiling Insulation(R2 to R38) | Ceiling Insulation(R2 to R38) | NonEquip | 20 |  | 0% | Tech/Econ | 14.29% | 0 | 0 | 0
Econ | Schools K-12 | Space Cooling | Individual room air conditioners | TRC | New | NN5376 | Retro-Commissioning | Retro-Commissioning | NonEquip | 5 |  | 0% | Tech/Econ | 16% | 0 | 0 | 0
Econ | Schools K-12 | Space Cooling | Individual room air conditioners | TRC | New | NN4206 | Thermal Energy Storage | Thermal Energy Storage | NonEquip | 20 |  | 33.33% | Tech/Econ | 0% | 0 | 0 | 0
Econ | Schools K-12 | Space Cooling | Individual room air conditioners | TRC | New | NN3920 | HVAC tune-up_RTU | HVAC tune-up_RTU | NonEquip | 5 | Packaged air conditioning units (RTUs) | 0% | Tech/Econ | 5% | 0 | 0 | 0
Econ | Schools K-12 | Space Cooling | Individual room air conditioners | TRC | New | NN3894 | HVAC tune-up | HVAC tune-up | NonEquip | 5 | Residential-type central air conditioners | 0% | Tech/Econ | 5% | 0 | 0 | 0
Econ | Schools K-12 | Space Cooling | Individual room air conditioners | TRC | New | NN3686 | Facility Energy Management System | Facility Energy Management System | NonEquip | 15 |  | 4.276% | Tech/Econ | 20% | 106.2037 | 0.02226 | 0
Econ | Schools K-12 | Space Cooling | Individual room air conditioners | TRC | New | NN3530 | Duct Sealing Repair | Duct Sealing Repair | NonEquip | 15 |  | 0% | Tech/Econ | 12% | 0 | 0 | 0
Econ | Schools K-12 | Space Cooling | Individual room air conditioners | TRC | New | NN3426 | Dedicated Outdoor Air System on VRF unit | Dedicated Outdoor Air System on VRF unit | NonEquip | 15 | Residential-type central air conditioners | 0% | Tech/Econ | 17.5% | 0 | 0 | 0
Econ | Schools K-12 | Space Cooling | Individual room air conditioners | TRC | New | NN3322 | Chilled Water System - Variable Speed Drives | Chilled Water System - Variable Speed Drives | NonEquip | 13 | Central chillers inside | 0% | Tech/Econ | 24.74% | 0 | 0 | 0
Econ | Schools K-12 | Space Cooling | Individual room air conditioners | TRC | New | NN3296 | Chilled Water Controls Optimization | Chilled Water Controls Optimization | NonEquip | 10 | Central chillers inside | 0% | Tech/Econ | 12.5% | 0 | 0 | 0
Econ | Schools K-12 | Space Cooling | Individual room air conditioners | TRC | New | NN3218 | Ceiling Insulation(R2 to R38) | Ceiling Insulation(R2 to R38) | NonEquip | 20 |  | 0% | Tech/Econ | 36.97% | 0 | 0 | 0
Econ | Schools K-12 | Space Cooling | Individual room air conditioners | TRC | New | NN3062 | Airside Economizer | Airside Economizer | NonEquip | 10 | Packaged air conditioning units (RTUs) | 0% | Tech/Econ | 5.556% | 0 | 0 | 0
Econ | Schools K-12 | Space Cooling | Individual room air conditioners | TRC | Existing | NE5363 | Retro-Commissioning | Retro-Commissioning | NonEquip | 5 |  | 21.99% | Tech/Econ | 16% | 58607.0039 | 9.798 | 0
Econ | Schools K-12 | Space Cooling | Individual room air conditioners | TRC | Existing | NE4219 | Wall Insulation | Wall Insulation | NonEquip | 20 |  | 0% | Tech/Econ | 10.75% | 0 | 0 | 0
Econ | Schools K-12 | Space Cooling | Individual room air conditioners | TRC | Existing | NE4193 | Thermal Energy Storage | Thermal Energy Storage | NonEquip | 20 |  | 33.33% | Tech/Econ | 0% | 7.5311e-05 | -3.8605e-07 | -2.5319e-08
Econ | Schools K-12 | Space Cooling | Individual room air conditioners | TRC | Existing | NE3907 | HVAC tune-up_RTU | HVAC tune-up_RTU | NonEquip | 5 | Packaged air conditioning units (RTUs) | 0% | Tech/Econ | 5% | 0 | 0 | 0
Econ | Schools K-12 | Space Cooling | Individual room air conditioners | TRC | Existing | NE3881 | HVAC tune-up | HVAC tune-up | NonEquip | 5 | Residential-type central air conditioners | 0% | Tech/Econ | 5% | 0 | 0 | 0
Econ | Schools K-12 | Space Cooling | Individual room air conditioners | TRC | Existing | NE3673 | Facility Energy Management System | Facility Energy Management System | NonEquip | 15 |  | 0.7167% | Tech/Econ | 20% | 2303.6869 | 0.48284 | 0
Econ | Schools K-12 | Space Cooling | Individual room air conditioners | TRC | Existing | NE3517 | Duct Sealing Repair | Duct Sealing Repair | NonEquip | 15 |  | 0% | Tech/Econ | 12% | 0 | 0 | 0
Econ | Schools K-12 | Space Cooling | Individual room air conditioners | TRC | Existing | NE3413 | Dedicated Outdoor Air System on VRF unit | Dedicated Outdoor Air System on VRF unit | NonEquip | 15 | Residential-type central air conditioners | 0% | Tech/Econ | 17.5% | 0 | 0 | 0
Econ | Schools K-12 | Space Cooling | Individual room air conditioners | TRC | Existing | NE3309 | Chilled Water System - Variable Speed Drives | Chilled Water System - Variable Speed Drives | NonEquip | 13 | Central chillers inside | 0% | Tech/Econ | 24.74% | 0 | 0 | 0
Econ | Schools K-12 | Space Cooling | Individual room air conditioners | TRC | Existing | NE3283 | Chilled Water Controls Optimization | Chilled Water Controls Optimization | NonEquip | 10 | Central chillers inside | 0% | Tech/Econ | 12.5% | 0 | 0 | 0
Econ | Schools K-12 | Space Cooling | Individual room air conditioners | TRC | Existing | NE3205 | Ceiling Insulation(R2 to R38) | Ceiling Insulation(R2 to R38) | NonEquip | 20 |  | 0% | Tech/Econ | 36.97% | 0 | 0 | 0
Econ | Schools K-12 | Space Cooling | Individual room air conditioners | TRC | Existing | NE3049 | Airside Economizer | Airside Economizer | NonEquip | 10 | Packaged air conditioning units (RTUs) | 0% | Tech/Econ | 5.556% | 0 | 0 | 0
Econ | Schools K-12 | Interior Lighting | High bay | TRC | New | NN5272 | Retro-Commissioning | Retro-Commissioning | NonEquip | 5 |  | 0% | Tech/Econ | 16% | 0 | 0 | 0
Econ | Schools K-12 | Interior Lighting | High bay | TRC | New | NN4440 | Interior Lighting Controls | Interior Lighting Controls | NonEquip | 8 | Overhead (fluorescent/LED/CFL U-shape) | 0% | Tech/Econ | 28% | 0 | 0 | 0
Econ | Schools K-12 | Interior Lighting | High bay | TRC | New | NN3712 | Facility Energy Management System | Facility Energy Management System | NonEquip | 15 |  | 4.276% | Tech/Econ | 24% | 2955.9932 | 0.61956 | 0.053277
Econ | Schools K-12 | Interior Lighting | High bay | TRC | Existing | NE5259 | Retro-Commissioning | Retro-Commissioning | NonEquip | 5 |  | 21.99% | Tech/Econ | 16% | 1194614.91 | 199.7179 | 619.2041
Econ | Schools K-12 | Interior Lighting | High bay | TRC | Existing | NE4427 | Interior Lighting Controls | Interior Lighting Controls | NonEquip | 8 | Overhead (fluorescent/LED/CFL U-shape) | 0% | Tech/Econ | 28% | 0 | 0 | 0
Econ | Schools K-12 | Interior Lighting | High bay | TRC | Existing | NE3699 | Facility Energy Management System | Facility Energy Management System | NonEquip | 15 |  | 0.7167% | Tech/Econ | 24% | 56348.5975 | 11.8103 | 1.0156
Econ | Schools K-12 | Interior Lighting | High bay | TRC | Turnover | ET1651 | LED Linear - Fixture Replacement | LED Linear - Fixture Replacement | Equip | 15 | High bay | 24.1% | Tech/Econ | 50.28% | 4682326.327 | 1135.0146 | 259.6488
Econ | Schools K-12 | Interior Lighting | High bay | TRC | Turnover | ET1534 | High Bay LED | High Bay LED | Equip | 15 | High bay | 0% | Tech/Econ | 64.78% | 0 | 0 | 0
Econ | Schools K-12 | Interior Lighting | High bay | TRC | Turnover | ET1495 | High Bay Fluorescent (T5) | High Bay Fluorescent (T5) | Equip | 15 | High bay | 0% | Tech/Econ | 64.14% | 0 | 0 | 0
Econ | Schools K-12 | Interior Lighting | High bay | TRC | New | EN1677 | LED Linear - Fixture Replacement | LED Linear - Fixture Replacement | Equip | 15 | High bay | 0% | Tech/Econ | 50.28% | 0 | 0 | 0
Econ | Schools K-12 | Interior Lighting | High bay | TRC | New | EN1560 | High Bay LED | High Bay LED | Equip | 15 | High bay | 0% | Tech/Econ | 64.78% | 0 | 0 | 0
Econ | Schools K-12 | Interior Lighting | High bay | TRC | New | EN1521 | High Bay Fluorescent (T5) | High Bay Fluorescent (T5) | Equip | 15 | High bay | 0% | Tech/Econ | 64.14% | 0 | 0 | 0
Econ | Schools K-12 | Space Heating | Forced air furnace | TRC | New | NN5350 | Retro-Commissioning | Retro-Commissioning | NonEquip | 5 |  | 0% | Tech/Econ | 16% | 0 | 0 | 0
Econ | Schools K-12 | Space Heating | Forced air furnace | TRC | New | NN3660 | Facility Energy Management System | Facility Energy Management System | NonEquip | 15 |  | 4.276% | Tech/Econ | 20% | 0 | 0 | 0
Econ | Schools K-12 | Space Heating | Forced air furnace | TRC | New | NN3556 | Duct Sealing Repair | Duct Sealing Repair | NonEquip | 15 |  | 0% | Tech/Econ | 12% | 0 | 0 | 0
Econ | Schools K-12 | Space Heating | Forced air furnace | TRC | New | NN3400 | Dedicated Outdoor Air System on VRF unit | Dedicated Outdoor Air System on VRF unit | NonEquip | 15 | Residential/split system heat pump | 0% | Tech/Econ | 10% | 0 | 0 | 0
Econ | Schools K-12 | Space Heating | Forced air furnace | TRC | New | NN3192 | Ceiling Insulation(R2 to R38) | Ceiling Insulation(R2 to R38) | NonEquip | 20 |  | 0% | Tech/Econ | 12.95% | 0 | 0 | 0
Econ | Schools K-12 | Space Heating | Forced air furnace | TRC | Existing | NE5337 | Retro-Commissioning | Retro-Commissioning | NonEquip | 5 |  | 21.99% | Tech/Econ | 16% | 0 | 0 | 0
Econ | Schools K-12 | Space Heating | Forced air furnace | TRC | Existing | NE4245 | Wall Insulation | Wall Insulation | NonEquip | 20 |  | 0% | Tech/Econ | 0.6067% | 0 | 0 | 0
Econ | Schools K-12 | Space Heating | Forced air furnace | TRC | Existing | NE3647 | Facility Energy Management System | Facility Energy Management System | NonEquip | 15 |  | 0.7167% | Tech/Econ | 20% | 0 | 0 | 0
Econ | Schools K-12 | Space Heating | Forced air furnace | TRC | Existing | NE3543 | Duct Sealing Repair | Duct Sealing Repair | NonEquip | 15 |  | 0% | Tech/Econ | 12% | 0 | 0 | 0
Econ | Schools K-12 | Space Heating | Forced air furnace | TRC | Existing | NE3387 | Dedicated Outdoor Air System on VRF unit | Dedicated Outdoor Air System on VRF unit | NonEquip | 15 | Residential/split system heat pump | 0% | Tech/Econ | 10% | 0 | 0 | 0
Econ | Schools K-12 | Space Heating | Forced air furnace | TRC | Existing | NE3179 | Ceiling Insulation(R2 to R38) | Ceiling Insulation(R2 to R38) | NonEquip | 20 |  | 0% | Tech/Econ | 14.29% | 0 | 0 | 0
Econ | Schools K-12 | Exterior Lighting | Exterior parking/lot lighting | TRC | New | NN5298 | Retro-Commissioning | Retro-Commissioning | NonEquip | 5 |  | 0% | Tech/Econ | 16% | 0 | 0 | 0
Econ | Schools K-12 | Exterior Lighting | Exterior parking/lot lighting | TRC | New | NN2984 | Outdoor Lighting Controls | Outdoor Lighting Controls | NonEquip | 8 | Exterior parking/lot lighting | 30.95% | Tech/Econ | 28% | 5305.2201 | 0 | 0
Econ | Schools K-12 | Exterior Lighting | Exterior parking/lot lighting | TRC | New | NN2958 | Bi-Level Lighting Control (Exterior) | Bi-Level Lighting Control (Exterior) | NonEquip | 9 | Exterior parking/lot lighting | 8.579% | Tech/Econ | 31% | 1487.2119 | 0 | 0
Econ | Schools K-12 | Exterior Lighting | Exterior parking/lot lighting | TRC | Existing | NE5285 | Retro-Commissioning | Retro-Commissioning | NonEquip | 5 |  | 21.99% | Tech/Econ | 16% | 288944.1551 | 0 | 149.7683
Econ | Schools K-12 | Exterior Lighting | Exterior parking/lot lighting | TRC | Existing | NE2971 | Outdoor Lighting Controls | Outdoor Lighting Controls | NonEquip | 8 | Exterior parking/lot lighting | 30.95% | Tech/Econ | 28% | 686579.7164 | 0 | 0
Econ | Schools K-12 | Exterior Lighting | Exterior parking/lot lighting | TRC | Existing | NE2945 | Bi-Level Lighting Control (Exterior) | Bi-Level Lighting Control (Exterior) | NonEquip | 9 | Exterior parking/lot lighting | 8.579% | Tech/Econ | 31% | 192468.8391 | 0 | 0
Econ | Schools K-12 | Exterior Lighting | Exterior parking/lot lighting | TRC | Turnover | ET715 | LED Parking Lighting | LED Parking Lighting | Equip | 18 | Exterior parking/lot lighting | 7.084% | Tech/Econ | 84% | 519582.6368 | 0 | 0
Econ | Schools K-12 | Exterior Lighting | Exterior parking/lot lighting | TRC | Turnover | ET520 | High Efficiency HID Lighting | High Efficiency HID Lighting | Equip | 13 | Exterior parking/lot lighting | 0% | Tech/Econ | 34.18% | 0 | 0 | 0
Econ | Schools K-12 | Exterior Lighting | Exterior parking/lot lighting | TRC | New | EN741 | LED Parking Lighting | LED Parking Lighting | Equip | 18 | Exterior parking/lot lighting | 7.084% | Tech/Econ | 84% | 3873.576 | 0 | 0
Econ | Schools K-12 | Exterior Lighting | Exterior parking/lot lighting | TRC | New | EN546 | High Efficiency HID Lighting | High Efficiency HID Lighting | Equip | 13 | Exterior parking/lot lighting | 0% | Tech/Econ | 34.18% | 0 | 0 | 0
Econ | Schools K-12 | Exterior Lighting | Exterior marquis | TRC | New | NN5298 | Retro-Commissioning | Retro-Commissioning | NonEquip | 5 |  | 0% | Tech/Econ | 16% | 0 | 0 | 0
Econ | Schools K-12 | Exterior Lighting | Exterior marquis | TRC | New | NN2984 | Outdoor Lighting Controls | Outdoor Lighting Controls | NonEquip | 8 | Exterior parking/lot lighting | 0% | Tech/Econ | 28% | 0 | 0 | 0
Econ | Schools K-12 | Exterior Lighting | Exterior marquis | TRC | New | NN2958 | Bi-Level Lighting Control (Exterior) | Bi-Level Lighting Control (Exterior) | NonEquip | 9 | Exterior parking/lot lighting | 0% | Tech/Econ | 31% | 0 | 0 | 0
Econ | Schools K-12 | Exterior Lighting | Exterior marquis | TRC | Existing | NE5285 | Retro-Commissioning | Retro-Commissioning | NonEquip | 5 |  | 21.99% | Tech/Econ | 16% | 1755.5689 | 0 | 0.90996
Econ | Schools K-12 | Exterior Lighting | Exterior marquis | TRC | Existing | NE2971 | Outdoor Lighting Controls | Outdoor Lighting Controls | NonEquip | 8 | Exterior parking/lot lighting | 0% | Tech/Econ | 28% | 0 | 0 | 0
Econ | Schools K-12 | Exterior Lighting | Exterior marquis | TRC | Existing | NE2945 | Bi-Level Lighting Control (Exterior) | Bi-Level Lighting Control (Exterior) | NonEquip | 9 | Exterior parking/lot lighting | 0% | Tech/Econ | 31% | 0 | 0 | 0
Econ | Schools K-12 | Exterior Lighting | Exterior marquis | TRC | Turnover | ET637 | LED Exterior Lighting | LED Exterior Lighting | Equip | 13 | Exterior marquis | 4.624% | Tech/Econ | 60.51% | 1292.7683 | 0 | 0
Econ | Schools K-12 | Exterior Lighting | Exterior marquis | TRC | Turnover | ET598 | LED Display Lighting (Exterior) | LED Display Lighting (Exterior) | Equip | 15 | Exterior marquis | 4.624% | Tech/Econ | 87.04% | 1937.4937 | 0 | 0
Econ | Schools K-12 | Exterior Lighting | Exterior marquis | TRC | New | EN663 | LED Exterior Lighting | LED Exterior Lighting | Equip | 13 | Exterior marquis | 4.624% | Tech/Econ | 60.51% | 9.9893 | 0 | 0
Econ | Schools K-12 | Exterior Lighting | Exterior marquis | TRC | New | EN624 | LED Display Lighting (Exterior) | LED Display Lighting (Exterior) | Equip | 15 | Exterior marquis | 4.624% | Tech/Econ | 87.04% | 14.9711 | 0 | 0
Econ | Schools K-12 | Miscellaneous | Elevators/Escalators | TRC | New | NN5454 | Retro-Commissioning | Retro-Commissioning | NonEquip | 5 |  | 0% | Tech/Econ | 16% | 0 | 0 | 0
Econ | Schools K-12 | Miscellaneous | Elevators/Escalators | TRC | New | NN4544 | VSD Controlled Compressor | VSD Controlled Compressor | NonEquip | 15 | Others | 0% | Tech/Econ | 20.79% | 0 | 0 | 0
Econ | Schools K-12 | Miscellaneous | Elevators/Escalators | TRC | New | NN4492 | Engine Block Timer | Engine Block Timer | NonEquip | 5 | Others | 0% | Tech/Econ | 36% | 0 | 0 | 0
Econ | Schools K-12 | Miscellaneous | Elevators/Escalators | TRC | Existing | NE5441 | Retro-Commissioning | Retro-Commissioning | NonEquip | 5 |  | 21.99% | Tech/Econ | 16% | 28504.33 | 4.7654 | 14.7746
Econ | Schools K-12 | Miscellaneous | Elevators/Escalators | TRC | Existing | NE4531 | VSD Controlled Compressor | VSD Controlled Compressor | NonEquip | 15 | Others | 0% | Tech/Econ | 20.79% | 0 | 0 | 0
Econ | Schools K-12 | Miscellaneous | Elevators/Escalators | TRC | Existing | NE4479 | Engine Block Timer | Engine Block Timer | NonEquip | 5 | Others | 0% | Tech/Econ | 36% | 0 | 0 | 0
Econ | Schools K-12 | Office Equipment | Document production | TRC | New | NN4596 | Smart Strip Plug Outlet | Smart Strip Plug Outlet | NonEquip | 4 |  | 43.9% | Tech/Econ | 1.187% | 385.5962 | 0.057336 | 0.039848
Econ | Schools K-12 | Office Equipment | Document production | TRC | New | NN4570 | Network PC Power Management | Network PC Power Management | NonEquip | 5 | Computers | 0% | Tech/Econ | 56.5% | 0 | 0 | 0
Econ | Schools K-12 | Office Equipment | Document production | TRC | Existing | NE4583 | Smart Strip Plug Outlet | Smart Strip Plug Outlet | NonEquip | 4 |  | 43.9% | Tech/Econ | 1.187% | 51721.9991 | 7.6908 | 5.345
Econ | Schools K-12 | Office Equipment | Document production | TRC | Existing | NE4557 | Network PC Power Management | Network PC Power Management | NonEquip | 5 | Computers | 0% | Tech/Econ | 56.5% | 0 | 0 | 0
Econ | Schools K-12 | Space Cooling | District chilled water piped | TRC | New | NN5376 | Retro-Commissioning | Retro-Commissioning | NonEquip | 5 |  | 0% | Tech/Econ | 16% | 0 | 0 | 0
Econ | Schools K-12 | Space Cooling | District chilled water piped | TRC | New | NN4206 | Thermal Energy Storage | Thermal Energy Storage | NonEquip | 20 |  | 33.33% | Tech/Econ | 0% | 0 | 0 | 0
Econ | Schools K-12 | Space Cooling | District chilled water piped | TRC | New | NN3920 | HVAC tune-up_RTU | HVAC tune-up_RTU | NonEquip | 5 | Packaged air conditioning units (RTUs) | 0% | Tech/Econ | 5% | 0 | 0 | 0
Econ | Schools K-12 | Space Cooling | District chilled water piped | TRC | New | NN3894 | HVAC tune-up | HVAC tune-up | NonEquip | 5 | Residential-type central air conditioners | 0% | Tech/Econ | 5% | 0 | 0 | 0
Econ | Schools K-12 | Space Cooling | District chilled water piped | TRC | New | NN3686 | Facility Energy Management System | Facility Energy Management System | NonEquip | 15 |  | 4.276% | Tech/Econ | 20% | 2816.3997 | 0.5903 | 0
Econ | Schools K-12 | Space Cooling | District chilled water piped | TRC | New | NN3530 | Duct Sealing Repair | Duct Sealing Repair | NonEquip | 15 |  | 0% | Tech/Econ | 12% | 0 | 0 | 0
Econ | Schools K-12 | Space Cooling | District chilled water piped | TRC | New | NN3426 | Dedicated Outdoor Air System on VRF unit | Dedicated Outdoor Air System on VRF unit | NonEquip | 15 | Residential-type central air conditioners | 0% | Tech/Econ | 17.5% | 0 | 0 | 0
Econ | Schools K-12 | Space Cooling | District chilled water piped | TRC | New | NN3322 | Chilled Water System - Variable Speed Drives | Chilled Water System - Variable Speed Drives | NonEquip | 13 | Central chillers inside | 0% | Tech/Econ | 24.74% | 0 | 0 | 0
Econ | Schools K-12 | Space Cooling | District chilled water piped | TRC | New | NN3296 | Chilled Water Controls Optimization | Chilled Water Controls Optimization | NonEquip | 10 | Central chillers inside | 0% | Tech/Econ | 12.5% | 0 | 0 | 0
Econ | Schools K-12 | Space Cooling | District chilled water piped | TRC | New | NN3218 | Ceiling Insulation(R2 to R38) | Ceiling Insulation(R2 to R38) | NonEquip | 20 |  | 0% | Tech/Econ | 36.97% | 0 | 0 | 0
Econ | Schools K-12 | Space Cooling | District chilled water piped | TRC | New | NN3062 | Airside Economizer | Airside Economizer | NonEquip | 10 | Packaged air conditioning units (RTUs) | 0% | Tech/Econ | 5.556% | 0 | 0 | 0
Econ | Schools K-12 | Space Cooling | District chilled water piped | TRC | Existing | NE5363 | Retro-Commissioning | Retro-Commissioning | NonEquip | 5 |  | 21.99% | Tech/Econ | 16% | 1613765.406 | 269.7922 | 0
Econ | Schools K-12 | Space Cooling | District chilled water piped | TRC | Existing | NE4219 | Wall Insulation | Wall Insulation | NonEquip | 20 |  | 0% | Tech/Econ | 10.75% | 0 | 0 | 0
Econ | Schools K-12 | Space Cooling | District chilled water piped | TRC | Existing | NE4193 | Thermal Energy Storage | Thermal Energy Storage | NonEquip | 20 |  | 33.33% | Tech/Econ | 0% | 0.0019972 | -1.0238e-05 | -6.7143e-07
Econ | Schools K-12 | Space Cooling | District chilled water piped | TRC | Existing | NE3907 | HVAC tune-up_RTU | HVAC tune-up_RTU | NonEquip | 5 | Packaged air conditioning units (RTUs) | 0% | Tech/Econ | 5% | 0 | 0 | 0
Econ | Schools K-12 | Space Cooling | District chilled water piped | TRC | Existing | NE3881 | HVAC tune-up | HVAC tune-up | NonEquip | 5 | Residential-type central air conditioners | 0% | Tech/Econ | 5% | 0 | 0 | 0
Econ | Schools K-12 | Space Cooling | District chilled water piped | TRC | Existing | NE3673 | Facility Energy Management System | Facility Energy Management System | NonEquip | 15 |  | 0.7167% | Tech/Econ | 20% | 61091.126 | 12.8043 | 0
Econ | Schools K-12 | Space Cooling | District chilled water piped | TRC | Existing | NE3517 | Duct Sealing Repair | Duct Sealing Repair | NonEquip | 15 |  | 0% | Tech/Econ | 12% | 0 | 0 | 0
Econ | Schools K-12 | Space Cooling | District chilled water piped | TRC | Existing | NE3413 | Dedicated Outdoor Air System on VRF unit | Dedicated Outdoor Air System on VRF unit | NonEquip | 15 | Residential-type central air conditioners | 0% | Tech/Econ | 17.5% | 0 | 0 | 0
Econ | Schools K-12 | Space Cooling | District chilled water piped | TRC | Existing | NE3309 | Chilled Water System - Variable Speed Drives | Chilled Water System - Variable Speed Drives | NonEquip | 13 | Central chillers inside | 0% | Tech/Econ | 24.74% | 0 | 0 | 0
Econ | Schools K-12 | Space Cooling | District chilled water piped | TRC | Existing | NE3283 | Chilled Water Controls Optimization | Chilled Water Controls Optimization | NonEquip | 10 | Central chillers inside | 0% | Tech/Econ | 12.5% | 0 | 0 | 0
Econ | Schools K-12 | Space Cooling | District chilled water piped | TRC | Existing | NE3205 | Ceiling Insulation(R2 to R38) | Ceiling Insulation(R2 to R38) | NonEquip | 20 |  | 0% | Tech/Econ | 36.97% | 0 | 0 | 0
Econ | Schools K-12 | Space Cooling | District chilled water piped | TRC | Existing | NE3049 | Airside Economizer | Airside Economizer | NonEquip | 10 | Packaged air conditioning units (RTUs) | 0% | Tech/Econ | 5.556% | 0 | 0 | 0
Econ | Schools K-12 | Space Cooling | District chilled water piped | TRC | Turnover | ET949 | High Efficiency Chiller (Air Cooled, 50 tons) | High Efficiency Chiller (Air Cooled, 50 tons) | Equip | 20 | District chilled water piped | 28.37% | Tech/Econ | 8.759% | 1099657.36 | 255.0148 | 58.823
Econ | Schools K-12 | Space Cooling | District chilled water piped | TRC | Turnover | ET1105 | High Efficiency Chiller (Water cooled-positive displacement, 100 tons) | High Efficiency Chiller (Water cooled-positive displacement, 100 tons) | Equip | 20 | District chilled water piped | 28.37% | Tech/Econ | 2.683% | 323926.4246 | 103.9136 | 1.023
Econ | Schools K-12 | Space Cooling | District chilled water piped | TRC | Turnover | ET1027 | High Efficiency Chiller (Water cooled-centrifugal, 200 tons) | High Efficiency Chiller (Water cooled-centrifugal, 200 tons) | Equip | 20 | District chilled water piped | 28.37% | Tech/Econ | 4.362% | 534067.0869 | 171.3255 | 1.6867
Econ | Schools K-12 | Space Cooling | District chilled water piped | TRC | New | EN975 | High Efficiency Chiller (Air Cooled, 50 tons) | High Efficiency Chiller (Air Cooled, 50 tons) | Equip | 20 | District chilled water piped | 28.37% | Tech/Econ | 8.759% | 8497.0821 | 1.9705 | 0.45453
Econ | Schools K-12 | Space Cooling | District chilled water piped | TRC | New | EN1131 | High Efficiency Chiller (Water cooled-positive displacement, 100 tons) | High Efficiency Chiller (Water cooled-positive displacement, 100 tons) | Equip | 20 | District chilled water piped | 28.37% | Tech/Econ | 2.683% | 2485.145 | 0.79722 | 0.0078486
Econ | Schools K-12 | Space Cooling | District chilled water piped | TRC | New | EN1053 | High Efficiency Chiller (Water cooled-centrifugal, 200 tons) | High Efficiency Chiller (Water cooled-centrifugal, 200 tons) | Equip | 20 | District chilled water piped | 28.37% | Tech/Econ | 4.362% | 4126.7508 | 1.3238 | 0.013033
Econ | Schools K-12 | Refrigeration | Display cases | TRC | New | NN5324 | Retro-Commissioning | Retro-Commissioning | NonEquip | 5 |  | 0% | Tech/Econ | 16% | 0 | 0 | 0
Econ | Schools K-12 | Refrigeration | Display cases | TRC | New | NN4908 | Strip Curtains for Walk-ins | Strip Curtains for Walk-ins | NonEquip | 4 | Walk-in cooler | 0% | Tech/Econ | 2.115% | 0 | 0 | 0
Econ | Schools K-12 | Refrigeration | Display cases | TRC | New | NN4856 | PSC to ECM Evaporator Fan Motor (Walk-In, Refrigerator) | PSC to ECM Evaporator Fan Motor (Walk-In, Refrigerator) | NonEquip | 15 | Walk-in cooler | 0% | Tech/Econ | 37.5% | 0 | 0 | 0
Econ | Schools K-12 | Refrigeration | Display cases | TRC | New | NN4830 | PSC to ECM Evaporator Fan Motor (Reach-In) | PSC to ECM Evaporator Fan Motor (Reach-In) | NonEquip | 15 | Display cases | 68.68% | Tech/Econ | 37.5% | 964.6511 | 0.12507 | 0.10476
Econ | Schools K-12 | Refrigeration | Display cases | TRC | New | NN4700 | Floating Head Pressure Controls | Floating Head Pressure Controls | NonEquip | 15 |  | 27.37% | Tech/Econ | 6.05% | 63.0727 | 0.0081777 | 0.0068498
Econ | Schools K-12 | Refrigeration | Display cases | TRC | New | NN4622 | Anti-Sweat Controls | Anti-Sweat Controls | NonEquip | 8 | Display cases | 0% | Tech/Econ | 85% | 0 | 0 | 0
Econ | Schools K-12 | Refrigeration | Display cases | TRC | Existing | NE5311 | Retro-Commissioning | Retro-Commissioning | NonEquip | 5 |  | 21.99% | Tech/Econ | 16% | 17972.9241 | 3.0047 | 9.3159
Econ | Schools K-12 | Refrigeration | Display cases | TRC | Existing | NE4895 | Strip Curtains for Walk-ins | Strip Curtains for Walk-ins | NonEquip | 4 | Walk-in cooler | 0% | Tech/Econ | 2.115% | 0 | 0 | 0
Econ | Schools K-12 | Refrigeration | Display cases | TRC | Existing | NE4843 | PSC to ECM Evaporator Fan Motor (Walk-In, Refrigerator) | PSC to ECM Evaporator Fan Motor (Walk-In, Refrigerator) | NonEquip | 15 | Walk-in cooler | 0% | Tech/Econ | 37.5% | 0 | 0 | 0
Econ | Schools K-12 | Refrigeration | Display cases | TRC | Existing | NE4817 | PSC to ECM Evaporator Fan Motor (Reach-In) | PSC to ECM Evaporator Fan Motor (Reach-In) | NonEquip | 15 | Display cases | 17.17% | Tech/Econ | 37.5% | 28766.9488 | 3.7298 | 3.1242
Econ | Schools K-12 | Refrigeration | Display cases | TRC | Existing | NE4713 | Freezer-Cooler Replacement Gaskets | Freezer-Cooler Replacement Gaskets | NonEquip | 4 | Display cases | 63.61% | Tech/Econ | 3.131% | 8324.2461 | 1.0793 | 0.90403
Econ | Schools K-12 | Refrigeration | Display cases | TRC | Existing | NE4687 | Floating Head Pressure Controls | Floating Head Pressure Controls | NonEquip | 15 |  | 27.37% | Tech/Econ | 6.05% | 8162.6036 | 1.0583 | 0.88648
Econ | Schools K-12 | Refrigeration | Display cases | TRC | Existing | NE4609 | Anti-Sweat Controls | Anti-Sweat Controls | NonEquip | 8 | Display cases | 9.21% | Tech/Econ | 85% | 37946.0403 | 4.9199 | 4.121
Econ | Schools K-12 | Refrigeration | Display cases | TRC | Turnover | ET2620 | Refrigerated Display Case LED Lighting | Refrigerated Display Case LED Lighting | Equip | 8 | Display cases | 0% | Tech/Econ | 6.613% | 0 | 0 | 0
Econ | Schools K-12 | Refrigeration | Display cases | TRC | Turnover | ET2464 | Energy Star Commercial Solid Door Refrigerator | Energy Star Commercial Solid Door Refrigerator | Equip | 12 | Display cases | 0% | Tech/Econ | 50.28% | 0 | 0 | 0
Econ | Schools K-12 | Refrigeration | Display cases | TRC | Turnover | ET2425 | Energy Star Commercial Solid Door Freezer | Energy Star Commercial Solid Door Freezer | Equip | 12 | Display cases | 0% | Tech/Econ | 42.11% | 0 | 0 | 0
Econ | Schools K-12 | Refrigeration | Display cases | TRC | Turnover | ET2386 | Energy Star Commercial Glass Door Refrigerator | Energy Star Commercial Glass Door Refrigerator | Equip | 12 | Display cases | 0% | Tech/Econ | 37.88% | 0 | 0 | 0
Econ | Schools K-12 | Refrigeration | Display cases | TRC | Turnover | ET2347 | Energy Star Commercial Glass Door Freezer | Energy Star Commercial Glass Door Freezer | Equip | 12 | Display cases | 0% | Tech/Econ | 40.57% | 0 | 0 | 0
Econ | Schools K-12 | Refrigeration | Display cases | TRC | New | EN2490 | Energy Star Commercial Solid Door Refrigerator | Energy Star Commercial Solid Door Refrigerator | Equip | 12 | Display cases | 0% | Tech/Econ | 50.28% | 0 | 0 | 0
Econ | Schools K-12 | Refrigeration | Display cases | TRC | New | EN2451 | Energy Star Commercial Solid Door Freezer | Energy Star Commercial Solid Door Freezer | Equip | 12 | Display cases | 0% | Tech/Econ | 42.11% | 0 | 0 | 0
Econ | Schools K-12 | Refrigeration | Display cases | TRC | New | EN2412 | Energy Star Commercial Glass Door Refrigerator | Energy Star Commercial Glass Door Refrigerator | Equip | 12 | Display cases | 0% | Tech/Econ | 37.88% | 0 | 0 | 0
Econ | Schools K-12 | Refrigeration | Display cases | TRC | New | EN2373 | Energy Star Commercial Glass Door Freezer | Energy Star Commercial Glass Door Freezer | Equip | 12 | Display cases | 0% | Tech/Econ | 40.57% | 0 | 0 | 0
Econ | Schools K-12 | Cooking | Cooking Other | TRC | Turnover | ET169 | Energy Star Hot Food Holding Cabinet | Energy Star Hot Food Holding Cabinet | Equip | 12 | Cooking Other | 26.95% | Tech/Econ | 52.67% | 462530.7275 | 85.1806 | 41.2164
Econ | Schools K-12 | Cooking | Cooking Other | TRC | Turnover | ET130 | Energy Star Griddle | Energy Star Griddle | Equip | 12 | Cooking Other | 41% | Tech/Econ | 12.08% | 178032.8202 | 29.4175 | 7.5287
Econ | Schools K-12 | Cooking | Cooking Other | TRC | Turnover | ET13 | Efficient Exhaust Hood | Efficient Exhaust Hood | Equip | 15 | Cooking Other | 10.93% | Tech/Econ | 42.5% | 158695.0885 | 34.6939 | 13.6173
Econ | Schools K-12 | Cooking | Cooking Other | TRC | New | EN39 | Efficient Exhaust Hood | Efficient Exhaust Hood | Equip | 15 | Cooking Other | 10.93% | Tech/Econ | 42.5% | 1183.0986 | 0.25865 | 0.10152
Econ | Schools K-12 | Cooking | Cooking Other | TRC | New | EN195 | Energy Star Hot Food Holding Cabinet | Energy Star Hot Food Holding Cabinet | Equip | 12 | Cooking Other | 26.95% | Tech/Econ | 52.67% | 3448.2444 | 0.63504 | 0.30728
Econ | Schools K-12 | Cooking | Cooking Other | TRC | New | EN156 | Energy Star Griddle | Energy Star Griddle | Equip | 12 | Cooking Other | 41% | Tech/Econ | 12.08% | 1327.2646 | 0.21931 | 0.056128
Econ | Schools K-12 | Office Equipment | Computers | TRC | New | NN4596 | Smart Strip Plug Outlet | Smart Strip Plug Outlet | NonEquip | 4 |  | 43.9% | Tech/Econ | 1.187% | 150.3329 | 0.022354 | 0.015535
Econ | Schools K-12 | Office Equipment | Computers | TRC | New | NN4570 | Network PC Power Management | Network PC Power Management | NonEquip | 5 | Computers | 22.4% | Tech/Econ | 56.5% | 3080.9382 | 0.45829 | 0.31917
Econ | Schools K-12 | Office Equipment | Computers | TRC | Existing | NE4583 | Smart Strip Plug Outlet | Smart Strip Plug Outlet | NonEquip | 4 |  | 43.9% | Tech/Econ | 1.187% | 20164.9237 | 2.9984 | 2.0838
Econ | Schools K-12 | Office Equipment | Computers | TRC | Existing | NE4557 | Network PC Power Management | Network PC Power Management | NonEquip | 5 | Computers | 22.4% | Tech/Econ | 56.5% | 413262.062 | 61.4726 | 42.8125
Econ | Schools K-12 | Office Equipment | Computers | TRC | Turnover | ET2191 | Energy Star PCs | Energy Star PCs | Equip | 4 | Computers | 35% | Tech/Econ | 43.34% | 584015.5337 | 83.1745 | 32.2616
Econ | Schools K-12 | Office Equipment | Computers | TRC | New | EN2217 | Energy Star PCs | Energy Star PCs | Equip | 4 | Computers | 35% | Tech/Econ | 43.34% | 4353.9341 | 0.62008 | 0.24052
Econ | Schools K-12 | Domestic Hot Water | Centralized water heaters | TRC | New | NN5428 | Retro-Commissioning | Retro-Commissioning | NonEquip | 5 |  | 0% | Tech/Econ | 16% | 0 | 0 | 0
Econ | Schools K-12 | Domestic Hot Water | Centralized water heaters | TRC | New | NN2932 | Thermostatic Shower Restriction Valve | Thermostatic Shower Restriction Valve | NonEquip | 10 | Centralized water heaters | 0% | Tech/Econ | 28.62% | 0 | 0 | 0
Econ | Schools K-12 | Domestic Hot Water | Centralized water heaters | TRC | New | NN2906 | Tank Wrap on Water Heater | Tank Wrap on Water Heater | NonEquip | 7 | Centralized water heaters | 0% | Tech/Econ | 8.425% | 0 | 0 | 0
Econ | Schools K-12 | Domestic Hot Water | Centralized water heaters | TRC | New | NN2880 | Low-Flow Pre-Rinse Sprayers | Low-Flow Pre-Rinse Sprayers | NonEquip | 5 | Centralized water heaters | 0% | Tech/Econ | 37.86% | 0 | 0 | 0
Econ | Schools K-12 | Domestic Hot Water | Centralized water heaters | TRC | New | NN2854 | Low Flow Shower Head | Low Flow Shower Head | NonEquip | 10 | Centralized water heaters | 0% | Tech/Econ | 5.798% | 0 | 0 | 0
Econ | Schools K-12 | Domestic Hot Water | Centralized water heaters | TRC | New | NN2828 | Hot Water Pipe Insulation | Hot Water Pipe Insulation | NonEquip | 13 | Centralized water heaters | 22.45% | Tech/Econ | 45.23% | 7133.4511 | 0.79692 | 0.89562
Econ | Schools K-12 | Domestic Hot Water | Centralized water heaters | TRC | New | NN2776 | Faucet Aerator | Faucet Aerator | NonEquip | 10 | Centralized water heaters | 23.64% | Tech/Econ | 2.731% | 456.4484 | 0.095131 | 0.057293
Econ | Schools K-12 | Domestic Hot Water | Centralized water heaters | TRC | Existing | NE5415 | Retro-Commissioning | Retro-Commissioning | NonEquip | 5 |  | 21.99% | Tech/Econ | 16% | 331548.0355 | 55.4288 | 171.8511
Econ | Schools K-12 | Domestic Hot Water | Centralized water heaters | TRC | Existing | NE2919 | Thermostatic Shower Restriction Valve | Thermostatic Shower Restriction Valve | NonEquip | 10 | Centralized water heaters | 0% | Tech/Econ | 27.38% | 0 | 0 | 0
Econ | Schools K-12 | Domestic Hot Water | Centralized water heaters | TRC | Existing | NE2893 | Tank Wrap on Water Heater | Tank Wrap on Water Heater | NonEquip | 7 | Centralized water heaters | 0% | Tech/Econ | 8.425% | 0 | 0 | 0
Econ | Schools K-12 | Domestic Hot Water | Centralized water heaters | TRC | Existing | NE2867 | Low-Flow Pre-Rinse Sprayers | Low-Flow Pre-Rinse Sprayers | NonEquip | 5 | Centralized water heaters | 0% | Tech/Econ | 36.1% | 0 | 0 | 0
Econ | Schools K-12 | Domestic Hot Water | Centralized water heaters | TRC | Existing | NE2841 | Low Flow Shower Head | Low Flow Shower Head | NonEquip | 10 | Centralized water heaters | 0% | Tech/Econ | 5.547% | 0 | 0 | 0
Econ | Schools K-12 | Domestic Hot Water | Centralized water heaters | TRC | Existing | NE2815 | Hot Water Pipe Insulation | Hot Water Pipe Insulation | NonEquip | 13 | Centralized water heaters | 4.299% | Tech/Econ | 43.27% | 169125.2564 | 18.8939 | 21.2341
Econ | Schools K-12 | Domestic Hot Water | Centralized water heaters | TRC | Existing | NE2763 | Faucet Aerator | Faucet Aerator | NonEquip | 10 | Centralized water heaters | 23.64% | Tech/Econ | 2.613% | 58569.4176 | 12.2068 | 7.3516
Econ | Schools K-12 | Domestic Hot Water | Centralized water heaters | TRC | Turnover | ET364 | Heat Pump Water Heater | Heat Pump Water Heater | Equip | 10 | Centralized water heaters | 46.98% | Tech/Econ | 65.32% | 2738244.561 | 462.7455 | 307.7815
Econ | Schools K-12 | Domestic Hot Water | Centralized water heaters | TRC | Turnover | ET286 | Energy Star Commercial Dishwasher | Energy Star Commercial Dishwasher | Equip | 15 | Centralized water heaters | 29.7% | Tech/Econ | 29.58% | 913355.9034 | 66.2744 | -0.007051
Econ | Schools K-12 | Domestic Hot Water | Centralized water heaters | TRC | New | EN390 | Heat Pump Water Heater | Heat Pump Water Heater | Equip | 10 | Centralized water heaters | 46.98% | Tech/Econ | 65.32% | 9976.9089 | 1.686 | 1.1214
Econ | Schools K-12 | Domestic Hot Water | Centralized water heaters | TRC | New | EN312 | Energy Star Commercial Dishwasher | Energy Star Commercial Dishwasher | Equip | 15 | Centralized water heaters | 29.7% | Tech/Econ | 29.58% | 6809.2219 | 0.49409 | -5.2567e-05
Econ | Schools K-12 | Space Cooling | Central chillers inside | TRC | New | NN5376 | Retro-Commissioning | Retro-Commissioning | NonEquip | 5 |  | 0% | Tech/Econ | 16% | 0 | 0 | 0
Econ | Schools K-12 | Space Cooling | Central chillers inside | TRC | New | NN4206 | Thermal Energy Storage | Thermal Energy Storage | NonEquip | 20 |  | 33.33% | Tech/Econ | 0% | 0 | 0 | 0
Econ | Schools K-12 | Space Cooling | Central chillers inside | TRC | New | NN3920 | HVAC tune-up_RTU | HVAC tune-up_RTU | NonEquip | 5 | Packaged air conditioning units (RTUs) | 0% | Tech/Econ | 5% | 0 | 0 | 0
Econ | Schools K-12 | Space Cooling | Central chillers inside | TRC | New | NN3894 | HVAC tune-up | HVAC tune-up | NonEquip | 5 | Residential-type central air conditioners | 0% | Tech/Econ | 5% | 0 | 0 | 0
Econ | Schools K-12 | Space Cooling | Central chillers inside | TRC | New | NN3686 | Facility Energy Management System | Facility Energy Management System | NonEquip | 15 |  | 4.276% | Tech/Econ | 20% | 2945.1579 | 0.61729 | 0
Econ | Schools K-12 | Space Cooling | Central chillers inside | TRC | New | NN3530 | Duct Sealing Repair | Duct Sealing Repair | NonEquip | 15 |  | 0% | Tech/Econ | 12% | 0 | 0 | 0
Econ | Schools K-12 | Space Cooling | Central chillers inside | TRC | New | NN3426 | Dedicated Outdoor Air System on VRF unit | Dedicated Outdoor Air System on VRF unit | NonEquip | 15 | Residential-type central air conditioners | 0% | Tech/Econ | 17.5% | 0 | 0 | 0
Econ | Schools K-12 | Space Cooling | Central chillers inside | TRC | New | NN3322 | Chilled Water System - Variable Speed Drives | Chilled Water System - Variable Speed Drives | NonEquip | 13 | Central chillers inside | 73.99% | Tech/Econ | 24.74% | 67154.4571 | 6.2463 | 1.4197
Econ | Schools K-12 | Space Cooling | Central chillers inside | TRC | New | NN3296 | Chilled Water Controls Optimization | Chilled Water Controls Optimization | NonEquip | 10 | Central chillers inside | 34.04% | Tech/Econ | 12.5% | 18290.7299 | 6.0462 | 0.0013696
Econ | Schools K-12 | Space Cooling | Central chillers inside | TRC | New | NN3218 | Ceiling Insulation(R2 to R38) | Ceiling Insulation(R2 to R38) | NonEquip | 20 |  | 0% | Tech/Econ | 36.97% | 0 | 0 | 0
Econ | Schools K-12 | Space Cooling | Central chillers inside | TRC | New | NN3062 | Airside Economizer | Airside Economizer | NonEquip | 10 | Packaged air conditioning units (RTUs) | 0% | Tech/Econ | 5.556% | 0 | 0 | 0
Econ | Schools K-12 | Space Cooling | Central chillers inside | TRC | Existing | NE5363 | Retro-Commissioning | Retro-Commissioning | NonEquip | 5 |  | 21.99% | Tech/Econ | 16% | 1942162.809 | 324.6943 | 0
Econ | Schools K-12 | Space Cooling | Central chillers inside | TRC | Existing | NE4219 | Wall Insulation | Wall Insulation | NonEquip | 20 |  | 0% | Tech/Econ | 10.75% | 0 | 0 | 0
Econ | Schools K-12 | Space Cooling | Central chillers inside | TRC | Existing | NE4193 | Thermal Energy Storage | Thermal Energy Storage | NonEquip | 20 |  | 33.33% | Tech/Econ | 0% | 0.0019636 | -1.0066e-05 | -6.6015e-07
Econ | Schools K-12 | Space Cooling | Central chillers inside | TRC | Existing | NE3907 | HVAC tune-up_RTU | HVAC tune-up_RTU | NonEquip | 5 | Packaged air conditioning units (RTUs) | 0% | Tech/Econ | 5% | 0 | 0 | 0
Econ | Schools K-12 | Space Cooling | Central chillers inside | TRC | Existing | NE3881 | HVAC tune-up | HVAC tune-up | NonEquip | 5 | Residential-type central air conditioners | 0% | Tech/Econ | 5% | 0 | 0 | 0
Econ | Schools K-12 | Space Cooling | Central chillers inside | TRC | Existing | NE3673 | Facility Energy Management System | Facility Energy Management System | NonEquip | 15 |  | 0.7167% | Tech/Econ | 20% | 60064.7071 | 12.5892 | 0
Econ | Schools K-12 | Space Cooling | Central chillers inside | TRC | Existing | NE3517 | Duct Sealing Repair | Duct Sealing Repair | NonEquip | 15 |  | 0% | Tech/Econ | 12% | 0 | 0 | 0
Econ | Schools K-12 | Space Cooling | Central chillers inside | TRC | Existing | NE3413 | Dedicated Outdoor Air System on VRF unit | Dedicated Outdoor Air System on VRF unit | NonEquip | 15 | Residential-type central air conditioners | 0% | Tech/Econ | 17.5% | 0 | 0 | 0
Econ | Schools K-12 | Space Cooling | Central chillers inside | TRC | Existing | NE3309 | Chilled Water System - Variable Speed Drives | Chilled Water System - Variable Speed Drives | NonEquip | 13 | Central chillers inside | 73.99% | Tech/Econ | 24.74% | 9749155.765 | 906.8064 | 206.1109
Econ | Schools K-12 | Space Cooling | Central chillers inside | TRC | Existing | NE3283 | Chilled Water Controls Optimization | Chilled Water Controls Optimization | NonEquip | 10 | Central chillers inside | 34.04% | Tech/Econ | 12.5% | 2453429.546 | 811.002 | 0.18372
Econ | Schools K-12 | Space Cooling | Central chillers inside | TRC | Existing | NE3205 | Ceiling Insulation(R2 to R38) | Ceiling Insulation(R2 to R38) | NonEquip | 20 |  | 0% | Tech/Econ | 36.97% | 0 | 0 | 0
Econ | Schools K-12 | Space Cooling | Central chillers inside | TRC | Existing | NE3049 | Airside Economizer | Airside Economizer | NonEquip | 10 | Packaged air conditioning units (RTUs) | 0% | Tech/Econ | 5.556% | 0 | 0 | 0
Econ | Schools K-12 | Space Cooling | Central chillers inside | TRC | Turnover | ET988 | High Efficiency Chiller (Water cooled-centrifugal, 200 tons) | High Efficiency Chiller (Water cooled-centrifugal, 200 tons) | Equip | 20 | Central chillers inside | 28.37% | Tech/Econ | 4.362% | 525094.001 | 168.447 | 1.6584
Econ | Schools K-12 | Space Cooling | Central chillers inside | TRC | Turnover | ET910 | High Efficiency Chiller (Air Cooled, 50 tons) | High Efficiency Chiller (Air Cooled, 50 tons) | Equip | 20 | Central chillers inside | 28.37% | Tech/Econ | 8.759% | 1081181.535 | 250.7302 | 57.8347
Econ | Schools K-12 | Space Cooling | Central chillers inside | TRC | Turnover | ET1066 | High Efficiency Chiller (Water cooled-positive displacement, 100 tons) | High Efficiency Chiller (Water cooled-positive displacement, 100 tons) | Equip | 20 | Central chillers inside | 28.37% | Tech/Econ | 2.683% | 318483.9999 | 102.1677 | 1.0058
Econ | Schools K-12 | Space Cooling | Central chillers inside | TRC | New | EN936 | High Efficiency Chiller (Air Cooled, 50 tons) | High Efficiency Chiller (Air Cooled, 50 tons) | Equip | 20 | Central chillers inside | 28.37% | Tech/Econ | 8.759% | 0 | 0 | 0
Econ | Schools K-12 | Space Cooling | Central chillers inside | TRC | New | EN1092 | High Efficiency Chiller (Water cooled-positive displacement, 100 tons) | High Efficiency Chiller (Water cooled-positive displacement, 100 tons) | Equip | 20 | Central chillers inside | 28.37% | Tech/Econ | 2.683% | 0 | 0 | 0
Econ | Schools K-12 | Space Cooling | Central chillers inside | TRC | New | EN1014 | High Efficiency Chiller (Water cooled-centrifugal, 200 tons) | High Efficiency Chiller (Water cooled-centrifugal, 200 tons) | Equip | 20 | Central chillers inside | 28.37% | Tech/Econ | 4.362% | 0 | 0 | 0
Econ | Schools K-12 | Ventilation and Circulation | Central air-handling unit | TRC | New | NN5402 | Retro-Commissioning | Retro-Commissioning | NonEquip | 5 |  | 0% | Tech/Econ | 16% | 0 | 0 | 0
Econ | Schools K-12 | Ventilation and Circulation | Central air-handling unit | TRC | New | NN4986 | VAV System | VAV System | NonEquip | 10 |  | 14.18% | Tech/Econ | 30% | 4720.7767 | 1.3436 | 1.3635
Econ | Schools K-12 | Ventilation and Circulation | Central air-handling unit | TRC | New | NN4960 | Demand Controlled Ventilation | Demand Controlled Ventilation | NonEquip | 10 |  | 23.39% | Tech/Econ | 50% | 12423.0947 | 1.2934 | 7.282
Econ | Schools K-12 | Ventilation and Circulation | Central air-handling unit | TRC | New | NN4934 | CO Sensors for Parking Garage Exhaust | CO Sensors for Parking Garage Exhaust | NonEquip | 15 | Motor/Fan | 0% | Tech/Econ | 33% | 0 | 0 | 0
Econ | Schools K-12 | Ventilation and Circulation | Central air-handling unit | TRC | Existing | NE5389 | Retro-Commissioning | Retro-Commissioning | NonEquip | 5 |  | 21.99% | Tech/Econ | 16% | 442638.0029 | 74.001 | 229.4323
Econ | Schools K-12 | Ventilation and Circulation | Central air-handling unit | TRC | Existing | NE4973 | VAV System | VAV System | NonEquip | 10 |  | 14.18% | Tech/Econ | 30% | 633222.0192 | 180.2239 | 182.8974
Econ | Schools K-12 | Ventilation and Circulation | Central air-handling unit | TRC | Existing | NE4947 | Demand Controlled Ventilation | Demand Controlled Ventilation | NonEquip | 10 |  | 23.39% | Tech/Econ | 50% | 1666373.487 | 173.4939 | 976.7707
Econ | Schools K-12 | Ventilation and Circulation | Central air-handling unit | TRC | Existing | NE4921 | CO Sensors for Parking Garage Exhaust | CO Sensors for Parking Garage Exhaust | NonEquip | 15 | Motor/Fan | 0% | Tech/Econ | 33% | 0 | 0 | 0
Econ | Schools K-12 | Interior Lighting | case lighting | TRC | New | NN5272 | Retro-Commissioning | Retro-Commissioning | NonEquip | 5 |  | 0% | Tech/Econ | 16% | 0 | 0 | 0
Econ | Schools K-12 | Interior Lighting | case lighting | TRC | New | NN4440 | Interior Lighting Controls | Interior Lighting Controls | NonEquip | 8 | Overhead (fluorescent/LED/CFL U-shape) | 0% | Tech/Econ | 28% | 0 | 0 | 0
Econ | Schools K-12 | Interior Lighting | case lighting | TRC | New | NN3712 | Facility Energy Management System | Facility Energy Management System | NonEquip | 15 |  | 4.276% | Tech/Econ | 24% | 7.0524 | 0.0014781 | 0.00012711
Econ | Schools K-12 | Interior Lighting | case lighting | TRC | Existing | NE5259 | Retro-Commissioning | Retro-Commissioning | NonEquip | 5 |  | 21.99% | Tech/Econ | 16% | 3243.117 | 0.54219 | 1.681
Econ | Schools K-12 | Interior Lighting | case lighting | TRC | Existing | NE4427 | Interior Lighting Controls | Interior Lighting Controls | NonEquip | 8 | Overhead (fluorescent/LED/CFL U-shape) | 0% | Tech/Econ | 28% | 0 | 0 | 0
Econ | Schools K-12 | Interior Lighting | case lighting | TRC | Existing | NE3699 | Facility Energy Management System | Facility Energy Management System | NonEquip | 15 |  | 0.7167% | Tech/Econ | 24% | 152.9741 | 0.032062 | 0.0027571
Econ | Schools K-12 | Space Heating | Boilers | TRC | New | NN5350 | Retro-Commissioning | Retro-Commissioning | NonEquip | 5 |  | 0% | Tech/Econ | 16% | 0 | 0 | 0
Econ | Schools K-12 | Space Heating | Boilers | TRC | New | NN3660 | Facility Energy Management System | Facility Energy Management System | NonEquip | 15 |  | 4.276% | Tech/Econ | 20% | 34.4502 | 0 | 0.0006209
Econ | Schools K-12 | Space Heating | Boilers | TRC | New | NN3556 | Duct Sealing Repair | Duct Sealing Repair | NonEquip | 15 |  | 0% | Tech/Econ | 12% | 0 | 0 | 0
Econ | Schools K-12 | Space Heating | Boilers | TRC | New | NN3400 | Dedicated Outdoor Air System on VRF unit | Dedicated Outdoor Air System on VRF unit | NonEquip | 15 | Residential/split system heat pump | 0% | Tech/Econ | 10% | 0 | 0 | 0
Econ | Schools K-12 | Space Heating | Boilers | TRC | New | NN3192 | Ceiling Insulation(R2 to R38) | Ceiling Insulation(R2 to R38) | NonEquip | 20 |  | 0% | Tech/Econ | 12.95% | 0 | 0 | 0
Econ | Schools K-12 | Space Heating | Boilers | TRC | Existing | NE5337 | Retro-Commissioning | Retro-Commissioning | NonEquip | 5 |  | 21.99% | Tech/Econ | 16% | 19010.8363 | 0 | 9.8539
Econ | Schools K-12 | Space Heating | Boilers | TRC | Existing | NE4245 | Wall Insulation | Wall Insulation | NonEquip | 20 |  | 0% | Tech/Econ | 0.6067% | 0 | 0 | 0
Econ | Schools K-12 | Space Heating | Boilers | TRC | Existing | NE3647 | Facility Energy Management System | Facility Energy Management System | NonEquip | 15 |  | 0.7167% | Tech/Econ | 20% | 747.2659 | 0 | 0.013468
Econ | Schools K-12 | Space Heating | Boilers | TRC | Existing | NE3543 | Duct Sealing Repair | Duct Sealing Repair | NonEquip | 15 |  | 0% | Tech/Econ | 12% | 0 | 0 | 0
Econ | Schools K-12 | Space Heating | Boilers | TRC | Existing | NE3387 | Dedicated Outdoor Air System on VRF unit | Dedicated Outdoor Air System on VRF unit | NonEquip | 15 | Residential/split system heat pump | 0% | Tech/Econ | 10% | 0 | 0 | 0
Econ | Schools K-12 | Space Heating | Boilers | TRC | Existing | NE3179 | Ceiling Insulation(R2 to R38) | Ceiling Insulation(R2 to R38) | NonEquip | 20 |  | 0% | Tech/Econ | 14.29% | 0 | 0 | 0
Econ | Schools K-12 | Domestic Hot Water | "Point-of-Use" water heaters | TRC | New | NN5428 | Retro-Commissioning | Retro-Commissioning | NonEquip | 5 |  | 0% | Tech/Econ | 16% | 0 | 0 | 0
Econ | Schools K-12 | Domestic Hot Water | "Point-of-Use" water heaters | TRC | New | NN2932 | Thermostatic Shower Restriction Valve | Thermostatic Shower Restriction Valve | NonEquip | 10 | Centralized water heaters | 0% | Tech/Econ | 28.62% | 0 | 0 | 0
Econ | Schools K-12 | Domestic Hot Water | "Point-of-Use" water heaters | TRC | New | NN2906 | Tank Wrap on Water Heater | Tank Wrap on Water Heater | NonEquip | 7 | Centralized water heaters | 0% | Tech/Econ | 8.425% | 0 | 0 | 0
Econ | Schools K-12 | Domestic Hot Water | "Point-of-Use" water heaters | TRC | New | NN2880 | Low-Flow Pre-Rinse Sprayers | Low-Flow Pre-Rinse Sprayers | NonEquip | 5 | Centralized water heaters | 0% | Tech/Econ | 37.86% | 0 | 0 | 0
Econ | Schools K-12 | Domestic Hot Water | "Point-of-Use" water heaters | TRC | New | NN2854 | Low Flow Shower Head | Low Flow Shower Head | NonEquip | 10 | Centralized water heaters | 0% | Tech/Econ | 5.798% | 0 | 0 | 0
Econ | Schools K-12 | Domestic Hot Water | "Point-of-Use" water heaters | TRC | New | NN2828 | Hot Water Pipe Insulation | Hot Water Pipe Insulation | NonEquip | 13 | Centralized water heaters | 0% | Tech/Econ | 45.23% | 0 | 0 | 0
Econ | Schools K-12 | Domestic Hot Water | "Point-of-Use" water heaters | TRC | New | NN2776 | Faucet Aerator | Faucet Aerator | NonEquip | 10 | Centralized water heaters | 0% | Tech/Econ | 2.731% | 0 | 0 | 0
Econ | Schools K-12 | Domestic Hot Water | "Point-of-Use" water heaters | TRC | Existing | NE5415 | Retro-Commissioning | Retro-Commissioning | NonEquip | 5 |  | 21.99% | Tech/Econ | 16% | 18870.0081 | 3.1547 | 9.7809
Econ | Schools K-12 | Domestic Hot Water | "Point-of-Use" water heaters | TRC | Existing | NE2919 | Thermostatic Shower Restriction Valve | Thermostatic Shower Restriction Valve | NonEquip | 10 | Centralized water heaters | 0% | Tech/Econ | 27.38% | 0 | 0 | 0
Econ | Schools K-12 | Domestic Hot Water | "Point-of-Use" water heaters | TRC | Existing | NE2893 | Tank Wrap on Water Heater | Tank Wrap on Water Heater | NonEquip | 7 | Centralized water heaters | 0% | Tech/Econ | 8.425% | 0 | 0 | 0
Econ | Schools K-12 | Domestic Hot Water | "Point-of-Use" water heaters | TRC | Existing | NE2867 | Low-Flow Pre-Rinse Sprayers | Low-Flow Pre-Rinse Sprayers | NonEquip | 5 | Centralized water heaters | 0% | Tech/Econ | 36.1% | 0 | 0 | 0
Econ | Schools K-12 | Domestic Hot Water | "Point-of-Use" water heaters | TRC | Existing | NE2841 | Low Flow Shower Head | Low Flow Shower Head | NonEquip | 10 | Centralized water heaters | 0% | Tech/Econ | 5.547% | 0 | 0 | 0
Econ | Schools K-12 | Domestic Hot Water | "Point-of-Use" water heaters | TRC | Existing | NE2815 | Hot Water Pipe Insulation | Hot Water Pipe Insulation | NonEquip | 13 | Centralized water heaters | 0% | Tech/Econ | 43.27% | 0 | 0 | 0
Econ | Schools K-12 | Domestic Hot Water | "Point-of-Use" water heaters | TRC | Existing | NE2763 | Faucet Aerator | Faucet Aerator | NonEquip | 10 | Centralized water heaters | 0% | Tech/Econ | 2.613% | 0 | 0 | 0
Econ | Schools K-12 | Domestic Hot Water | "Point-of-Use" water heaters | TRC | Turnover | ET325 | Energy Star Commercial Dishwasher | Energy Star Commercial Dishwasher | Equip | 15 | "Point-of-Use" water heaters | 29.7% | Tech/Econ | 29.42% | 51343.9237 | 3.7256 | -0.00039637
Econ | Schools K-12 | Domestic Hot Water | "Point-of-Use" water heaters | TRC | New | EN351 | Energy Star Commercial Dishwasher | Energy Star Commercial Dishwasher | Equip | 15 | "Point-of-Use" water heaters | 29.7% | Tech/Econ | 29.42% | 382.7776 | 0.027775 | -2.955e-06
Econ | Warehouse | Refrigeration | Walk-in cooler | TRC | New | NN5325 | Retro-Commissioning | Retro-Commissioning | NonEquip | 5 |  | 0% | Tech/Econ | 16% | 0 | 0 | 0
Econ | Warehouse | Refrigeration | Walk-in cooler | TRC | New | NN4909 | Strip Curtains for Walk-ins | Strip Curtains for Walk-ins | NonEquip | 4 | Walk-in cooler | 0% | Tech/Econ | 2.115% | 0 | 0 | 0
Econ | Warehouse | Refrigeration | Walk-in cooler | TRC | New | NN4857 | PSC to ECM Evaporator Fan Motor (Walk-In, Refrigerator) | PSC to ECM Evaporator Fan Motor (Walk-In, Refrigerator) | NonEquip | 15 | Walk-in cooler | 0% | Tech/Econ | 37.5% | 0 | 0 | 0
Econ | Warehouse | Refrigeration | Walk-in cooler | TRC | New | NN4831 | PSC to ECM Evaporator Fan Motor (Reach-In) | PSC to ECM Evaporator Fan Motor (Reach-In) | NonEquip | 15 | Display cases | 0% | Tech/Econ | 37.5% | 0 | 0 | 0
Econ | Warehouse | Refrigeration | Walk-in cooler | TRC | New | NN4701 | Floating Head Pressure Controls | Floating Head Pressure Controls | NonEquip | 15 |  | 0% | Tech/Econ | 6.05% | 0 | 0 | 0
Econ | Warehouse | Refrigeration | Walk-in cooler | TRC | New | NN4623 | Anti-Sweat Controls | Anti-Sweat Controls | NonEquip | 8 | Display cases | 0% | Tech/Econ | 85% | 0 | 0 | 0
Econ | Warehouse | Refrigeration | Walk-in cooler | TRC | Existing | NE5312 | Retro-Commissioning | Retro-Commissioning | NonEquip | 5 |  | 21.99% | Tech/Econ | 16% | 1718.3214 | 0.28727 | 0.89066
Econ | Warehouse | Refrigeration | Walk-in cooler | TRC | Existing | NE4896 | Strip Curtains for Walk-ins | Strip Curtains for Walk-ins | NonEquip | 4 | Walk-in cooler | 0% | Tech/Econ | 2.115% | 0 | 0 | 0
Econ | Warehouse | Refrigeration | Walk-in cooler | TRC | Existing | NE4844 | PSC to ECM Evaporator Fan Motor (Walk-In, Refrigerator) | PSC to ECM Evaporator Fan Motor (Walk-In, Refrigerator) | NonEquip | 15 | Walk-in cooler | 0% | Tech/Econ | 37.5% | 0 | 0 | 0
Econ | Warehouse | Refrigeration | Walk-in cooler | TRC | Existing | NE4818 | PSC to ECM Evaporator Fan Motor (Reach-In) | PSC to ECM Evaporator Fan Motor (Reach-In) | NonEquip | 15 | Display cases | 0% | Tech/Econ | 37.5% | 0 | 0 | 0
Econ | Warehouse | Refrigeration | Walk-in cooler | TRC | Existing | NE4714 | Freezer-Cooler Replacement Gaskets | Freezer-Cooler Replacement Gaskets | NonEquip | 4 | Display cases | 0% | Tech/Econ | 3.131% | 0 | 0 | 0
Econ | Warehouse | Refrigeration | Walk-in cooler | TRC | Existing | NE4688 | Floating Head Pressure Controls | Floating Head Pressure Controls | NonEquip | 15 |  | 0% | Tech/Econ | 6.05% | 0 | 0 | 0
Econ | Warehouse | Refrigeration | Walk-in cooler | TRC | Existing | NE4610 | Anti-Sweat Controls | Anti-Sweat Controls | NonEquip | 8 | Display cases | 0% | Tech/Econ | 85% | 0 | 0 | 0
Econ | Warehouse | Refrigeration | Vending and ice makers | TRC | New | NN5325 | Retro-Commissioning | Retro-Commissioning | NonEquip | 5 |  | 0% | Tech/Econ | 16% | 0 | 0 | 0
Econ | Warehouse | Refrigeration | Vending and ice makers | TRC | New | NN4909 | Strip Curtains for Walk-ins | Strip Curtains for Walk-ins | NonEquip | 4 | Walk-in cooler | 0% | Tech/Econ | 2.115% | 0 | 0 | 0
Econ | Warehouse | Refrigeration | Vending and ice makers | TRC | New | NN4857 | PSC to ECM Evaporator Fan Motor (Walk-In, Refrigerator) | PSC to ECM Evaporator Fan Motor (Walk-In, Refrigerator) | NonEquip | 15 | Walk-in cooler | 0% | Tech/Econ | 37.5% | 0 | 0 | 0
Econ | Warehouse | Refrigeration | Vending and ice makers | TRC | New | NN4831 | PSC to ECM Evaporator Fan Motor (Reach-In) | PSC to ECM Evaporator Fan Motor (Reach-In) | NonEquip | 15 | Display cases | 0% | Tech/Econ | 37.5% | 0 | 0 | 0
Econ | Warehouse | Refrigeration | Vending and ice makers | TRC | New | NN4701 | Floating Head Pressure Controls | Floating Head Pressure Controls | NonEquip | 15 |  | 0% | Tech/Econ | 6.05% | 0 | 0 | 0
Econ | Warehouse | Refrigeration | Vending and ice makers | TRC | New | NN4623 | Anti-Sweat Controls | Anti-Sweat Controls | NonEquip | 8 | Display cases | 0% | Tech/Econ | 85% | 0 | 0 | 0
Econ | Warehouse | Refrigeration | Vending and ice makers | TRC | Existing | NE5312 | Retro-Commissioning | Retro-Commissioning | NonEquip | 5 |  | 21.99% | Tech/Econ | 16% | 60013.8044 | 10.0332 | 31.1069
Econ | Warehouse | Refrigeration | Vending and ice makers | TRC | Existing | NE4896 | Strip Curtains for Walk-ins | Strip Curtains for Walk-ins | NonEquip | 4 | Walk-in cooler | 0% | Tech/Econ | 2.115% | 0 | 0 | 0
Econ | Warehouse | Refrigeration | Vending and ice makers | TRC | Existing | NE4844 | PSC to ECM Evaporator Fan Motor (Walk-In, Refrigerator) | PSC to ECM Evaporator Fan Motor (Walk-In, Refrigerator) | NonEquip | 15 | Walk-in cooler | 0% | Tech/Econ | 37.5% | 0 | 0 | 0
Econ | Warehouse | Refrigeration | Vending and ice makers | TRC | Existing | NE4818 | PSC to ECM Evaporator Fan Motor (Reach-In) | PSC to ECM Evaporator Fan Motor (Reach-In) | NonEquip | 15 | Display cases | 0% | Tech/Econ | 37.5% | 0 | 0 | 0
Econ | Warehouse | Refrigeration | Vending and ice makers | TRC | Existing | NE4714 | Freezer-Cooler Replacement Gaskets | Freezer-Cooler Replacement Gaskets | NonEquip | 4 | Display cases | 0% | Tech/Econ | 3.131% | 0 | 0 | 0
Econ | Warehouse | Refrigeration | Vending and ice makers | TRC | Existing | NE4688 | Floating Head Pressure Controls | Floating Head Pressure Controls | NonEquip | 15 |  | 0% | Tech/Econ | 6.05% | 0 | 0 | 0
Econ | Warehouse | Refrigeration | Vending and ice makers | TRC | Existing | NE4610 | Anti-Sweat Controls | Anti-Sweat Controls | NonEquip | 8 | Display cases | 0% | Tech/Econ | 85% | 0 | 0 | 0
Econ | Warehouse | Exterior Lighting | Street lighting | TRC | New | NN5299 | Retro-Commissioning | Retro-Commissioning | NonEquip | 5 |  | 0% | Tech/Econ | 16% | 0 | 0 | 0
Econ | Warehouse | Exterior Lighting | Street lighting | TRC | New | NN2985 | Outdoor Lighting Controls | Outdoor Lighting Controls | NonEquip | 8 | Exterior parking/lot lighting | 0% | Tech/Econ | 28% | 0 | 0 | 0
Econ | Warehouse | Exterior Lighting | Street lighting | TRC | New | NN2959 | Bi-Level Lighting Control (Exterior) | Bi-Level Lighting Control (Exterior) | NonEquip | 9 | Exterior parking/lot lighting | 0% | Tech/Econ | 31% | 0 | 0 | 0
Econ | Warehouse | Exterior Lighting | Street lighting | TRC | Existing | NE5286 | Retro-Commissioning | Retro-Commissioning | NonEquip | 5 |  | 21.99% | Tech/Econ | 16% | 807.8478 | 0 | 0.41873
Econ | Warehouse | Exterior Lighting | Street lighting | TRC | Existing | NE2972 | Outdoor Lighting Controls | Outdoor Lighting Controls | NonEquip | 8 | Exterior parking/lot lighting | 0% | Tech/Econ | 28% | 0 | 0 | 0
Econ | Warehouse | Exterior Lighting | Street lighting | TRC | Existing | NE2946 | Bi-Level Lighting Control (Exterior) | Bi-Level Lighting Control (Exterior) | NonEquip | 9 | Exterior parking/lot lighting | 0% | Tech/Econ | 31% | 0 | 0 | 0
Econ | Warehouse | Exterior Lighting | Street lighting | TRC | Turnover | ET755 | LED Street Lights | LED Street Lights | Equip | 18 | Street lighting | 0% | Tech/Econ | 66.53% | 0 | 0 | 0
Econ | Warehouse | Exterior Lighting | Street lighting | TRC | New | EN781 | LED Street Lights | LED Street Lights | Equip | 18 | Street lighting | 0% | Tech/Econ | 66.53% | 0 | 0 | 0
Econ | Warehouse | Cooking | Steamer | TRC | Turnover | ET209 | Energy Star Steamer | Energy Star Steamer | Equip | 12 | Steamer | 0% | Tech/Econ | 56.63% | 0 | 0 | 0
Econ | Warehouse | Cooking | Steamer | TRC | New | EN235 | Energy Star Steamer | Energy Star Steamer | Equip | 12 | Steamer | 0% | Tech/Econ | 56.63% | 0 | 0 | 0
Econ | Warehouse | Exterior Lighting | Spot lighting/Security/Flood | TRC | New | NN5299 | Retro-Commissioning | Retro-Commissioning | NonEquip | 5 |  | 0% | Tech/Econ | 16% | 0 | 0 | 0
Econ | Warehouse | Exterior Lighting | Spot lighting/Security/Flood | TRC | New | NN2985 | Outdoor Lighting Controls | Outdoor Lighting Controls | NonEquip | 8 | Exterior parking/lot lighting | 0% | Tech/Econ | 28% | 0 | 0 | 0
Econ | Warehouse | Exterior Lighting | Spot lighting/Security/Flood | TRC | New | NN2959 | Bi-Level Lighting Control (Exterior) | Bi-Level Lighting Control (Exterior) | NonEquip | 9 | Exterior parking/lot lighting | 0% | Tech/Econ | 31% | 0 | 0 | 0
Econ | Warehouse | Exterior Lighting | Spot lighting/Security/Flood | TRC | Existing | NE5286 | Retro-Commissioning | Retro-Commissioning | NonEquip | 5 |  | 21.99% | Tech/Econ | 16% | 715.226 | 0 | 0.37072
Econ | Warehouse | Exterior Lighting | Spot lighting/Security/Flood | TRC | Existing | NE2972 | Outdoor Lighting Controls | Outdoor Lighting Controls | NonEquip | 8 | Exterior parking/lot lighting | 0% | Tech/Econ | 28% | 0 | 0 | 0
Econ | Warehouse | Exterior Lighting | Spot lighting/Security/Flood | TRC | Existing | NE2946 | Bi-Level Lighting Control (Exterior) | Bi-Level Lighting Control (Exterior) | NonEquip | 9 | Exterior parking/lot lighting | 0% | Tech/Econ | 31% | 0 | 0 | 0
Econ | Warehouse | Exterior Lighting | Spot lighting/Security/Flood | TRC | Turnover | ET677 | LED Exterior Lighting | LED Exterior Lighting | Equip | 13 | Spot lighting/Security/Flood | 4.624% | Tech/Econ | 60.51% | 548.764 | 0 | 0
Econ | Warehouse | Exterior Lighting | Spot lighting/Security/Flood | TRC | Turnover | ET560 | LED - 9W Flood | LED - 9W Flood | Equip | 15 | Spot lighting/Security/Flood | 13.31% | Tech/Econ | 86.15% | 2632.5839 | 0 | 0
Econ | Warehouse | Exterior Lighting | Spot lighting/Security/Flood | TRC | Turnover | ET482 | CFL - 15W Flood | CFL - 15W Flood | Equip | 7.8 | Spot lighting/Security/Flood | 0% | Tech/Econ | 76.92% | 0 | 0 | 0
Econ | Warehouse | Exterior Lighting | Spot lighting/Security/Flood | TRC | New | EN703 | LED Exterior Lighting | LED Exterior Lighting | Equip | 13 | Spot lighting/Security/Flood | 4.624% | Tech/Econ | 60.51% | 0.95754 | 0 | 0
Econ | Warehouse | Exterior Lighting | Spot lighting/Security/Flood | TRC | New | EN586 | LED - 9W Flood | LED - 9W Flood | Equip | 15 | Spot lighting/Security/Flood | 86.42% | Tech/Econ | 86.15% | 99.7291 | 0 | 0
Econ | Warehouse | Exterior Lighting | Spot lighting/Security/Flood | TRC | New | EN508 | CFL - 15W Flood | CFL - 15W Flood | Equip | 7.8 | Spot lighting/Security/Flood | 0% | Tech/Econ | 76.92% | 0 | 0 | 0
Econ | Warehouse | Interior Lighting | Spot lighting | TRC | New | NN5273 | Retro-Commissioning | Retro-Commissioning | NonEquip | 5 |  | 0% | Tech/Econ | 16% | 0 | 0 | 0
Econ | Warehouse | Interior Lighting | Spot lighting | TRC | New | NN4441 | Interior Lighting Controls | Interior Lighting Controls | NonEquip | 8 | Overhead (fluorescent/LED/CFL U-shape) | 0% | Tech/Econ | 28% | 0 | 0 | 0
Econ | Warehouse | Interior Lighting | Spot lighting | TRC | Existing | NE5260 | Retro-Commissioning | Retro-Commissioning | NonEquip | 5 |  | 21.99% | Tech/Econ | 16% | 216.7256 | 0.036233 | 0.11234
Econ | Warehouse | Interior Lighting | Spot lighting | TRC | Existing | NE4428 | Interior Lighting Controls | Interior Lighting Controls | NonEquip | 8 | Overhead (fluorescent/LED/CFL U-shape) | 0% | Tech/Econ | 28% | 0 | 0 | 0
Econ | Warehouse | Interior Lighting | Spot lighting | TRC | Turnover | ET1613 | LED Display Lighting (Interior) | LED Display Lighting (Interior) | Equip | 15 | Spot lighting | 2.129% | Tech/Econ | 87.04% | 116.2872 | 0.028556 | 0.0064509
Econ | Warehouse | Interior Lighting | Spot lighting | TRC | Turnover | ET1574 | LED - 14W | LED - 14W | Equip | 15 | Spot lighting | 86.42% | Tech/Econ | 53.33% | 5365.5458 | 1.2874 | 0.29765
Econ | Warehouse | Interior Lighting | Spot lighting | TRC | Turnover | ET1457 | CFL-23W | CFL-23W | Equip | 7.8 | Spot lighting | 0% | Tech/Econ | 23.33% | 0 | 0 | 0
Econ | Warehouse | Interior Lighting | Spot lighting | TRC | New | EN1639 | LED Display Lighting (Interior) | LED Display Lighting (Interior) | Equip | 15 | Spot lighting | 0% | Tech/Econ | 87.04% | 0 | 0 | 0
Econ | Warehouse | Interior Lighting | Spot lighting | TRC | New | EN1600 | LED - 14W | LED - 14W | Equip | 15 | Spot lighting | 0% | Tech/Econ | 53.33% | 0 | 0 | 0
Econ | Warehouse | Interior Lighting | Spot lighting | TRC | New | EN1483 | CFL-23W | CFL-23W | Equip | 7.8 | Spot lighting | 0% | Tech/Econ | 23.33% | 0 | 0 | 0
Econ | Warehouse | Office Equipment | Servers | TRC | New | NN4571 | Network PC Power Management | Network PC Power Management | NonEquip | 5 | Computers | 0% | Tech/Econ | 56.5% | 0 | 0 | 0
Econ | Warehouse | Office Equipment | Servers | TRC | Existing | NE4558 | Network PC Power Management | Network PC Power Management | NonEquip | 5 | Computers | 0% | Tech/Econ | 56.5% | 0 | 0 | 0
Econ | Warehouse | Office Equipment | Servers | TRC | Turnover | ET2231 | Energy Star Servers | Energy Star Servers | Equip | 4 | Servers | 0% | Tech/Econ | 23.08% | 0 | 0 | 0
Econ | Warehouse | Office Equipment | Servers | TRC | New | EN2257 | Energy Star Servers | Energy Star Servers | Equip | 4 | Servers | 0% | Tech/Econ | 23.08% | 0 | 0 | 0
Econ | Warehouse | Space Cooling | Residential-type central air conditioners | TRC | New | NN5377 | Retro-Commissioning | Retro-Commissioning | NonEquip | 5 |  | 0% | Tech/Econ | 16% | 0 | 0 | 0
Econ | Warehouse | Space Cooling | Residential-type central air conditioners | TRC | New | NN4207 | Thermal Energy Storage | Thermal Energy Storage | NonEquip | 20 |  | 0% | Tech/Econ | 0% | 0 | 0 | 0
Econ | Warehouse | Space Cooling | Residential-type central air conditioners | TRC | New | NN3531 | Duct Sealing Repair | Duct Sealing Repair | NonEquip | 15 |  | 0% | Tech/Econ | 12% | 0 | 0 | 0
Econ | Warehouse | Space Cooling | Residential-type central air conditioners | TRC | New | NN3323 | Chilled Water System - Variable Speed Drives | Chilled Water System - Variable Speed Drives | NonEquip | 13 | Central chillers inside | 0% | Tech/Econ | 24.74% | 0 | 0 | 0
Econ | Warehouse | Space Cooling | Residential-type central air conditioners | TRC | New | NN3297 | Chilled Water Controls Optimization | Chilled Water Controls Optimization | NonEquip | 10 | Central chillers inside | 0% | Tech/Econ | 12.5% | 0 | 0 | 0
Econ | Warehouse | Space Cooling | Residential-type central air conditioners | TRC | New | NN3219 | Ceiling Insulation(R2 to R38) | Ceiling Insulation(R2 to R38) | NonEquip | 20 |  | 0% | Tech/Econ | 94.74% | 0 | 0 | 0
Econ | Warehouse | Space Cooling | Residential-type central air conditioners | TRC | New | NN3063 | Airside Economizer | Airside Economizer | NonEquip | 10 | Packaged air conditioning units (RTUs) | 0% | Tech/Econ | 5.556% | 0 | 0 | 0
Econ | Warehouse | Space Cooling | Residential-type central air conditioners | TRC | Existing | NE5364 | Retro-Commissioning | Retro-Commissioning | NonEquip | 5 |  | 21.99% | Tech/Econ | 16% | 0 | 0 | 0
Econ | Warehouse | Space Cooling | Residential-type central air conditioners | TRC | Existing | NE4220 | Wall Insulation | Wall Insulation | NonEquip | 20 |  | 0% | Tech/Econ | 50.52% | 0 | 0 | 0
Econ | Warehouse | Space Cooling | Residential-type central air conditioners | TRC | Existing | NE4194 | Thermal Energy Storage | Thermal Energy Storage | NonEquip | 20 |  | 0% | Tech/Econ | 0% | 0 | 0 | 0
Econ | Warehouse | Space Cooling | Residential-type central air conditioners | TRC | Existing | NE3518 | Duct Sealing Repair | Duct Sealing Repair | NonEquip | 15 |  | 0% | Tech/Econ | 12% | 0 | 0 | 0
Econ | Warehouse | Space Cooling | Residential-type central air conditioners | TRC | Existing | NE3310 | Chilled Water System - Variable Speed Drives | Chilled Water System - Variable Speed Drives | NonEquip | 13 | Central chillers inside | 0% | Tech/Econ | 24.74% | 0 | 0 | 0
Econ | Warehouse | Space Cooling | Residential-type central air conditioners | TRC | Existing | NE3284 | Chilled Water Controls Optimization | Chilled Water Controls Optimization | NonEquip | 10 | Central chillers inside | 0% | Tech/Econ | 12.5% | 0 | 0 | 0
Econ | Warehouse | Space Cooling | Residential-type central air conditioners | TRC | Existing | NE3206 | Ceiling Insulation(R2 to R38) | Ceiling Insulation(R2 to R38) | NonEquip | 20 |  | 0% | Tech/Econ | 94.74% | 0 | 0 | 0
Econ | Warehouse | Space Cooling | Residential-type central air conditioners | TRC | Existing | NE3050 | Airside Economizer | Airside Economizer | NonEquip | 10 | Packaged air conditioning units (RTUs) | 0% | Tech/Econ | 5.556% | 0 | 0 | 0
Econ | Warehouse | Space Cooling | Residential-type central air conditioners | TRC | Turnover | ET1301 | High Efficiency PTHP | High Efficiency PTHP | Equip | 15 | Residential-type central air conditioners | 49.09% | Tech/Econ | 23.64% | 0 | 0 | 0
Econ | Warehouse | Space Cooling | Residential-type central air conditioners | TRC | Turnover | ET1262 | High Efficiency PTAC | High Efficiency PTAC | Equip | 15 | Residential-type central air conditioners | 0% | Tech/Econ | 23.64% | 0 | 0 | 0
Econ | Warehouse | Space Cooling | Residential-type central air conditioners | TRC | New | EN1327 | High Efficiency PTHP | High Efficiency PTHP | Equip | 15 | Residential-type central air conditioners | 49.09% | Tech/Econ | 23.64% | 0 | 0 | 0
Econ | Warehouse | Space Cooling | Residential-type central air conditioners | TRC | New | EN1288 | High Efficiency PTAC | High Efficiency PTAC | Equip | 15 | Residential-type central air conditioners | 0% | Tech/Econ | 23.64% | 0 | 0 | 0
Econ | Warehouse | Space Heating | Residential/split system heat pump | TRC | New | NN5351 | Retro-Commissioning | Retro-Commissioning | NonEquip | 5 |  | 0% | Tech/Econ | 16% | 0 | 0 | 0
Econ | Warehouse | Space Heating | Residential/split system heat pump | TRC | New | NN3557 | Duct Sealing Repair | Duct Sealing Repair | NonEquip | 15 |  | 0% | Tech/Econ | 12% | 0 | 0 | 0
Econ | Warehouse | Space Heating | Residential/split system heat pump | TRC | New | NN3193 | Ceiling Insulation(R2 to R38) | Ceiling Insulation(R2 to R38) | NonEquip | 20 |  | 0% | Tech/Econ | 47.16% | 0 | 0 | 0
Econ | Warehouse | Space Heating | Residential/split system heat pump | TRC | Existing | NE5338 | Retro-Commissioning | Retro-Commissioning | NonEquip | 5 |  | 21.99% | Tech/Econ | 16% | 40339.6897 | 0 | 20.9093
Econ | Warehouse | Space Heating | Residential/split system heat pump | TRC | Existing | NE4246 | Wall Insulation | Wall Insulation | NonEquip | 20 |  | 0% | Tech/Econ | 2.852% | 0 | 0 | 0
Econ | Warehouse | Space Heating | Residential/split system heat pump | TRC | Existing | NE3544 | Duct Sealing Repair | Duct Sealing Repair | NonEquip | 15 |  | 0% | Tech/Econ | 12% | 0 | 0 | 0
Econ | Warehouse | Space Heating | Residential/split system heat pump | TRC | Existing | NE3180 | Ceiling Insulation(R2 to R38) | Ceiling Insulation(R2 to R38) | NonEquip | 20 |  | 0% | Tech/Econ | 52.04% | 0 | 0 | 0
Econ | Warehouse | Space Heating | Residential/split system heat pump | TRC | Turnover | ET1340 | High Efficiency PTHP | High Efficiency PTHP | Equip | 15 | Residential/split system heat pump | 49.09% | Tech/Econ | 9.375% | 50915.9818 | 0 | 0.0092721
Econ | Warehouse | Space Heating | Residential/split system heat pump | TRC | New | EN1366 | High Efficiency PTHP | High Efficiency PTHP | Equip | 15 | Residential/split system heat pump | 49.09% | Tech/Econ | 9.375% | 307.8671 | 0 | 5.6065e-05
Econ | Warehouse | Refrigeration | Residential style | TRC | New | NN5325 | Retro-Commissioning | Retro-Commissioning | NonEquip | 5 |  | 0% | Tech/Econ | 16% | 0 | 0 | 0
Econ | Warehouse | Refrigeration | Residential style | TRC | New | NN4909 | Strip Curtains for Walk-ins | Strip Curtains for Walk-ins | NonEquip | 4 | Walk-in cooler | 0% | Tech/Econ | 2.115% | 0 | 0 | 0
Econ | Warehouse | Refrigeration | Residential style | TRC | New | NN4857 | PSC to ECM Evaporator Fan Motor (Walk-In, Refrigerator) | PSC to ECM Evaporator Fan Motor (Walk-In, Refrigerator) | NonEquip | 15 | Walk-in cooler | 0% | Tech/Econ | 37.5% | 0 | 0 | 0
Econ | Warehouse | Refrigeration | Residential style | TRC | New | NN4831 | PSC to ECM Evaporator Fan Motor (Reach-In) | PSC to ECM Evaporator Fan Motor (Reach-In) | NonEquip | 15 | Display cases | 0% | Tech/Econ | 37.5% | 0 | 0 | 0
Econ | Warehouse | Refrigeration | Residential style | TRC | New | NN4701 | Floating Head Pressure Controls | Floating Head Pressure Controls | NonEquip | 15 |  | 0% | Tech/Econ | 6.05% | 0 | 0 | 0
Econ | Warehouse | Refrigeration | Residential style | TRC | New | NN4623 | Anti-Sweat Controls | Anti-Sweat Controls | NonEquip | 8 | Display cases | 0% | Tech/Econ | 85% | 0 | 0 | 0
Econ | Warehouse | Refrigeration | Residential style | TRC | Existing | NE5312 | Retro-Commissioning | Retro-Commissioning | NonEquip | 5 |  | 21.99% | Tech/Econ | 16% | 100892.1286 | 16.8673 | 52.2954
Econ | Warehouse | Refrigeration | Residential style | TRC | Existing | NE4896 | Strip Curtains for Walk-ins | Strip Curtains for Walk-ins | NonEquip | 4 | Walk-in cooler | 0% | Tech/Econ | 2.115% | 0 | 0 | 0
Econ | Warehouse | Refrigeration | Residential style | TRC | Existing | NE4844 | PSC to ECM Evaporator Fan Motor (Walk-In, Refrigerator) | PSC to ECM Evaporator Fan Motor (Walk-In, Refrigerator) | NonEquip | 15 | Walk-in cooler | 0% | Tech/Econ | 37.5% | 0 | 0 | 0
Econ | Warehouse | Refrigeration | Residential style | TRC | Existing | NE4818 | PSC to ECM Evaporator Fan Motor (Reach-In) | PSC to ECM Evaporator Fan Motor (Reach-In) | NonEquip | 15 | Display cases | 0% | Tech/Econ | 37.5% | 0 | 0 | 0
Econ | Warehouse | Refrigeration | Residential style | TRC | Existing | NE4714 | Freezer-Cooler Replacement Gaskets | Freezer-Cooler Replacement Gaskets | NonEquip | 4 | Display cases | 0% | Tech/Econ | 3.131% | 0 | 0 | 0
Econ | Warehouse | Refrigeration | Residential style | TRC | Existing | NE4688 | Floating Head Pressure Controls | Floating Head Pressure Controls | NonEquip | 15 |  | 0% | Tech/Econ | 6.05% | 0 | 0 | 0
Econ | Warehouse | Refrigeration | Residential style | TRC | Existing | NE4610 | Anti-Sweat Controls | Anti-Sweat Controls | NonEquip | 8 | Display cases | 0% | Tech/Econ | 85% | 0 | 0 | 0
Econ | Warehouse | Miscellaneous | Pool pump | TRC | New | NN5455 | Retro-Commissioning | Retro-Commissioning | NonEquip | 5 |  | 0% | Tech/Econ | 16% | 0 | 0 | 0
Econ | Warehouse | Miscellaneous | Pool pump | TRC | New | NN4545 | VSD Controlled Compressor | VSD Controlled Compressor | NonEquip | 15 | Others | 0% | Tech/Econ | 20.79% | 0 | 0 | 0
Econ | Warehouse | Miscellaneous | Pool pump | TRC | New | NN4493 | Engine Block Timer | Engine Block Timer | NonEquip | 5 | Others | 0% | Tech/Econ | 36% | 0 | 0 | 0
Econ | Warehouse | Miscellaneous | Pool pump | TRC | Existing | NE5442 | Retro-Commissioning | Retro-Commissioning | NonEquip | 5 |  | 21.99% | Tech/Econ | 16% | 0 | 0 | 0
Econ | Warehouse | Miscellaneous | Pool pump | TRC | Existing | NE4532 | VSD Controlled Compressor | VSD Controlled Compressor | NonEquip | 15 | Others | 0% | Tech/Econ | 20.79% | 0 | 0 | 0
Econ | Warehouse | Miscellaneous | Pool pump | TRC | Existing | NE4480 | Engine Block Timer | Engine Block Timer | NonEquip | 5 | Others | 0% | Tech/Econ | 36% | 0 | 0 | 0
Econ | Warehouse | Miscellaneous | Pool pump | TRC | Turnover | ET2078 | Two Speed Pool Pump | Two Speed Pool Pump | Equip | 10 | Pool pump | 0% | Tech/Econ | 61.79% | 0 | 0 | 0
Econ | Warehouse | Miscellaneous | Pool pump | TRC | Turnover | ET2003 | Solar Pool Heater | Solar Pool Heater | Equip | 15 | Pool pump | 0% | Tech/Econ | 86.11% | 0 | 0 | 0
Econ | Warehouse | Miscellaneous | Pool pump | TRC | Turnover | ET1964 | Heat Pump Pool Heater | Heat Pump Pool Heater | Equip | 15 | Pool pump | 0% | Tech/Econ | 80% | 0 | 0 | 0
Econ | Warehouse | Miscellaneous | Pool pump | TRC | New | EN2104 | Two Speed Pool Pump | Two Speed Pool Pump | Equip | 10 | Pool pump | 0% | Tech/Econ | 61.79% | 0 | 0 | 0
Econ | Warehouse | Miscellaneous | Pool pump | TRC | New | EN2029 | Solar Pool Heater | Solar Pool Heater | Equip | 15 | Pool pump | 0% | Tech/Econ | 86.11% | 0 | 0 | 0
Econ | Warehouse | Miscellaneous | Pool pump | TRC | New | EN1990 | Heat Pump Pool Heater | Heat Pump Pool Heater | Equip | 15 | Pool pump | 0% | Tech/Econ | 80% | 0 | 0 | 0
Econ | Warehouse | Space Heating | Packaged central unit | TRC | New | NN5351 | Retro-Commissioning | Retro-Commissioning | NonEquip | 5 |  | 0% | Tech/Econ | 16% | 0 | 0 | 0
Econ | Warehouse | Space Heating | Packaged central unit | TRC | New | NN3557 | Duct Sealing Repair | Duct Sealing Repair | NonEquip | 15 |  | 0% | Tech/Econ | 12% | 0 | 0 | 0
Econ | Warehouse | Space Heating | Packaged central unit | TRC | New | NN3193 | Ceiling Insulation(R2 to R38) | Ceiling Insulation(R2 to R38) | NonEquip | 20 |  | 0% | Tech/Econ | 47.16% | 0 | 0 | 0
Econ | Warehouse | Space Heating | Packaged central unit | TRC | Existing | NE5338 | Retro-Commissioning | Retro-Commissioning | NonEquip | 5 |  | 21.99% | Tech/Econ | 16% | 58718.7368 | 0 | 30.4357
Econ | Warehouse | Space Heating | Packaged central unit | TRC | Existing | NE4246 | Wall Insulation | Wall Insulation | NonEquip | 20 |  | 0% | Tech/Econ | 2.852% | 0 | 0 | 0
Econ | Warehouse | Space Heating | Packaged central unit | TRC | Existing | NE3544 | Duct Sealing Repair | Duct Sealing Repair | NonEquip | 15 |  | 0% | Tech/Econ | 12% | 0 | 0 | 0
Econ | Warehouse | Space Heating | Packaged central unit | TRC | Existing | NE3180 | Ceiling Insulation(R2 to R38) | Ceiling Insulation(R2 to R38) | NonEquip | 20 |  | 0% | Tech/Econ | 52.04% | 0 | 0 | 0
Econ | Warehouse | Space Cooling | Packaged air conditioning units (RTUs) | TRC | New | NN5377 | Retro-Commissioning | Retro-Commissioning | NonEquip | 5 |  | 0% | Tech/Econ | 16% | 0 | 0 | 0
Econ | Warehouse | Space Cooling | Packaged air conditioning units (RTUs) | TRC | New | NN4207 | Thermal Energy Storage | Thermal Energy Storage | NonEquip | 20 |  | 0% | Tech/Econ | 0% | 0 | 0 | 0
Econ | Warehouse | Space Cooling | Packaged air conditioning units (RTUs) | TRC | New | NN3531 | Duct Sealing Repair | Duct Sealing Repair | NonEquip | 15 |  | 0% | Tech/Econ | 12% | 0 | 0 | 0
Econ | Warehouse | Space Cooling | Packaged air conditioning units (RTUs) | TRC | New | NN3323 | Chilled Water System - Variable Speed Drives | Chilled Water System - Variable Speed Drives | NonEquip | 13 | Central chillers inside | 0% | Tech/Econ | 24.74% | 0 | 0 | 0
Econ | Warehouse | Space Cooling | Packaged air conditioning units (RTUs) | TRC | New | NN3297 | Chilled Water Controls Optimization | Chilled Water Controls Optimization | NonEquip | 10 | Central chillers inside | 0% | Tech/Econ | 12.5% | 0 | 0 | 0
Econ | Warehouse | Space Cooling | Packaged air conditioning units (RTUs) | TRC | New | NN3219 | Ceiling Insulation(R2 to R38) | Ceiling Insulation(R2 to R38) | NonEquip | 20 |  | 0% | Tech/Econ | 94.74% | 0 | 0 | 0
Econ | Warehouse | Space Cooling | Packaged air conditioning units (RTUs) | TRC | New | NN3063 | Airside Economizer | Airside Economizer | NonEquip | 10 | Packaged air conditioning units (RTUs) | 4.552% | Tech/Econ | 5.556% | 103.0912 | -0.017269 | 1.7318e-07
Econ | Warehouse | Space Cooling | Packaged air conditioning units (RTUs) | TRC | Existing | NE5364 | Retro-Commissioning | Retro-Commissioning | NonEquip | 5 |  | 21.99% | Tech/Econ | 16% | 245822.4566 | 41.097 | 0
Econ | Warehouse | Space Cooling | Packaged air conditioning units (RTUs) | TRC | Existing | NE4220 | Wall Insulation | Wall Insulation | NonEquip | 20 |  | 0% | Tech/Econ | 50.52% | 0 | 0 | 0
Econ | Warehouse | Space Cooling | Packaged air conditioning units (RTUs) | TRC | Existing | NE4194 | Thermal Energy Storage | Thermal Energy Storage | NonEquip | 20 |  | 0% | Tech/Econ | 0% | 0 | 0 | 0
Econ | Warehouse | Space Cooling | Packaged air conditioning units (RTUs) | TRC | Existing | NE3518 | Duct Sealing Repair | Duct Sealing Repair | NonEquip | 15 |  | 0% | Tech/Econ | 12% | 0 | 0 | 0
Econ | Warehouse | Space Cooling | Packaged air conditioning units (RTUs) | TRC | Existing | NE3310 | Chilled Water System - Variable Speed Drives | Chilled Water System - Variable Speed Drives | NonEquip | 13 | Central chillers inside | 0% | Tech/Econ | 24.74% | 0 | 0 | 0
Econ | Warehouse | Space Cooling | Packaged air conditioning units (RTUs) | TRC | Existing | NE3284 | Chilled Water Controls Optimization | Chilled Water Controls Optimization | NonEquip | 10 | Central chillers inside | 0% | Tech/Econ | 12.5% | 0 | 0 | 0
Econ | Warehouse | Space Cooling | Packaged air conditioning units (RTUs) | TRC | Existing | NE3206 | Ceiling Insulation(R2 to R38) | Ceiling Insulation(R2 to R38) | NonEquip | 20 |  | 0% | Tech/Econ | 94.74% | 0 | 0 | 0
Econ | Warehouse | Space Cooling | Packaged air conditioning units (RTUs) | TRC | Existing | NE3050 | Airside Economizer | Airside Economizer | NonEquip | 10 | Packaged air conditioning units (RTUs) | 4.552% | Tech/Econ | 5.556% | 17049.5339 | -2.8561 | 2.8642e-05
Econ | Warehouse | Interior Lighting | Overhead (fluorescent/LED/CFL U-shape) | TRC | New | NN5273 | Retro-Commissioning | Retro-Commissioning | NonEquip | 5 |  | 0% | Tech/Econ | 16% | 0 | 0 | 0
Econ | Warehouse | Interior Lighting | Overhead (fluorescent/LED/CFL U-shape) | TRC | New | NN4441 | Interior Lighting Controls | Interior Lighting Controls | NonEquip | 8 | Overhead (fluorescent/LED/CFL U-shape) | 37.72% | Tech/Econ | 28% | 4906.0227 | 0 | 0
Econ | Warehouse | Interior Lighting | Overhead (fluorescent/LED/CFL U-shape) | TRC | Existing | NE5260 | Retro-Commissioning | Retro-Commissioning | NonEquip | 5 |  | 21.99% | Tech/Econ | 16% | 238791.4924 | 39.9216 | 123.7727
Econ | Warehouse | Interior Lighting | Overhead (fluorescent/LED/CFL U-shape) | TRC | Existing | NE4428 | Interior Lighting Controls | Interior Lighting Controls | NonEquip | 8 | Overhead (fluorescent/LED/CFL U-shape) | 37.72% | Tech/Econ | 28% | 691562.6552 | 0 | 0
Econ | Warehouse | Interior Lighting | Overhead (fluorescent/LED/CFL U-shape) | TRC | Turnover | ET1808 | Premium T8 - Lamp Replacement | Premium T8 - Lamp Replacement | Equip | 8 | Overhead (fluorescent/LED/CFL U-shape) | 24.1% | Tech/Econ | 12.5% | 239892.4873 | 57.9479 | 13.3048
Econ | Warehouse | Interior Lighting | Overhead (fluorescent/LED/CFL U-shape) | TRC | Turnover | ET1769 | Premium T8 - Fixture Replacement | Premium T8 - Fixture Replacement | Equip | 8 | Overhead (fluorescent/LED/CFL U-shape) | 0% | Tech/Econ | 12.5% | 0 | 0 | 0
Econ | Warehouse | Interior Lighting | Overhead (fluorescent/LED/CFL U-shape) | TRC | Turnover | ET1730 | LED Linear - Lamp Replacement | LED Linear - Lamp Replacement | Equip | 15 | Overhead (fluorescent/LED/CFL U-shape) | 0% | Tech/Econ | 25.43% | 0 | 0 | 0
Econ | Warehouse | Interior Lighting | Overhead (fluorescent/LED/CFL U-shape) | TRC | Turnover | ET1691 | LED Linear - Fixture Replacement | LED Linear - Fixture Replacement | Equip | 15 | Overhead (fluorescent/LED/CFL U-shape) | 24.1% | Tech/Econ | 50.28% | 935949.8873 | 226.878 | 51.9012
Econ | Warehouse | Interior Lighting | Overhead (fluorescent/LED/CFL U-shape) | TRC | New | EN1834 | Premium T8 - Lamp Replacement | Premium T8 - Lamp Replacement | Equip | 8 | Overhead (fluorescent/LED/CFL U-shape) | 0% | Tech/Econ | 12.5% | 0 | 0 | 0
Econ | Warehouse | Interior Lighting | Overhead (fluorescent/LED/CFL U-shape) | TRC | New | EN1795 | Premium T8 - Fixture Replacement | Premium T8 - Fixture Replacement | Equip | 8 | Overhead (fluorescent/LED/CFL U-shape) | 0% | Tech/Econ | 12.5% | 0 | 0 | 0
Econ | Warehouse | Interior Lighting | Overhead (fluorescent/LED/CFL U-shape) | TRC | New | EN1756 | LED Linear - Lamp Replacement | LED Linear - Lamp Replacement | Equip | 15 | Overhead (fluorescent/LED/CFL U-shape) | 0% | Tech/Econ | 25.43% | 0 | 0 | 0
Econ | Warehouse | Interior Lighting | Overhead (fluorescent/LED/CFL U-shape) | TRC | New | EN1717 | LED Linear - Fixture Replacement | LED Linear - Fixture Replacement | Equip | 15 | Overhead (fluorescent/LED/CFL U-shape) | 0% | Tech/Econ | 50.28% | 0 | 0 | 0
Econ | Warehouse | Cooking | Oven | TRC | Turnover | ET53 | Energy Star Commercial Oven | Energy Star Commercial Oven | Equip | 12 | Oven | 0% | Tech/Econ | 34.83% | 0 | 0 | 0
Econ | Warehouse | Cooking | Oven | TRC | New | EN79 | Energy Star Commercial Oven | Energy Star Commercial Oven | Equip | 12 | Oven | 0% | Tech/Econ | 34.83% | 0 | 0 | 0
Econ | Warehouse | Miscellaneous | Others | TRC | New | NN5455 | Retro-Commissioning | Retro-Commissioning | NonEquip | 5 |  | 0% | Tech/Econ | 16% | 0 | 0 | 0
Econ | Warehouse | Miscellaneous | Others | TRC | New | NN4545 | VSD Controlled Compressor | VSD Controlled Compressor | NonEquip | 15 | Others | 36.99% | Tech/Econ | 20.79% | 2734.4815 | 0.41232 | 0.19298
Econ | Warehouse | Miscellaneous | Others | TRC | New | NN4493 | Engine Block Timer | Engine Block Timer | NonEquip | 5 | Others | 0% | Tech/Econ | 36% | 0 | 0 | 0
Econ | Warehouse | Miscellaneous | Others | TRC | Existing | NE5442 | Retro-Commissioning | Retro-Commissioning | NonEquip | 5 |  | 21.99% | Tech/Econ | 16% | 211154.8811 | 35.3013 | 109.4478
Econ | Warehouse | Miscellaneous | Others | TRC | Existing | NE4532 | VSD Controlled Compressor | VSD Controlled Compressor | NonEquip | 15 | Others | 7.399% | Tech/Econ | 20.79% | 93745.5695 | 14.1353 | 6.6159
Econ | Warehouse | Miscellaneous | Others | TRC | Existing | NE4480 | Engine Block Timer | Engine Block Timer | NonEquip | 5 | Others | 0% | Tech/Econ | 36% | 0 | 0 | 0
Econ | Warehouse | Miscellaneous | Others | TRC | Turnover | ET1925 | ENERGY STAR Water Cooler | ENERGY STAR Water Cooler | Equip | 10 | Others | 0% | Tech/Econ | 68.49% | 0 | 0 | 0
Econ | Warehouse | Miscellaneous | Others | TRC | Turnover | ET1847 | Efficient Battery Charger | Efficient Battery Charger | Equip | 7 | Others | 17.92% | Tech/Econ | 13.68% | 153116.7136 | 83.8996 | 0
Econ | Warehouse | Miscellaneous | Others | TRC | New | EN1951 | ENERGY STAR Water Cooler | ENERGY STAR Water Cooler | Equip | 10 | Others | 0% | Tech/Econ | 68.49% | 0 | 0 | 0
Econ | Warehouse | Miscellaneous | Others | TRC | New | EN1873 | Efficient Battery Charger | Efficient Battery Charger | Equip | 7 | Others | 17.92% | Tech/Econ | 13.68% | 893.2578 | 0.48946 | 0
Econ | Warehouse | Office Equipment | Other office | TRC | New | NN4571 | Network PC Power Management | Network PC Power Management | NonEquip | 5 | Computers | 0% | Tech/Econ | 56.5% | 0 | 0 | 0
Econ | Warehouse | Office Equipment | Other office | TRC | Existing | NE4558 | Network PC Power Management | Network PC Power Management | NonEquip | 5 | Computers | 0% | Tech/Econ | 56.5% | 0 | 0 | 0
Econ | Warehouse | Office Equipment | Other office | TRC | Turnover | ET2270 | Energy Star Uninterruptable Power Supply | Energy Star Uninterruptable Power Supply | Equip | 10 | Other office | 0% | Tech/Econ | 1.878% | 0 | 0 | 0
Econ | Warehouse | Office Equipment | Other office | TRC | New | EN2296 | Energy Star Uninterruptable Power Supply | Energy Star Uninterruptable Power Supply | Equip | 10 | Other office | 0% | Tech/Econ | 1.878% | 0 | 0 | 0
Econ | Warehouse | Ventilation and Circulation | Motor/Fan | TRC | New | NN5403 | Retro-Commissioning | Retro-Commissioning | NonEquip | 5 |  | 0% | Tech/Econ | 16% | 0 | 0 | 0
Econ | Warehouse | Ventilation and Circulation | Motor/Fan | TRC | New | NN4987 | VAV System | VAV System | NonEquip | 10 |  | 0% | Tech/Econ | 30% | 0 | 0 | 0
Econ | Warehouse | Ventilation and Circulation | Motor/Fan | TRC | New | NN4961 | Demand Controlled Ventilation | Demand Controlled Ventilation | NonEquip | 10 |  | 23.39% | Tech/Econ | 50% | 0.097497 | 1.0151e-05 | 5.715e-05
Econ | Warehouse | Ventilation and Circulation | Motor/Fan | TRC | New | NN4935 | CO Sensors for Parking Garage Exhaust | CO Sensors for Parking Garage Exhaust | NonEquip | 15 | Motor/Fan | 0% | Tech/Econ | 33% | 0 | 0 | 0
Econ | Warehouse | Ventilation and Circulation | Motor/Fan | TRC | Existing | NE5390 | Retro-Commissioning | Retro-Commissioning | NonEquip | 5 |  | 21.99% | Tech/Econ | 16% | 5.106 | 0.00085362 | 0.0026466
Econ | Warehouse | Ventilation and Circulation | Motor/Fan | TRC | Existing | NE4974 | VAV System | VAV System | NonEquip | 10 |  | 0% | Tech/Econ | 30% | 0 | 0 | 0
Econ | Warehouse | Ventilation and Circulation | Motor/Fan | TRC | Existing | NE4948 | Demand Controlled Ventilation | Demand Controlled Ventilation | NonEquip | 10 |  | 23.39% | Tech/Econ | 50% | 16.1244 | 0.0016788 | 0.0094516
Econ | Warehouse | Ventilation and Circulation | Motor/Fan | TRC | Existing | NE4922 | CO Sensors for Parking Garage Exhaust | CO Sensors for Parking Garage Exhaust | NonEquip | 15 | Motor/Fan | 0% | Tech/Econ | 33% | 0 | 0 | 0
Econ | Warehouse | Ventilation and Circulation | Motor/Fan | TRC | Turnover | ET2699 | High Speed Fans | High Speed Fans | Equip | 7 | Motor/Fan | 14.03% | Tech/Econ | 10.99% | 2.1575 | 0.00030028 | 2.7508e-05
Econ | Warehouse | Ventilation and Circulation | Motor/Fan | TRC | New | EN2725 | High Speed Fans | High Speed Fans | Equip | 7 | Motor/Fan | 14.03% | Tech/Econ | 10.99% | 0.013045 | 1.8157e-06 | 1.6633e-07
Econ | Warehouse | Miscellaneous | Medical equipment | TRC | New | NN5455 | Retro-Commissioning | Retro-Commissioning | NonEquip | 5 |  | 0% | Tech/Econ | 16% | 0 | 0 | 0
Econ | Warehouse | Miscellaneous | Medical equipment | TRC | New | NN4545 | VSD Controlled Compressor | VSD Controlled Compressor | NonEquip | 15 | Others | 0% | Tech/Econ | 20.79% | 0 | 0 | 0
Econ | Warehouse | Miscellaneous | Medical equipment | TRC | New | NN4493 | Engine Block Timer | Engine Block Timer | NonEquip | 5 | Others | 0% | Tech/Econ | 36% | 0 | 0 | 0
Econ | Warehouse | Miscellaneous | Medical equipment | TRC | Existing | NE5442 | Retro-Commissioning | Retro-Commissioning | NonEquip | 5 |  | 21.99% | Tech/Econ | 16% | 0 | 0 | 0
Econ | Warehouse | Miscellaneous | Medical equipment | TRC | Existing | NE4532 | VSD Controlled Compressor | VSD Controlled Compressor | NonEquip | 15 | Others | 0% | Tech/Econ | 20.79% | 0 | 0 | 0
Econ | Warehouse | Miscellaneous | Medical equipment | TRC | Existing | NE4480 | Engine Block Timer | Engine Block Timer | NonEquip | 5 | Others | 0% | Tech/Econ | 36% | 0 | 0 | 0
Econ | Warehouse | Refrigeration | Large cold storage | TRC | New | NN5325 | Retro-Commissioning | Retro-Commissioning | NonEquip | 5 |  | 0% | Tech/Econ | 16% | 0 | 0 | 0
Econ | Warehouse | Refrigeration | Large cold storage | TRC | New | NN4909 | Strip Curtains for Walk-ins | Strip Curtains for Walk-ins | NonEquip | 4 | Walk-in cooler | 0% | Tech/Econ | 2.115% | 0 | 0 | 0
Econ | Warehouse | Refrigeration | Large cold storage | TRC | New | NN4857 | PSC to ECM Evaporator Fan Motor (Walk-In, Refrigerator) | PSC to ECM Evaporator Fan Motor (Walk-In, Refrigerator) | NonEquip | 15 | Walk-in cooler | 0% | Tech/Econ | 37.5% | 0 | 0 | 0
Econ | Warehouse | Refrigeration | Large cold storage | TRC | New | NN4831 | PSC to ECM Evaporator Fan Motor (Reach-In) | PSC to ECM Evaporator Fan Motor (Reach-In) | NonEquip | 15 | Display cases | 0% | Tech/Econ | 37.5% | 0 | 0 | 0
Econ | Warehouse | Refrigeration | Large cold storage | TRC | New | NN4701 | Floating Head Pressure Controls | Floating Head Pressure Controls | NonEquip | 15 |  | 0% | Tech/Econ | 6.05% | 0 | 0 | 0
Econ | Warehouse | Refrigeration | Large cold storage | TRC | New | NN4623 | Anti-Sweat Controls | Anti-Sweat Controls | NonEquip | 8 | Display cases | 0% | Tech/Econ | 85% | 0 | 0 | 0
Econ | Warehouse | Refrigeration | Large cold storage | TRC | Existing | NE5312 | Retro-Commissioning | Retro-Commissioning | NonEquip | 5 |  | 21.99% | Tech/Econ | 16% | 1203.1825 | 0.20115 | 0.62364
Econ | Warehouse | Refrigeration | Large cold storage | TRC | Existing | NE4896 | Strip Curtains for Walk-ins | Strip Curtains for Walk-ins | NonEquip | 4 | Walk-in cooler | 0% | Tech/Econ | 2.115% | 0 | 0 | 0
Econ | Warehouse | Refrigeration | Large cold storage | TRC | Existing | NE4844 | PSC to ECM Evaporator Fan Motor (Walk-In, Refrigerator) | PSC to ECM Evaporator Fan Motor (Walk-In, Refrigerator) | NonEquip | 15 | Walk-in cooler | 0% | Tech/Econ | 37.5% | 0 | 0 | 0
Econ | Warehouse | Refrigeration | Large cold storage | TRC | Existing | NE4818 | PSC to ECM Evaporator Fan Motor (Reach-In) | PSC to ECM Evaporator Fan Motor (Reach-In) | NonEquip | 15 | Display cases | 0% | Tech/Econ | 37.5% | 0 | 0 | 0
Econ | Warehouse | Refrigeration | Large cold storage | TRC | Existing | NE4714 | Freezer-Cooler Replacement Gaskets | Freezer-Cooler Replacement Gaskets | NonEquip | 4 | Display cases | 0% | Tech/Econ | 3.131% | 0 | 0 | 0
Econ | Warehouse | Refrigeration | Large cold storage | TRC | Existing | NE4688 | Floating Head Pressure Controls | Floating Head Pressure Controls | NonEquip | 15 |  | 0% | Tech/Econ | 6.05% | 0 | 0 | 0
Econ | Warehouse | Refrigeration | Large cold storage | TRC | Existing | NE4610 | Anti-Sweat Controls | Anti-Sweat Controls | NonEquip | 8 | Display cases | 0% | Tech/Econ | 85% | 0 | 0 | 0
Econ | Warehouse | Miscellaneous | Laboratory equipment | TRC | New | NN5455 | Retro-Commissioning | Retro-Commissioning | NonEquip | 5 |  | 0% | Tech/Econ | 16% | 0 | 0 | 0
Econ | Warehouse | Miscellaneous | Laboratory equipment | TRC | New | NN4545 | VSD Controlled Compressor | VSD Controlled Compressor | NonEquip | 15 | Others | 0% | Tech/Econ | 20.79% | 0 | 0 | 0
Econ | Warehouse | Miscellaneous | Laboratory equipment | TRC | New | NN4493 | Engine Block Timer | Engine Block Timer | NonEquip | 5 | Others | 0% | Tech/Econ | 36% | 0 | 0 | 0
Econ | Warehouse | Miscellaneous | Laboratory equipment | TRC | Existing | NE5442 | Retro-Commissioning | Retro-Commissioning | NonEquip | 5 |  | 21.99% | Tech/Econ | 16% | 0 | 0 | 0
Econ | Warehouse | Miscellaneous | Laboratory equipment | TRC | Existing | NE4532 | VSD Controlled Compressor | VSD Controlled Compressor | NonEquip | 15 | Others | 0% | Tech/Econ | 20.79% | 0 | 0 | 0
Econ | Warehouse | Miscellaneous | Laboratory equipment | TRC | Existing | NE4480 | Engine Block Timer | Engine Block Timer | NonEquip | 5 | Others | 0% | Tech/Econ | 36% | 0 | 0 | 0
Econ | Warehouse | Ventilation and Circulation | Individual room ventilation | TRC | New | NN5403 | Retro-Commissioning | Retro-Commissioning | NonEquip | 5 |  | 0% | Tech/Econ | 16% | 0 | 0 | 0
Econ | Warehouse | Ventilation and Circulation | Individual room ventilation | TRC | New | NN4987 | VAV System | VAV System | NonEquip | 10 |  | 0% | Tech/Econ | 30% | 0 | 0 | 0
Econ | Warehouse | Ventilation and Circulation | Individual room ventilation | TRC | New | NN4961 | Demand Controlled Ventilation | Demand Controlled Ventilation | NonEquip | 10 |  | 23.39% | Tech/Econ | 50% | 5.2624 | 0.00054789 | 0.0030846
Econ | Warehouse | Ventilation and Circulation | Individual room ventilation | TRC | New | NN4935 | CO Sensors for Parking Garage Exhaust | CO Sensors for Parking Garage Exhaust | NonEquip | 15 | Motor/Fan | 0% | Tech/Econ | 33% | 0 | 0 | 0
Econ | Warehouse | Ventilation and Circulation | Individual room ventilation | TRC | Existing | NE5390 | Retro-Commissioning | Retro-Commissioning | NonEquip | 5 |  | 21.99% | Tech/Econ | 16% | 271.3456 | 0.045364 | 0.14065
Econ | Warehouse | Ventilation and Circulation | Individual room ventilation | TRC | Existing | NE4974 | VAV System | VAV System | NonEquip | 10 |  | 0% | Tech/Econ | 30% | 0 | 0 | 0
Econ | Warehouse | Ventilation and Circulation | Individual room ventilation | TRC | Existing | NE4948 | Demand Controlled Ventilation | Demand Controlled Ventilation | NonEquip | 10 |  | 23.39% | Tech/Econ | 50% | 870.3063 | 0.090612 | 0.51014
Econ | Warehouse | Ventilation and Circulation | Individual room ventilation | TRC | Existing | NE4922 | CO Sensors for Parking Garage Exhaust | CO Sensors for Parking Garage Exhaust | NonEquip | 15 | Motor/Fan | 0% | Tech/Econ | 33% | 0 | 0 | 0
Econ | Warehouse | Space Heating | Individual room heating | TRC | New | NN5351 | Retro-Commissioning | Retro-Commissioning | NonEquip | 5 |  | 0% | Tech/Econ | 16% | 0 | 0 | 0
Econ | Warehouse | Space Heating | Individual room heating | TRC | New | NN3557 | Duct Sealing Repair | Duct Sealing Repair | NonEquip | 15 |  | 0% | Tech/Econ | 12% | 0 | 0 | 0
Econ | Warehouse | Space Heating | Individual room heating | TRC | New | NN3193 | Ceiling Insulation(R2 to R38) | Ceiling Insulation(R2 to R38) | NonEquip | 20 |  | 0% | Tech/Econ | 47.16% | 0 | 0 | 0
Econ | Warehouse | Space Heating | Individual room heating | TRC | Existing | NE5338 | Retro-Commissioning | Retro-Commissioning | NonEquip | 5 |  | 21.99% | Tech/Econ | 16% | 0 | 0 | 0
Econ | Warehouse | Space Heating | Individual room heating | TRC | Existing | NE4246 | Wall Insulation | Wall Insulation | NonEquip | 20 |  | 0% | Tech/Econ | 2.852% | 0 | 0 | 0
Econ | Warehouse | Space Heating | Individual room heating | TRC | Existing | NE3544 | Duct Sealing Repair | Duct Sealing Repair | NonEquip | 15 |  | 0% | Tech/Econ | 12% | 0 | 0 | 0
Econ | Warehouse | Space Heating | Individual room heating | TRC | Existing | NE3180 | Ceiling Insulation(R2 to R38) | Ceiling Insulation(R2 to R38) | NonEquip | 20 |  | 0% | Tech/Econ | 52.04% | 0 | 0 | 0
Econ | Warehouse | Space Cooling | Individual room air conditioners | TRC | New | NN5377 | Retro-Commissioning | Retro-Commissioning | NonEquip | 5 |  | 0% | Tech/Econ | 16% | 0 | 0 | 0
Econ | Warehouse | Space Cooling | Individual room air conditioners | TRC | New | NN4207 | Thermal Energy Storage | Thermal Energy Storage | NonEquip | 20 |  | 0% | Tech/Econ | 0% | 0 | 0 | 0
Econ | Warehouse | Space Cooling | Individual room air conditioners | TRC | New | NN3531 | Duct Sealing Repair | Duct Sealing Repair | NonEquip | 15 |  | 0% | Tech/Econ | 12% | 0 | 0 | 0
Econ | Warehouse | Space Cooling | Individual room air conditioners | TRC | New | NN3323 | Chilled Water System - Variable Speed Drives | Chilled Water System - Variable Speed Drives | NonEquip | 13 | Central chillers inside | 0% | Tech/Econ | 24.74% | 0 | 0 | 0
Econ | Warehouse | Space Cooling | Individual room air conditioners | TRC | New | NN3297 | Chilled Water Controls Optimization | Chilled Water Controls Optimization | NonEquip | 10 | Central chillers inside | 0% | Tech/Econ | 12.5% | 0 | 0 | 0
Econ | Warehouse | Space Cooling | Individual room air conditioners | TRC | New | NN3219 | Ceiling Insulation(R2 to R38) | Ceiling Insulation(R2 to R38) | NonEquip | 20 |  | 0% | Tech/Econ | 94.74% | 0 | 0 | 0
Econ | Warehouse | Space Cooling | Individual room air conditioners | TRC | New | NN3063 | Airside Economizer | Airside Economizer | NonEquip | 10 | Packaged air conditioning units (RTUs) | 0% | Tech/Econ | 5.556% | 0 | 0 | 0
Econ | Warehouse | Space Cooling | Individual room air conditioners | TRC | Existing | NE5364 | Retro-Commissioning | Retro-Commissioning | NonEquip | 5 |  | 21.99% | Tech/Econ | 16% | 165423.6649 | 27.6558 | 0
Econ | Warehouse | Space Cooling | Individual room air conditioners | TRC | Existing | NE4220 | Wall Insulation | Wall Insulation | NonEquip | 20 |  | 0% | Tech/Econ | 50.52% | 0 | 0 | 0
Econ | Warehouse | Space Cooling | Individual room air conditioners | TRC | Existing | NE4194 | Thermal Energy Storage | Thermal Energy Storage | NonEquip | 20 |  | 0% | Tech/Econ | 0% | 0 | 0 | 0
Econ | Warehouse | Space Cooling | Individual room air conditioners | TRC | Existing | NE3518 | Duct Sealing Repair | Duct Sealing Repair | NonEquip | 15 |  | 0% | Tech/Econ | 12% | 0 | 0 | 0
Econ | Warehouse | Space Cooling | Individual room air conditioners | TRC | Existing | NE3310 | Chilled Water System - Variable Speed Drives | Chilled Water System - Variable Speed Drives | NonEquip | 13 | Central chillers inside | 0% | Tech/Econ | 24.74% | 0 | 0 | 0
Econ | Warehouse | Space Cooling | Individual room air conditioners | TRC | Existing | NE3284 | Chilled Water Controls Optimization | Chilled Water Controls Optimization | NonEquip | 10 | Central chillers inside | 0% | Tech/Econ | 12.5% | 0 | 0 | 0
Econ | Warehouse | Space Cooling | Individual room air conditioners | TRC | Existing | NE3206 | Ceiling Insulation(R2 to R38) | Ceiling Insulation(R2 to R38) | NonEquip | 20 |  | 0% | Tech/Econ | 94.74% | 0 | 0 | 0
Econ | Warehouse | Space Cooling | Individual room air conditioners | TRC | Existing | NE3050 | Airside Economizer | Airside Economizer | NonEquip | 10 | Packaged air conditioning units (RTUs) | 0% | Tech/Econ | 5.556% | 0 | 0 | 0
Econ | Warehouse | Interior Lighting | High bay | TRC | New | NN5273 | Retro-Commissioning | Retro-Commissioning | NonEquip | 5 |  | 0% | Tech/Econ | 16% | 0 | 0 | 0
Econ | Warehouse | Interior Lighting | High bay | TRC | New | NN4441 | Interior Lighting Controls | Interior Lighting Controls | NonEquip | 8 | Overhead (fluorescent/LED/CFL U-shape) | 0% | Tech/Econ | 28% | 0 | 0 | 0
Econ | Warehouse | Interior Lighting | High bay | TRC | Existing | NE5260 | Retro-Commissioning | Retro-Commissioning | NonEquip | 5 |  | 21.99% | Tech/Econ | 16% | 439829.0595 | 73.5314 | 227.9764
Econ | Warehouse | Interior Lighting | High bay | TRC | Existing | NE4428 | Interior Lighting Controls | Interior Lighting Controls | NonEquip | 8 | Overhead (fluorescent/LED/CFL U-shape) | 0% | Tech/Econ | 28% | 0 | 0 | 0
Econ | Warehouse | Interior Lighting | High bay | TRC | Turnover | ET1652 | LED Linear - Fixture Replacement | LED Linear - Fixture Replacement | Equip | 15 | High bay | 24.1% | Tech/Econ | 50.28% | 2986301.163 | 723.8913 | 165.5992
Econ | Warehouse | Interior Lighting | High bay | TRC | Turnover | ET1535 | High Bay LED | High Bay LED | Equip | 15 | High bay | 0% | Tech/Econ | 64.78% | 0 | 0 | 0
Econ | Warehouse | Interior Lighting | High bay | TRC | Turnover | ET1496 | High Bay Fluorescent (T5) | High Bay Fluorescent (T5) | Equip | 15 | High bay | 65.91% | Tech/Econ | 64.14% | 9154296.319 | 1692.9039 | 1660.9329
Econ | Warehouse | Interior Lighting | High bay | TRC | New | EN1678 | LED Linear - Fixture Replacement | LED Linear - Fixture Replacement | Equip | 15 | High bay | 0% | Tech/Econ | 50.28% | 0 | 0 | 0
Econ | Warehouse | Interior Lighting | High bay | TRC | New | EN1561 | High Bay LED | High Bay LED | Equip | 15 | High bay | 0% | Tech/Econ | 64.78% | 0 | 0 | 0
Econ | Warehouse | Interior Lighting | High bay | TRC | New | EN1522 | High Bay Fluorescent (T5) | High Bay Fluorescent (T5) | Equip | 15 | High bay | 0% | Tech/Econ | 64.14% | 0 | 0 | 0
Econ | Warehouse | Space Heating | Forced air furnace | TRC | New | NN5351 | Retro-Commissioning | Retro-Commissioning | NonEquip | 5 |  | 0% | Tech/Econ | 16% | 0 | 0 | 0
Econ | Warehouse | Space Heating | Forced air furnace | TRC | New | NN3557 | Duct Sealing Repair | Duct Sealing Repair | NonEquip | 15 |  | 0% | Tech/Econ | 12% | 0 | 0 | 0
Econ | Warehouse | Space Heating | Forced air furnace | TRC | New | NN3193 | Ceiling Insulation(R2 to R38) | Ceiling Insulation(R2 to R38) | NonEquip | 20 |  | 0% | Tech/Econ | 47.16% | 0 | 0 | 0
Econ | Warehouse | Space Heating | Forced air furnace | TRC | Existing | NE5338 | Retro-Commissioning | Retro-Commissioning | NonEquip | 5 |  | 21.99% | Tech/Econ | 16% | 5434.7137 | 0 | 2.817
Econ | Warehouse | Space Heating | Forced air furnace | TRC | Existing | NE4246 | Wall Insulation | Wall Insulation | NonEquip | 20 |  | 0% | Tech/Econ | 2.852% | 0 | 0 | 0
Econ | Warehouse | Space Heating | Forced air furnace | TRC | Existing | NE3544 | Duct Sealing Repair | Duct Sealing Repair | NonEquip | 15 |  | 0% | Tech/Econ | 12% | 0 | 0 | 0
Econ | Warehouse | Space Heating | Forced air furnace | TRC | Existing | NE3180 | Ceiling Insulation(R2 to R38) | Ceiling Insulation(R2 to R38) | NonEquip | 20 |  | 0% | Tech/Econ | 52.04% | 0 | 0 | 0
Econ | Warehouse | Exterior Lighting | Exterior parking/lot lighting | TRC | New | NN5299 | Retro-Commissioning | Retro-Commissioning | NonEquip | 5 |  | 0% | Tech/Econ | 16% | 0 | 0 | 0
Econ | Warehouse | Exterior Lighting | Exterior parking/lot lighting | TRC | New | NN2985 | Outdoor Lighting Controls | Outdoor Lighting Controls | NonEquip | 8 | Exterior parking/lot lighting | 30.95% | Tech/Econ | 28% | 1895.0844 | 0 | 0
Econ | Warehouse | Exterior Lighting | Exterior parking/lot lighting | TRC | New | NN2959 | Bi-Level Lighting Control (Exterior) | Bi-Level Lighting Control (Exterior) | NonEquip | 9 | Exterior parking/lot lighting | 13.75% | Tech/Econ | 31% | 851.7016 | 0 | 0
Econ | Warehouse | Exterior Lighting | Exterior parking/lot lighting | TRC | Existing | NE5286 | Retro-Commissioning | Retro-Commissioning | NonEquip | 5 |  | 21.99% | Tech/Econ | 16% | 131899.2376 | 0 | 68.3673
Econ | Warehouse | Exterior Lighting | Exterior parking/lot lighting | TRC | Existing | NE2972 | Outdoor Lighting Controls | Outdoor Lighting Controls | NonEquip | 8 | Exterior parking/lot lighting | 30.95% | Tech/Econ | 28% | 313414.6844 | 0 | 0
Econ | Warehouse | Exterior Lighting | Exterior parking/lot lighting | TRC | Existing | NE2946 | Bi-Level Lighting Control (Exterior) | Bi-Level Lighting Control (Exterior) | NonEquip | 9 | Exterior parking/lot lighting | 13.75% | Tech/Econ | 31% | 140856.9368 | 0 | 0
Econ | Warehouse | Exterior Lighting | Exterior parking/lot lighting | TRC | Turnover | ET716 | LED Parking Lighting | LED Parking Lighting | Equip | 18 | Exterior parking/lot lighting | 7.978% | Tech/Econ | 84% | 269282.6713 | 0 | 0
Econ | Warehouse | Exterior Lighting | Exterior parking/lot lighting | TRC | Turnover | ET521 | High Efficiency HID Lighting | High Efficiency HID Lighting | Equip | 13 | Exterior parking/lot lighting | 0% | Tech/Econ | 34.18% | 0 | 0 | 0
Econ | Warehouse | Exterior Lighting | Exterior parking/lot lighting | TRC | New | EN742 | LED Parking Lighting | LED Parking Lighting | Equip | 18 | Exterior parking/lot lighting | 7.978% | Tech/Econ | 84% | 1570.951 | 0 | 0
Econ | Warehouse | Exterior Lighting | Exterior parking/lot lighting | TRC | New | EN547 | High Efficiency HID Lighting | High Efficiency HID Lighting | Equip | 13 | Exterior parking/lot lighting | 0% | Tech/Econ | 34.18% | 0 | 0 | 0
Econ | Warehouse | Exterior Lighting | Exterior marquis | TRC | New | NN5299 | Retro-Commissioning | Retro-Commissioning | NonEquip | 5 |  | 0% | Tech/Econ | 16% | 0 | 0 | 0
Econ | Warehouse | Exterior Lighting | Exterior marquis | TRC | New | NN2985 | Outdoor Lighting Controls | Outdoor Lighting Controls | NonEquip | 8 | Exterior parking/lot lighting | 0% | Tech/Econ | 28% | 0 | 0 | 0
Econ | Warehouse | Exterior Lighting | Exterior marquis | TRC | New | NN2959 | Bi-Level Lighting Control (Exterior) | Bi-Level Lighting Control (Exterior) | NonEquip | 9 | Exterior parking/lot lighting | 0% | Tech/Econ | 31% | 0 | 0 | 0
Econ | Warehouse | Exterior Lighting | Exterior marquis | TRC | Existing | NE5286 | Retro-Commissioning | Retro-Commissioning | NonEquip | 5 |  | 21.99% | Tech/Econ | 16% | 775.3363 | 0 | 0.40188
Econ | Warehouse | Exterior Lighting | Exterior marquis | TRC | Existing | NE2972 | Outdoor Lighting Controls | Outdoor Lighting Controls | NonEquip | 8 | Exterior parking/lot lighting | 0% | Tech/Econ | 28% | 0 | 0 | 0
Econ | Warehouse | Exterior Lighting | Exterior marquis | TRC | Existing | NE2946 | Bi-Level Lighting Control (Exterior) | Bi-Level Lighting Control (Exterior) | NonEquip | 9 | Exterior parking/lot lighting | 0% | Tech/Econ | 31% | 0 | 0 | 0
Econ | Warehouse | Exterior Lighting | Exterior marquis | TRC | Turnover | ET638 | LED Exterior Lighting | LED Exterior Lighting | Equip | 13 | Exterior marquis | 4.624% | Tech/Econ | 60.51% | 594.8841 | 0 | 0
Econ | Warehouse | Exterior Lighting | Exterior marquis | TRC | Turnover | ET599 | LED Display Lighting (Exterior) | LED Display Lighting (Exterior) | Equip | 15 | Exterior marquis | 4.624% | Tech/Econ | 87.04% | 924.0745 | 0 | 0
Econ | Warehouse | Exterior Lighting | Exterior marquis | TRC | New | EN664 | LED Exterior Lighting | LED Exterior Lighting | Equip | 13 | Exterior marquis | 4.624% | Tech/Econ | 60.51% | 3.597 | 0 | 0
Econ | Warehouse | Exterior Lighting | Exterior marquis | TRC | New | EN625 | LED Display Lighting (Exterior) | LED Display Lighting (Exterior) | Equip | 15 | Exterior marquis | 4.624% | Tech/Econ | 87.04% | 5.3909 | 0 | 0
Econ | Warehouse | Miscellaneous | Elevators/Escalators | TRC | New | NN5455 | Retro-Commissioning | Retro-Commissioning | NonEquip | 5 |  | 0% | Tech/Econ | 16% | 0 | 0 | 0
Econ | Warehouse | Miscellaneous | Elevators/Escalators | TRC | New | NN4545 | VSD Controlled Compressor | VSD Controlled Compressor | NonEquip | 15 | Others | 0% | Tech/Econ | 20.79% | 0 | 0 | 0
Econ | Warehouse | Miscellaneous | Elevators/Escalators | TRC | New | NN4493 | Engine Block Timer | Engine Block Timer | NonEquip | 5 | Others | 0% | Tech/Econ | 36% | 0 | 0 | 0
Econ | Warehouse | Miscellaneous | Elevators/Escalators | TRC | Existing | NE5442 | Retro-Commissioning | Retro-Commissioning | NonEquip | 5 |  | 21.99% | Tech/Econ | 16% | 296.423 | 0.049557 | 0.15364
Econ | Warehouse | Miscellaneous | Elevators/Escalators | TRC | Existing | NE4532 | VSD Controlled Compressor | VSD Controlled Compressor | NonEquip | 15 | Others | 0% | Tech/Econ | 20.79% | 0 | 0 | 0
Econ | Warehouse | Miscellaneous | Elevators/Escalators | TRC | Existing | NE4480 | Engine Block Timer | Engine Block Timer | NonEquip | 5 | Others | 0% | Tech/Econ | 36% | 0 | 0 | 0
Econ | Warehouse | Office Equipment | Document production | TRC | New | NN4571 | Network PC Power Management | Network PC Power Management | NonEquip | 5 | Computers | 0% | Tech/Econ | 56.5% | 0 | 0 | 0
Econ | Warehouse | Office Equipment | Document production | TRC | Existing | NE4558 | Network PC Power Management | Network PC Power Management | NonEquip | 5 | Computers | 0% | Tech/Econ | 56.5% | 0 | 0 | 0
Econ | Warehouse | Space Cooling | District chilled water piped | TRC | New | NN5377 | Retro-Commissioning | Retro-Commissioning | NonEquip | 5 |  | 0% | Tech/Econ | 16% | 0 | 0 | 0
Econ | Warehouse | Space Cooling | District chilled water piped | TRC | New | NN4207 | Thermal Energy Storage | Thermal Energy Storage | NonEquip | 20 |  | 0% | Tech/Econ | 0% | 0 | 0 | 0
Econ | Warehouse | Space Cooling | District chilled water piped | TRC | New | NN3531 | Duct Sealing Repair | Duct Sealing Repair | NonEquip | 15 |  | 0% | Tech/Econ | 12% | 0 | 0 | 0
Econ | Warehouse | Space Cooling | District chilled water piped | TRC | New | NN3323 | Chilled Water System - Variable Speed Drives | Chilled Water System - Variable Speed Drives | NonEquip | 13 | Central chillers inside | 0% | Tech/Econ | 24.74% | 0 | 0 | 0
Econ | Warehouse | Space Cooling | District chilled water piped | TRC | New | NN3297 | Chilled Water Controls Optimization | Chilled Water Controls Optimization | NonEquip | 10 | Central chillers inside | 0% | Tech/Econ | 12.5% | 0 | 0 | 0
Econ | Warehouse | Space Cooling | District chilled water piped | TRC | New | NN3219 | Ceiling Insulation(R2 to R38) | Ceiling Insulation(R2 to R38) | NonEquip | 20 |  | 0% | Tech/Econ | 94.74% | 0 | 0 | 0
Econ | Warehouse | Space Cooling | District chilled water piped | TRC | New | NN3063 | Airside Economizer | Airside Economizer | NonEquip | 10 | Packaged air conditioning units (RTUs) | 0% | Tech/Econ | 5.556% | 0 | 0 | 0
Econ | Warehouse | Space Cooling | District chilled water piped | TRC | Existing | NE5364 | Retro-Commissioning | Retro-Commissioning | NonEquip | 5 |  | 21.99% | Tech/Econ | 16% | 0 | 0 | 0
Econ | Warehouse | Space Cooling | District chilled water piped | TRC | Existing | NE4220 | Wall Insulation | Wall Insulation | NonEquip | 20 |  | 0% | Tech/Econ | 50.52% | 0 | 0 | 0
Econ | Warehouse | Space Cooling | District chilled water piped | TRC | Existing | NE4194 | Thermal Energy Storage | Thermal Energy Storage | NonEquip | 20 |  | 0% | Tech/Econ | 0% | 0 | 0 | 0
Econ | Warehouse | Space Cooling | District chilled water piped | TRC | Existing | NE3518 | Duct Sealing Repair | Duct Sealing Repair | NonEquip | 15 |  | 0% | Tech/Econ | 12% | 0 | 0 | 0
Econ | Warehouse | Space Cooling | District chilled water piped | TRC | Existing | NE3310 | Chilled Water System - Variable Speed Drives | Chilled Water System - Variable Speed Drives | NonEquip | 13 | Central chillers inside | 0% | Tech/Econ | 24.74% | 0 | 0 | 0
Econ | Warehouse | Space Cooling | District chilled water piped | TRC | Existing | NE3284 | Chilled Water Controls Optimization | Chilled Water Controls Optimization | NonEquip | 10 | Central chillers inside | 0% | Tech/Econ | 12.5% | 0 | 0 | 0
Econ | Warehouse | Space Cooling | District chilled water piped | TRC | Existing | NE3206 | Ceiling Insulation(R2 to R38) | Ceiling Insulation(R2 to R38) | NonEquip | 20 |  | 0% | Tech/Econ | 94.74% | 0 | 0 | 0
Econ | Warehouse | Space Cooling | District chilled water piped | TRC | Existing | NE3050 | Airside Economizer | Airside Economizer | NonEquip | 10 | Packaged air conditioning units (RTUs) | 0% | Tech/Econ | 5.556% | 0 | 0 | 0
Econ | Warehouse | Refrigeration | Display cases | TRC | New | NN5325 | Retro-Commissioning | Retro-Commissioning | NonEquip | 5 |  | 0% | Tech/Econ | 16% | 0 | 0 | 0
Econ | Warehouse | Refrigeration | Display cases | TRC | New | NN4909 | Strip Curtains for Walk-ins | Strip Curtains for Walk-ins | NonEquip | 4 | Walk-in cooler | 0% | Tech/Econ | 2.115% | 0 | 0 | 0
Econ | Warehouse | Refrigeration | Display cases | TRC | New | NN4857 | PSC to ECM Evaporator Fan Motor (Walk-In, Refrigerator) | PSC to ECM Evaporator Fan Motor (Walk-In, Refrigerator) | NonEquip | 15 | Walk-in cooler | 0% | Tech/Econ | 37.5% | 0 | 0 | 0
Econ | Warehouse | Refrigeration | Display cases | TRC | New | NN4831 | PSC to ECM Evaporator Fan Motor (Reach-In) | PSC to ECM Evaporator Fan Motor (Reach-In) | NonEquip | 15 | Display cases | 0% | Tech/Econ | 37.5% | 0 | 0 | 0
Econ | Warehouse | Refrigeration | Display cases | TRC | New | NN4701 | Floating Head Pressure Controls | Floating Head Pressure Controls | NonEquip | 15 |  | 0% | Tech/Econ | 6.05% | 0 | 0 | 0
Econ | Warehouse | Refrigeration | Display cases | TRC | New | NN4623 | Anti-Sweat Controls | Anti-Sweat Controls | NonEquip | 8 | Display cases | 0% | Tech/Econ | 85% | 0 | 0 | 0
Econ | Warehouse | Refrigeration | Display cases | TRC | Existing | NE5312 | Retro-Commissioning | Retro-Commissioning | NonEquip | 5 |  | 21.99% | Tech/Econ | 16% | 199.594 | 0.033368 | 0.10346
Econ | Warehouse | Refrigeration | Display cases | TRC | Existing | NE4896 | Strip Curtains for Walk-ins | Strip Curtains for Walk-ins | NonEquip | 4 | Walk-in cooler | 0% | Tech/Econ | 2.115% | 0 | 0 | 0
Econ | Warehouse | Refrigeration | Display cases | TRC | Existing | NE4844 | PSC to ECM Evaporator Fan Motor (Walk-In, Refrigerator) | PSC to ECM Evaporator Fan Motor (Walk-In, Refrigerator) | NonEquip | 15 | Walk-in cooler | 0% | Tech/Econ | 37.5% | 0 | 0 | 0
Econ | Warehouse | Refrigeration | Display cases | TRC | Existing | NE4818 | PSC to ECM Evaporator Fan Motor (Reach-In) | PSC to ECM Evaporator Fan Motor (Reach-In) | NonEquip | 15 | Display cases | 0% | Tech/Econ | 37.5% | 0 | 0 | 0
Econ | Warehouse | Refrigeration | Display cases | TRC | Existing | NE4714 | Freezer-Cooler Replacement Gaskets | Freezer-Cooler Replacement Gaskets | NonEquip | 4 | Display cases | 0% | Tech/Econ | 3.131% | 0 | 0 | 0
Econ | Warehouse | Refrigeration | Display cases | TRC | Existing | NE4688 | Floating Head Pressure Controls | Floating Head Pressure Controls | NonEquip | 15 |  | 0% | Tech/Econ | 6.05% | 0 | 0 | 0
Econ | Warehouse | Refrigeration | Display cases | TRC | Existing | NE4610 | Anti-Sweat Controls | Anti-Sweat Controls | NonEquip | 8 | Display cases | 0% | Tech/Econ | 85% | 0 | 0 | 0
Econ | Warehouse | Refrigeration | Display cases | TRC | Turnover | ET2621 | Refrigerated Display Case LED Lighting | Refrigerated Display Case LED Lighting | Equip | 8 | Display cases | 0% | Tech/Econ | 6.613% | 0 | 0 | 0
Econ | Warehouse | Refrigeration | Display cases | TRC | Turnover | ET2465 | Energy Star Commercial Solid Door Refrigerator | Energy Star Commercial Solid Door Refrigerator | Equip | 12 | Display cases | 0% | Tech/Econ | 50.28% | 0 | 0 | 0
Econ | Warehouse | Refrigeration | Display cases | TRC | Turnover | ET2426 | Energy Star Commercial Solid Door Freezer | Energy Star Commercial Solid Door Freezer | Equip | 12 | Display cases | 0% | Tech/Econ | 42.11% | 0 | 0 | 0
Econ | Warehouse | Refrigeration | Display cases | TRC | Turnover | ET2387 | Energy Star Commercial Glass Door Refrigerator | Energy Star Commercial Glass Door Refrigerator | Equip | 12 | Display cases | 0% | Tech/Econ | 37.88% | 0 | 0 | 0
Econ | Warehouse | Refrigeration | Display cases | TRC | Turnover | ET2348 | Energy Star Commercial Glass Door Freezer | Energy Star Commercial Glass Door Freezer | Equip | 12 | Display cases | 0% | Tech/Econ | 40.57% | 0 | 0 | 0
Econ | Warehouse | Refrigeration | Display cases | TRC | New | EN2491 | Energy Star Commercial Solid Door Refrigerator | Energy Star Commercial Solid Door Refrigerator | Equip | 12 | Display cases | 0% | Tech/Econ | 50.28% | 0 | 0 | 0
Econ | Warehouse | Refrigeration | Display cases | TRC | New | EN2452 | Energy Star Commercial Solid Door Freezer | Energy Star Commercial Solid Door Freezer | Equip | 12 | Display cases | 0% | Tech/Econ | 42.11% | 0 | 0 | 0
Econ | Warehouse | Refrigeration | Display cases | TRC | New | EN2413 | Energy Star Commercial Glass Door Refrigerator | Energy Star Commercial Glass Door Refrigerator | Equip | 12 | Display cases | 0% | Tech/Econ | 37.88% | 0 | 0 | 0
Econ | Warehouse | Refrigeration | Display cases | TRC | New | EN2374 | Energy Star Commercial Glass Door Freezer | Energy Star Commercial Glass Door Freezer | Equip | 12 | Display cases | 0% | Tech/Econ | 40.57% | 0 | 0 | 0
Econ | Warehouse | Cooking | Cooking Other | TRC | Turnover | ET170 | Energy Star Hot Food Holding Cabinet | Energy Star Hot Food Holding Cabinet | Equip | 12 | Cooking Other | 0% | Tech/Econ | 52.67% | 0 | 0 | 0
Econ | Warehouse | Cooking | Cooking Other | TRC | Turnover | ET14 | Efficient Exhaust Hood | Efficient Exhaust Hood | Equip | 15 | Cooking Other | 0% | Tech/Econ | 42.5% | 0 | 0 | 0
Econ | Warehouse | Cooking | Cooking Other | TRC | Turnover | ET131 | Energy Star Griddle | Energy Star Griddle | Equip | 12 | Cooking Other | 0% | Tech/Econ | 12.08% | 0 | 0 | 0
Econ | Warehouse | Cooking | Cooking Other | TRC | New | EN40 | Efficient Exhaust Hood | Efficient Exhaust Hood | Equip | 15 | Cooking Other | 0% | Tech/Econ | 42.5% | 0 | 0 | 0
Econ | Warehouse | Cooking | Cooking Other | TRC | New | EN196 | Energy Star Hot Food Holding Cabinet | Energy Star Hot Food Holding Cabinet | Equip | 12 | Cooking Other | 0% | Tech/Econ | 52.67% | 0 | 0 | 0
Econ | Warehouse | Cooking | Cooking Other | TRC | New | EN157 | Energy Star Griddle | Energy Star Griddle | Equip | 12 | Cooking Other | 0% | Tech/Econ | 12.08% | 0 | 0 | 0
Econ | Warehouse | Office Equipment | Computers | TRC | New | NN4571 | Network PC Power Management | Network PC Power Management | NonEquip | 5 | Computers | 0% | Tech/Econ | 56.5% | 0 | 0 | 0
Econ | Warehouse | Office Equipment | Computers | TRC | Existing | NE4558 | Network PC Power Management | Network PC Power Management | NonEquip | 5 | Computers | 0% | Tech/Econ | 56.5% | 0 | 0 | 0
Econ | Warehouse | Office Equipment | Computers | TRC | Turnover | ET2192 | Energy Star PCs | Energy Star PCs | Equip | 4 | Computers | 35% | Tech/Econ | 43.34% | 47020.4606 | 6.6966 | 0
Econ | Warehouse | Office Equipment | Computers | TRC | New | EN2218 | Energy Star PCs | Energy Star PCs | Equip | 4 | Computers | 35% | Tech/Econ | 43.34% | 274.3097 | 0.039067 | 0
Econ | Warehouse | Domestic Hot Water | Centralized water heaters | TRC | New | NN5429 | Retro-Commissioning | Retro-Commissioning | NonEquip | 5 |  | 0% | Tech/Econ | 16% | 0 | 0 | 0
Econ | Warehouse | Domestic Hot Water | Centralized water heaters | TRC | New | NN2933 | Thermostatic Shower Restriction Valve | Thermostatic Shower Restriction Valve | NonEquip | 10 | Centralized water heaters | 0% | Tech/Econ | 5.962% | 0 | 0 | 0
Econ | Warehouse | Domestic Hot Water | Centralized water heaters | TRC | New | NN2907 | Tank Wrap on Water Heater | Tank Wrap on Water Heater | NonEquip | 7 | Centralized water heaters | 55.99% | Tech/Econ | 1.755% | 3.1976 | 0.0003203 | 0.0003268
Econ | Warehouse | Domestic Hot Water | Centralized water heaters | TRC | New | NN2881 | Low-Flow Pre-Rinse Sprayers | Low-Flow Pre-Rinse Sprayers | NonEquip | 5 | Centralized water heaters | 0% | Tech/Econ | 15.77% | 0 | 0 | 0
Econ | Warehouse | Domestic Hot Water | Centralized water heaters | TRC | New | NN2855 | Low Flow Shower Head | Low Flow Shower Head | NonEquip | 10 | Centralized water heaters | 0% | Tech/Econ | 1.208% | 0 | 0 | 0
Econ | Warehouse | Domestic Hot Water | Centralized water heaters | TRC | New | NN2829 | Hot Water Pipe Insulation | Hot Water Pipe Insulation | NonEquip | 13 | Centralized water heaters | 22.45% | Tech/Econ | 9.424% | 56.8676 | 0.006353 | 0.0071399
Econ | Warehouse | Domestic Hot Water | Centralized water heaters | TRC | New | NN2777 | Faucet Aerator | Faucet Aerator | NonEquip | 10 | Centralized water heaters | 23.64% | Tech/Econ | 0.569% | 5.223 | 0.0010886 | 0.00065559
Econ | Warehouse | Domestic Hot Water | Centralized water heaters | TRC | Existing | NE5416 | Retro-Commissioning | Retro-Commissioning | NonEquip | 5 |  | 21.99% | Tech/Econ | 16% | 16145.9418 | 2.6993 | 8.3689
Econ | Warehouse | Domestic Hot Water | Centralized water heaters | TRC | Existing | NE2920 | Thermostatic Shower Restriction Valve | Thermostatic Shower Restriction Valve | NonEquip | 10 | Centralized water heaters | 0% | Tech/Econ | 5.703% | 0 | 0 | 0
Econ | Warehouse | Domestic Hot Water | Centralized water heaters | TRC | Existing | NE2894 | Tank Wrap on Water Heater | Tank Wrap on Water Heater | NonEquip | 7 | Centralized water heaters | 55.99% | Tech/Econ | 1.755% | 4351.5073 | 0.43589 | 0.44473
Econ | Warehouse | Domestic Hot Water | Centralized water heaters | TRC | Existing | NE2868 | Low-Flow Pre-Rinse Sprayers | Low-Flow Pre-Rinse Sprayers | NonEquip | 5 | Centralized water heaters | 0% | Tech/Econ | 15.04% | 0 | 0 | 0
Econ | Warehouse | Domestic Hot Water | Centralized water heaters | TRC | Existing | NE2842 | Low Flow Shower Head | Low Flow Shower Head | NonEquip | 10 | Centralized water heaters | 0% | Tech/Econ | 1.156% | 0 | 0 | 0
Econ | Warehouse | Domestic Hot Water | Centralized water heaters | TRC | Existing | NE2816 | Hot Water Pipe Insulation | Hot Water Pipe Insulation | NonEquip | 13 | Centralized water heaters | 4.299% | Tech/Econ | 9.015% | 1785.3978 | 0.19946 | 0.22416
Econ | Warehouse | Domestic Hot Water | Centralized water heaters | TRC | Existing | NE2764 | Faucet Aerator | Faucet Aerator | NonEquip | 10 | Centralized water heaters | 23.64% | Tech/Econ | 0.5443% | 856.4489 | 0.1785 | 0.1075
Econ | Warehouse | Domestic Hot Water | Centralized water heaters | TRC | Turnover | ET365 | Heat Pump Water Heater | Heat Pump Water Heater | Equip | 10 | Centralized water heaters | 46.98% | Tech/Econ | 65.32% | 203974.4114 | 34.4703 | 22.9269
Econ | Warehouse | Domestic Hot Water | Centralized water heaters | TRC | Turnover | ET287 | Energy Star Commercial Dishwasher | Energy Star Commercial Dishwasher | Equip | 15 | Centralized water heaters | 0% | Tech/Econ | 29.58% | 0 | 0 | 0
Econ | Warehouse | Domestic Hot Water | Centralized water heaters | TRC | New | EN391 | Heat Pump Water Heater | Heat Pump Water Heater | Equip | 10 | Centralized water heaters | 46.98% | Tech/Econ | 65.32% | 1189.8838 | 0.20108 | 0.13374
Econ | Warehouse | Domestic Hot Water | Centralized water heaters | TRC | New | EN313 | Energy Star Commercial Dishwasher | Energy Star Commercial Dishwasher | Equip | 15 | Centralized water heaters | 0% | Tech/Econ | 29.58% | 0 | 0 | 0
Econ | Warehouse | Space Cooling | Central chillers inside | TRC | New | NN5377 | Retro-Commissioning | Retro-Commissioning | NonEquip | 5 |  | 0% | Tech/Econ | 16% | 0 | 0 | 0
Econ | Warehouse | Space Cooling | Central chillers inside | TRC | New | NN4207 | Thermal Energy Storage | Thermal Energy Storage | NonEquip | 20 |  | 0% | Tech/Econ | 0% | 0 | 0 | 0
Econ | Warehouse | Space Cooling | Central chillers inside | TRC | New | NN3531 | Duct Sealing Repair | Duct Sealing Repair | NonEquip | 15 |  | 0% | Tech/Econ | 12% | 0 | 0 | 0
Econ | Warehouse | Space Cooling | Central chillers inside | TRC | New | NN3323 | Chilled Water System - Variable Speed Drives | Chilled Water System - Variable Speed Drives | NonEquip | 13 | Central chillers inside | 73.99% | Tech/Econ | 24.74% | 0 | 0 | 0
Econ | Warehouse | Space Cooling | Central chillers inside | TRC | New | NN3297 | Chilled Water Controls Optimization | Chilled Water Controls Optimization | NonEquip | 10 | Central chillers inside | 34.04% | Tech/Econ | 12.5% | 0 | 0 | 0
Econ | Warehouse | Space Cooling | Central chillers inside | TRC | New | NN3219 | Ceiling Insulation(R2 to R38) | Ceiling Insulation(R2 to R38) | NonEquip | 20 |  | 0% | Tech/Econ | 94.74% | 0 | 0 | 0
Econ | Warehouse | Space Cooling | Central chillers inside | TRC | New | NN3063 | Airside Economizer | Airside Economizer | NonEquip | 10 | Packaged air conditioning units (RTUs) | 0% | Tech/Econ | 5.556% | 0 | 0 | 0
Econ | Warehouse | Space Cooling | Central chillers inside | TRC | Existing | NE5364 | Retro-Commissioning | Retro-Commissioning | NonEquip | 5 |  | 21.99% | Tech/Econ | 16% | 0 | 0 | 0
Econ | Warehouse | Space Cooling | Central chillers inside | TRC | Existing | NE4220 | Wall Insulation | Wall Insulation | NonEquip | 20 |  | 0% | Tech/Econ | 50.52% | 0 | 0 | 0
Econ | Warehouse | Space Cooling | Central chillers inside | TRC | Existing | NE4194 | Thermal Energy Storage | Thermal Energy Storage | NonEquip | 20 |  | 0% | Tech/Econ | 0% | 0 | 0 | 0
Econ | Warehouse | Space Cooling | Central chillers inside | TRC | Existing | NE3518 | Duct Sealing Repair | Duct Sealing Repair | NonEquip | 15 |  | 0% | Tech/Econ | 12% | 0 | 0 | 0
Econ | Warehouse | Space Cooling | Central chillers inside | TRC | Existing | NE3310 | Chilled Water System - Variable Speed Drives | Chilled Water System - Variable Speed Drives | NonEquip | 13 | Central chillers inside | 73.99% | Tech/Econ | 24.74% | 0 | 0 | 0
Econ | Warehouse | Space Cooling | Central chillers inside | TRC | Existing | NE3284 | Chilled Water Controls Optimization | Chilled Water Controls Optimization | NonEquip | 10 | Central chillers inside | 34.04% | Tech/Econ | 12.5% | 0 | 0 | 0
Econ | Warehouse | Space Cooling | Central chillers inside | TRC | Existing | NE3206 | Ceiling Insulation(R2 to R38) | Ceiling Insulation(R2 to R38) | NonEquip | 20 |  | 0% | Tech/Econ | 94.74% | 0 | 0 | 0
Econ | Warehouse | Space Cooling | Central chillers inside | TRC | Existing | NE3050 | Airside Economizer | Airside Economizer | NonEquip | 10 | Packaged air conditioning units (RTUs) | 0% | Tech/Econ | 5.556% | 0 | 0 | 0
Econ | Warehouse | Ventilation and Circulation | Central air-handling unit | TRC | New | NN5403 | Retro-Commissioning | Retro-Commissioning | NonEquip | 5 |  | 0% | Tech/Econ | 16% | 0 | 0 | 0
Econ | Warehouse | Ventilation and Circulation | Central air-handling unit | TRC | New | NN4987 | VAV System | VAV System | NonEquip | 10 |  | 0% | Tech/Econ | 30% | 0 | 0 | 0
Econ | Warehouse | Ventilation and Circulation | Central air-handling unit | TRC | New | NN4961 | Demand Controlled Ventilation | Demand Controlled Ventilation | NonEquip | 10 |  | 23.39% | Tech/Econ | 50% | 1049.5881 | 0.10928 | 0.61523
Econ | Warehouse | Ventilation and Circulation | Central air-handling unit | TRC | New | NN4935 | CO Sensors for Parking Garage Exhaust | CO Sensors for Parking Garage Exhaust | NonEquip | 15 | Motor/Fan | 0% | Tech/Econ | 33% | 0 | 0 | 0
Econ | Warehouse | Ventilation and Circulation | Central air-handling unit | TRC | Existing | NE5390 | Retro-Commissioning | Retro-Commissioning | NonEquip | 5 |  | 21.99% | Tech/Econ | 16% | 54120.3199 | 9.0479 | 28.0522
Econ | Warehouse | Ventilation and Circulation | Central air-handling unit | TRC | Existing | NE4974 | VAV System | VAV System | NonEquip | 10 |  | 0% | Tech/Econ | 30% | 0 | 0 | 0
Econ | Warehouse | Ventilation and Circulation | Central air-handling unit | TRC | Existing | NE4948 | Demand Controlled Ventilation | Demand Controlled Ventilation | NonEquip | 10 |  | 23.39% | Tech/Econ | 50% | 173583.9887 | 18.0726 | 101.749
Econ | Warehouse | Ventilation and Circulation | Central air-handling unit | TRC | Existing | NE4922 | CO Sensors for Parking Garage Exhaust | CO Sensors for Parking Garage Exhaust | NonEquip | 15 | Motor/Fan | 0% | Tech/Econ | 33% | 0 | 0 | 0
Econ | Warehouse | Interior Lighting | case lighting | TRC | New | NN5273 | Retro-Commissioning | Retro-Commissioning | NonEquip | 5 |  | 0% | Tech/Econ | 16% | 0 | 0 | 0
Econ | Warehouse | Interior Lighting | case lighting | TRC | New | NN4441 | Interior Lighting Controls | Interior Lighting Controls | NonEquip | 8 | Overhead (fluorescent/LED/CFL U-shape) | 0% | Tech/Econ | 28% | 0 | 0 | 0
Econ | Warehouse | Interior Lighting | case lighting | TRC | Existing | NE5260 | Retro-Commissioning | Retro-Commissioning | NonEquip | 5 |  | 21.99% | Tech/Econ | 16% | 409.5921 | 0.068476 | 0.2123
Econ | Warehouse | Interior Lighting | case lighting | TRC | Existing | NE4428 | Interior Lighting Controls | Interior Lighting Controls | NonEquip | 8 | Overhead (fluorescent/LED/CFL U-shape) | 0% | Tech/Econ | 28% | 0 | 0 | 0
Econ | Warehouse | Space Heating | Boilers | TRC | New | NN5351 | Retro-Commissioning | Retro-Commissioning | NonEquip | 5 |  | 0% | Tech/Econ | 16% | 0 | 0 | 0
Econ | Warehouse | Space Heating | Boilers | TRC | New | NN3557 | Duct Sealing Repair | Duct Sealing Repair | NonEquip | 15 |  | 0% | Tech/Econ | 12% | 0 | 0 | 0
Econ | Warehouse | Space Heating | Boilers | TRC | New | NN3193 | Ceiling Insulation(R2 to R38) | Ceiling Insulation(R2 to R38) | NonEquip | 20 |  | 0% | Tech/Econ | 47.16% | 0 | 0 | 0
Econ | Warehouse | Space Heating | Boilers | TRC | Existing | NE5338 | Retro-Commissioning | Retro-Commissioning | NonEquip | 5 |  | 21.99% | Tech/Econ | 16% | 0 | 0 | 0
Econ | Warehouse | Space Heating | Boilers | TRC | Existing | NE4246 | Wall Insulation | Wall Insulation | NonEquip | 20 |  | 0% | Tech/Econ | 2.852% | 0 | 0 | 0
Econ | Warehouse | Space Heating | Boilers | TRC | Existing | NE3544 | Duct Sealing Repair | Duct Sealing Repair | NonEquip | 15 |  | 0% | Tech/Econ | 12% | 0 | 0 | 0
Econ | Warehouse | Space Heating | Boilers | TRC | Existing | NE3180 | Ceiling Insulation(R2 to R38) | Ceiling Insulation(R2 to R38) | NonEquip | 20 |  | 0% | Tech/Econ | 52.04% | 0 | 0 | 0
Econ | Warehouse | Domestic Hot Water | "Point-of-Use" water heaters | TRC | New | NN5429 | Retro-Commissioning | Retro-Commissioning | NonEquip | 5 |  | 0% | Tech/Econ | 16% | 0 | 0 | 0
Econ | Warehouse | Domestic Hot Water | "Point-of-Use" water heaters | TRC | New | NN2933 | Thermostatic Shower Restriction Valve | Thermostatic Shower Restriction Valve | NonEquip | 10 | Centralized water heaters | 0% | Tech/Econ | 5.962% | 0 | 0 | 0
Econ | Warehouse | Domestic Hot Water | "Point-of-Use" water heaters | TRC | New | NN2907 | Tank Wrap on Water Heater | Tank Wrap on Water Heater | NonEquip | 7 | Centralized water heaters | 0% | Tech/Econ | 1.755% | 0 | 0 | 0
Econ | Warehouse | Domestic Hot Water | "Point-of-Use" water heaters | TRC | New | NN2881 | Low-Flow Pre-Rinse Sprayers | Low-Flow Pre-Rinse Sprayers | NonEquip | 5 | Centralized water heaters | 0% | Tech/Econ | 15.77% | 0 | 0 | 0
Econ | Warehouse | Domestic Hot Water | "Point-of-Use" water heaters | TRC | New | NN2855 | Low Flow Shower Head | Low Flow Shower Head | NonEquip | 10 | Centralized water heaters | 0% | Tech/Econ | 1.208% | 0 | 0 | 0
Econ | Warehouse | Domestic Hot Water | "Point-of-Use" water heaters | TRC | New | NN2829 | Hot Water Pipe Insulation | Hot Water Pipe Insulation | NonEquip | 13 | Centralized water heaters | 0% | Tech/Econ | 9.424% | 0 | 0 | 0
Econ | Warehouse | Domestic Hot Water | "Point-of-Use" water heaters | TRC | New | NN2777 | Faucet Aerator | Faucet Aerator | NonEquip | 10 | Centralized water heaters | 0% | Tech/Econ | 0.569% | 0 | 0 | 0
Econ | Warehouse | Domestic Hot Water | "Point-of-Use" water heaters | TRC | Existing | NE5416 | Retro-Commissioning | Retro-Commissioning | NonEquip | 5 |  | 21.99% | Tech/Econ | 16% | 0 | 0 | 0
Econ | Warehouse | Domestic Hot Water | "Point-of-Use" water heaters | TRC | Existing | NE2920 | Thermostatic Shower Restriction Valve | Thermostatic Shower Restriction Valve | NonEquip | 10 | Centralized water heaters | 0% | Tech/Econ | 5.703% | 0 | 0 | 0
Econ | Warehouse | Domestic Hot Water | "Point-of-Use" water heaters | TRC | Existing | NE2894 | Tank Wrap on Water Heater | Tank Wrap on Water Heater | NonEquip | 7 | Centralized water heaters | 0% | Tech/Econ | 1.755% | 0 | 0 | 0
Econ | Warehouse | Domestic Hot Water | "Point-of-Use" water heaters | TRC | Existing | NE2868 | Low-Flow Pre-Rinse Sprayers | Low-Flow Pre-Rinse Sprayers | NonEquip | 5 | Centralized water heaters | 0% | Tech/Econ | 15.04% | 0 | 0 | 0
Econ | Warehouse | Domestic Hot Water | "Point-of-Use" water heaters | TRC | Existing | NE2842 | Low Flow Shower Head | Low Flow Shower Head | NonEquip | 10 | Centralized water heaters | 0% | Tech/Econ | 1.156% | 0 | 0 | 0
Econ | Warehouse | Domestic Hot Water | "Point-of-Use" water heaters | TRC | Existing | NE2816 | Hot Water Pipe Insulation | Hot Water Pipe Insulation | NonEquip | 13 | Centralized water heaters | 0% | Tech/Econ | 9.015% | 0 | 0 | 0
Econ | Warehouse | Domestic Hot Water | "Point-of-Use" water heaters | TRC | Existing | NE2764 | Faucet Aerator | Faucet Aerator | NonEquip | 10 | Centralized water heaters | 0% | Tech/Econ | 0.5443% | 0 | 0 | 0
Econ | Warehouse | Domestic Hot Water | "Point-of-Use" water heaters | TRC | Turnover | ET326 | Energy Star Commercial Dishwasher | Energy Star Commercial Dishwasher | Equip | 15 | "Point-of-Use" water heaters | 0% | Tech/Econ | 29.42% | 0 | 0 | 0
Econ | Warehouse | Domestic Hot Water | "Point-of-Use" water heaters | TRC | New | EN352 | Energy Star Commercial Dishwasher | Energy Star Commercial Dishwasher | Equip | 15 | "Point-of-Use" water heaters | 0% | Tech/Econ | 29.42% | 0 | 0 | 0
Post Model Adjustment For TES
| Assembly | Space Cooling |  |  | Existing |  | Thermal Energy Storage |  |  | 20 |  | 50% |  | -1.563% | -133880.1272 | 841.3586 | 243.842
| College and University | Space Cooling |  |  | Existing |  | Thermal Energy Storage |  |  | 20 |  | 66.67% |  | -1.563% | -138145.7001 | 868.1653 | 251.6111
| Grocery | Space Cooling |  |  | Existing |  | Thermal Energy Storage |  |  | 20 |  | 33.33% |  | -1.563% | 0 | 0 | 0
| Healthcare | Space Cooling |  |  | Existing |  | Thermal Energy Storage |  |  | 20 |  | 20% |  | -1.563% | 0 | 0 | 0
| Hospitals | Space Cooling |  |  | Existing |  | Thermal Energy Storage |  |  | 20 |  | 66.67% |  | -1.563% | -605659.2827 | 3806.2158 | 1103.1149
| Institutional | Space Cooling |  |  | Existing |  | Thermal Energy Storage |  |  | 20 |  | 33.33% |  | -1.563% | -276655.9008 | 1738.6212 | 503.886
| Lodging/Hospitality | Space Cooling |  |  | Existing |  | Thermal Energy Storage |  |  | 20 |  | 33.33% |  | -1.563% | -35517.717 | 223.2082 | 64.69
| Miscellaneous | Space Cooling |  |  | Existing |  | Thermal Energy Storage |  |  | 20 |  | 50% |  | -1.563% | -118957.9598 | 747.5815 | 216.6636
| Offices | Space Cooling |  |  | Existing |  | Thermal Energy Storage |  |  | 20 |  | 33.33% |  | -1.563% | -268418.4523 | 1686.8536 | 488.8828
| Restaurants | Space Cooling |  |  | Existing |  | Thermal Energy Storage |  |  | 20 |  | 0% |  | -1.563% | 0 | 0 | 0
| Retail | Space Cooling |  |  | Existing |  | Thermal Energy Storage |  |  | 20 |  | 20% |  | -1.563% | 0 | 0 | 0
| Schools K-12 | Space Cooling |  |  | Existing |  | Thermal Energy Storage |  |  | 20 |  | 33.33% |  | -1.563% | -539179.1664 | 3388.427 | 982.0317
| Warehouse | Space Cooling |  |  | Existing |  | Thermal Energy Storage |  |  | 20 |  | 0% |  | -1.563% | 0 | 0 | 0
| Assembly | Space Cooling |  |  | New |  | Thermal Energy Storage |  |  | 20 |  | 50% |  | -1.563% | -1120.5052 | 7.0417 | 2.0408
| College and University | Space Cooling |  |  | New |  | Thermal Energy Storage |  |  | 20 |  | 66.67% |  | -1.563% | -1029.8994 | 6.4723 | 1.8758
| Grocery | Space Cooling |  |  | New |  | Thermal Energy Storage |  |  | 20 |  | 33.33% |  | -1.563% | 0 | 0 | 0
| Healthcare | Space Cooling |  |  | New |  | Thermal Energy Storage |  |  | 20 |  | 20% |  | -1.563% | 0 | 0 | 0
| Hospitals | Space Cooling |  |  | New |  | Thermal Energy Storage |  |  | 20 |  | 66.67% |  | -1.563% | -5438.7727 | 34.1795 | 9.9059
| Institutional | Space Cooling |  |  | New |  | Thermal Energy Storage |  |  | 20 |  | 33.33% |  | -1.563% | -2456.1864 | 15.4357 | 4.4736
| Lodging/Hospitality | Space Cooling |  |  | New |  | Thermal Energy Storage |  |  | 20 |  | 33.33% |  | -1.563% | -851.0286 | 5.3482 | 1.55
| Miscellaneous | Space Cooling |  |  | New |  | Thermal Energy Storage |  |  | 20 |  | 50% |  | -1.563% | 3643.9235 | -22.8999 | -6.6368
| Offices | Space Cooling |  |  | New |  | Thermal Energy Storage |  |  | 20 |  | 33.33% |  | -1.563% | -5087.2052 | 31.9701 | 9.2656
| Restaurants | Space Cooling |  |  | New |  | Thermal Energy Storage |  |  | 20 |  | 0% |  | -1.563% | 0 | 0 | 0
| Retail | Space Cooling |  |  | New |  | Thermal Energy Storage |  |  | 20 |  | 20% |  | -1.563% | 0 | 0 | 0
| Schools K-12 | Space Cooling |  |  | New |  | Thermal Energy Storage |  |  | 20 |  | 33.33% |  | -1.563% | -4019.6714 | 25.2613 | 7.3212
| Warehouse | Space Cooling |  |  | New |  | Thermal Energy Storage |  |  | 20 |  | 0% |  | -1.563% | 0 | 0 | 0

## Gulf_Econ_COM_RIM
Scenario | Segment | EndUse | EquipType | CE Test | Vintage | Measure Code | Name | Description | Type | Measure Life | Competition Group | Applicability | Adoption Curve | Energy Savings % | 2020 Energy Savings | 2020 Summer Peak Savings | 2020 Winter Peak Savings
Econ | Assembly | Space Cooling | Residential-type central air conditioners | RIM | New | NN4195 | Thermal Energy Storage | Thermal Energy Storage | NonEquip | 20 |  | 50% | Tech/Econ | 0% | 0 | 0 | 0
Econ | Assembly | Space Cooling | Residential-type central air conditioners | RIM | New | NN3961 | Infiltration Reduction - Air Sealing | Infiltration Reduction - Air Sealing | NonEquip | 11 |  | 0% | Tech/Econ | 0.9326% | 0 | 0 | 0
Econ | Assembly | Space Cooling | Residential-type central air conditioners | RIM | New | NN3597 | Energy Recovery Ventilation System (ERV) | Energy Recovery Ventilation System (ERV) | NonEquip | 15 | Packaged air conditioning units (RTUs) | 0% | Tech/Econ | 18.24% | 0 | 0 | 0
Econ | Assembly | Space Cooling | Residential-type central air conditioners | RIM | New | NN3519 | Duct Sealing Repair | Duct Sealing Repair | NonEquip | 15 |  | 0% | Tech/Econ | 12% | 0 | 0 | 0
Econ | Assembly | Space Cooling | Residential-type central air conditioners | RIM | New | NN3467 | Duct Insulation | Duct Insulation | NonEquip | 15 |  | 0% | Tech/Econ | 2.045% | 0 | 0 | 0
Econ | Assembly | Space Cooling | Residential-type central air conditioners | RIM | Existing | NE4182 | Thermal Energy Storage | Thermal Energy Storage | NonEquip | 20 |  | 50% | Tech/Econ | 0% | 7.4245e-05 | -3.8059e-07 | -2.4961e-08
Econ | Assembly | Space Cooling | Residential-type central air conditioners | RIM | Existing | NE3948 | Infiltration Reduction - Air Sealing | Infiltration Reduction - Air Sealing | NonEquip | 11 |  | 0% | Tech/Econ | 0.9326% | 0 | 0 | 0
Econ | Assembly | Space Cooling | Residential-type central air conditioners | RIM | Existing | NE3584 | Energy Recovery Ventilation System (ERV) | Energy Recovery Ventilation System (ERV) | NonEquip | 15 | Packaged air conditioning units (RTUs) | 0% | Tech/Econ | 18.24% | 0 | 0 | 0
Econ | Assembly | Space Cooling | Residential-type central air conditioners | RIM | Existing | NE3506 | Duct Sealing Repair | Duct Sealing Repair | NonEquip | 15 |  | 0% | Tech/Econ | 12% | 0 | 0 | 0
Econ | Assembly | Space Cooling | Residential-type central air conditioners | RIM | Existing | NE3454 | Duct Insulation | Duct Insulation | NonEquip | 15 |  | 0% | Tech/Econ | 2.045% | 0 | 0 | 0
Econ | Assembly | Space Heating | Residential/split system heat pump | RIM | New | NN3935 | Infiltration Reduction - Air Sealing | Infiltration Reduction - Air Sealing | NonEquip | 11 |  | 0% | Tech/Econ | 0.3267% | 0 | 0 | 0
Econ | Assembly | Space Heating | Residential/split system heat pump | RIM | New | NN3545 | Duct Sealing Repair | Duct Sealing Repair | NonEquip | 15 |  | 0% | Tech/Econ | 12% | 0 | 0 | 0
Econ | Assembly | Space Heating | Residential/split system heat pump | RIM | New | NN3493 | Duct Insulation | Duct Insulation | NonEquip | 15 |  | 0% | Tech/Econ | 2.045% | 0 | 0 | 0
Econ | Assembly | Space Heating | Residential/split system heat pump | RIM | Existing | NE3922 | Infiltration Reduction - Air Sealing | Infiltration Reduction - Air Sealing | NonEquip | 11 |  | 0% | Tech/Econ | 0.3605% | 0 | 0 | 0
Econ | Assembly | Space Heating | Residential/split system heat pump | RIM | Existing | NE3532 | Duct Sealing Repair | Duct Sealing Repair | NonEquip | 15 |  | 0% | Tech/Econ | 12% | 0 | 0 | 0
Econ | Assembly | Space Heating | Residential/split system heat pump | RIM | Existing | NE3480 | Duct Insulation | Duct Insulation | NonEquip | 15 |  | 0% | Tech/Econ | 2.045% | 0 | 0 | 0
Econ | Assembly | Space Heating | Packaged central unit | RIM | New | NN3935 | Infiltration Reduction - Air Sealing | Infiltration Reduction - Air Sealing | NonEquip | 11 |  | 0% | Tech/Econ | 0.3267% | 0 | 0 | 0
Econ | Assembly | Space Heating | Packaged central unit | RIM | New | NN3545 | Duct Sealing Repair | Duct Sealing Repair | NonEquip | 15 |  | 0% | Tech/Econ | 12% | 0 | 0 | 0
Econ | Assembly | Space Heating | Packaged central unit | RIM | New | NN3493 | Duct Insulation | Duct Insulation | NonEquip | 15 |  | 0% | Tech/Econ | 2.045% | 0 | 0 | 0
Econ | Assembly | Space Heating | Packaged central unit | RIM | Existing | NE3922 | Infiltration Reduction - Air Sealing | Infiltration Reduction - Air Sealing | NonEquip | 11 |  | 0% | Tech/Econ | 0.3605% | 0 | 0 | 0
Econ | Assembly | Space Heating | Packaged central unit | RIM | Existing | NE3532 | Duct Sealing Repair | Duct Sealing Repair | NonEquip | 15 |  | 0% | Tech/Econ | 12% | 0 | 0 | 0
Econ | Assembly | Space Heating | Packaged central unit | RIM | Existing | NE3480 | Duct Insulation | Duct Insulation | NonEquip | 15 |  | 0% | Tech/Econ | 2.045% | 0 | 0 | 0
Econ | Assembly | Space Cooling | Packaged air conditioning units (RTUs) | RIM | New | NN4195 | Thermal Energy Storage | Thermal Energy Storage | NonEquip | 20 |  | 50% | Tech/Econ | 0% | 0 | 0 | 0
Econ | Assembly | Space Cooling | Packaged air conditioning units (RTUs) | RIM | New | NN3961 | Infiltration Reduction - Air Sealing | Infiltration Reduction - Air Sealing | NonEquip | 11 |  | 0% | Tech/Econ | 0.9326% | 0 | 0 | 0
Econ | Assembly | Space Cooling | Packaged air conditioning units (RTUs) | RIM | New | NN3597 | Energy Recovery Ventilation System (ERV) | Energy Recovery Ventilation System (ERV) | NonEquip | 15 | Packaged air conditioning units (RTUs) | 54.84% | Tech/Econ | 18.24% | 24214.7796 | 35.5054 | 6.8808
Econ | Assembly | Space Cooling | Packaged air conditioning units (RTUs) | RIM | New | NN3519 | Duct Sealing Repair | Duct Sealing Repair | NonEquip | 15 |  | 0% | Tech/Econ | 12% | 0 | 0 | 0
Econ | Assembly | Space Cooling | Packaged air conditioning units (RTUs) | RIM | New | NN3467 | Duct Insulation | Duct Insulation | NonEquip | 15 |  | 0% | Tech/Econ | 2.045% | 0 | 0 | 0
Econ | Assembly | Space Cooling | Packaged air conditioning units (RTUs) | RIM | Existing | NE4182 | Thermal Energy Storage | Thermal Energy Storage | NonEquip | 20 |  | 50% | Tech/Econ | 0% | 0.01389 | -7.1203e-05 | -4.6698e-06
Econ | Assembly | Space Cooling | Packaged air conditioning units (RTUs) | RIM | Existing | NE3948 | Infiltration Reduction - Air Sealing | Infiltration Reduction - Air Sealing | NonEquip | 11 |  | 0% | Tech/Econ | 0.9326% | 0 | 0 | 0
Econ | Assembly | Space Cooling | Packaged air conditioning units (RTUs) | RIM | Existing | NE3584 | Energy Recovery Ventilation System (ERV) | Energy Recovery Ventilation System (ERV) | NonEquip | 15 | Packaged air conditioning units (RTUs) | 53.67% | Tech/Econ | 18.24% | 2831522.385 | 4151.7805 | 804.602
Econ | Assembly | Space Cooling | Packaged air conditioning units (RTUs) | RIM | Existing | NE3506 | Duct Sealing Repair | Duct Sealing Repair | NonEquip | 15 |  | 0% | Tech/Econ | 12% | 0 | 0 | 0
Econ | Assembly | Space Cooling | Packaged air conditioning units (RTUs) | RIM | Existing | NE3454 | Duct Insulation | Duct Insulation | NonEquip | 15 |  | 0% | Tech/Econ | 2.045% | 0 | 0 | 0
Econ | Assembly | Space Heating | Individual room heating | RIM | New | NN3935 | Infiltration Reduction - Air Sealing | Infiltration Reduction - Air Sealing | NonEquip | 11 |  | 0% | Tech/Econ | 0.3267% | 0 | 0 | 0
Econ | Assembly | Space Heating | Individual room heating | RIM | New | NN3545 | Duct Sealing Repair | Duct Sealing Repair | NonEquip | 15 |  | 0% | Tech/Econ | 12% | 0 | 0 | 0
Econ | Assembly | Space Heating | Individual room heating | RIM | New | NN3493 | Duct Insulation | Duct Insulation | NonEquip | 15 |  | 0% | Tech/Econ | 2.045% | 0 | 0 | 0
Econ | Assembly | Space Heating | Individual room heating | RIM | Existing | NE3922 | Infiltration Reduction - Air Sealing | Infiltration Reduction - Air Sealing | NonEquip | 11 |  | 0% | Tech/Econ | 0.3605% | 0 | 0 | 0
Econ | Assembly | Space Heating | Individual room heating | RIM | Existing | NE3532 | Duct Sealing Repair | Duct Sealing Repair | NonEquip | 15 |  | 0% | Tech/Econ | 12% | 0 | 0 | 0
Econ | Assembly | Space Heating | Individual room heating | RIM | Existing | NE3480 | Duct Insulation | Duct Insulation | NonEquip | 15 |  | 0% | Tech/Econ | 2.045% | 0 | 0 | 0
Econ | Assembly | Space Cooling | Individual room air conditioners | RIM | New | NN4195 | Thermal Energy Storage | Thermal Energy Storage | NonEquip | 20 |  | 50% | Tech/Econ | 0% | 0 | 0 | 0
Econ | Assembly | Space Cooling | Individual room air conditioners | RIM | New | NN3961 | Infiltration Reduction - Air Sealing | Infiltration Reduction - Air Sealing | NonEquip | 11 |  | 0% | Tech/Econ | 0.9326% | 0 | 0 | 0
Econ | Assembly | Space Cooling | Individual room air conditioners | RIM | New | NN3597 | Energy Recovery Ventilation System (ERV) | Energy Recovery Ventilation System (ERV) | NonEquip | 15 | Packaged air conditioning units (RTUs) | 0% | Tech/Econ | 18.24% | 0 | 0 | 0
Econ | Assembly | Space Cooling | Individual room air conditioners | RIM | New | NN3519 | Duct Sealing Repair | Duct Sealing Repair | NonEquip | 15 |  | 0% | Tech/Econ | 12% | 0 | 0 | 0
Econ | Assembly | Space Cooling | Individual room air conditioners | RIM | New | NN3467 | Duct Insulation | Duct Insulation | NonEquip | 15 |  | 0% | Tech/Econ | 2.045% | 0 | 0 | 0
Econ | Assembly | Space Cooling | Individual room air conditioners | RIM | Existing | NE4182 | Thermal Energy Storage | Thermal Energy Storage | NonEquip | 20 |  | 50% | Tech/Econ | 0% | 0.0014998 | -7.6883e-06 | -5.0423e-07
Econ | Assembly | Space Cooling | Individual room air conditioners | RIM | Existing | NE3948 | Infiltration Reduction - Air Sealing | Infiltration Reduction - Air Sealing | NonEquip | 11 |  | 0% | Tech/Econ | 0.9326% | 0 | 0 | 0
Econ | Assembly | Space Cooling | Individual room air conditioners | RIM | Existing | NE3584 | Energy Recovery Ventilation System (ERV) | Energy Recovery Ventilation System (ERV) | NonEquip | 15 | Packaged air conditioning units (RTUs) | 0% | Tech/Econ | 18.24% | 0 | 0 | 0
Econ | Assembly | Space Cooling | Individual room air conditioners | RIM | Existing | NE3506 | Duct Sealing Repair | Duct Sealing Repair | NonEquip | 15 |  | 0% | Tech/Econ | 12% | 0 | 0 | 0
Econ | Assembly | Space Cooling | Individual room air conditioners | RIM | Existing | NE3454 | Duct Insulation | Duct Insulation | NonEquip | 15 |  | 0% | Tech/Econ | 2.045% | 0 | 0 | 0
Econ | Assembly | Space Heating | Forced air furnace | RIM | New | NN3935 | Infiltration Reduction - Air Sealing | Infiltration Reduction - Air Sealing | NonEquip | 11 |  | 0% | Tech/Econ | 0.3267% | 0 | 0 | 0
Econ | Assembly | Space Heating | Forced air furnace | RIM | New | NN3545 | Duct Sealing Repair | Duct Sealing Repair | NonEquip | 15 |  | 0% | Tech/Econ | 12% | 0 | 0 | 0
Econ | Assembly | Space Heating | Forced air furnace | RIM | New | NN3493 | Duct Insulation | Duct Insulation | NonEquip | 15 |  | 0% | Tech/Econ | 2.045% | 0 | 0 | 0
Econ | Assembly | Space Heating | Forced air furnace | RIM | Existing | NE3922 | Infiltration Reduction - Air Sealing | Infiltration Reduction - Air Sealing | NonEquip | 11 |  | 0% | Tech/Econ | 0.3605% | 0 | 0 | 0
Econ | Assembly | Space Heating | Forced air furnace | RIM | Existing | NE3532 | Duct Sealing Repair | Duct Sealing Repair | NonEquip | 15 |  | 0% | Tech/Econ | 12% | 0 | 0 | 0
Econ | Assembly | Space Heating | Forced air furnace | RIM | Existing | NE3480 | Duct Insulation | Duct Insulation | NonEquip | 15 |  | 0% | Tech/Econ | 2.045% | 0 | 0 | 0
Econ | Assembly | Space Cooling | District chilled water piped | RIM | New | NN4195 | Thermal Energy Storage | Thermal Energy Storage | NonEquip | 20 |  | 50% | Tech/Econ | 0% | 0 | 0 | 0
Econ | Assembly | Space Cooling | District chilled water piped | RIM | New | NN3961 | Infiltration Reduction - Air Sealing | Infiltration Reduction - Air Sealing | NonEquip | 11 |  | 0% | Tech/Econ | 0.9326% | 0 | 0 | 0
Econ | Assembly | Space Cooling | District chilled water piped | RIM | New | NN3597 | Energy Recovery Ventilation System (ERV) | Energy Recovery Ventilation System (ERV) | NonEquip | 15 | Packaged air conditioning units (RTUs) | 0% | Tech/Econ | 18.24% | 0 | 0 | 0
Econ | Assembly | Space Cooling | District chilled water piped | RIM | New | NN3519 | Duct Sealing Repair | Duct Sealing Repair | NonEquip | 15 |  | 0% | Tech/Econ | 12% | 0 | 0 | 0
Econ | Assembly | Space Cooling | District chilled water piped | RIM | New | NN3467 | Duct Insulation | Duct Insulation | NonEquip | 15 |  | 0% | Tech/Econ | 2.045% | 0 | 0 | 0
Econ | Assembly | Space Cooling | District chilled water piped | RIM | Existing | NE4182 | Thermal Energy Storage | Thermal Energy Storage | NonEquip | 20 |  | 50% | Tech/Econ | 0% | 0.00025829 | -1.324e-06 | -8.6836e-08
Econ | Assembly | Space Cooling | District chilled water piped | RIM | Existing | NE3948 | Infiltration Reduction - Air Sealing | Infiltration Reduction - Air Sealing | NonEquip | 11 |  | 0% | Tech/Econ | 0.9326% | 0 | 0 | 0
Econ | Assembly | Space Cooling | District chilled water piped | RIM | Existing | NE3584 | Energy Recovery Ventilation System (ERV) | Energy Recovery Ventilation System (ERV) | NonEquip | 15 | Packaged air conditioning units (RTUs) | 0% | Tech/Econ | 18.24% | 0 | 0 | 0
Econ | Assembly | Space Cooling | District chilled water piped | RIM | Existing | NE3506 | Duct Sealing Repair | Duct Sealing Repair | NonEquip | 15 |  | 0% | Tech/Econ | 12% | 0 | 0 | 0
Econ | Assembly | Space Cooling | District chilled water piped | RIM | Existing | NE3454 | Duct Insulation | Duct Insulation | NonEquip | 15 |  | 0% | Tech/Econ | 2.045% | 0 | 0 | 0
Econ | Assembly | Space Cooling | Central chillers inside | RIM | New | NN4195 | Thermal Energy Storage | Thermal Energy Storage | NonEquip | 20 |  | 50% | Tech/Econ | 0% | 0 | 0 | 0
Econ | Assembly | Space Cooling | Central chillers inside | RIM | New | NN3961 | Infiltration Reduction - Air Sealing | Infiltration Reduction - Air Sealing | NonEquip | 11 |  | 0% | Tech/Econ | 0.9326% | 0 | 0 | 0
Econ | Assembly | Space Cooling | Central chillers inside | RIM | New | NN3597 | Energy Recovery Ventilation System (ERV) | Energy Recovery Ventilation System (ERV) | NonEquip | 15 | Packaged air conditioning units (RTUs) | 0% | Tech/Econ | 18.24% | 0 | 0 | 0
Econ | Assembly | Space Cooling | Central chillers inside | RIM | New | NN3519 | Duct Sealing Repair | Duct Sealing Repair | NonEquip | 15 |  | 0% | Tech/Econ | 12% | 0 | 0 | 0
Econ | Assembly | Space Cooling | Central chillers inside | RIM | New | NN3467 | Duct Insulation | Duct Insulation | NonEquip | 15 |  | 0% | Tech/Econ | 2.045% | 0 | 0 | 0
Econ | Assembly | Space Cooling | Central chillers inside | RIM | Existing | NE4182 | Thermal Energy Storage | Thermal Energy Storage | NonEquip | 20 |  | 50% | Tech/Econ | 0% | 0.0079703 | -4.0857e-05 | -2.6796e-06
Econ | Assembly | Space Cooling | Central chillers inside | RIM | Existing | NE3948 | Infiltration Reduction - Air Sealing | Infiltration Reduction - Air Sealing | NonEquip | 11 |  | 0% | Tech/Econ | 0.9326% | 0 | 0 | 0
Econ | Assembly | Space Cooling | Central chillers inside | RIM | Existing | NE3584 | Energy Recovery Ventilation System (ERV) | Energy Recovery Ventilation System (ERV) | NonEquip | 15 | Packaged air conditioning units (RTUs) | 0% | Tech/Econ | 18.24% | 0 | 0 | 0
Econ | Assembly | Space Cooling | Central chillers inside | RIM | Existing | NE3506 | Duct Sealing Repair | Duct Sealing Repair | NonEquip | 15 |  | 0% | Tech/Econ | 12% | 0 | 0 | 0
Econ | Assembly | Space Cooling | Central chillers inside | RIM | Existing | NE3454 | Duct Insulation | Duct Insulation | NonEquip | 15 |  | 0% | Tech/Econ | 2.045% | 0 | 0 | 0
Econ | Assembly | Space Heating | Boilers | RIM | New | NN3935 | Infiltration Reduction - Air Sealing | Infiltration Reduction - Air Sealing | NonEquip | 11 |  | 0% | Tech/Econ | 0.3267% | 0 | 0 | 0
Econ | Assembly | Space Heating | Boilers | RIM | New | NN3545 | Duct Sealing Repair | Duct Sealing Repair | NonEquip | 15 |  | 0% | Tech/Econ | 12% | 0 | 0 | 0
Econ | Assembly | Space Heating | Boilers | RIM | New | NN3493 | Duct Insulation | Duct Insulation | NonEquip | 15 |  | 0% | Tech/Econ | 2.045% | 0 | 0 | 0
Econ | Assembly | Space Heating | Boilers | RIM | Existing | NE3922 | Infiltration Reduction - Air Sealing | Infiltration Reduction - Air Sealing | NonEquip | 11 |  | 0% | Tech/Econ | 0.3605% | 0 | 0 | 0
Econ | Assembly | Space Heating | Boilers | RIM | Existing | NE3532 | Duct Sealing Repair | Duct Sealing Repair | NonEquip | 15 |  | 0% | Tech/Econ | 12% | 0 | 0 | 0
Econ | Assembly | Space Heating | Boilers | RIM | Existing | NE3480 | Duct Insulation | Duct Insulation | NonEquip | 15 |  | 0% | Tech/Econ | 2.045% | 0 | 0 | 0
Econ | College and University | Space Cooling | Residential-type central air conditioners | RIM | New | NN4196 | Thermal Energy Storage | Thermal Energy Storage | NonEquip | 20 |  | 66.67% | Tech/Econ | 0% | 0 | 0 | 0
Econ | College and University | Space Cooling | Residential-type central air conditioners | RIM | New | NN3962 | Infiltration Reduction - Air Sealing | Infiltration Reduction - Air Sealing | NonEquip | 11 |  | 0% | Tech/Econ | 0.1561% | 0 | 0 | 0
Econ | College and University | Space Cooling | Residential-type central air conditioners | RIM | New | NN3598 | Energy Recovery Ventilation System (ERV) | Energy Recovery Ventilation System (ERV) | NonEquip | 15 | Packaged air conditioning units (RTUs) | 0% | Tech/Econ | 10.24% | 0 | 0 | 0
Econ | College and University | Space Cooling | Residential-type central air conditioners | RIM | New | NN3520 | Duct Sealing Repair | Duct Sealing Repair | NonEquip | 15 |  | 0% | Tech/Econ | 12% | 0 | 0 | 0
Econ | College and University | Space Cooling | Residential-type central air conditioners | RIM | New | NN3468 | Duct Insulation | Duct Insulation | NonEquip | 15 |  | 0% | Tech/Econ | 2.045% | 0 | 0 | 0
Econ | College and University | Space Cooling | Residential-type central air conditioners | RIM | Existing | NE4183 | Thermal Energy Storage | Thermal Energy Storage | NonEquip | 20 |  | 66.67% | Tech/Econ | 0% | 1.2144e-05 | -6.2249e-08 | -4.0826e-09
Econ | College and University | Space Cooling | Residential-type central air conditioners | RIM | Existing | NE3949 | Infiltration Reduction - Air Sealing | Infiltration Reduction - Air Sealing | NonEquip | 11 |  | 0% | Tech/Econ | 0.1561% | 0 | 0 | 0
Econ | College and University | Space Cooling | Residential-type central air conditioners | RIM | Existing | NE3585 | Energy Recovery Ventilation System (ERV) | Energy Recovery Ventilation System (ERV) | NonEquip | 15 | Packaged air conditioning units (RTUs) | 0% | Tech/Econ | 10.24% | 0 | 0 | 0
Econ | College and University | Space Cooling | Residential-type central air conditioners | RIM | Existing | NE3507 | Duct Sealing Repair | Duct Sealing Repair | NonEquip | 15 |  | 0% | Tech/Econ | 12% | 0 | 0 | 0
Econ | College and University | Space Cooling | Residential-type central air conditioners | RIM | Existing | NE3455 | Duct Insulation | Duct Insulation | NonEquip | 15 |  | 0% | Tech/Econ | 2.045% | 0 | 0 | 0
Econ | College and University | Space Heating | Residential/split system heat pump | RIM | New | NN3936 | Infiltration Reduction - Air Sealing | Infiltration Reduction - Air Sealing | NonEquip | 11 |  | 0% | Tech/Econ | 0.0547% | 0 | 0 | 0
Econ | College and University | Space Heating | Residential/split system heat pump | RIM | New | NN3546 | Duct Sealing Repair | Duct Sealing Repair | NonEquip | 15 |  | 0% | Tech/Econ | 12% | 0 | 0 | 0
Econ | College and University | Space Heating | Residential/split system heat pump | RIM | New | NN3494 | Duct Insulation | Duct Insulation | NonEquip | 15 |  | 0% | Tech/Econ | 2.045% | 0 | 0 | 0
Econ | College and University | Space Heating | Residential/split system heat pump | RIM | Existing | NE3923 | Infiltration Reduction - Air Sealing | Infiltration Reduction - Air Sealing | NonEquip | 11 |  | 0% | Tech/Econ | 0.06036% | 0 | 0 | 0
Econ | College and University | Space Heating | Residential/split system heat pump | RIM | Existing | NE3533 | Duct Sealing Repair | Duct Sealing Repair | NonEquip | 15 |  | 0% | Tech/Econ | 12% | 0 | 0 | 0
Econ | College and University | Space Heating | Residential/split system heat pump | RIM | Existing | NE3481 | Duct Insulation | Duct Insulation | NonEquip | 15 |  | 0% | Tech/Econ | 2.045% | 0 | 0 | 0
Econ | College and University | Space Heating | Packaged central unit | RIM | New | NN3936 | Infiltration Reduction - Air Sealing | Infiltration Reduction - Air Sealing | NonEquip | 11 |  | 0% | Tech/Econ | 0.0547% | 0 | 0 | 0
Econ | College and University | Space Heating | Packaged central unit | RIM | New | NN3546 | Duct Sealing Repair | Duct Sealing Repair | NonEquip | 15 |  | 0% | Tech/Econ | 12% | 0 | 0 | 0
Econ | College and University | Space Heating | Packaged central unit | RIM | New | NN3494 | Duct Insulation | Duct Insulation | NonEquip | 15 |  | 0% | Tech/Econ | 2.045% | 0 | 0 | 0
Econ | College and University | Space Heating | Packaged central unit | RIM | Existing | NE3923 | Infiltration Reduction - Air Sealing | Infiltration Reduction - Air Sealing | NonEquip | 11 |  | 0% | Tech/Econ | 0.06036% | 0 | 0 | 0
Econ | College and University | Space Heating | Packaged central unit | RIM | Existing | NE3533 | Duct Sealing Repair | Duct Sealing Repair | NonEquip | 15 |  | 0% | Tech/Econ | 12% | 0 | 0 | 0
Econ | College and University | Space Heating | Packaged central unit | RIM | Existing | NE3481 | Duct Insulation | Duct Insulation | NonEquip | 15 |  | 0% | Tech/Econ | 2.045% | 0 | 0 | 0
Econ | College and University | Space Cooling | Packaged air conditioning units (RTUs) | RIM | New | NN4196 | Thermal Energy Storage | Thermal Energy Storage | NonEquip | 20 |  | 66.67% | Tech/Econ | 0% | 0 | 0 | 0
Econ | College and University | Space Cooling | Packaged air conditioning units (RTUs) | RIM | New | NN3962 | Infiltration Reduction - Air Sealing | Infiltration Reduction - Air Sealing | NonEquip | 11 |  | 0% | Tech/Econ | 0.1561% | 0 | 0 | 0
Econ | College and University | Space Cooling | Packaged air conditioning units (RTUs) | RIM | New | NN3598 | Energy Recovery Ventilation System (ERV) | Energy Recovery Ventilation System (ERV) | NonEquip | 15 | Packaged air conditioning units (RTUs) | 34.81% | Tech/Econ | 10.24% | 126.6478 | 0.1857 | 0.035988
Econ | College and University | Space Cooling | Packaged air conditioning units (RTUs) | RIM | New | NN3520 | Duct Sealing Repair | Duct Sealing Repair | NonEquip | 15 |  | 0% | Tech/Econ | 12% | 0 | 0 | 0
Econ | College and University | Space Cooling | Packaged air conditioning units (RTUs) | RIM | New | NN3468 | Duct Insulation | Duct Insulation | NonEquip | 15 |  | 0% | Tech/Econ | 2.045% | 0 | 0 | 0
Econ | College and University | Space Cooling | Packaged air conditioning units (RTUs) | RIM | Existing | NE4183 | Thermal Energy Storage | Thermal Energy Storage | NonEquip | 20 |  | 66.67% | Tech/Econ | 0% | 0.00028954 | -1.4842e-06 | -9.7342e-08
Econ | College and University | Space Cooling | Packaged air conditioning units (RTUs) | RIM | Existing | NE3949 | Infiltration Reduction - Air Sealing | Infiltration Reduction - Air Sealing | NonEquip | 11 |  | 0% | Tech/Econ | 0.1561% | 0 | 0 | 0
Econ | College and University | Space Cooling | Packaged air conditioning units (RTUs) | RIM | Existing | NE3585 | Energy Recovery Ventilation System (ERV) | Energy Recovery Ventilation System (ERV) | NonEquip | 15 | Packaged air conditioning units (RTUs) | 34.81% | Tech/Econ | 10.24% | 16987.9246 | 24.9089 | 4.8273
Econ | College and University | Space Cooling | Packaged air conditioning units (RTUs) | RIM | Existing | NE3507 | Duct Sealing Repair | Duct Sealing Repair | NonEquip | 15 |  | 0% | Tech/Econ | 12% | 0 | 0 | 0
Econ | College and University | Space Cooling | Packaged air conditioning units (RTUs) | RIM | Existing | NE3455 | Duct Insulation | Duct Insulation | NonEquip | 15 |  | 0% | Tech/Econ | 2.045% | 0 | 0 | 0
Econ | College and University | Space Heating | Individual room heating | RIM | New | NN3936 | Infiltration Reduction - Air Sealing | Infiltration Reduction - Air Sealing | NonEquip | 11 |  | 0% | Tech/Econ | 0.0547% | 0 | 0 | 0
Econ | College and University | Space Heating | Individual room heating | RIM | New | NN3546 | Duct Sealing Repair | Duct Sealing Repair | NonEquip | 15 |  | 0% | Tech/Econ | 12% | 0 | 0 | 0
Econ | College and University | Space Heating | Individual room heating | RIM | New | NN3494 | Duct Insulation | Duct Insulation | NonEquip | 15 |  | 0% | Tech/Econ | 2.045% | 0 | 0 | 0
Econ | College and University | Space Heating | Individual room heating | RIM | Existing | NE3923 | Infiltration Reduction - Air Sealing | Infiltration Reduction - Air Sealing | NonEquip | 11 |  | 0% | Tech/Econ | 0.06036% | 0 | 0 | 0
Econ | College and University | Space Heating | Individual room heating | RIM | Existing | NE3533 | Duct Sealing Repair | Duct Sealing Repair | NonEquip | 15 |  | 0% | Tech/Econ | 12% | 0 | 0 | 0
Econ | College and University | Space Heating | Individual room heating | RIM | Existing | NE3481 | Duct Insulation | Duct Insulation | NonEquip | 15 |  | 0% | Tech/Econ | 2.045% | 0 | 0 | 0
Econ | College and University | Space Cooling | Individual room air conditioners | RIM | New | NN4196 | Thermal Energy Storage | Thermal Energy Storage | NonEquip | 20 |  | 66.67% | Tech/Econ | 0% | 0 | 0 | 0
Econ | College and University | Space Cooling | Individual room air conditioners | RIM | New | NN3962 | Infiltration Reduction - Air Sealing | Infiltration Reduction - Air Sealing | NonEquip | 11 |  | 0% | Tech/Econ | 0.1561% | 0 | 0 | 0
Econ | College and University | Space Cooling | Individual room air conditioners | RIM | New | NN3598 | Energy Recovery Ventilation System (ERV) | Energy Recovery Ventilation System (ERV) | NonEquip | 15 | Packaged air conditioning units (RTUs) | 0% | Tech/Econ | 10.24% | 0 | 0 | 0
Econ | College and University | Space Cooling | Individual room air conditioners | RIM | New | NN3520 | Duct Sealing Repair | Duct Sealing Repair | NonEquip | 15 |  | 0% | Tech/Econ | 12% | 0 | 0 | 0
Econ | College and University | Space Cooling | Individual room air conditioners | RIM | New | NN3468 | Duct Insulation | Duct Insulation | NonEquip | 15 |  | 0% | Tech/Econ | 2.045% | 0 | 0 | 0
Econ | College and University | Space Cooling | Individual room air conditioners | RIM | Existing | NE4183 | Thermal Energy Storage | Thermal Energy Storage | NonEquip | 20 |  | 66.67% | Tech/Econ | 0% | 3.933e-05 | -2.0161e-07 | -1.3223e-08
Econ | College and University | Space Cooling | Individual room air conditioners | RIM | Existing | NE3949 | Infiltration Reduction - Air Sealing | Infiltration Reduction - Air Sealing | NonEquip | 11 |  | 0% | Tech/Econ | 0.1561% | 0 | 0 | 0
Econ | College and University | Space Cooling | Individual room air conditioners | RIM | Existing | NE3585 | Energy Recovery Ventilation System (ERV) | Energy Recovery Ventilation System (ERV) | NonEquip | 15 | Packaged air conditioning units (RTUs) | 0% | Tech/Econ | 10.24% | 0 | 0 | 0
Econ | College and University | Space Cooling | Individual room air conditioners | RIM | Existing | NE3507 | Duct Sealing Repair | Duct Sealing Repair | NonEquip | 15 |  | 0% | Tech/Econ | 12% | 0 | 0 | 0
Econ | College and University | Space Cooling | Individual room air conditioners | RIM | Existing | NE3455 | Duct Insulation | Duct Insulation | NonEquip | 15 |  | 0% | Tech/Econ | 2.045% | 0 | 0 | 0
Econ | College and University | Space Heating | Forced air furnace | RIM | New | NN3936 | Infiltration Reduction - Air Sealing | Infiltration Reduction - Air Sealing | NonEquip | 11 |  | 0% | Tech/Econ | 0.0547% | 0 | 0 | 0
Econ | College and University | Space Heating | Forced air furnace | RIM | New | NN3546 | Duct Sealing Repair | Duct Sealing Repair | NonEquip | 15 |  | 0% | Tech/Econ | 12% | 0 | 0 | 0
Econ | College and University | Space Heating | Forced air furnace | RIM | New | NN3494 | Duct Insulation | Duct Insulation | NonEquip | 15 |  | 0% | Tech/Econ | 2.045% | 0 | 0 | 0
Econ | College and University | Space Heating | Forced air furnace | RIM | Existing | NE3923 | Infiltration Reduction - Air Sealing | Infiltration Reduction - Air Sealing | NonEquip | 11 |  | 0% | Tech/Econ | 0.06036% | 0 | 0 | 0
Econ | College and University | Space Heating | Forced air furnace | RIM | Existing | NE3533 | Duct Sealing Repair | Duct Sealing Repair | NonEquip | 15 |  | 0% | Tech/Econ | 12% | 0 | 0 | 0
Econ | College and University | Space Heating | Forced air furnace | RIM | Existing | NE3481 | Duct Insulation | Duct Insulation | NonEquip | 15 |  | 0% | Tech/Econ | 2.045% | 0 | 0 | 0
Econ | College and University | Space Cooling | District chilled water piped | RIM | New | NN4196 | Thermal Energy Storage | Thermal Energy Storage | NonEquip | 20 |  | 66.67% | Tech/Econ | 0% | 0 | 0 | 0
Econ | College and University | Space Cooling | District chilled water piped | RIM | New | NN3962 | Infiltration Reduction - Air Sealing | Infiltration Reduction - Air Sealing | NonEquip | 11 |  | 0% | Tech/Econ | 0.1561% | 0 | 0 | 0
Econ | College and University | Space Cooling | District chilled water piped | RIM | New | NN3598 | Energy Recovery Ventilation System (ERV) | Energy Recovery Ventilation System (ERV) | NonEquip | 15 | Packaged air conditioning units (RTUs) | 0% | Tech/Econ | 10.24% | 0 | 0 | 0
Econ | College and University | Space Cooling | District chilled water piped | RIM | New | NN3520 | Duct Sealing Repair | Duct Sealing Repair | NonEquip | 15 |  | 0% | Tech/Econ | 12% | 0 | 0 | 0
Econ | College and University | Space Cooling | District chilled water piped | RIM | New | NN3468 | Duct Insulation | Duct Insulation | NonEquip | 15 |  | 0% | Tech/Econ | 2.045% | 0 | 0 | 0
Econ | College and University | Space Cooling | District chilled water piped | RIM | Existing | NE4183 | Thermal Energy Storage | Thermal Energy Storage | NonEquip | 20 |  | 66.67% | Tech/Econ | 0% | 0.0074546 | -3.8213e-05 | -2.5062e-06
Econ | College and University | Space Cooling | District chilled water piped | RIM | Existing | NE3949 | Infiltration Reduction - Air Sealing | Infiltration Reduction - Air Sealing | NonEquip | 11 |  | 0% | Tech/Econ | 0.1561% | 0 | 0 | 0
Econ | College and University | Space Cooling | District chilled water piped | RIM | Existing | NE3585 | Energy Recovery Ventilation System (ERV) | Energy Recovery Ventilation System (ERV) | NonEquip | 15 | Packaged air conditioning units (RTUs) | 0% | Tech/Econ | 10.24% | 0 | 0 | 0
Econ | College and University | Space Cooling | District chilled water piped | RIM | Existing | NE3507 | Duct Sealing Repair | Duct Sealing Repair | NonEquip | 15 |  | 0% | Tech/Econ | 12% | 0 | 0 | 0
Econ | College and University | Space Cooling | District chilled water piped | RIM | Existing | NE3455 | Duct Insulation | Duct Insulation | NonEquip | 15 |  | 0% | Tech/Econ | 2.045% | 0 | 0 | 0
Econ | College and University | Space Cooling | Central chillers inside | RIM | New | NN4196 | Thermal Energy Storage | Thermal Energy Storage | NonEquip | 20 |  | 66.67% | Tech/Econ | 0% | 0 | 0 | 0
Econ | College and University | Space Cooling | Central chillers inside | RIM | New | NN3962 | Infiltration Reduction - Air Sealing | Infiltration Reduction - Air Sealing | NonEquip | 11 |  | 0% | Tech/Econ | 0.1561% | 0 | 0 | 0
Econ | College and University | Space Cooling | Central chillers inside | RIM | New | NN3598 | Energy Recovery Ventilation System (ERV) | Energy Recovery Ventilation System (ERV) | NonEquip | 15 | Packaged air conditioning units (RTUs) | 0% | Tech/Econ | 10.24% | 0 | 0 | 0
Econ | College and University | Space Cooling | Central chillers inside | RIM | New | NN3520 | Duct Sealing Repair | Duct Sealing Repair | NonEquip | 15 |  | 0% | Tech/Econ | 12% | 0 | 0 | 0
Econ | College and University | Space Cooling | Central chillers inside | RIM | New | NN3468 | Duct Insulation | Duct Insulation | NonEquip | 15 |  | 0% | Tech/Econ | 2.045% | 0 | 0 | 0
Econ | College and University | Space Cooling | Central chillers inside | RIM | Existing | NE4183 | Thermal Energy Storage | Thermal Energy Storage | NonEquip | 20 |  | 66.67% | Tech/Econ | 0% | 0.00060068 | -3.0792e-06 | -2.0195e-07
Econ | College and University | Space Cooling | Central chillers inside | RIM | Existing | NE3949 | Infiltration Reduction - Air Sealing | Infiltration Reduction - Air Sealing | NonEquip | 11 |  | 0% | Tech/Econ | 0.1561% | 0 | 0 | 0
Econ | College and University | Space Cooling | Central chillers inside | RIM | Existing | NE3585 | Energy Recovery Ventilation System (ERV) | Energy Recovery Ventilation System (ERV) | NonEquip | 15 | Packaged air conditioning units (RTUs) | 0% | Tech/Econ | 10.24% | 0 | 0 | 0
Econ | College and University | Space Cooling | Central chillers inside | RIM | Existing | NE3507 | Duct Sealing Repair | Duct Sealing Repair | NonEquip | 15 |  | 0% | Tech/Econ | 12% | 0 | 0 | 0
Econ | College and University | Space Cooling | Central chillers inside | RIM | Existing | NE3455 | Duct Insulation | Duct Insulation | NonEquip | 15 |  | 0% | Tech/Econ | 2.045% | 0 | 0 | 0
Econ | College and University | Space Heating | Boilers | RIM | New | NN3936 | Infiltration Reduction - Air Sealing | Infiltration Reduction - Air Sealing | NonEquip | 11 |  | 0% | Tech/Econ | 0.0547% | 0 | 0 | 0
Econ | College and University | Space Heating | Boilers | RIM | New | NN3546 | Duct Sealing Repair | Duct Sealing Repair | NonEquip | 15 |  | 0% | Tech/Econ | 12% | 0 | 0 | 0
Econ | College and University | Space Heating | Boilers | RIM | New | NN3494 | Duct Insulation | Duct Insulation | NonEquip | 15 |  | 0% | Tech/Econ | 2.045% | 0 | 0 | 0
Econ | College and University | Space Heating | Boilers | RIM | Existing | NE3923 | Infiltration Reduction - Air Sealing | Infiltration Reduction - Air Sealing | NonEquip | 11 |  | 0% | Tech/Econ | 0.06036% | 0 | 0 | 0
Econ | College and University | Space Heating | Boilers | RIM | Existing | NE3533 | Duct Sealing Repair | Duct Sealing Repair | NonEquip | 15 |  | 0% | Tech/Econ | 12% | 0 | 0 | 0
Econ | College and University | Space Heating | Boilers | RIM | Existing | NE3481 | Duct Insulation | Duct Insulation | NonEquip | 15 |  | 0% | Tech/Econ | 2.045% | 0 | 0 | 0
Econ | Grocery | Refrigeration | Walk-in cooler | RIM | Existing | NE5302 | Retro-Commissioning | Retro-Commissioning | NonEquip | 5 |  | 21.99% | Tech/Econ | 16% | 494232.8179 | 152.5927 | 295.6639
Econ | Grocery | Refrigeration | Vending and ice makers | RIM | Existing | NE5302 | Retro-Commissioning | Retro-Commissioning | NonEquip | 5 |  | 21.99% | Tech/Econ | 16% | 604566.4226 | 186.6578 | 361.6685
Econ | Grocery | Exterior Lighting | Street lighting | RIM | Existing | NE5276 | Retro-Commissioning | Retro-Commissioning | NonEquip | 5 |  | 21.99% | Tech/Econ | 16% | 768.2303 | 0 | 0.45958
Econ | Grocery | Exterior Lighting | Spot lighting/Security/Flood | RIM | Existing | NE5276 | Retro-Commissioning | Retro-Commissioning | NonEquip | 5 |  | 21.99% | Tech/Econ | 16% | 768.2303 | 0 | 0.45958
Econ | Grocery | Interior Lighting | Spot lighting | RIM | Existing | NE5250 | Retro-Commissioning | Retro-Commissioning | NonEquip | 5 |  | 21.99% | Tech/Econ | 16% | 50.7263 | 0.015662 | 0.030346
Econ | Grocery | Space Cooling | Residential-type central air conditioners | RIM | New | NN4197 | Thermal Energy Storage | Thermal Energy Storage | NonEquip | 20 |  | 33.33% | Tech/Econ | 0% | 0 | 0 | 0
Econ | Grocery | Space Cooling | Residential-type central air conditioners | RIM | New | NN3963 | Infiltration Reduction - Air Sealing | Infiltration Reduction - Air Sealing | NonEquip | 11 |  | 0% | Tech/Econ | 0.3873% | 0 | 0 | 0
Econ | Grocery | Space Cooling | Residential-type central air conditioners | RIM | New | NN3599 | Energy Recovery Ventilation System (ERV) | Energy Recovery Ventilation System (ERV) | NonEquip | 15 | Packaged air conditioning units (RTUs) | 0% | Tech/Econ | 9.935% | 0 | 0 | 0
Econ | Grocery | Space Cooling | Residential-type central air conditioners | RIM | New | NN3521 | Duct Sealing Repair | Duct Sealing Repair | NonEquip | 15 |  | 0% | Tech/Econ | 12% | 0 | 0 | 0
Econ | Grocery | Space Cooling | Residential-type central air conditioners | RIM | New | NN3469 | Duct Insulation | Duct Insulation | NonEquip | 15 |  | 0% | Tech/Econ | 2.045% |  | 0 | 0
Econ | Grocery | Space Cooling | Residential-type central air conditioners | RIM | Existing | NE5354 | Retro-Commissioning | Retro-Commissioning | NonEquip | 5 |  | 21.99% | Tech/Econ | 16% | 0 | 0 | 0
Econ | Grocery | Space Cooling | Residential-type central air conditioners | RIM | Existing | NE4184 | Thermal Energy Storage | Thermal Energy Storage | NonEquip | 20 |  | 33.33% | Tech/Econ | 0% | 0 | 0 | 0
Econ | Grocery | Space Cooling | Residential-type central air conditioners | RIM | Existing | NE3950 | Infiltration Reduction - Air Sealing | Infiltration Reduction - Air Sealing | NonEquip | 11 |  | 0% | Tech/Econ | 0.3873% | 0 | 0 | 0
Econ | Grocery | Space Cooling | Residential-type central air conditioners | RIM | Existing | NE3586 | Energy Recovery Ventilation System (ERV) | Energy Recovery Ventilation System (ERV) | NonEquip | 15 | Packaged air conditioning units (RTUs) | 0% | Tech/Econ | 9.935% | 0 | 0 | 0
Econ | Grocery | Space Cooling | Residential-type central air conditioners | RIM | Existing | NE3508 | Duct Sealing Repair | Duct Sealing Repair | NonEquip | 15 |  | 0% | Tech/Econ | 12% | 0 | 0 | 0
Econ | Grocery | Space Cooling | Residential-type central air conditioners | RIM | Existing | NE3456 | Duct Insulation | Duct Insulation | NonEquip | 15 |  | 0% | Tech/Econ | 2.045% | 0 | 0 | 0
Econ | Grocery | Space Heating | Residential/split system heat pump | RIM | New | NN3937 | Infiltration Reduction - Air Sealing | Infiltration Reduction - Air Sealing | NonEquip | 11 |  | 0% | Tech/Econ | 0.1357% | 0 | 0 | 0
Econ | Grocery | Space Heating | Residential/split system heat pump | RIM | New | NN3547 | Duct Sealing Repair | Duct Sealing Repair | NonEquip | 15 |  | 0% | Tech/Econ | 12% | 0 | 0 | 0
Econ | Grocery | Space Heating | Residential/split system heat pump | RIM | New | NN3495 | Duct Insulation | Duct Insulation | NonEquip | 15 |  | 0% | Tech/Econ | 2.045% |  | 0 | 0
Econ | Grocery | Space Heating | Residential/split system heat pump | RIM | Existing | NE5328 | Retro-Commissioning | Retro-Commissioning | NonEquip | 5 |  | 21.99% | Tech/Econ | 16% | 32685.2983 | 0 | 19.5533
Econ | Grocery | Space Heating | Residential/split system heat pump | RIM | Existing | NE3924 | Infiltration Reduction - Air Sealing | Infiltration Reduction - Air Sealing | NonEquip | 11 |  | 0% | Tech/Econ | 0.1497% | 0 | 0 | 0
Econ | Grocery | Space Heating | Residential/split system heat pump | RIM | Existing | NE3534 | Duct Sealing Repair | Duct Sealing Repair | NonEquip | 15 |  | 0% | Tech/Econ | 12% | 0 | 0 | 0
Econ | Grocery | Space Heating | Residential/split system heat pump | RIM | Existing | NE3482 | Duct Insulation | Duct Insulation | NonEquip | 15 |  | 0% | Tech/Econ | 2.045% | 0 | 0 | 0
Econ | Grocery | Refrigeration | Residential style | RIM | Existing | NE5302 | Retro-Commissioning | Retro-Commissioning | NonEquip | 5 |  | 21.99% | Tech/Econ | 16% | 8877.9251 | 2.741 | 5.311
Econ | Grocery | Miscellaneous | Pool pump | RIM | Existing | NE5432 | Retro-Commissioning | Retro-Commissioning | NonEquip | 5 |  | 21.99% | Tech/Econ | 16% | 0 | 0 | 0
Econ | Grocery | Space Heating | Packaged central unit | RIM | New | NN3937 | Infiltration Reduction - Air Sealing | Infiltration Reduction - Air Sealing | NonEquip | 11 |  | 0% | Tech/Econ | 0.1357% | 0 | 0 | 0
Econ | Grocery | Space Heating | Packaged central unit | RIM | New | NN3547 | Duct Sealing Repair | Duct Sealing Repair | NonEquip | 15 |  | 0% | Tech/Econ | 12% | 0 | 0 | 0
Econ | Grocery | Space Heating | Packaged central unit | RIM | New | NN3495 | Duct Insulation | Duct Insulation | NonEquip | 15 |  | 0% | Tech/Econ | 2.045% |  | 0 | 0
Econ | Grocery | Space Heating | Packaged central unit | RIM | Existing | NE5328 | Retro-Commissioning | Retro-Commissioning | NonEquip | 5 |  | 21.99% | Tech/Econ | 16% | 217955.6538 | 0 | 130.3872
Econ | Grocery | Space Heating | Packaged central unit | RIM | Existing | NE3924 | Infiltration Reduction - Air Sealing | Infiltration Reduction - Air Sealing | NonEquip | 11 |  | 0% | Tech/Econ | 0.1497% | 0 | 0 | 0
Econ | Grocery | Space Heating | Packaged central unit | RIM | Existing | NE3534 | Duct Sealing Repair | Duct Sealing Repair | NonEquip | 15 |  | 0% | Tech/Econ | 12% | 0 | 0 | 0
Econ | Grocery | Space Heating | Packaged central unit | RIM | Existing | NE3482 | Duct Insulation | Duct Insulation | NonEquip | 15 |  | 0% | Tech/Econ | 2.045% | 0 | 0 | 0
Econ | Grocery | Space Cooling | Packaged air conditioning units (RTUs) | RIM | New | NN4197 | Thermal Energy Storage | Thermal Energy Storage | NonEquip | 20 |  | 33.33% | Tech/Econ | 0% | 0 | 0 | 0
Econ | Grocery | Space Cooling | Packaged air conditioning units (RTUs) | RIM | New | NN3963 | Infiltration Reduction - Air Sealing | Infiltration Reduction - Air Sealing | NonEquip | 11 |  | 0% | Tech/Econ | 0.3873% | 0 | 0 | 0
Econ | Grocery | Space Cooling | Packaged air conditioning units (RTUs) | RIM | New | NN3599 | Energy Recovery Ventilation System (ERV) | Energy Recovery Ventilation System (ERV) | NonEquip | 15 | Packaged air conditioning units (RTUs) | 48.99% | Tech/Econ | 9.935% | 13335.5793 | 19.5536 | 3.7894
Econ | Grocery | Space Cooling | Packaged air conditioning units (RTUs) | RIM | New | NN3521 | Duct Sealing Repair | Duct Sealing Repair | NonEquip | 15 |  | 0% | Tech/Econ | 12% | 0 | 0 | 0
Econ | Grocery | Space Cooling | Packaged air conditioning units (RTUs) | RIM | New | NN3469 | Duct Insulation | Duct Insulation | NonEquip | 15 |  | 0% | Tech/Econ | 2.045% |  | 0 | 0
Econ | Grocery | Space Cooling | Packaged air conditioning units (RTUs) | RIM | Existing | NE5354 | Retro-Commissioning | Retro-Commissioning | NonEquip | 5 |  | 21.99% | Tech/Econ | 16% | 730378.4723 | 225.5018 | 0
Econ | Grocery | Space Cooling | Packaged air conditioning units (RTUs) | RIM | Existing | NE4184 | Thermal Energy Storage | Thermal Energy Storage | NonEquip | 20 |  | 33.33% | Tech/Econ | 0% | 0.0035867 | -1.8386e-05 | -1.2058e-06
Econ | Grocery | Space Cooling | Packaged air conditioning units (RTUs) | RIM | Existing | NE3950 | Infiltration Reduction - Air Sealing | Infiltration Reduction - Air Sealing | NonEquip | 11 |  | 0% | Tech/Econ | 0.3873% | 0 | 0 | 0
Econ | Grocery | Space Cooling | Packaged air conditioning units (RTUs) | RIM | Existing | NE3586 | Energy Recovery Ventilation System (ERV) | Energy Recovery Ventilation System (ERV) | NonEquip | 15 | Packaged air conditioning units (RTUs) | 48.99% | Tech/Econ | 9.935% | 1062114.371 | 1557.348 | 301.8091
Econ | Grocery | Space Cooling | Packaged air conditioning units (RTUs) | RIM | Existing | NE3508 | Duct Sealing Repair | Duct Sealing Repair | NonEquip | 15 |  | 0% | Tech/Econ | 12% | 0 | 0 | 0
Econ | Grocery | Space Cooling | Packaged air conditioning units (RTUs) | RIM | Existing | NE3456 | Duct Insulation | Duct Insulation | NonEquip | 15 |  | 0% | Tech/Econ | 2.045% | 0 | 0 | 0
Econ | Grocery | Interior Lighting | Overhead (fluorescent/LED/CFL U-shape) | RIM | Existing | NE5250 | Retro-Commissioning | Retro-Commissioning | NonEquip | 5 |  | 21.99% | Tech/Econ | 16% | 494581.8025 | 152.7004 | 295.8727
Econ | Grocery | Miscellaneous | Others | RIM | Existing | NE5432 | Retro-Commissioning | Retro-Commissioning | NonEquip | 5 |  | 21.99% | Tech/Econ | 16% | 198379.3945 | 61.2489 | 118.6761
Econ | Grocery | Ventilation and Circulation | Motor/Fan | RIM | Existing | NE5380 | Retro-Commissioning | Retro-Commissioning | NonEquip | 5 |  | 21.99% | Tech/Econ | 16% | 1564.095 | 0.48291 | 0.93569
Econ | Grocery | Miscellaneous | Medical equipment | RIM | Existing | NE5432 | Retro-Commissioning | Retro-Commissioning | NonEquip | 5 |  | 21.99% | Tech/Econ | 16% | 0 | 0 | 0
Econ | Grocery | Refrigeration | Large cold storage | RIM | Existing | NE5302 | Retro-Commissioning | Retro-Commissioning | NonEquip | 5 |  | 21.99% | Tech/Econ | 16% | 20650.2739 | 6.3757 | 12.3536
Econ | Grocery | Miscellaneous | Laboratory equipment | RIM | Existing | NE5432 | Retro-Commissioning | Retro-Commissioning | NonEquip | 5 |  | 21.99% | Tech/Econ | 16% | 0 | 0 | 0
Econ | Grocery | Ventilation and Circulation | Individual room ventilation | RIM | Existing | NE5380 | Retro-Commissioning | Retro-Commissioning | NonEquip | 5 |  | 21.99% | Tech/Econ | 16% | 0 | 0 | 0
Econ | Grocery | Space Heating | Individual room heating | RIM | New | NN3937 | Infiltration Reduction - Air Sealing | Infiltration Reduction - Air Sealing | NonEquip | 11 |  | 0% | Tech/Econ | 0.1357% | 0 | 0 | 0
Econ | Grocery | Space Heating | Individual room heating | RIM | New | NN3547 | Duct Sealing Repair | Duct Sealing Repair | NonEquip | 15 |  | 0% | Tech/Econ | 12% | 0 | 0 | 0
Econ | Grocery | Space Heating | Individual room heating | RIM | New | NN3495 | Duct Insulation | Duct Insulation | NonEquip | 15 |  | 0% | Tech/Econ | 2.045% |  | 0 | 0
Econ | Grocery | Space Heating | Individual room heating | RIM | Existing | NE5328 | Retro-Commissioning | Retro-Commissioning | NonEquip | 5 |  | 21.99% | Tech/Econ | 16% | 0 | 0 | 0
Econ | Grocery | Space Heating | Individual room heating | RIM | Existing | NE3924 | Infiltration Reduction - Air Sealing | Infiltration Reduction - Air Sealing | NonEquip | 11 |  | 0% | Tech/Econ | 0.1497% | 0 | 0 | 0
Econ | Grocery | Space Heating | Individual room heating | RIM | Existing | NE3534 | Duct Sealing Repair | Duct Sealing Repair | NonEquip | 15 |  | 0% | Tech/Econ | 12% | 0 | 0 | 0
Econ | Grocery | Space Heating | Individual room heating | RIM | Existing | NE3482 | Duct Insulation | Duct Insulation | NonEquip | 15 |  | 0% | Tech/Econ | 2.045% | 0 | 0 | 0
Econ | Grocery | Space Cooling | Individual room air conditioners | RIM | New | NN4197 | Thermal Energy Storage | Thermal Energy Storage | NonEquip | 20 |  | 33.33% | Tech/Econ | 0% | 0 | 0 | 0
Econ | Grocery | Space Cooling | Individual room air conditioners | RIM | New | NN3963 | Infiltration Reduction - Air Sealing | Infiltration Reduction - Air Sealing | NonEquip | 11 |  | 0% | Tech/Econ | 0.3873% | 0 | 0 | 0
Econ | Grocery | Space Cooling | Individual room air conditioners | RIM | New | NN3599 | Energy Recovery Ventilation System (ERV) | Energy Recovery Ventilation System (ERV) | NonEquip | 15 | Packaged air conditioning units (RTUs) | 0% | Tech/Econ | 9.935% | 0 | 0 | 0
Econ | Grocery | Space Cooling | Individual room air conditioners | RIM | New | NN3521 | Duct Sealing Repair | Duct Sealing Repair | NonEquip | 15 |  | 0% | Tech/Econ | 12% | 0 | 0 | 0
Econ | Grocery | Space Cooling | Individual room air conditioners | RIM | New | NN3469 | Duct Insulation | Duct Insulation | NonEquip | 15 |  | 0% | Tech/Econ | 2.045% |  | 0 | 0
Econ | Grocery | Space Cooling | Individual room air conditioners | RIM | Existing | NE5354 | Retro-Commissioning | Retro-Commissioning | NonEquip | 5 |  | 21.99% | Tech/Econ | 16% | 18715.3152 | 5.7783 | 0
Econ | Grocery | Space Cooling | Individual room air conditioners | RIM | Existing | NE4184 | Thermal Energy Storage | Thermal Energy Storage | NonEquip | 20 |  | 33.33% | Tech/Econ | 0% | 8.7432e-05 | -4.4818e-07 | -2.9394e-08
Econ | Grocery | Space Cooling | Individual room air conditioners | RIM | Existing | NE3950 | Infiltration Reduction - Air Sealing | Infiltration Reduction - Air Sealing | NonEquip | 11 |  | 0% | Tech/Econ | 0.3873% | 0 | 0 | 0
Econ | Grocery | Space Cooling | Individual room air conditioners | RIM | Existing | NE3586 | Energy Recovery Ventilation System (ERV) | Energy Recovery Ventilation System (ERV) | NonEquip | 15 | Packaged air conditioning units (RTUs) | 0% | Tech/Econ | 9.935% | 0 | 0 | 0
Econ | Grocery | Space Cooling | Individual room air conditioners | RIM | Existing | NE3508 | Duct Sealing Repair | Duct Sealing Repair | NonEquip | 15 |  | 0% | Tech/Econ | 12% | 0 | 0 | 0
Econ | Grocery | Space Cooling | Individual room air conditioners | RIM | Existing | NE3456 | Duct Insulation | Duct Insulation | NonEquip | 15 |  | 0% | Tech/Econ | 2.045% | 0 | 0 | 0
Econ | Grocery | Interior Lighting | High bay | RIM | Existing | NE5250 | Retro-Commissioning | Retro-Commissioning | NonEquip | 5 |  | 21.99% | Tech/Econ | 16% | 811621.4194 | 250.5853 | 485.5346
Econ | Grocery | Space Heating | Forced air furnace | RIM | New | NN3937 | Infiltration Reduction - Air Sealing | Infiltration Reduction - Air Sealing | NonEquip | 11 |  | 0% | Tech/Econ | 0.1357% | 0 | 0 | 0
Econ | Grocery | Space Heating | Forced air furnace | RIM | New | NN3547 | Duct Sealing Repair | Duct Sealing Repair | NonEquip | 15 |  | 0% | Tech/Econ | 12% | 0 | 0 | 0
Econ | Grocery | Space Heating | Forced air furnace | RIM | New | NN3495 | Duct Insulation | Duct Insulation | NonEquip | 15 |  | 0% | Tech/Econ | 2.045% |  | 0 | 0
Econ | Grocery | Space Heating | Forced air furnace | RIM | Existing | NE5328 | Retro-Commissioning | Retro-Commissioning | NonEquip | 5 |  | 21.99% | Tech/Econ | 16% | 2274.0515 | 0 | 1.3604
Econ | Grocery | Space Heating | Forced air furnace | RIM | Existing | NE3924 | Infiltration Reduction - Air Sealing | Infiltration Reduction - Air Sealing | NonEquip | 11 |  | 0% | Tech/Econ | 0.1497% | 0 | 0 | 0
Econ | Grocery | Space Heating | Forced air furnace | RIM | Existing | NE3534 | Duct Sealing Repair | Duct Sealing Repair | NonEquip | 15 |  | 0% | Tech/Econ | 12% | 0 | 0 | 0
Econ | Grocery | Space Heating | Forced air furnace | RIM | Existing | NE3482 | Duct Insulation | Duct Insulation | NonEquip | 15 |  | 0% | Tech/Econ | 2.045% | 0 | 0 | 0
Econ | Grocery | Exterior Lighting | Exterior parking/lot lighting | RIM | Existing | NE5276 | Retro-Commissioning | Retro-Commissioning | NonEquip | 5 |  | 21.99% | Tech/Econ | 16% | 161328.3685 | 0 | 96.5111
Econ | Grocery | Exterior Lighting | Exterior marquis | RIM | Existing | NE5276 | Retro-Commissioning | Retro-Commissioning | NonEquip | 5 |  | 21.99% | Tech/Econ | 16% | 768.2303 | 0 | 0.45958
Econ | Grocery | Miscellaneous | Elevators/Escalators | RIM | Existing | NE5432 | Retro-Commissioning | Retro-Commissioning | NonEquip | 5 |  | 21.99% | Tech/Econ | 16% | 0 | 0 | 0
Econ | Grocery | Space Cooling | District chilled water piped | RIM | New | NN4197 | Thermal Energy Storage | Thermal Energy Storage | NonEquip | 20 |  | 33.33% | Tech/Econ | 0% | 0 | 0 | 0
Econ | Grocery | Space Cooling | District chilled water piped | RIM | New | NN3963 | Infiltration Reduction - Air Sealing | Infiltration Reduction - Air Sealing | NonEquip | 11 |  | 0% | Tech/Econ | 0.3873% | 0 | 0 | 0
Econ | Grocery | Space Cooling | District chilled water piped | RIM | New | NN3599 | Energy Recovery Ventilation System (ERV) | Energy Recovery Ventilation System (ERV) | NonEquip | 15 | Packaged air conditioning units (RTUs) | 0% | Tech/Econ | 9.935% | 0 | 0 | 0
Econ | Grocery | Space Cooling | District chilled water piped | RIM | New | NN3521 | Duct Sealing Repair | Duct Sealing Repair | NonEquip | 15 |  | 0% | Tech/Econ | 12% | 0 | 0 | 0
Econ | Grocery | Space Cooling | District chilled water piped | RIM | New | NN3469 | Duct Insulation | Duct Insulation | NonEquip | 15 |  | 0% | Tech/Econ | 2.045% |  | 0 | 0
Econ | Grocery | Space Cooling | District chilled water piped | RIM | Existing | NE5354 | Retro-Commissioning | Retro-Commissioning | NonEquip | 5 |  | 21.99% | Tech/Econ | 16% | 0 | 0 | 0
Econ | Grocery | Space Cooling | District chilled water piped | RIM | Existing | NE4184 | Thermal Energy Storage | Thermal Energy Storage | NonEquip | 20 |  | 33.33% | Tech/Econ | 0% | 0 | 0 | 0
Econ | Grocery | Space Cooling | District chilled water piped | RIM | Existing | NE3950 | Infiltration Reduction - Air Sealing | Infiltration Reduction - Air Sealing | NonEquip | 11 |  | 0% | Tech/Econ | 0.3873% | 0 | 0 | 0
Econ | Grocery | Space Cooling | District chilled water piped | RIM | Existing | NE3586 | Energy Recovery Ventilation System (ERV) | Energy Recovery Ventilation System (ERV) | NonEquip | 15 | Packaged air conditioning units (RTUs) | 0% | Tech/Econ | 9.935% | 0 | 0 | 0
Econ | Grocery | Space Cooling | District chilled water piped | RIM | Existing | NE3508 | Duct Sealing Repair | Duct Sealing Repair | NonEquip | 15 |  | 0% | Tech/Econ | 12% | 0 | 0 | 0
Econ | Grocery | Space Cooling | District chilled water piped | RIM | Existing | NE3456 | Duct Insulation | Duct Insulation | NonEquip | 15 |  | 0% | Tech/Econ | 2.045% | 0 | 0 | 0
Econ | Grocery | Refrigeration | Display cases | RIM | Existing | NE5302 | Retro-Commissioning | Retro-Commissioning | NonEquip | 5 |  | 21.99% | Tech/Econ | 16% | 1388612.823 | 428.7294 | 830.707
Econ | Grocery | Domestic Hot Water | Centralized water heaters | RIM | Existing | NE5406 | Retro-Commissioning | Retro-Commissioning | NonEquip | 5 |  | 21.99% | Tech/Econ | 16% | 36100.1015 | 11.1458 | 21.5961
Econ | Grocery | Space Cooling | Central chillers inside | RIM | New | NN4197 | Thermal Energy Storage | Thermal Energy Storage | NonEquip | 20 |  | 33.33% | Tech/Econ | 0% | 0 | 0 | 0
Econ | Grocery | Space Cooling | Central chillers inside | RIM | New | NN3963 | Infiltration Reduction - Air Sealing | Infiltration Reduction - Air Sealing | NonEquip | 11 |  | 0% | Tech/Econ | 0.3873% | 0 | 0 | 0
Econ | Grocery | Space Cooling | Central chillers inside | RIM | New | NN3599 | Energy Recovery Ventilation System (ERV) | Energy Recovery Ventilation System (ERV) | NonEquip | 15 | Packaged air conditioning units (RTUs) | 0% | Tech/Econ | 9.935% | 0 | 0 | 0
Econ | Grocery | Space Cooling | Central chillers inside | RIM | New | NN3521 | Duct Sealing Repair | Duct Sealing Repair | NonEquip | 15 |  | 0% | Tech/Econ | 12% | 0 | 0 | 0
Econ | Grocery | Space Cooling | Central chillers inside | RIM | New | NN3469 | Duct Insulation | Duct Insulation | NonEquip | 15 |  | 0% | Tech/Econ | 2.045% |  | 0 | 0
Econ | Grocery | Space Cooling | Central chillers inside | RIM | Existing | NE5354 | Retro-Commissioning | Retro-Commissioning | NonEquip | 5 |  | 21.99% | Tech/Econ | 16% | 0 | 0 | 0
Econ | Grocery | Space Cooling | Central chillers inside | RIM | Existing | NE4184 | Thermal Energy Storage | Thermal Energy Storage | NonEquip | 20 |  | 33.33% | Tech/Econ | 0% | 0 | 0 | 0
Econ | Grocery | Space Cooling | Central chillers inside | RIM | Existing | NE3950 | Infiltration Reduction - Air Sealing | Infiltration Reduction - Air Sealing | NonEquip | 11 |  | 0% | Tech/Econ | 0.3873% | 0 | 0 | 0
Econ | Grocery | Space Cooling | Central chillers inside | RIM | Existing | NE3586 | Energy Recovery Ventilation System (ERV) | Energy Recovery Ventilation System (ERV) | NonEquip | 15 | Packaged air conditioning units (RTUs) | 0% | Tech/Econ | 9.935% | 0 | 0 | 0
Econ | Grocery | Space Cooling | Central chillers inside | RIM | Existing | NE3508 | Duct Sealing Repair | Duct Sealing Repair | NonEquip | 15 |  | 0% | Tech/Econ | 12% | 0 | 0 | 0
Econ | Grocery | Space Cooling | Central chillers inside | RIM | Existing | NE3456 | Duct Insulation | Duct Insulation | NonEquip | 15 |  | 0% | Tech/Econ | 2.045% | 0 | 0 | 0
Econ | Grocery | Ventilation and Circulation | Central air-handling unit | RIM | Existing | NE5380 | Retro-Commissioning | Retro-Commissioning | NonEquip | 5 |  | 21.99% | Tech/Econ | 16% | 234245.9065 | 72.3226 | 140.1324
Econ | Grocery | Interior Lighting | case lighting | RIM | Existing | NE5250 | Retro-Commissioning | Retro-Commissioning | NonEquip | 5 |  | 21.99% | Tech/Econ | 16% | 50.7263 | 0.015662 | 0.030346
Econ | Grocery | Space Heating | Boilers | RIM | New | NN3937 | Infiltration Reduction - Air Sealing | Infiltration Reduction - Air Sealing | NonEquip | 11 |  | 0% | Tech/Econ | 0.1357% | 0 | 0 | 0
Econ | Grocery | Space Heating | Boilers | RIM | New | NN3547 | Duct Sealing Repair | Duct Sealing Repair | NonEquip | 15 |  | 0% | Tech/Econ | 12% | 0 | 0 | 0
Econ | Grocery | Space Heating | Boilers | RIM | New | NN3495 | Duct Insulation | Duct Insulation | NonEquip | 15 |  | 0% | Tech/Econ | 2.045% |  | 0 | 0
Econ | Grocery | Space Heating | Boilers | RIM | Existing | NE5328 | Retro-Commissioning | Retro-Commissioning | NonEquip | 5 |  | 21.99% | Tech/Econ | 16% | 0 | 0 | 0
Econ | Grocery | Space Heating | Boilers | RIM | Existing | NE3924 | Infiltration Reduction - Air Sealing | Infiltration Reduction - Air Sealing | NonEquip | 11 |  | 0% | Tech/Econ | 0.1497% | 0 | 0 | 0
Econ | Grocery | Space Heating | Boilers | RIM | Existing | NE3534 | Duct Sealing Repair | Duct Sealing Repair | NonEquip | 15 |  | 0% | Tech/Econ | 12% | 0 | 0 | 0
Econ | Grocery | Space Heating | Boilers | RIM | Existing | NE3482 | Duct Insulation | Duct Insulation | NonEquip | 15 |  | 0% | Tech/Econ | 2.045% | 0 | 0 | 0
Econ | Grocery | Domestic Hot Water | "Point-of-Use" water heaters | RIM | Existing | NE5406 | Retro-Commissioning | Retro-Commissioning | NonEquip | 5 |  | 21.99% | Tech/Econ | 16% | 1129.7345 | 0.3488 | 0.67584
Econ | Healthcare | Space Cooling | Residential-type central air conditioners | RIM | New | NN4198 | Thermal Energy Storage | Thermal Energy Storage | NonEquip | 20 |  | 20% | Tech/Econ | 0% | 0 | 0 | 0
Econ | Healthcare | Space Cooling | Residential-type central air conditioners | RIM | New | NN3964 | Infiltration Reduction - Air Sealing | Infiltration Reduction - Air Sealing | NonEquip | 11 |  | 0% | Tech/Econ | 0.2219% | 0 | 0 | 0
Econ | Healthcare | Space Cooling | Residential-type central air conditioners | RIM | New | NN3600 | Energy Recovery Ventilation System (ERV) | Energy Recovery Ventilation System (ERV) | NonEquip | 15 | Packaged air conditioning units (RTUs) | 0% | Tech/Econ | 9.935% | 0 | 0 | 0
Econ | Healthcare | Space Cooling | Residential-type central air conditioners | RIM | New | NN3522 | Duct Sealing Repair | Duct Sealing Repair | NonEquip | 15 |  | 0% | Tech/Econ | 12% | 0 | 0 | 0
Econ | Healthcare | Space Cooling | Residential-type central air conditioners | RIM | New | NN3470 | Duct Insulation | Duct Insulation | NonEquip | 15 |  | 0% | Tech/Econ | 2.045% | 0 | 0 | 0
Econ | Healthcare | Space Cooling | Residential-type central air conditioners | RIM | Existing | NE4185 | Thermal Energy Storage | Thermal Energy Storage | NonEquip | 20 |  | 20% | Tech/Econ | 0% | 0.00014744 | -7.558e-07 | -4.9569e-08
Econ | Healthcare | Space Cooling | Residential-type central air conditioners | RIM | Existing | NE3951 | Infiltration Reduction - Air Sealing | Infiltration Reduction - Air Sealing | NonEquip | 11 |  | 44.79% | Tech/Econ | 0.2219% | 826.0054 | 0.18271 | 0
Econ | Healthcare | Space Cooling | Residential-type central air conditioners | RIM | Existing | NE3587 | Energy Recovery Ventilation System (ERV) | Energy Recovery Ventilation System (ERV) | NonEquip | 15 | Packaged air conditioning units (RTUs) | 0% | Tech/Econ | 9.935% | 0 | 0 | 0
Econ | Healthcare | Space Cooling | Residential-type central air conditioners | RIM | Existing | NE3509 | Duct Sealing Repair | Duct Sealing Repair | NonEquip | 15 |  | 0% | Tech/Econ | 12% | 0 | 0 | 0
Econ | Healthcare | Space Cooling | Residential-type central air conditioners | RIM | Existing | NE3457 | Duct Insulation | Duct Insulation | NonEquip | 15 |  | 0% | Tech/Econ | 2.045% | 0 | 0 | 0
Econ | Healthcare | Space Heating | Residential/split system heat pump | RIM | New | NN3938 | Infiltration Reduction - Air Sealing | Infiltration Reduction - Air Sealing | NonEquip | 11 |  | 0% | Tech/Econ | 0.07774% | 0 | 0 | 0
Econ | Healthcare | Space Heating | Residential/split system heat pump | RIM | New | NN3548 | Duct Sealing Repair | Duct Sealing Repair | NonEquip | 15 |  | 0% | Tech/Econ | 12% | 0 | 0 | 0
Econ | Healthcare | Space Heating | Residential/split system heat pump | RIM | New | NN3496 | Duct Insulation | Duct Insulation | NonEquip | 15 |  | 0% | Tech/Econ | 2.045% | 0 | 0 | 0
Econ | Healthcare | Space Heating | Residential/split system heat pump | RIM | Existing | NE3925 | Infiltration Reduction - Air Sealing | Infiltration Reduction - Air Sealing | NonEquip | 11 |  | 44.79% | Tech/Econ | 0.08579% | 492.3949 | 0 | 0.32342
Econ | Healthcare | Space Heating | Residential/split system heat pump | RIM | Existing | NE3535 | Duct Sealing Repair | Duct Sealing Repair | NonEquip | 15 |  | 0% | Tech/Econ | 12% | 0 | 0 | 0
Econ | Healthcare | Space Heating | Residential/split system heat pump | RIM | Existing | NE3483 | Duct Insulation | Duct Insulation | NonEquip | 15 |  | 0% | Tech/Econ | 2.045% | 0 | 0 | 0
Econ | Healthcare | Space Heating | Packaged central unit | RIM | New | NN3938 | Infiltration Reduction - Air Sealing | Infiltration Reduction - Air Sealing | NonEquip | 11 |  | 0% | Tech/Econ | 0.07774% | 0 | 0 | 0
Econ | Healthcare | Space Heating | Packaged central unit | RIM | New | NN3548 | Duct Sealing Repair | Duct Sealing Repair | NonEquip | 15 |  | 0% | Tech/Econ | 12% | 0 | 0 | 0
Econ | Healthcare | Space Heating | Packaged central unit | RIM | New | NN3496 | Duct Insulation | Duct Insulation | NonEquip | 15 |  | 0% | Tech/Econ | 2.045% | 0 | 0 | 0
Econ | Healthcare | Space Heating | Packaged central unit | RIM | Existing | NE3925 | Infiltration Reduction - Air Sealing | Infiltration Reduction - Air Sealing | NonEquip | 11 |  | 44.79% | Tech/Econ | 0.08579% | 1320.911 | 0 | 0.86762
Econ | Healthcare | Space Heating | Packaged central unit | RIM | Existing | NE3535 | Duct Sealing Repair | Duct Sealing Repair | NonEquip | 15 |  | 0% | Tech/Econ | 12% | 0 | 0 | 0
Econ | Healthcare | Space Heating | Packaged central unit | RIM | Existing | NE3483 | Duct Insulation | Duct Insulation | NonEquip | 15 |  | 0% | Tech/Econ | 2.045% | 0 | 0 | 0
Econ | Healthcare | Space Cooling | Packaged air conditioning units (RTUs) | RIM | New | NN4198 | Thermal Energy Storage | Thermal Energy Storage | NonEquip | 20 |  | 20% | Tech/Econ | 0% | 0 | 0 | 0
Econ | Healthcare | Space Cooling | Packaged air conditioning units (RTUs) | RIM | New | NN3964 | Infiltration Reduction - Air Sealing | Infiltration Reduction - Air Sealing | NonEquip | 11 |  | 0% | Tech/Econ | 0.2219% | 0 | 0 | 0
Econ | Healthcare | Space Cooling | Packaged air conditioning units (RTUs) | RIM | New | NN3600 | Energy Recovery Ventilation System (ERV) | Energy Recovery Ventilation System (ERV) | NonEquip | 15 | Packaged air conditioning units (RTUs) | 34.81% | Tech/Econ | 9.935% | 17687.9783 | 25.9354 | 5.0262
Econ | Healthcare | Space Cooling | Packaged air conditioning units (RTUs) | RIM | New | NN3522 | Duct Sealing Repair | Duct Sealing Repair | NonEquip | 15 |  | 0% | Tech/Econ | 12% | 0 | 0 | 0
Econ | Healthcare | Space Cooling | Packaged air conditioning units (RTUs) | RIM | New | NN3470 | Duct Insulation | Duct Insulation | NonEquip | 15 |  | 0% | Tech/Econ | 2.045% | 0 | 0 | 0
Econ | Healthcare | Space Cooling | Packaged air conditioning units (RTUs) | RIM | Existing | NE4185 | Thermal Energy Storage | Thermal Energy Storage | NonEquip | 20 |  | 20% | Tech/Econ | 0% | 0.010106 | -5.1807e-05 | -3.3977e-06
Econ | Healthcare | Space Cooling | Packaged air conditioning units (RTUs) | RIM | Existing | NE3951 | Infiltration Reduction - Air Sealing | Infiltration Reduction - Air Sealing | NonEquip | 11 |  | 44.79% | Tech/Econ | 0.2219% | 54661.1275 | 12.0909 | 0
Econ | Healthcare | Space Cooling | Packaged air conditioning units (RTUs) | RIM | Existing | NE3587 | Energy Recovery Ventilation System (ERV) | Energy Recovery Ventilation System (ERV) | NonEquip | 15 | Packaged air conditioning units (RTUs) | 34.81% | Tech/Econ | 9.935% | 1969725.319 | 2888.152 | 559.7148
Econ | Healthcare | Space Cooling | Packaged air conditioning units (RTUs) | RIM | Existing | NE3509 | Duct Sealing Repair | Duct Sealing Repair | NonEquip | 15 |  | 0% | Tech/Econ | 12% | 0 | 0 | 0
Econ | Healthcare | Space Cooling | Packaged air conditioning units (RTUs) | RIM | Existing | NE3457 | Duct Insulation | Duct Insulation | NonEquip | 15 |  | 0% | Tech/Econ | 2.045% | 0 | 0 | 0
Econ | Healthcare | Space Heating | Individual room heating | RIM | New | NN3938 | Infiltration Reduction - Air Sealing | Infiltration Reduction - Air Sealing | NonEquip | 11 |  | 0% | Tech/Econ | 0.07774% | 0 | 0 | 0
Econ | Healthcare | Space Heating | Individual room heating | RIM | New | NN3548 | Duct Sealing Repair | Duct Sealing Repair | NonEquip | 15 |  | 0% | Tech/Econ | 12% | 0 | 0 | 0
Econ | Healthcare | Space Heating | Individual room heating | RIM | New | NN3496 | Duct Insulation | Duct Insulation | NonEquip | 15 |  | 0% | Tech/Econ | 2.045% | 0 | 0 | 0
Econ | Healthcare | Space Heating | Individual room heating | RIM | Existing | NE3925 | Infiltration Reduction - Air Sealing | Infiltration Reduction - Air Sealing | NonEquip | 11 |  | 44.79% | Tech/Econ | 0.08579% | 0 | 0 | 0
Econ | Healthcare | Space Heating | Individual room heating | RIM | Existing | NE3535 | Duct Sealing Repair | Duct Sealing Repair | NonEquip | 15 |  | 0% | Tech/Econ | 12% | 0 | 0 | 0
Econ | Healthcare | Space Heating | Individual room heating | RIM | Existing | NE3483 | Duct Insulation | Duct Insulation | NonEquip | 15 |  | 0% | Tech/Econ | 2.045% | 0 | 0 | 0
Econ | Healthcare | Space Cooling | Individual room air conditioners | RIM | New | NN4198 | Thermal Energy Storage | Thermal Energy Storage | NonEquip | 20 |  | 20% | Tech/Econ | 0% | 0 | 0 | 0
Econ | Healthcare | Space Cooling | Individual room air conditioners | RIM | New | NN3964 | Infiltration Reduction - Air Sealing | Infiltration Reduction - Air Sealing | NonEquip | 11 |  | 0% | Tech/Econ | 0.2219% | 0 | 0 | 0
Econ | Healthcare | Space Cooling | Individual room air conditioners | RIM | New | NN3600 | Energy Recovery Ventilation System (ERV) | Energy Recovery Ventilation System (ERV) | NonEquip | 15 | Packaged air conditioning units (RTUs) | 0% | Tech/Econ | 9.935% | 0 | 0 | 0
Econ | Healthcare | Space Cooling | Individual room air conditioners | RIM | New | NN3522 | Duct Sealing Repair | Duct Sealing Repair | NonEquip | 15 |  | 0% | Tech/Econ | 12% | 0 | 0 | 0
Econ | Healthcare | Space Cooling | Individual room air conditioners | RIM | New | NN3470 | Duct Insulation | Duct Insulation | NonEquip | 15 |  | 0% | Tech/Econ | 2.045% | 0 | 0 | 0
Econ | Healthcare | Space Cooling | Individual room air conditioners | RIM | Existing | NE4185 | Thermal Energy Storage | Thermal Energy Storage | NonEquip | 20 |  | 20% | Tech/Econ | 0% | 0 | 0 | 0
Econ | Healthcare | Space Cooling | Individual room air conditioners | RIM | Existing | NE3951 | Infiltration Reduction - Air Sealing | Infiltration Reduction - Air Sealing | NonEquip | 11 |  | 44.79% | Tech/Econ | 0.2219% | 0 | 0 | 0
Econ | Healthcare | Space Cooling | Individual room air conditioners | RIM | Existing | NE3587 | Energy Recovery Ventilation System (ERV) | Energy Recovery Ventilation System (ERV) | NonEquip | 15 | Packaged air conditioning units (RTUs) | 0% | Tech/Econ | 9.935% | 0 | 0 | 0
Econ | Healthcare | Space Cooling | Individual room air conditioners | RIM | Existing | NE3509 | Duct Sealing Repair | Duct Sealing Repair | NonEquip | 15 |  | 0% | Tech/Econ | 12% | 0 | 0 | 0
Econ | Healthcare | Space Cooling | Individual room air conditioners | RIM | Existing | NE3457 | Duct Insulation | Duct Insulation | NonEquip | 15 |  | 0% | Tech/Econ | 2.045% | 0 | 0 | 0
Econ | Healthcare | Space Heating | Forced air furnace | RIM | New | NN3938 | Infiltration Reduction - Air Sealing | Infiltration Reduction - Air Sealing | NonEquip | 11 |  | 0% | Tech/Econ | 0.07774% | 0 | 0 | 0
Econ | Healthcare | Space Heating | Forced air furnace | RIM | New | NN3548 | Duct Sealing Repair | Duct Sealing Repair | NonEquip | 15 |  | 0% | Tech/Econ | 12% | 0 | 0 | 0
Econ | Healthcare | Space Heating | Forced air furnace | RIM | New | NN3496 | Duct Insulation | Duct Insulation | NonEquip | 15 |  | 0% | Tech/Econ | 2.045% | 0 | 0 | 0
Econ | Healthcare | Space Heating | Forced air furnace | RIM | Existing | NE3925 | Infiltration Reduction - Air Sealing | Infiltration Reduction - Air Sealing | NonEquip | 11 |  | 44.79% | Tech/Econ | 0.08579% | 29.8579 | 0 | 0.019612
Econ | Healthcare | Space Heating | Forced air furnace | RIM | Existing | NE3535 | Duct Sealing Repair | Duct Sealing Repair | NonEquip | 15 |  | 0% | Tech/Econ | 12% | 0 | 0 | 0
Econ | Healthcare | Space Heating | Forced air furnace | RIM | Existing | NE3483 | Duct Insulation | Duct Insulation | NonEquip | 15 |  | 0% | Tech/Econ | 2.045% | 0 | 0 | 0
Econ | Healthcare | Space Cooling | District chilled water piped | RIM | New | NN4198 | Thermal Energy Storage | Thermal Energy Storage | NonEquip | 20 |  | 20% | Tech/Econ | 0% | 0 | 0 | 0
Econ | Healthcare | Space Cooling | District chilled water piped | RIM | New | NN3964 | Infiltration Reduction - Air Sealing | Infiltration Reduction - Air Sealing | NonEquip | 11 |  | 0% | Tech/Econ | 0.2219% | 0 | 0 | 0
Econ | Healthcare | Space Cooling | District chilled water piped | RIM | New | NN3600 | Energy Recovery Ventilation System (ERV) | Energy Recovery Ventilation System (ERV) | NonEquip | 15 | Packaged air conditioning units (RTUs) | 0% | Tech/Econ | 9.935% | 0 | 0 | 0
Econ | Healthcare | Space Cooling | District chilled water piped | RIM | New | NN3522 | Duct Sealing Repair | Duct Sealing Repair | NonEquip | 15 |  | 0% | Tech/Econ | 12% | 0 | 0 | 0
Econ | Healthcare | Space Cooling | District chilled water piped | RIM | New | NN3470 | Duct Insulation | Duct Insulation | NonEquip | 15 |  | 0% | Tech/Econ | 2.045% | 0 | 0 | 0
Econ | Healthcare | Space Cooling | District chilled water piped | RIM | Existing | NE4185 | Thermal Energy Storage | Thermal Energy Storage | NonEquip | 20 |  | 20% | Tech/Econ | 0% | 0 | 0 | 0
Econ | Healthcare | Space Cooling | District chilled water piped | RIM | Existing | NE3951 | Infiltration Reduction - Air Sealing | Infiltration Reduction - Air Sealing | NonEquip | 11 |  | 44.79% | Tech/Econ | 0.2219% | 0 | 0 | 0
Econ | Healthcare | Space Cooling | District chilled water piped | RIM | Existing | NE3587 | Energy Recovery Ventilation System (ERV) | Energy Recovery Ventilation System (ERV) | NonEquip | 15 | Packaged air conditioning units (RTUs) | 0% | Tech/Econ | 9.935% | 0 | 0 | 0
Econ | Healthcare | Space Cooling | District chilled water piped | RIM | Existing | NE3509 | Duct Sealing Repair | Duct Sealing Repair | NonEquip | 15 |  | 0% | Tech/Econ | 12% | 0 | 0 | 0
Econ | Healthcare | Space Cooling | District chilled water piped | RIM | Existing | NE3457 | Duct Insulation | Duct Insulation | NonEquip | 15 |  | 0% | Tech/Econ | 2.045% | 0 | 0 | 0
Econ | Healthcare | Space Cooling | Central chillers inside | RIM | New | NN4198 | Thermal Energy Storage | Thermal Energy Storage | NonEquip | 20 |  | 20% | Tech/Econ | 0% | 0 | 0 | 0
Econ | Healthcare | Space Cooling | Central chillers inside | RIM | New | NN3964 | Infiltration Reduction - Air Sealing | Infiltration Reduction - Air Sealing | NonEquip | 11 |  | 0% | Tech/Econ | 0.2219% | 0 | 0 | 0
Econ | Healthcare | Space Cooling | Central chillers inside | RIM | New | NN3600 | Energy Recovery Ventilation System (ERV) | Energy Recovery Ventilation System (ERV) | NonEquip | 15 | Packaged air conditioning units (RTUs) | 0% | Tech/Econ | 9.935% | 0 | 0 | 0
Econ | Healthcare | Space Cooling | Central chillers inside | RIM | New | NN3522 | Duct Sealing Repair | Duct Sealing Repair | NonEquip | 15 |  | 0% | Tech/Econ | 12% | 0 | 0 | 0
Econ | Healthcare | Space Cooling | Central chillers inside | RIM | New | NN3470 | Duct Insulation | Duct Insulation | NonEquip | 15 |  | 0% | Tech/Econ | 2.045% | 0 | 0 | 0
Econ | Healthcare | Space Cooling | Central chillers inside | RIM | Existing | NE4185 | Thermal Energy Storage | Thermal Energy Storage | NonEquip | 20 |  | 20% | Tech/Econ | 0% | 0 | 0 | 0
Econ | Healthcare | Space Cooling | Central chillers inside | RIM | Existing | NE3951 | Infiltration Reduction - Air Sealing | Infiltration Reduction - Air Sealing | NonEquip | 11 |  | 44.79% | Tech/Econ | 0.2219% | 0 | 0 | 0
Econ | Healthcare | Space Cooling | Central chillers inside | RIM | Existing | NE3587 | Energy Recovery Ventilation System (ERV) | Energy Recovery Ventilation System (ERV) | NonEquip | 15 | Packaged air conditioning units (RTUs) | 0% | Tech/Econ | 9.935% | 0 | 0 | 0
Econ | Healthcare | Space Cooling | Central chillers inside | RIM | Existing | NE3509 | Duct Sealing Repair | Duct Sealing Repair | NonEquip | 15 |  | 0% | Tech/Econ | 12% | 0 | 0 | 0
Econ | Healthcare | Space Cooling | Central chillers inside | RIM | Existing | NE3457 | Duct Insulation | Duct Insulation | NonEquip | 15 |  | 0% | Tech/Econ | 2.045% | 0 | 0 | 0
Econ | Healthcare | Space Heating | Boilers | RIM | New | NN3938 | Infiltration Reduction - Air Sealing | Infiltration Reduction - Air Sealing | NonEquip | 11 |  | 0% | Tech/Econ | 0.07774% | 0 | 0 | 0
Econ | Healthcare | Space Heating | Boilers | RIM | New | NN3548 | Duct Sealing Repair | Duct Sealing Repair | NonEquip | 15 |  | 0% | Tech/Econ | 12% | 0 | 0 | 0
Econ | Healthcare | Space Heating | Boilers | RIM | New | NN3496 | Duct Insulation | Duct Insulation | NonEquip | 15 |  | 0% | Tech/Econ | 2.045% | 0 | 0 | 0
Econ | Healthcare | Space Heating | Boilers | RIM | Existing | NE3925 | Infiltration Reduction - Air Sealing | Infiltration Reduction - Air Sealing | NonEquip | 11 |  | 44.79% | Tech/Econ | 0.08579% | 0 | 0 | 0
Econ | Healthcare | Space Heating | Boilers | RIM | Existing | NE3535 | Duct Sealing Repair | Duct Sealing Repair | NonEquip | 15 |  | 0% | Tech/Econ | 12% | 0 | 0 | 0
Econ | Healthcare | Space Heating | Boilers | RIM | Existing | NE3483 | Duct Insulation | Duct Insulation | NonEquip | 15 |  | 0% | Tech/Econ | 2.045% | 0 | 0 | 0
Econ | Hospitals | Space Cooling | Residential-type central air conditioners | RIM | New | NN4199 | Thermal Energy Storage | Thermal Energy Storage | NonEquip | 20 |  | 66.67% | Tech/Econ | 0% | 0 | 0 | 0
Econ | Hospitals | Space Cooling | Residential-type central air conditioners | RIM | New | NN3965 | Infiltration Reduction - Air Sealing | Infiltration Reduction - Air Sealing | NonEquip | 11 |  | 0% | Tech/Econ | 0.0213% | 0 | 0 | 0
Econ | Hospitals | Space Cooling | Residential-type central air conditioners | RIM | New | NN3601 | Energy Recovery Ventilation System (ERV) | Energy Recovery Ventilation System (ERV) | NonEquip | 15 | Packaged air conditioning units (RTUs) | 0% | Tech/Econ | 9.935% | 0 | 0 | 0
Econ | Hospitals | Space Cooling | Residential-type central air conditioners | RIM | New | NN3523 | Duct Sealing Repair | Duct Sealing Repair | NonEquip | 15 |  | 0% | Tech/Econ | 12% | 0 | 0 | 0
Econ | Hospitals | Space Cooling | Residential-type central air conditioners | RIM | New | NN3471 | Duct Insulation | Duct Insulation | NonEquip | 15 |  | 0% | Tech/Econ | 2.045% | 0 | 0 | 0
Econ | Hospitals | Space Cooling | Residential-type central air conditioners | RIM | Existing | NE4186 | Thermal Energy Storage | Thermal Energy Storage | NonEquip | 20 |  | 66.67% | Tech/Econ | 0% | 7.2805e-05 | -3.7321e-07 | -2.4477e-08
Econ | Hospitals | Space Cooling | Residential-type central air conditioners | RIM | Existing | NE3952 | Infiltration Reduction - Air Sealing | Infiltration Reduction - Air Sealing | NonEquip | 11 |  | 0% | Tech/Econ | 0.0213% | 0 | 0 | 0
Econ | Hospitals | Space Cooling | Residential-type central air conditioners | RIM | Existing | NE3588 | Energy Recovery Ventilation System (ERV) | Energy Recovery Ventilation System (ERV) | NonEquip | 15 | Packaged air conditioning units (RTUs) | 0% | Tech/Econ | 9.935% | 0 | 0 | 0
Econ | Hospitals | Space Cooling | Residential-type central air conditioners | RIM | Existing | NE3510 | Duct Sealing Repair | Duct Sealing Repair | NonEquip | 15 |  | 0% | Tech/Econ | 12% | 0 | 0 | 0
Econ | Hospitals | Space Cooling | Residential-type central air conditioners | RIM | Existing | NE3458 | Duct Insulation | Duct Insulation | NonEquip | 15 |  | 0% | Tech/Econ | 2.045% | 0 | 0 | 0
Econ | Hospitals | Space Heating | Residential/split system heat pump | RIM | New | NN3939 | Infiltration Reduction - Air Sealing | Infiltration Reduction - Air Sealing | NonEquip | 11 |  | 0% | Tech/Econ | 0.007461% | 0 | 0 | 0
Econ | Hospitals | Space Heating | Residential/split system heat pump | RIM | New | NN3549 | Duct Sealing Repair | Duct Sealing Repair | NonEquip | 15 |  | 0% | Tech/Econ | 12% | 0 | 0 | 0
Econ | Hospitals | Space Heating | Residential/split system heat pump | RIM | New | NN3497 | Duct Insulation | Duct Insulation | NonEquip | 15 |  | 0% | Tech/Econ | 2.045% | 0 | 0 | 0
Econ | Hospitals | Space Heating | Residential/split system heat pump | RIM | Existing | NE3926 | Infiltration Reduction - Air Sealing | Infiltration Reduction - Air Sealing | NonEquip | 11 |  | 0% | Tech/Econ | 0.008233% | 0 | 0 | 0
Econ | Hospitals | Space Heating | Residential/split system heat pump | RIM | Existing | NE3536 | Duct Sealing Repair | Duct Sealing Repair | NonEquip | 15 |  | 0% | Tech/Econ | 12% | 0 | 0 | 0
Econ | Hospitals | Space Heating | Residential/split system heat pump | RIM | Existing | NE3484 | Duct Insulation | Duct Insulation | NonEquip | 15 |  | 0% | Tech/Econ | 2.045% | 0 | 0 | 0
Econ | Hospitals | Space Heating | Packaged central unit | RIM | New | NN3939 | Infiltration Reduction - Air Sealing | Infiltration Reduction - Air Sealing | NonEquip | 11 |  | 0% | Tech/Econ | 0.007461% | 0 | 0 | 0
Econ | Hospitals | Space Heating | Packaged central unit | RIM | New | NN3549 | Duct Sealing Repair | Duct Sealing Repair | NonEquip | 15 |  | 0% | Tech/Econ | 12% | 0 | 0 | 0
Econ | Hospitals | Space Heating | Packaged central unit | RIM | New | NN3497 | Duct Insulation | Duct Insulation | NonEquip | 15 |  | 0% | Tech/Econ | 2.045% | 0 | 0 | 0
Econ | Hospitals | Space Heating | Packaged central unit | RIM | Existing | NE3926 | Infiltration Reduction - Air Sealing | Infiltration Reduction - Air Sealing | NonEquip | 11 |  | 0% | Tech/Econ | 0.008233% | 0 | 0 | 0
Econ | Hospitals | Space Heating | Packaged central unit | RIM | Existing | NE3536 | Duct Sealing Repair | Duct Sealing Repair | NonEquip | 15 |  | 0% | Tech/Econ | 12% | 0 | 0 | 0
Econ | Hospitals | Space Heating | Packaged central unit | RIM | Existing | NE3484 | Duct Insulation | Duct Insulation | NonEquip | 15 |  | 0% | Tech/Econ | 2.045% | 0 | 0 | 0
Econ | Hospitals | Space Cooling | Packaged air conditioning units (RTUs) | RIM | New | NN4199 | Thermal Energy Storage | Thermal Energy Storage | NonEquip | 20 |  | 66.67% | Tech/Econ | 0% | 0 | 0 | 0
Econ | Hospitals | Space Cooling | Packaged air conditioning units (RTUs) | RIM | New | NN3965 | Infiltration Reduction - Air Sealing | Infiltration Reduction - Air Sealing | NonEquip | 11 |  | 0% | Tech/Econ | 0.0213% | 0 | 0 | 0
Econ | Hospitals | Space Cooling | Packaged air conditioning units (RTUs) | RIM | New | NN3601 | Energy Recovery Ventilation System (ERV) | Energy Recovery Ventilation System (ERV) | NonEquip | 15 | Packaged air conditioning units (RTUs) | 38.88% | Tech/Econ | 9.935% | 7355.5066 | 10.7852 | 2.0901
Econ | Hospitals | Space Cooling | Packaged air conditioning units (RTUs) | RIM | New | NN3523 | Duct Sealing Repair | Duct Sealing Repair | NonEquip | 15 |  | 0% | Tech/Econ | 12% | 0 | 0 | 0
Econ | Hospitals | Space Cooling | Packaged air conditioning units (RTUs) | RIM | New | NN3471 | Duct Insulation | Duct Insulation | NonEquip | 15 |  | 0% | Tech/Econ | 2.045% | 0 | 0 | 0
Econ | Hospitals | Space Cooling | Packaged air conditioning units (RTUs) | RIM | Existing | NE4186 | Thermal Energy Storage | Thermal Energy Storage | NonEquip | 20 |  | 66.67% | Tech/Econ | 0% | 0.013976 | -7.1644e-05 | -4.6987e-06
Econ | Hospitals | Space Cooling | Packaged air conditioning units (RTUs) | RIM | Existing | NE3952 | Infiltration Reduction - Air Sealing | Infiltration Reduction - Air Sealing | NonEquip | 11 |  | 0% | Tech/Econ | 0.0213% | 0 | 0 | 0
Econ | Hospitals | Space Cooling | Packaged air conditioning units (RTUs) | RIM | Existing | NE3588 | Energy Recovery Ventilation System (ERV) | Energy Recovery Ventilation System (ERV) | NonEquip | 15 | Packaged air conditioning units (RTUs) | 38.35% | Tech/Econ | 9.935% | 807965.7011 | 1184.697 | 229.5906
Econ | Hospitals | Space Cooling | Packaged air conditioning units (RTUs) | RIM | Existing | NE3510 | Duct Sealing Repair | Duct Sealing Repair | NonEquip | 15 |  | 0% | Tech/Econ | 12% | 0 | 0 | 0
Econ | Hospitals | Space Cooling | Packaged air conditioning units (RTUs) | RIM | Existing | NE3458 | Duct Insulation | Duct Insulation | NonEquip | 15 |  | 0% | Tech/Econ | 2.045% | 0 | 0 | 0
Econ | Hospitals | Space Heating | Individual room heating | RIM | New | NN3939 | Infiltration Reduction - Air Sealing | Infiltration Reduction - Air Sealing | NonEquip | 11 |  | 0% | Tech/Econ | 0.007461% | 0 | 0 | 0
Econ | Hospitals | Space Heating | Individual room heating | RIM | New | NN3549 | Duct Sealing Repair | Duct Sealing Repair | NonEquip | 15 |  | 0% | Tech/Econ | 12% | 0 | 0 | 0
Econ | Hospitals | Space Heating | Individual room heating | RIM | New | NN3497 | Duct Insulation | Duct Insulation | NonEquip | 15 |  | 0% | Tech/Econ | 2.045% | 0 | 0 | 0
Econ | Hospitals | Space Heating | Individual room heating | RIM | Existing | NE3926 | Infiltration Reduction - Air Sealing | Infiltration Reduction - Air Sealing | NonEquip | 11 |  | 0% | Tech/Econ | 0.008233% | 0 | 0 | 0
Econ | Hospitals | Space Heating | Individual room heating | RIM | Existing | NE3536 | Duct Sealing Repair | Duct Sealing Repair | NonEquip | 15 |  | 0% | Tech/Econ | 12% | 0 | 0 | 0
Econ | Hospitals | Space Heating | Individual room heating | RIM | Existing | NE3484 | Duct Insulation | Duct Insulation | NonEquip | 15 |  | 0% | Tech/Econ | 2.045% | 0 | 0 | 0
Econ | Hospitals | Space Cooling | Individual room air conditioners | RIM | New | NN4199 | Thermal Energy Storage | Thermal Energy Storage | NonEquip | 20 |  | 66.67% | Tech/Econ | 0% | 0 | 0 | 0
Econ | Hospitals | Space Cooling | Individual room air conditioners | RIM | New | NN3965 | Infiltration Reduction - Air Sealing | Infiltration Reduction - Air Sealing | NonEquip | 11 |  | 0% | Tech/Econ | 0.0213% | 0 | 0 | 0
Econ | Hospitals | Space Cooling | Individual room air conditioners | RIM | New | NN3601 | Energy Recovery Ventilation System (ERV) | Energy Recovery Ventilation System (ERV) | NonEquip | 15 | Packaged air conditioning units (RTUs) | 0% | Tech/Econ | 9.935% | 0 | 0 | 0
Econ | Hospitals | Space Cooling | Individual room air conditioners | RIM | New | NN3523 | Duct Sealing Repair | Duct Sealing Repair | NonEquip | 15 |  | 0% | Tech/Econ | 12% | 0 | 0 | 0
Econ | Hospitals | Space Cooling | Individual room air conditioners | RIM | New | NN3471 | Duct Insulation | Duct Insulation | NonEquip | 15 |  | 0% | Tech/Econ | 2.045% | 0 | 0 | 0
Econ | Hospitals | Space Cooling | Individual room air conditioners | RIM | Existing | NE4186 | Thermal Energy Storage | Thermal Energy Storage | NonEquip | 20 |  | 66.67% | Tech/Econ | 0% | 0 | 0 | 0
Econ | Hospitals | Space Cooling | Individual room air conditioners | RIM | Existing | NE3952 | Infiltration Reduction - Air Sealing | Infiltration Reduction - Air Sealing | NonEquip | 11 |  | 0% | Tech/Econ | 0.0213% | 0 | 0 | 0
Econ | Hospitals | Space Cooling | Individual room air conditioners | RIM | Existing | NE3588 | Energy Recovery Ventilation System (ERV) | Energy Recovery Ventilation System (ERV) | NonEquip | 15 | Packaged air conditioning units (RTUs) | 0% | Tech/Econ | 9.935% | 0 | 0 | 0
Econ | Hospitals | Space Cooling | Individual room air conditioners | RIM | Existing | NE3510 | Duct Sealing Repair | Duct Sealing Repair | NonEquip | 15 |  | 0% | Tech/Econ | 12% | 0 | 0 | 0
Econ | Hospitals | Space Cooling | Individual room air conditioners | RIM | Existing | NE3458 | Duct Insulation | Duct Insulation | NonEquip | 15 |  | 0% | Tech/Econ | 2.045% | 0 | 0 | 0
Econ | Hospitals | Space Heating | Forced air furnace | RIM | New | NN3939 | Infiltration Reduction - Air Sealing | Infiltration Reduction - Air Sealing | NonEquip | 11 |  | 0% | Tech/Econ | 0.007461% | 0 | 0 | 0
Econ | Hospitals | Space Heating | Forced air furnace | RIM | New | NN3549 | Duct Sealing Repair | Duct Sealing Repair | NonEquip | 15 |  | 0% | Tech/Econ | 12% | 0 | 0 | 0
Econ | Hospitals | Space Heating | Forced air furnace | RIM | New | NN3497 | Duct Insulation | Duct Insulation | NonEquip | 15 |  | 0% | Tech/Econ | 2.045% | 0 | 0 | 0
Econ | Hospitals | Space Heating | Forced air furnace | RIM | Existing | NE3926 | Infiltration Reduction - Air Sealing | Infiltration Reduction - Air Sealing | NonEquip | 11 |  | 0% | Tech/Econ | 0.008233% | 0 | 0 | 0
Econ | Hospitals | Space Heating | Forced air furnace | RIM | Existing | NE3536 | Duct Sealing Repair | Duct Sealing Repair | NonEquip | 15 |  | 0% | Tech/Econ | 12% | 0 | 0 | 0
Econ | Hospitals | Space Heating | Forced air furnace | RIM | Existing | NE3484 | Duct Insulation | Duct Insulation | NonEquip | 15 |  | 0% | Tech/Econ | 2.045% | 0 | 0 | 0
Econ | Hospitals | Space Cooling | District chilled water piped | RIM | New | NN4199 | Thermal Energy Storage | Thermal Energy Storage | NonEquip | 20 |  | 66.67% | Tech/Econ | 0% | 0 | 0 | 0
Econ | Hospitals | Space Cooling | District chilled water piped | RIM | New | NN3965 | Infiltration Reduction - Air Sealing | Infiltration Reduction - Air Sealing | NonEquip | 11 |  | 0% | Tech/Econ | 0.0213% | 0 | 0 | 0
Econ | Hospitals | Space Cooling | District chilled water piped | RIM | New | NN3601 | Energy Recovery Ventilation System (ERV) | Energy Recovery Ventilation System (ERV) | NonEquip | 15 | Packaged air conditioning units (RTUs) | 0% | Tech/Econ | 9.935% | 0 | 0 | 0
Econ | Hospitals | Space Cooling | District chilled water piped | RIM | New | NN3523 | Duct Sealing Repair | Duct Sealing Repair | NonEquip | 15 |  | 0% | Tech/Econ | 12% | 0 | 0 | 0
Econ | Hospitals | Space Cooling | District chilled water piped | RIM | New | NN3471 | Duct Insulation | Duct Insulation | NonEquip | 15 |  | 0% | Tech/Econ | 2.045% | 0 | 0 | 0
Econ | Hospitals | Space Cooling | District chilled water piped | RIM | Existing | NE4186 | Thermal Energy Storage | Thermal Energy Storage | NonEquip | 20 |  | 66.67% | Tech/Econ | 0% | 0.025639 | -0.00013143 | -8.6198e-06
Econ | Hospitals | Space Cooling | District chilled water piped | RIM | Existing | NE3952 | Infiltration Reduction - Air Sealing | Infiltration Reduction - Air Sealing | NonEquip | 11 |  | 0% | Tech/Econ | 0.0213% | 0 | 0 | 0
Econ | Hospitals | Space Cooling | District chilled water piped | RIM | Existing | NE3588 | Energy Recovery Ventilation System (ERV) | Energy Recovery Ventilation System (ERV) | NonEquip | 15 | Packaged air conditioning units (RTUs) | 0% | Tech/Econ | 9.935% | 0 | 0 | 0
Econ | Hospitals | Space Cooling | District chilled water piped | RIM | Existing | NE3510 | Duct Sealing Repair | Duct Sealing Repair | NonEquip | 15 |  | 0% | Tech/Econ | 12% | 0 | 0 | 0
Econ | Hospitals | Space Cooling | District chilled water piped | RIM | Existing | NE3458 | Duct Insulation | Duct Insulation | NonEquip | 15 |  | 0% | Tech/Econ | 2.045% | 0 | 0 | 0
Econ | Hospitals | Space Cooling | Central chillers inside | RIM | New | NN4199 | Thermal Energy Storage | Thermal Energy Storage | NonEquip | 20 |  | 66.67% | Tech/Econ | 0% | 0 | 0 | 0
Econ | Hospitals | Space Cooling | Central chillers inside | RIM | New | NN3965 | Infiltration Reduction - Air Sealing | Infiltration Reduction - Air Sealing | NonEquip | 11 |  | 0% | Tech/Econ | 0.0213% | 0 | 0 | 0
Econ | Hospitals | Space Cooling | Central chillers inside | RIM | New | NN3601 | Energy Recovery Ventilation System (ERV) | Energy Recovery Ventilation System (ERV) | NonEquip | 15 | Packaged air conditioning units (RTUs) | 0% | Tech/Econ | 9.935% | 0 | 0 | 0
Econ | Hospitals | Space Cooling | Central chillers inside | RIM | New | NN3523 | Duct Sealing Repair | Duct Sealing Repair | NonEquip | 15 |  | 0% | Tech/Econ | 12% | 0 | 0 | 0
Econ | Hospitals | Space Cooling | Central chillers inside | RIM | New | NN3471 | Duct Insulation | Duct Insulation | NonEquip | 15 |  | 0% | Tech/Econ | 2.045% | 0 | 0 | 0
Econ | Hospitals | Space Cooling | Central chillers inside | RIM | Existing | NE4186 | Thermal Energy Storage | Thermal Energy Storage | NonEquip | 20 |  | 66.67% | Tech/Econ | 0% | 0.012678 | -6.4991e-05 | -4.2624e-06
Econ | Hospitals | Space Cooling | Central chillers inside | RIM | Existing | NE3952 | Infiltration Reduction - Air Sealing | Infiltration Reduction - Air Sealing | NonEquip | 11 |  | 0% | Tech/Econ | 0.0213% | 0 | 0 | 0
Econ | Hospitals | Space Cooling | Central chillers inside | RIM | Existing | NE3588 | Energy Recovery Ventilation System (ERV) | Energy Recovery Ventilation System (ERV) | NonEquip | 15 | Packaged air conditioning units (RTUs) | 0% | Tech/Econ | 9.935% | 0 | 0 | 0
Econ | Hospitals | Space Cooling | Central chillers inside | RIM | Existing | NE3510 | Duct Sealing Repair | Duct Sealing Repair | NonEquip | 15 |  | 0% | Tech/Econ | 12% | 0 | 0 | 0
Econ | Hospitals | Space Cooling | Central chillers inside | RIM | Existing | NE3458 | Duct Insulation | Duct Insulation | NonEquip | 15 |  | 0% | Tech/Econ | 2.045% | 0 | 0 | 0
Econ | Hospitals | Space Heating | Boilers | RIM | New | NN3939 | Infiltration Reduction - Air Sealing | Infiltration Reduction - Air Sealing | NonEquip | 11 |  | 0% | Tech/Econ | 0.007461% | 0 | 0 | 0
Econ | Hospitals | Space Heating | Boilers | RIM | New | NN3549 | Duct Sealing Repair | Duct Sealing Repair | NonEquip | 15 |  | 0% | Tech/Econ | 12% | 0 | 0 | 0
Econ | Hospitals | Space Heating | Boilers | RIM | New | NN3497 | Duct Insulation | Duct Insulation | NonEquip | 15 |  | 0% | Tech/Econ | 2.045% | 0 | 0 | 0
Econ | Hospitals | Space Heating | Boilers | RIM | Existing | NE3926 | Infiltration Reduction - Air Sealing | Infiltration Reduction - Air Sealing | NonEquip | 11 |  | 0% | Tech/Econ | 0.008233% | 0 | 0 | 0
Econ | Hospitals | Space Heating | Boilers | RIM | Existing | NE3536 | Duct Sealing Repair | Duct Sealing Repair | NonEquip | 15 |  | 0% | Tech/Econ | 12% | 0 | 0 | 0
Econ | Hospitals | Space Heating | Boilers | RIM | Existing | NE3484 | Duct Insulation | Duct Insulation | NonEquip | 15 |  | 0% | Tech/Econ | 2.045% | 0 | 0 | 0
Econ | Institutional | Space Cooling | Residential-type central air conditioners | RIM | New | NN4200 | Thermal Energy Storage | Thermal Energy Storage | NonEquip | 20 |  | 33.33% | Tech/Econ | 0% | 0 | 0 | 0
Econ | Institutional | Space Cooling | Residential-type central air conditioners | RIM | New | NN3966 | Infiltration Reduction - Air Sealing | Infiltration Reduction - Air Sealing | NonEquip | 11 |  | 0% | Tech/Econ | 0.192% | 0 | 0 | 0
Econ | Institutional | Space Cooling | Residential-type central air conditioners | RIM | New | NN3602 | Energy Recovery Ventilation System (ERV) | Energy Recovery Ventilation System (ERV) | NonEquip | 15 | Packaged air conditioning units (RTUs) | 0% | Tech/Econ | 9.935% | 0 | 0 | 0
Econ | Institutional | Space Cooling | Residential-type central air conditioners | RIM | New | NN3524 | Duct Sealing Repair | Duct Sealing Repair | NonEquip | 15 |  | 0% | Tech/Econ | 12% | 0 | 0 | 0
Econ | Institutional | Space Cooling | Residential-type central air conditioners | RIM | New | NN3472 | Duct Insulation | Duct Insulation | NonEquip | 15 |  | 0% | Tech/Econ | 2.045% | 0 | 0 | 0
Econ | Institutional | Space Cooling | Residential-type central air conditioners | RIM | Existing | NE4187 | Thermal Energy Storage | Thermal Energy Storage | NonEquip | 20 |  | 33.33% | Tech/Econ | 0% | 0.00013475 | -6.9076e-07 | -4.5303e-08
Econ | Institutional | Space Cooling | Residential-type central air conditioners | RIM | Existing | NE3953 | Infiltration Reduction - Air Sealing | Infiltration Reduction - Air Sealing | NonEquip | 11 |  | 0% | Tech/Econ | 0.192% | 0 | 0 | 0
Econ | Institutional | Space Cooling | Residential-type central air conditioners | RIM | Existing | NE3589 | Energy Recovery Ventilation System (ERV) | Energy Recovery Ventilation System (ERV) | NonEquip | 15 | Packaged air conditioning units (RTUs) | 0% | Tech/Econ | 9.935% | 0 | 0 | 0
Econ | Institutional | Space Cooling | Residential-type central air conditioners | RIM | Existing | NE3511 | Duct Sealing Repair | Duct Sealing Repair | NonEquip | 15 |  | 0% | Tech/Econ | 12% | 0 | 0 | 0
Econ | Institutional | Space Cooling | Residential-type central air conditioners | RIM | Existing | NE3459 | Duct Insulation | Duct Insulation | NonEquip | 15 |  | 0% | Tech/Econ | 2.045% | 0 | 0 | 0
Econ | Institutional | Space Heating | Residential/split system heat pump | RIM | New | NN3940 | Infiltration Reduction - Air Sealing | Infiltration Reduction - Air Sealing | NonEquip | 11 |  | 0% | Tech/Econ | 0.06725% | 0 | 0 | 0
Econ | Institutional | Space Heating | Residential/split system heat pump | RIM | New | NN3550 | Duct Sealing Repair | Duct Sealing Repair | NonEquip | 15 |  | 0% | Tech/Econ | 12% | 0 | 0 | 0
Econ | Institutional | Space Heating | Residential/split system heat pump | RIM | New | NN3498 | Duct Insulation | Duct Insulation | NonEquip | 15 |  | 0% | Tech/Econ | 2.045% | 0 | 0 | 0
Econ | Institutional | Space Heating | Residential/split system heat pump | RIM | Existing | NE3927 | Infiltration Reduction - Air Sealing | Infiltration Reduction - Air Sealing | NonEquip | 11 |  | 0% | Tech/Econ | 0.07421% | 0 | 0 | 0
Econ | Institutional | Space Heating | Residential/split system heat pump | RIM | Existing | NE3537 | Duct Sealing Repair | Duct Sealing Repair | NonEquip | 15 |  | 0% | Tech/Econ | 12% | 0 | 0 | 0
Econ | Institutional | Space Heating | Residential/split system heat pump | RIM | Existing | NE3485 | Duct Insulation | Duct Insulation | NonEquip | 15 |  | 0% | Tech/Econ | 2.045% | 0 | 0 | 0
Econ | Institutional | Space Heating | Packaged central unit | RIM | New | NN3940 | Infiltration Reduction - Air Sealing | Infiltration Reduction - Air Sealing | NonEquip | 11 |  | 0% | Tech/Econ | 0.06725% | 0 | 0 | 0
Econ | Institutional | Space Heating | Packaged central unit | RIM | New | NN3550 | Duct Sealing Repair | Duct Sealing Repair | NonEquip | 15 |  | 0% | Tech/Econ | 12% | 0 | 0 | 0
Econ | Institutional | Space Heating | Packaged central unit | RIM | New | NN3498 | Duct Insulation | Duct Insulation | NonEquip | 15 |  | 0% | Tech/Econ | 2.045% | 0 | 0 | 0
Econ | Institutional | Space Heating | Packaged central unit | RIM | Existing | NE3927 | Infiltration Reduction - Air Sealing | Infiltration Reduction - Air Sealing | NonEquip | 11 |  | 0% | Tech/Econ | 0.07421% | 0 | 0 | 0
Econ | Institutional | Space Heating | Packaged central unit | RIM | Existing | NE3537 | Duct Sealing Repair | Duct Sealing Repair | NonEquip | 15 |  | 0% | Tech/Econ | 12% | 0 | 0 | 0
Econ | Institutional | Space Heating | Packaged central unit | RIM | Existing | NE3485 | Duct Insulation | Duct Insulation | NonEquip | 15 |  | 0% | Tech/Econ | 2.045% | 0 | 0 | 0
Econ | Institutional | Space Cooling | Packaged air conditioning units (RTUs) | RIM | New | NN4200 | Thermal Energy Storage | Thermal Energy Storage | NonEquip | 20 |  | 33.33% | Tech/Econ | 0% | 0 | 0 | 0
Econ | Institutional | Space Cooling | Packaged air conditioning units (RTUs) | RIM | New | NN3966 | Infiltration Reduction - Air Sealing | Infiltration Reduction - Air Sealing | NonEquip | 11 |  | 0% | Tech/Econ | 0.192% | 0 | 0 | 0
Econ | Institutional | Space Cooling | Packaged air conditioning units (RTUs) | RIM | New | NN3602 | Energy Recovery Ventilation System (ERV) | Energy Recovery Ventilation System (ERV) | NonEquip | 15 | Packaged air conditioning units (RTUs) | 38.88% | Tech/Econ | 9.935% | 30750.9924 | 45.0893 | 8.7382
Econ | Institutional | Space Cooling | Packaged air conditioning units (RTUs) | RIM | New | NN3524 | Duct Sealing Repair | Duct Sealing Repair | NonEquip | 15 |  | 0% | Tech/Econ | 12% | 0 | 0 | 0
Econ | Institutional | Space Cooling | Packaged air conditioning units (RTUs) | RIM | New | NN3472 | Duct Insulation | Duct Insulation | NonEquip | 15 |  | 0% | Tech/Econ | 2.045% | 0 | 0 | 0
Econ | Institutional | Space Cooling | Packaged air conditioning units (RTUs) | RIM | Existing | NE4187 | Thermal Energy Storage | Thermal Energy Storage | NonEquip | 20 |  | 33.33% | Tech/Econ | 0% | 0.025211 | -0.00012923 | -8.4757e-06
Econ | Institutional | Space Cooling | Packaged air conditioning units (RTUs) | RIM | Existing | NE3953 | Infiltration Reduction - Air Sealing | Infiltration Reduction - Air Sealing | NonEquip | 11 |  | 0% | Tech/Econ | 0.192% | 0 | 0 | 0
Econ | Institutional | Space Cooling | Packaged air conditioning units (RTUs) | RIM | Existing | NE3589 | Energy Recovery Ventilation System (ERV) | Energy Recovery Ventilation System (ERV) | NonEquip | 15 | Packaged air conditioning units (RTUs) | 38.35% | Tech/Econ | 9.935% | 3416572.344 | 5009.6225 | 970.8491
Econ | Institutional | Space Cooling | Packaged air conditioning units (RTUs) | RIM | Existing | NE3511 | Duct Sealing Repair | Duct Sealing Repair | NonEquip | 15 |  | 0% | Tech/Econ | 12% | 0 | 0 | 0
Econ | Institutional | Space Cooling | Packaged air conditioning units (RTUs) | RIM | Existing | NE3459 | Duct Insulation | Duct Insulation | NonEquip | 15 |  | 0% | Tech/Econ | 2.045% | 0 | 0 | 0
Econ | Institutional | Space Heating | Individual room heating | RIM | New | NN3940 | Infiltration Reduction - Air Sealing | Infiltration Reduction - Air Sealing | NonEquip | 11 |  | 0% | Tech/Econ | 0.06725% | 0 | 0 | 0
Econ | Institutional | Space Heating | Individual room heating | RIM | New | NN3550 | Duct Sealing Repair | Duct Sealing Repair | NonEquip | 15 |  | 0% | Tech/Econ | 12% | 0 | 0 | 0
Econ | Institutional | Space Heating | Individual room heating | RIM | New | NN3498 | Duct Insulation | Duct Insulation | NonEquip | 15 |  | 0% | Tech/Econ | 2.045% | 0 | 0 | 0
Econ | Institutional | Space Heating | Individual room heating | RIM | Existing | NE3927 | Infiltration Reduction - Air Sealing | Infiltration Reduction - Air Sealing | NonEquip | 11 |  | 0% | Tech/Econ | 0.07421% | 0 | 0 | 0
Econ | Institutional | Space Heating | Individual room heating | RIM | Existing | NE3537 | Duct Sealing Repair | Duct Sealing Repair | NonEquip | 15 |  | 0% | Tech/Econ | 12% | 0 | 0 | 0
Econ | Institutional | Space Heating | Individual room heating | RIM | Existing | NE3485 | Duct Insulation | Duct Insulation | NonEquip | 15 |  | 0% | Tech/Econ | 2.045% | 0 | 0 | 0
Econ | Institutional | Space Cooling | Individual room air conditioners | RIM | New | NN4200 | Thermal Energy Storage | Thermal Energy Storage | NonEquip | 20 |  | 33.33% | Tech/Econ | 0% | 0 | 0 | 0
Econ | Institutional | Space Cooling | Individual room air conditioners | RIM | New | NN3966 | Infiltration Reduction - Air Sealing | Infiltration Reduction - Air Sealing | NonEquip | 11 |  | 0% | Tech/Econ | 0.192% | 0 | 0 | 0
Econ | Institutional | Space Cooling | Individual room air conditioners | RIM | New | NN3602 | Energy Recovery Ventilation System (ERV) | Energy Recovery Ventilation System (ERV) | NonEquip | 15 | Packaged air conditioning units (RTUs) | 0% | Tech/Econ | 9.935% | 0 | 0 | 0
Econ | Institutional | Space Cooling | Individual room air conditioners | RIM | New | NN3524 | Duct Sealing Repair | Duct Sealing Repair | NonEquip | 15 |  | 0% | Tech/Econ | 12% | 0 | 0 | 0
Econ | Institutional | Space Cooling | Individual room air conditioners | RIM | New | NN3472 | Duct Insulation | Duct Insulation | NonEquip | 15 |  | 0% | Tech/Econ | 2.045% | 0 | 0 | 0
Econ | Institutional | Space Cooling | Individual room air conditioners | RIM | Existing | NE4187 | Thermal Energy Storage | Thermal Energy Storage | NonEquip | 20 |  | 33.33% | Tech/Econ | 0% | 0.0027222 | -1.3954e-05 | -9.1518e-07
Econ | Institutional | Space Cooling | Individual room air conditioners | RIM | Existing | NE3953 | Infiltration Reduction - Air Sealing | Infiltration Reduction - Air Sealing | NonEquip | 11 |  | 0% | Tech/Econ | 0.192% | 0 | 0 | 0
Econ | Institutional | Space Cooling | Individual room air conditioners | RIM | Existing | NE3589 | Energy Recovery Ventilation System (ERV) | Energy Recovery Ventilation System (ERV) | NonEquip | 15 | Packaged air conditioning units (RTUs) | 0% | Tech/Econ | 9.935% | 0 | 0 | 0
Econ | Institutional | Space Cooling | Individual room air conditioners | RIM | Existing | NE3511 | Duct Sealing Repair | Duct Sealing Repair | NonEquip | 15 |  | 0% | Tech/Econ | 12% | 0 | 0 | 0
Econ | Institutional | Space Cooling | Individual room air conditioners | RIM | Existing | NE3459 | Duct Insulation | Duct Insulation | NonEquip | 15 |  | 0% | Tech/Econ | 2.045% | 0 | 0 | 0
Econ | Institutional | Space Heating | Forced air furnace | RIM | New | NN3940 | Infiltration Reduction - Air Sealing | Infiltration Reduction - Air Sealing | NonEquip | 11 |  | 0% | Tech/Econ | 0.06725% | 0 | 0 | 0
Econ | Institutional | Space Heating | Forced air furnace | RIM | New | NN3550 | Duct Sealing Repair | Duct Sealing Repair | NonEquip | 15 |  | 0% | Tech/Econ | 12% | 0 | 0 | 0
Econ | Institutional | Space Heating | Forced air furnace | RIM | New | NN3498 | Duct Insulation | Duct Insulation | NonEquip | 15 |  | 0% | Tech/Econ | 2.045% | 0 | 0 | 0
Econ | Institutional | Space Heating | Forced air furnace | RIM | Existing | NE3927 | Infiltration Reduction - Air Sealing | Infiltration Reduction - Air Sealing | NonEquip | 11 |  | 0% | Tech/Econ | 0.07421% | 0 | 0 | 0
Econ | Institutional | Space Heating | Forced air furnace | RIM | Existing | NE3537 | Duct Sealing Repair | Duct Sealing Repair | NonEquip | 15 |  | 0% | Tech/Econ | 12% | 0 | 0 | 0
Econ | Institutional | Space Heating | Forced air furnace | RIM | Existing | NE3485 | Duct Insulation | Duct Insulation | NonEquip | 15 |  | 0% | Tech/Econ | 2.045% | 0 | 0 | 0
Econ | Institutional | Space Cooling | District chilled water piped | RIM | New | NN4200 | Thermal Energy Storage | Thermal Energy Storage | NonEquip | 20 |  | 33.33% | Tech/Econ | 0% | 0 | 0 | 0
Econ | Institutional | Space Cooling | District chilled water piped | RIM | New | NN3966 | Infiltration Reduction - Air Sealing | Infiltration Reduction - Air Sealing | NonEquip | 11 |  | 0% | Tech/Econ | 0.192% | 0 | 0 | 0
Econ | Institutional | Space Cooling | District chilled water piped | RIM | New | NN3602 | Energy Recovery Ventilation System (ERV) | Energy Recovery Ventilation System (ERV) | NonEquip | 15 | Packaged air conditioning units (RTUs) | 0% | Tech/Econ | 9.935% | 0 | 0 | 0
Econ | Institutional | Space Cooling | District chilled water piped | RIM | New | NN3524 | Duct Sealing Repair | Duct Sealing Repair | NonEquip | 15 |  | 0% | Tech/Econ | 12% | 0 | 0 | 0
Econ | Institutional | Space Cooling | District chilled water piped | RIM | New | NN3472 | Duct Insulation | Duct Insulation | NonEquip | 15 |  | 0% | Tech/Econ | 2.045% | 0 | 0 | 0
Econ | Institutional | Space Cooling | District chilled water piped | RIM | Existing | NE4187 | Thermal Energy Storage | Thermal Energy Storage | NonEquip | 20 |  | 33.33% | Tech/Econ | 0% | 0.0004688 | -2.4031e-06 | -1.5761e-07
Econ | Institutional | Space Cooling | District chilled water piped | RIM | Existing | NE3953 | Infiltration Reduction - Air Sealing | Infiltration Reduction - Air Sealing | NonEquip | 11 |  | 0% | Tech/Econ | 0.192% | 0 | 0 | 0
Econ | Institutional | Space Cooling | District chilled water piped | RIM | Existing | NE3589 | Energy Recovery Ventilation System (ERV) | Energy Recovery Ventilation System (ERV) | NonEquip | 15 | Packaged air conditioning units (RTUs) | 0% | Tech/Econ | 9.935% | 0 | 0 | 0
Econ | Institutional | Space Cooling | District chilled water piped | RIM | Existing | NE3511 | Duct Sealing Repair | Duct Sealing Repair | NonEquip | 15 |  | 0% | Tech/Econ | 12% | 0 | 0 | 0
Econ | Institutional | Space Cooling | District chilled water piped | RIM | Existing | NE3459 | Duct Insulation | Duct Insulation | NonEquip | 15 |  | 0% | Tech/Econ | 2.045% | 0 | 0 | 0
Econ | Institutional | Space Cooling | Central chillers inside | RIM | New | NN4200 | Thermal Energy Storage | Thermal Energy Storage | NonEquip | 20 |  | 33.33% | Tech/Econ | 0% | 0 | 0 | 0
Econ | Institutional | Space Cooling | Central chillers inside | RIM | New | NN3966 | Infiltration Reduction - Air Sealing | Infiltration Reduction - Air Sealing | NonEquip | 11 |  | 0% | Tech/Econ | 0.192% | 0 | 0 | 0
Econ | Institutional | Space Cooling | Central chillers inside | RIM | New | NN3602 | Energy Recovery Ventilation System (ERV) | Energy Recovery Ventilation System (ERV) | NonEquip | 15 | Packaged air conditioning units (RTUs) | 0% | Tech/Econ | 9.935% | 0 | 0 | 0
Econ | Institutional | Space Cooling | Central chillers inside | RIM | New | NN3524 | Duct Sealing Repair | Duct Sealing Repair | NonEquip | 15 |  | 0% | Tech/Econ | 12% | 0 | 0 | 0
Econ | Institutional | Space Cooling | Central chillers inside | RIM | New | NN3472 | Duct Insulation | Duct Insulation | NonEquip | 15 |  | 0% | Tech/Econ | 2.045% | 0 | 0 | 0
Econ | Institutional | Space Cooling | Central chillers inside | RIM | Existing | NE4187 | Thermal Energy Storage | Thermal Energy Storage | NonEquip | 20 |  | 33.33% | Tech/Econ | 0% | 0.014466 | -7.4155e-05 | -4.8634e-06
Econ | Institutional | Space Cooling | Central chillers inside | RIM | Existing | NE3953 | Infiltration Reduction - Air Sealing | Infiltration Reduction - Air Sealing | NonEquip | 11 |  | 0% | Tech/Econ | 0.192% | 0 | 0 | 0
Econ | Institutional | Space Cooling | Central chillers inside | RIM | Existing | NE3589 | Energy Recovery Ventilation System (ERV) | Energy Recovery Ventilation System (ERV) | NonEquip | 15 | Packaged air conditioning units (RTUs) | 0% | Tech/Econ | 9.935% | 0 | 0 | 0
Econ | Institutional | Space Cooling | Central chillers inside | RIM | Existing | NE3511 | Duct Sealing Repair | Duct Sealing Repair | NonEquip | 15 |  | 0% | Tech/Econ | 12% | 0 | 0 | 0
Econ | Institutional | Space Cooling | Central chillers inside | RIM | Existing | NE3459 | Duct Insulation | Duct Insulation | NonEquip | 15 |  | 0% | Tech/Econ | 2.045% | 0 | 0 | 0
Econ | Institutional | Space Heating | Boilers | RIM | New | NN3940 | Infiltration Reduction - Air Sealing | Infiltration Reduction - Air Sealing | NonEquip | 11 |  | 0% | Tech/Econ | 0.06725% | 0 | 0 | 0
Econ | Institutional | Space Heating | Boilers | RIM | New | NN3550 | Duct Sealing Repair | Duct Sealing Repair | NonEquip | 15 |  | 0% | Tech/Econ | 12% | 0 | 0 | 0
Econ | Institutional | Space Heating | Boilers | RIM | New | NN3498 | Duct Insulation | Duct Insulation | NonEquip | 15 |  | 0% | Tech/Econ | 2.045% | 0 | 0 | 0
Econ | Institutional | Space Heating | Boilers | RIM | Existing | NE3927 | Infiltration Reduction - Air Sealing | Infiltration Reduction - Air Sealing | NonEquip | 11 |  | 0% | Tech/Econ | 0.07421% | 0 | 0 | 0
Econ | Institutional | Space Heating | Boilers | RIM | Existing | NE3537 | Duct Sealing Repair | Duct Sealing Repair | NonEquip | 15 |  | 0% | Tech/Econ | 12% | 0 | 0 | 0
Econ | Institutional | Space Heating | Boilers | RIM | Existing | NE3485 | Duct Insulation | Duct Insulation | NonEquip | 15 |  | 0% | Tech/Econ | 2.045% | 0 | 0 | 0
Econ | Lodging/Hospitality | Refrigeration | Walk-in cooler | RIM | Existing | NE5306 | Retro-Commissioning | Retro-Commissioning | NonEquip | 5 |  | 21.99% | Tech/Econ | 16% | 27500.9896 | 8.4908 | 16.4519
Econ | Lodging/Hospitality | Refrigeration | Vending and ice makers | RIM | Existing | NE5306 | Retro-Commissioning | Retro-Commissioning | NonEquip | 5 |  | 21.99% | Tech/Econ | 16% | 236542.1027 | 73.0316 | 141.5061
Econ | Lodging/Hospitality | Exterior Lighting | Street lighting | RIM | Existing | NE5280 | Retro-Commissioning | Retro-Commissioning | NonEquip | 5 |  | 21.99% | Tech/Econ | 16% | 0 | 0 | 0
Econ | Lodging/Hospitality | Exterior Lighting | Spot lighting/Security/Flood | RIM | Existing | NE5280 | Retro-Commissioning | Retro-Commissioning | NonEquip | 5 |  | 21.99% | Tech/Econ | 16% | 0 | 0 | 0
Econ | Lodging/Hospitality | Interior Lighting | Spot lighting | RIM | Existing | NE5254 | Retro-Commissioning | Retro-Commissioning | NonEquip | 5 |  | 21.99% | Tech/Econ | 16% | 26.5487 | 0.0081968 | 0.015882
Econ | Lodging/Hospitality | Space Cooling | Residential-type central air conditioners | RIM | New | NN5371 | Retro-Commissioning | Retro-Commissioning | NonEquip | 5 |  | 0% | Tech/Econ | 16% |  | 0 | 0
Econ | Lodging/Hospitality | Space Cooling | Residential-type central air conditioners | RIM | New | NN4201 | Thermal Energy Storage | Thermal Energy Storage | NonEquip | 20 |  | 33.33% | Tech/Econ | 0% | 0 | 0 | 0
Econ | Lodging/Hospitality | Space Cooling | Residential-type central air conditioners | RIM | New | NN3967 | Infiltration Reduction - Air Sealing | Infiltration Reduction - Air Sealing | NonEquip | 11 |  | 0% | Tech/Econ | 0.234% |  | 0 | 0
Econ | Lodging/Hospitality | Space Cooling | Residential-type central air conditioners | RIM | New | NN3603 | Energy Recovery Ventilation System (ERV) | Energy Recovery Ventilation System (ERV) | NonEquip | 15 | Packaged air conditioning units (RTUs) | 0% | Tech/Econ | 9.935% | 0 | 0 | 0
Econ | Lodging/Hospitality | Space Cooling | Residential-type central air conditioners | RIM | New | NN3525 | Duct Sealing Repair | Duct Sealing Repair | NonEquip | 15 |  | 0% | Tech/Econ | 12% |  | 0 | 0
Econ | Lodging/Hospitality | Space Cooling | Residential-type central air conditioners | RIM | Existing | NE5358 | Retro-Commissioning | Retro-Commissioning | NonEquip | 5 |  | 21.99% | Tech/Econ | 16% | 0 | 0 | 0
Econ | Lodging/Hospitality | Space Cooling | Residential-type central air conditioners | RIM | Existing | NE4188 | Thermal Energy Storage | Thermal Energy Storage | NonEquip | 20 |  | 33.33% | Tech/Econ | 0% | 0 | 0 | 0
Econ | Lodging/Hospitality | Space Cooling | Residential-type central air conditioners | RIM | Existing | NE4136 | Smart Thermostat | Smart Thermostat | NonEquip | 11 |  | 45.33% | Tech/Econ | 10% | 0 | 0 | 0
Econ | Lodging/Hospitality | Space Cooling | Residential-type central air conditioners | RIM | Existing | NE4032 | Programmable Thermostat | Programmable Thermostat | NonEquip | 11 |  | 0% | Tech/Econ | 3.6% | 0 | 0 | 0
Econ | Lodging/Hospitality | Space Cooling | Residential-type central air conditioners | RIM | Existing | NE3954 | Infiltration Reduction - Air Sealing | Infiltration Reduction - Air Sealing | NonEquip | 11 |  | 0% | Tech/Econ | 0.234% | 0 | 0 | 0
Econ | Lodging/Hospitality | Space Cooling | Residential-type central air conditioners | RIM | Existing | NE3590 | Energy Recovery Ventilation System (ERV) | Energy Recovery Ventilation System (ERV) | NonEquip | 15 | Packaged air conditioning units (RTUs) | 0% | Tech/Econ | 9.935% | 0 | 0 | 0
Econ | Lodging/Hospitality | Space Cooling | Residential-type central air conditioners | RIM | Existing | NE3512 | Duct Sealing Repair | Duct Sealing Repair | NonEquip | 15 |  | 0% | Tech/Econ | 12% | 0 | 0 | 0
Econ | Lodging/Hospitality | Space Cooling | Residential-type central air conditioners | RIM | Existing | NE3460 | Duct Insulation | Duct Insulation | NonEquip | 15 |  | 0% | Tech/Econ | 2.045% | 0 | 0 | 0
Econ | Lodging/Hospitality | Space Heating | Residential/split system heat pump | RIM | New | NN5345 | Retro-Commissioning | Retro-Commissioning | NonEquip | 5 |  | 0% | Tech/Econ | 16% |  | 0 | 0
Econ | Lodging/Hospitality | Space Heating | Residential/split system heat pump | RIM | New | NN3941 | Infiltration Reduction - Air Sealing | Infiltration Reduction - Air Sealing | NonEquip | 11 |  | 0% | Tech/Econ | 0.08198% | 0 | 0 | 0
Econ | Lodging/Hospitality | Space Heating | Residential/split system heat pump | RIM | New | NN3551 | Duct Sealing Repair | Duct Sealing Repair | NonEquip | 15 |  | 0% | Tech/Econ | 12% |  | 0 | 0
Econ | Lodging/Hospitality | Space Heating | Residential/split system heat pump | RIM | Existing | NE5332 | Retro-Commissioning | Retro-Commissioning | NonEquip | 5 |  | 21.99% | Tech/Econ | 16% | 137042.2288 | 0 | 81.9825
Econ | Lodging/Hospitality | Space Heating | Residential/split system heat pump | RIM | Existing | NE4162 | Smart Thermostat | Smart Thermostat | NonEquip | 11 |  | 45.33% | Tech/Econ | 10% | 184937.4342 | 0 | 552.5483
Econ | Lodging/Hospitality | Space Heating | Residential/split system heat pump | RIM | Existing | NE4058 | Programmable Thermostat | Programmable Thermostat | NonEquip | 11 |  | 0% | Tech/Econ | 3.6% | 0 | 0 | 0
Econ | Lodging/Hospitality | Space Heating | Residential/split system heat pump | RIM | Existing | NE3928 | Infiltration Reduction - Air Sealing | Infiltration Reduction - Air Sealing | NonEquip | 11 |  | 0% | Tech/Econ | 0.09046% | 0 | 0 | 0
Econ | Lodging/Hospitality | Space Heating | Residential/split system heat pump | RIM | Existing | NE3538 | Duct Sealing Repair | Duct Sealing Repair | NonEquip | 15 |  | 0% | Tech/Econ | 12% | 0 | 0 | 0
Econ | Lodging/Hospitality | Space Heating | Residential/split system heat pump | RIM | Existing | NE3486 | Duct Insulation | Duct Insulation | NonEquip | 15 |  | 0% | Tech/Econ | 2.045% | 0 | 0 | 0
Econ | Lodging/Hospitality | Refrigeration | Residential style | RIM | Existing | NE5306 | Retro-Commissioning | Retro-Commissioning | NonEquip | 5 |  | 21.99% | Tech/Econ | 16% | 70986.4526 | 21.9168 | 42.4661
Econ | Lodging/Hospitality | Miscellaneous | Pool pump | RIM | Existing | NE5436 | Retro-Commissioning | Retro-Commissioning | NonEquip | 5 |  | 21.99% | Tech/Econ | 16% | 13455.0056 | 4.1542 | 8.0492
Econ | Lodging/Hospitality | Space Heating | Packaged central unit | RIM | New | NN5345 | Retro-Commissioning | Retro-Commissioning | NonEquip | 5 |  | 0% | Tech/Econ | 16% |  | 0 | 0
Econ | Lodging/Hospitality | Space Heating | Packaged central unit | RIM | New | NN3941 | Infiltration Reduction - Air Sealing | Infiltration Reduction - Air Sealing | NonEquip | 11 |  | 0% | Tech/Econ | 0.08198% | 0 | 0 | 0
Econ | Lodging/Hospitality | Space Heating | Packaged central unit | RIM | New | NN3551 | Duct Sealing Repair | Duct Sealing Repair | NonEquip | 15 |  | 0% | Tech/Econ | 12% |  | 0 | 0
Econ | Lodging/Hospitality | Space Heating | Packaged central unit | RIM | Existing | NE5332 | Retro-Commissioning | Retro-Commissioning | NonEquip | 5 |  | 21.99% | Tech/Econ | 16% | 224353.45 | 0 | 134.2145
Econ | Lodging/Hospitality | Space Heating | Packaged central unit | RIM | Existing | NE4162 | Smart Thermostat | Smart Thermostat | NonEquip | 11 |  | 45.33% | Tech/Econ | 10% | 302763.256 | 0 | 904.5833
Econ | Lodging/Hospitality | Space Heating | Packaged central unit | RIM | Existing | NE4058 | Programmable Thermostat | Programmable Thermostat | NonEquip | 11 |  | 0% | Tech/Econ | 3.6% | 0 | 0 | 0
Econ | Lodging/Hospitality | Space Heating | Packaged central unit | RIM | Existing | NE3928 | Infiltration Reduction - Air Sealing | Infiltration Reduction - Air Sealing | NonEquip | 11 |  | 0% | Tech/Econ | 0.09046% | 0 | 0 | 0
Econ | Lodging/Hospitality | Space Heating | Packaged central unit | RIM | Existing | NE3538 | Duct Sealing Repair | Duct Sealing Repair | NonEquip | 15 |  | 0% | Tech/Econ | 12% | 0 | 0 | 0
Econ | Lodging/Hospitality | Space Heating | Packaged central unit | RIM | Existing | NE3486 | Duct Insulation | Duct Insulation | NonEquip | 15 |  | 0% | Tech/Econ | 2.045% | 0 | 0 | 0
Econ | Lodging/Hospitality | Space Cooling | Packaged air conditioning units (RTUs) | RIM | New | NN5371 | Retro-Commissioning | Retro-Commissioning | NonEquip | 5 |  | 0% | Tech/Econ | 16% |  | 0 | 0
Econ | Lodging/Hospitality | Space Cooling | Packaged air conditioning units (RTUs) | RIM | New | NN4201 | Thermal Energy Storage | Thermal Energy Storage | NonEquip | 20 |  | 33.33% | Tech/Econ | 0% | 0 | 0 | 0
Econ | Lodging/Hospitality | Space Cooling | Packaged air conditioning units (RTUs) | RIM | New | NN3967 | Infiltration Reduction - Air Sealing | Infiltration Reduction - Air Sealing | NonEquip | 11 |  | 0% | Tech/Econ | 0.234% |  | 0 | 0
Econ | Lodging/Hospitality | Space Cooling | Packaged air conditioning units (RTUs) | RIM | New | NN3603 | Energy Recovery Ventilation System (ERV) | Energy Recovery Ventilation System (ERV) | NonEquip | 15 | Packaged air conditioning units (RTUs) | 48.99% | Tech/Econ | 9.935% | 0 | 0 | 0
Econ | Lodging/Hospitality | Space Cooling | Packaged air conditioning units (RTUs) | RIM | New | NN3525 | Duct Sealing Repair | Duct Sealing Repair | NonEquip | 15 |  | 0% | Tech/Econ | 12% |  | 0 | 0
Econ | Lodging/Hospitality | Space Cooling | Packaged air conditioning units (RTUs) | RIM | Existing | NE5358 | Retro-Commissioning | Retro-Commissioning | NonEquip | 5 |  | 21.99% | Tech/Econ | 16% | 526812.2425 | 162.6515 | 0
Econ | Lodging/Hospitality | Space Cooling | Packaged air conditioning units (RTUs) | RIM | Existing | NE4188 | Thermal Energy Storage | Thermal Energy Storage | NonEquip | 20 |  | 33.33% | Tech/Econ | 0% | 0.0034424 | -1.7646e-05 | -1.1573e-06
Econ | Lodging/Hospitality | Space Cooling | Packaged air conditioning units (RTUs) | RIM | Existing | NE4136 | Smart Thermostat | Smart Thermostat | NonEquip | 11 |  | 45.33% | Tech/Econ | 10% | 747302.1983 | -23.9374 | 0
Econ | Lodging/Hospitality | Space Cooling | Packaged air conditioning units (RTUs) | RIM | Existing | NE4032 | Programmable Thermostat | Programmable Thermostat | NonEquip | 11 |  | 0% | Tech/Econ | 3.6% | 0 | 0 | 0
Econ | Lodging/Hospitality | Space Cooling | Packaged air conditioning units (RTUs) | RIM | Existing | NE3954 | Infiltration Reduction - Air Sealing | Infiltration Reduction - Air Sealing | NonEquip | 11 |  | 0% | Tech/Econ | 0.234% | 0 | 0 | 0
Econ | Lodging/Hospitality | Space Cooling | Packaged air conditioning units (RTUs) | RIM | Existing | NE3590 | Energy Recovery Ventilation System (ERV) | Energy Recovery Ventilation System (ERV) | NonEquip | 15 | Packaged air conditioning units (RTUs) | 48.99% | Tech/Econ | 9.935% | 766088.9128 | 1123.2943 | 217.6909
Econ | Lodging/Hospitality | Space Cooling | Packaged air conditioning units (RTUs) | RIM | Existing | NE3512 | Duct Sealing Repair | Duct Sealing Repair | NonEquip | 15 |  | 0% | Tech/Econ | 12% | 0 | 0 | 0
Econ | Lodging/Hospitality | Space Cooling | Packaged air conditioning units (RTUs) | RIM | Existing | NE3460 | Duct Insulation | Duct Insulation | NonEquip | 15 |  | 0% | Tech/Econ | 2.045% | 0 | 0 | 0
Econ | Lodging/Hospitality | Interior Lighting | Overhead (fluorescent/LED/CFL U-shape) | RIM | Existing | NE5254 | Retro-Commissioning | Retro-Commissioning | NonEquip | 5 |  | 21.99% | Tech/Econ | 16% | 463858.4688 | 143.2147 | 277.4931
Econ | Lodging/Hospitality | Miscellaneous | Others | RIM | Existing | NE5436 | Retro-Commissioning | Retro-Commissioning | NonEquip | 5 |  | 21.99% | Tech/Econ | 16% | 431926.3508 | 133.3558 | 258.3904
Econ | Lodging/Hospitality | Ventilation and Circulation | Motor/Fan | RIM | Existing | NE5384 | Retro-Commissioning | Retro-Commissioning | NonEquip | 5 |  | 21.99% | Tech/Econ | 16% | 2388.4799 | 0.73743 | 1.4289
Econ | Lodging/Hospitality | Miscellaneous | Medical equipment | RIM | Existing | NE5436 | Retro-Commissioning | Retro-Commissioning | NonEquip | 5 |  | 21.99% | Tech/Econ | 16% | 0 | 0 | 0
Econ | Lodging/Hospitality | Refrigeration | Large cold storage | RIM | Existing | NE5306 | Retro-Commissioning | Retro-Commissioning | NonEquip | 5 |  | 21.99% | Tech/Econ | 16% | 0 | 0 | 0
Econ | Lodging/Hospitality | Miscellaneous | Laboratory equipment | RIM | Existing | NE5436 | Retro-Commissioning | Retro-Commissioning | NonEquip | 5 |  | 21.99% | Tech/Econ | 16% | 0 | 0 | 0
Econ | Lodging/Hospitality | Ventilation and Circulation | Individual room ventilation | RIM | Existing | NE5384 | Retro-Commissioning | Retro-Commissioning | NonEquip | 5 |  | 21.99% | Tech/Econ | 16% | 3385.3811 | 1.0452 | 2.0252
Econ | Lodging/Hospitality | Space Heating | Individual room heating | RIM | New | NN5345 | Retro-Commissioning | Retro-Commissioning | NonEquip | 5 |  | 0% | Tech/Econ | 16% |  | 0 | 0
Econ | Lodging/Hospitality | Space Heating | Individual room heating | RIM | New | NN3941 | Infiltration Reduction - Air Sealing | Infiltration Reduction - Air Sealing | NonEquip | 11 |  | 0% | Tech/Econ | 0.08198% | 0 | 0 | 0
Econ | Lodging/Hospitality | Space Heating | Individual room heating | RIM | New | NN3551 | Duct Sealing Repair | Duct Sealing Repair | NonEquip | 15 |  | 0% | Tech/Econ | 12% |  | 0 | 0
Econ | Lodging/Hospitality | Space Heating | Individual room heating | RIM | Existing | NE5332 | Retro-Commissioning | Retro-Commissioning | NonEquip | 5 |  | 21.99% | Tech/Econ | 16% | 9618.4918 | 0 | 5.7541
Econ | Lodging/Hospitality | Space Heating | Individual room heating | RIM | Existing | NE4162 | Smart Thermostat | Smart Thermostat | NonEquip | 11 |  | 45.33% | Tech/Econ | 10% | 12980.0808 | 0 | 38.7813
Econ | Lodging/Hospitality | Space Heating | Individual room heating | RIM | Existing | NE4058 | Programmable Thermostat | Programmable Thermostat | NonEquip | 11 |  | 0% | Tech/Econ | 3.6% | 0 | 0 | 0
Econ | Lodging/Hospitality | Space Heating | Individual room heating | RIM | Existing | NE3928 | Infiltration Reduction - Air Sealing | Infiltration Reduction - Air Sealing | NonEquip | 11 |  | 0% | Tech/Econ | 0.09046% | 0 | 0 | 0
Econ | Lodging/Hospitality | Space Heating | Individual room heating | RIM | Existing | NE3538 | Duct Sealing Repair | Duct Sealing Repair | NonEquip | 15 |  | 0% | Tech/Econ | 12% | 0 | 0 | 0
Econ | Lodging/Hospitality | Space Heating | Individual room heating | RIM | Existing | NE3486 | Duct Insulation | Duct Insulation | NonEquip | 15 |  | 0% | Tech/Econ | 2.045% | 0 | 0 | 0
Econ | Lodging/Hospitality | Space Cooling | Individual room air conditioners | RIM | New | NN5371 | Retro-Commissioning | Retro-Commissioning | NonEquip | 5 |  | 0% | Tech/Econ | 16% |  | 0 | 0
Econ | Lodging/Hospitality | Space Cooling | Individual room air conditioners | RIM | New | NN4201 | Thermal Energy Storage | Thermal Energy Storage | NonEquip | 20 |  | 33.33% | Tech/Econ | 0% | 0 | 0 | 0
Econ | Lodging/Hospitality | Space Cooling | Individual room air conditioners | RIM | New | NN3967 | Infiltration Reduction - Air Sealing | Infiltration Reduction - Air Sealing | NonEquip | 11 |  | 0% | Tech/Econ | 0.234% |  | 0 | 0
Econ | Lodging/Hospitality | Space Cooling | Individual room air conditioners | RIM | New | NN3603 | Energy Recovery Ventilation System (ERV) | Energy Recovery Ventilation System (ERV) | NonEquip | 15 | Packaged air conditioning units (RTUs) | 0% | Tech/Econ | 9.935% | 0 | 0 | 0
Econ | Lodging/Hospitality | Space Cooling | Individual room air conditioners | RIM | New | NN3525 | Duct Sealing Repair | Duct Sealing Repair | NonEquip | 15 |  | 0% | Tech/Econ | 12% |  | 0 | 0
Econ | Lodging/Hospitality | Space Cooling | Individual room air conditioners | RIM | Existing | NE5358 | Retro-Commissioning | Retro-Commissioning | NonEquip | 5 |  | 21.99% | Tech/Econ | 16% | 828948.008 | 255.9348 | 0
Econ | Lodging/Hospitality | Space Cooling | Individual room air conditioners | RIM | Existing | NE4188 | Thermal Energy Storage | Thermal Energy Storage | NonEquip | 20 |  | 33.33% | Tech/Econ | 0% | 0.0051531 | -2.6415e-05 | -1.7324e-06
Econ | Lodging/Hospitality | Space Cooling | Individual room air conditioners | RIM | Existing | NE4136 | Smart Thermostat | Smart Thermostat | NonEquip | 11 |  | 45.33% | Tech/Econ | 10% | 1118658.966 | -35.8326 | 0
Econ | Lodging/Hospitality | Space Cooling | Individual room air conditioners | RIM | Existing | NE4032 | Programmable Thermostat | Programmable Thermostat | NonEquip | 11 |  | 0% | Tech/Econ | 3.6% | 0 | 0 | 0
Econ | Lodging/Hospitality | Space Cooling | Individual room air conditioners | RIM | Existing | NE3954 | Infiltration Reduction - Air Sealing | Infiltration Reduction - Air Sealing | NonEquip | 11 |  | 0% | Tech/Econ | 0.234% | 0 | 0 | 0
Econ | Lodging/Hospitality | Space Cooling | Individual room air conditioners | RIM | Existing | NE3590 | Energy Recovery Ventilation System (ERV) | Energy Recovery Ventilation System (ERV) | NonEquip | 15 | Packaged air conditioning units (RTUs) | 0% | Tech/Econ | 9.935% | 0 | 0 | 0
Econ | Lodging/Hospitality | Space Cooling | Individual room air conditioners | RIM | Existing | NE3512 | Duct Sealing Repair | Duct Sealing Repair | NonEquip | 15 |  | 0% | Tech/Econ | 12% | 0 | 0 | 0
Econ | Lodging/Hospitality | Space Cooling | Individual room air conditioners | RIM | Existing | NE3460 | Duct Insulation | Duct Insulation | NonEquip | 15 |  | 0% | Tech/Econ | 2.045% | 0 | 0 | 0
Econ | Lodging/Hospitality | Interior Lighting | High bay | RIM | Existing | NE5254 | Retro-Commissioning | Retro-Commissioning | NonEquip | 5 |  | 21.99% | Tech/Econ | 16% | 512150.5107 | 158.1247 | 306.3828
Econ | Lodging/Hospitality | Space Heating | Forced air furnace | RIM | New | NN5345 | Retro-Commissioning | Retro-Commissioning | NonEquip | 5 |  | 0% | Tech/Econ | 16% |  | 0 | 0
Econ | Lodging/Hospitality | Space Heating | Forced air furnace | RIM | New | NN3941 | Infiltration Reduction - Air Sealing | Infiltration Reduction - Air Sealing | NonEquip | 11 |  | 0% | Tech/Econ | 0.08198% | 0 | 0 | 0
Econ | Lodging/Hospitality | Space Heating | Forced air furnace | RIM | New | NN3551 | Duct Sealing Repair | Duct Sealing Repair | NonEquip | 15 |  | 0% | Tech/Econ | 12% |  | 0 | 0
Econ | Lodging/Hospitality | Space Heating | Forced air furnace | RIM | Existing | NE5332 | Retro-Commissioning | Retro-Commissioning | NonEquip | 5 |  | 21.99% | Tech/Econ | 16% | 1752.0409 | 0 | 1.0481
Econ | Lodging/Hospitality | Space Heating | Forced air furnace | RIM | Existing | NE4162 | Smart Thermostat | Smart Thermostat | NonEquip | 11 |  | 45.33% | Tech/Econ | 10% | 2364.3657 | 0 | 7.0642
Econ | Lodging/Hospitality | Space Heating | Forced air furnace | RIM | Existing | NE4058 | Programmable Thermostat | Programmable Thermostat | NonEquip | 11 |  | 0% | Tech/Econ | 3.6% | 0 | 0 | 0
Econ | Lodging/Hospitality | Space Heating | Forced air furnace | RIM | Existing | NE3928 | Infiltration Reduction - Air Sealing | Infiltration Reduction - Air Sealing | NonEquip | 11 |  | 0% | Tech/Econ | 0.09046% | 0 | 0 | 0
Econ | Lodging/Hospitality | Space Heating | Forced air furnace | RIM | Existing | NE3538 | Duct Sealing Repair | Duct Sealing Repair | NonEquip | 15 |  | 0% | Tech/Econ | 12% | 0 | 0 | 0
Econ | Lodging/Hospitality | Space Heating | Forced air furnace | RIM | Existing | NE3486 | Duct Insulation | Duct Insulation | NonEquip | 15 |  | 0% | Tech/Econ | 2.045% | 0 | 0 | 0
Econ | Lodging/Hospitality | Exterior Lighting | Exterior parking/lot lighting | RIM | Existing | NE5280 | Retro-Commissioning | Retro-Commissioning | NonEquip | 5 |  | 21.99% | Tech/Econ | 16% | 122265.5225 | 0 | 73.1427
Econ | Lodging/Hospitality | Exterior Lighting | Exterior marquis | RIM | Existing | NE5280 | Retro-Commissioning | Retro-Commissioning | NonEquip | 5 |  | 21.99% | Tech/Econ | 16% | 0 | 0 | 0
Econ | Lodging/Hospitality | Miscellaneous | Elevators/Escalators | RIM | Existing | NE5436 | Retro-Commissioning | Retro-Commissioning | NonEquip | 5 |  | 21.99% | Tech/Econ | 16% | 87363.9265 | 26.9733 | 52.2635
Econ | Lodging/Hospitality | Space Cooling | District chilled water piped | RIM | New | NN5371 | Retro-Commissioning | Retro-Commissioning | NonEquip | 5 |  | 0% | Tech/Econ | 16% |  | 0 | 0
Econ | Lodging/Hospitality | Space Cooling | District chilled water piped | RIM | New | NN4201 | Thermal Energy Storage | Thermal Energy Storage | NonEquip | 20 |  | 33.33% | Tech/Econ | 0% | 0 | 0 | 0
Econ | Lodging/Hospitality | Space Cooling | District chilled water piped | RIM | New | NN3967 | Infiltration Reduction - Air Sealing | Infiltration Reduction - Air Sealing | NonEquip | 11 |  | 0% | Tech/Econ | 0.234% |  | 0 | 0
Econ | Lodging/Hospitality | Space Cooling | District chilled water piped | RIM | New | NN3603 | Energy Recovery Ventilation System (ERV) | Energy Recovery Ventilation System (ERV) | NonEquip | 15 | Packaged air conditioning units (RTUs) | 0% | Tech/Econ | 9.935% | 0 | 0 | 0
Econ | Lodging/Hospitality | Space Cooling | District chilled water piped | RIM | New | NN3525 | Duct Sealing Repair | Duct Sealing Repair | NonEquip | 15 |  | 0% | Tech/Econ | 12% |  | 0 | 0
Econ | Lodging/Hospitality | Space Cooling | District chilled water piped | RIM | Existing | NE5358 | Retro-Commissioning | Retro-Commissioning | NonEquip | 5 |  | 21.99% | Tech/Econ | 16% | 0 | 0 | 0
Econ | Lodging/Hospitality | Space Cooling | District chilled water piped | RIM | Existing | NE4188 | Thermal Energy Storage | Thermal Energy Storage | NonEquip | 20 |  | 33.33% | Tech/Econ | 0% | 0 | 0 | 0
Econ | Lodging/Hospitality | Space Cooling | District chilled water piped | RIM | Existing | NE4136 | Smart Thermostat | Smart Thermostat | NonEquip | 11 |  | 45.33% | Tech/Econ | 10% | 0 | 0 | 0
Econ | Lodging/Hospitality | Space Cooling | District chilled water piped | RIM | Existing | NE4032 | Programmable Thermostat | Programmable Thermostat | NonEquip | 11 |  | 0% | Tech/Econ | 3.6% | 0 | 0 | 0
Econ | Lodging/Hospitality | Space Cooling | District chilled water piped | RIM | Existing | NE3954 | Infiltration Reduction - Air Sealing | Infiltration Reduction - Air Sealing | NonEquip | 11 |  | 0% | Tech/Econ | 0.234% | 0 | 0 | 0
Econ | Lodging/Hospitality | Space Cooling | District chilled water piped | RIM | Existing | NE3590 | Energy Recovery Ventilation System (ERV) | Energy Recovery Ventilation System (ERV) | NonEquip | 15 | Packaged air conditioning units (RTUs) | 0% | Tech/Econ | 9.935% | 0 | 0 | 0
Econ | Lodging/Hospitality | Space Cooling | District chilled water piped | RIM | Existing | NE3512 | Duct Sealing Repair | Duct Sealing Repair | NonEquip | 15 |  | 0% | Tech/Econ | 12% | 0 | 0 | 0
Econ | Lodging/Hospitality | Space Cooling | District chilled water piped | RIM | Existing | NE3460 | Duct Insulation | Duct Insulation | NonEquip | 15 |  | 0% | Tech/Econ | 2.045% | 0 | 0 | 0
Econ | Lodging/Hospitality | Refrigeration | Display cases | RIM | Existing | NE5306 | Retro-Commissioning | Retro-Commissioning | NonEquip | 5 |  | 21.99% | Tech/Econ | 16% | 35025.71 | 10.8141 | 20.9534
Econ | Lodging/Hospitality | Domestic Hot Water | Centralized water heaters | RIM | Existing | NE5410 | Retro-Commissioning | Retro-Commissioning | NonEquip | 5 |  | 21.99% | Tech/Econ | 16% | 350381.739 | 108.1791 | 209.6082
Econ | Lodging/Hospitality | Space Cooling | Central chillers inside | RIM | New | NN5371 | Retro-Commissioning | Retro-Commissioning | NonEquip | 5 |  | 0% | Tech/Econ | 16% |  | 0 | 0
Econ | Lodging/Hospitality | Space Cooling | Central chillers inside | RIM | New | NN4201 | Thermal Energy Storage | Thermal Energy Storage | NonEquip | 20 |  | 33.33% | Tech/Econ | 0% | 0 | 0 | 0
Econ | Lodging/Hospitality | Space Cooling | Central chillers inside | RIM | New | NN3967 | Infiltration Reduction - Air Sealing | Infiltration Reduction - Air Sealing | NonEquip | 11 |  | 0% | Tech/Econ | 0.234% |  | 0 | 0
Econ | Lodging/Hospitality | Space Cooling | Central chillers inside | RIM | New | NN3603 | Energy Recovery Ventilation System (ERV) | Energy Recovery Ventilation System (ERV) | NonEquip | 15 | Packaged air conditioning units (RTUs) | 0% | Tech/Econ | 9.935% | 0 | 0 | 0
Econ | Lodging/Hospitality | Space Cooling | Central chillers inside | RIM | New | NN3525 | Duct Sealing Repair | Duct Sealing Repair | NonEquip | 15 |  | 0% | Tech/Econ | 12% |  | 0 | 0
Econ | Lodging/Hospitality | Space Cooling | Central chillers inside | RIM | Existing | NE5358 | Retro-Commissioning | Retro-Commissioning | NonEquip | 5 |  | 21.99% | Tech/Econ | 16% | 229053.007 | 70.7193 | 0
Econ | Lodging/Hospitality | Space Cooling | Central chillers inside | RIM | Existing | NE4188 | Thermal Energy Storage | Thermal Energy Storage | NonEquip | 20 |  | 33.33% | Tech/Econ | 0% | 0.0014239 | -7.299e-06 | -4.787e-07
Econ | Lodging/Hospitality | Space Cooling | Central chillers inside | RIM | Existing | NE4136 | Smart Thermostat | Smart Thermostat | NonEquip | 11 |  | 45.33% | Tech/Econ | 10% | 309105.2727 | -9.9012 | 0
Econ | Lodging/Hospitality | Space Cooling | Central chillers inside | RIM | Existing | NE4032 | Programmable Thermostat | Programmable Thermostat | NonEquip | 11 |  | 0% | Tech/Econ | 3.6% | 0 | 0 | 0
Econ | Lodging/Hospitality | Space Cooling | Central chillers inside | RIM | Existing | NE3954 | Infiltration Reduction - Air Sealing | Infiltration Reduction - Air Sealing | NonEquip | 11 |  | 0% | Tech/Econ | 0.234% | 0 | 0 | 0
Econ | Lodging/Hospitality | Space Cooling | Central chillers inside | RIM | Existing | NE3590 | Energy Recovery Ventilation System (ERV) | Energy Recovery Ventilation System (ERV) | NonEquip | 15 | Packaged air conditioning units (RTUs) | 0% | Tech/Econ | 9.935% | 0 | 0 | 0
Econ | Lodging/Hospitality | Space Cooling | Central chillers inside | RIM | Existing | NE3512 | Duct Sealing Repair | Duct Sealing Repair | NonEquip | 15 |  | 0% | Tech/Econ | 12% | 0 | 0 | 0
Econ | Lodging/Hospitality | Space Cooling | Central chillers inside | RIM | Existing | NE3460 | Duct Insulation | Duct Insulation | NonEquip | 15 |  | 0% | Tech/Econ | 2.045% | 0 | 0 | 0
Econ | Lodging/Hospitality | Ventilation and Circulation | Central air-handling unit | RIM | Existing | NE5384 | Retro-Commissioning | Retro-Commissioning | NonEquip | 5 |  | 21.99% | Tech/Econ | 16% | 518823.0898 | 160.1848 | 310.3745
Econ | Lodging/Hospitality | Interior Lighting | case lighting | RIM | Existing | NE5254 | Retro-Commissioning | Retro-Commissioning | NonEquip | 5 |  | 21.99% | Tech/Econ | 16% | 26.5487 | 0.0081968 | 0.015882
Econ | Lodging/Hospitality | Space Heating | Boilers | RIM | New | NN5345 | Retro-Commissioning | Retro-Commissioning | NonEquip | 5 |  | 0% | Tech/Econ | 16% |  | 0 | 0
Econ | Lodging/Hospitality | Space Heating | Boilers | RIM | New | NN3941 | Infiltration Reduction - Air Sealing | Infiltration Reduction - Air Sealing | NonEquip | 11 |  | 0% | Tech/Econ | 0.08198% | 0 | 0 | 0
Econ | Lodging/Hospitality | Space Heating | Boilers | RIM | New | NN3551 | Duct Sealing Repair | Duct Sealing Repair | NonEquip | 15 |  | 0% | Tech/Econ | 12% |  | 0 | 0
Econ | Lodging/Hospitality | Space Heating | Boilers | RIM | Existing | NE5332 | Retro-Commissioning | Retro-Commissioning | NonEquip | 5 |  | 21.99% | Tech/Econ | 16% | 0 | 0 | 0
Econ | Lodging/Hospitality | Space Heating | Boilers | RIM | Existing | NE4162 | Smart Thermostat | Smart Thermostat | NonEquip | 11 |  | 45.33% | Tech/Econ | 10% | 0 | 0 | 0
Econ | Lodging/Hospitality | Space Heating | Boilers | RIM | Existing | NE4058 | Programmable Thermostat | Programmable Thermostat | NonEquip | 11 |  | 0% | Tech/Econ | 3.6% | 0 | 0 | 0
Econ | Lodging/Hospitality | Space Heating | Boilers | RIM | Existing | NE3928 | Infiltration Reduction - Air Sealing | Infiltration Reduction - Air Sealing | NonEquip | 11 |  | 0% | Tech/Econ | 0.09046% | 0 | 0 | 0
Econ | Lodging/Hospitality | Space Heating | Boilers | RIM | Existing | NE3538 | Duct Sealing Repair | Duct Sealing Repair | NonEquip | 15 |  | 0% | Tech/Econ | 12% | 0 | 0 | 0
Econ | Lodging/Hospitality | Space Heating | Boilers | RIM | Existing | NE3486 | Duct Insulation | Duct Insulation | NonEquip | 15 |  | 0% | Tech/Econ | 2.045% | 0 | 0 | 0
Econ | Lodging/Hospitality | Domestic Hot Water | "Point-of-Use" water heaters | RIM | Existing | NE5410 | Retro-Commissioning | Retro-Commissioning | NonEquip | 5 |  | 21.99% | Tech/Econ | 16% | 6784.3813 | 2.0947 | 4.0586
Econ | Miscellaneous | Space Cooling | Residential-type central air conditioners | RIM | New | NN4202 | Thermal Energy Storage | Thermal Energy Storage | NonEquip | 20 |  | 50% | Tech/Econ | 0% | 0 | 0 | 0
Econ | Miscellaneous | Space Cooling | Residential-type central air conditioners | RIM | New | NN3968 | Infiltration Reduction - Air Sealing | Infiltration Reduction - Air Sealing | NonEquip | 11 |  | 0% | Tech/Econ | 0.02014% | 0 | 0 | 0
Econ | Miscellaneous | Space Cooling | Residential-type central air conditioners | RIM | New | NN3604 | Energy Recovery Ventilation System (ERV) | Energy Recovery Ventilation System (ERV) | NonEquip | 15 | Packaged air conditioning units (RTUs) | 0% | Tech/Econ | 9.935% | 0 | 0 | 0
Econ | Miscellaneous | Space Cooling | Residential-type central air conditioners | RIM | New | NN3526 | Duct Sealing Repair | Duct Sealing Repair | NonEquip | 15 |  | 0% | Tech/Econ | 12% | 0 | 0 | 0
Econ | Miscellaneous | Space Cooling | Residential-type central air conditioners | RIM | New | NN3474 | Duct Insulation | Duct Insulation | NonEquip | 15 |  | 0% | Tech/Econ | 2.045% | 0 | 0 | 0
Econ | Miscellaneous | Space Cooling | Residential-type central air conditioners | RIM | Existing | NE4189 | Thermal Energy Storage | Thermal Energy Storage | NonEquip | 20 |  | 50% | Tech/Econ | 0% | 0.00015644 | -8.0194e-07 | -5.2595e-08
Econ | Miscellaneous | Space Cooling | Residential-type central air conditioners | RIM | Existing | NE3955 | Infiltration Reduction - Air Sealing | Infiltration Reduction - Air Sealing | NonEquip | 11 |  | 0% | Tech/Econ | 0.02014% | 0 | 0 | 0
Econ | Miscellaneous | Space Cooling | Residential-type central air conditioners | RIM | Existing | NE3591 | Energy Recovery Ventilation System (ERV) | Energy Recovery Ventilation System (ERV) | NonEquip | 15 | Packaged air conditioning units (RTUs) | 0% | Tech/Econ | 9.935% | 0 | 0 | 0
Econ | Miscellaneous | Space Cooling | Residential-type central air conditioners | RIM | Existing | NE3513 | Duct Sealing Repair | Duct Sealing Repair | NonEquip | 15 |  | 0% | Tech/Econ | 12% | 0 | 0 | 0
Econ | Miscellaneous | Space Cooling | Residential-type central air conditioners | RIM | Existing | NE3461 | Duct Insulation | Duct Insulation | NonEquip | 15 |  | 0% | Tech/Econ | 2.045% | 0 | 0 | 0
Econ | Miscellaneous | Space Heating | Residential/split system heat pump | RIM | New | NN3942 | Infiltration Reduction - Air Sealing | Infiltration Reduction - Air Sealing | NonEquip | 11 |  | 0% | Tech/Econ | 0.007054% | 0 | 0 | 0
Econ | Miscellaneous | Space Heating | Residential/split system heat pump | RIM | New | NN3552 | Duct Sealing Repair | Duct Sealing Repair | NonEquip | 15 |  | 0% | Tech/Econ | 12% | 0 | 0 | 0
Econ | Miscellaneous | Space Heating | Residential/split system heat pump | RIM | New | NN3500 | Duct Insulation | Duct Insulation | NonEquip | 15 |  | 0% | Tech/Econ | 2.045% | 0 | 0 | 0
Econ | Miscellaneous | Space Heating | Residential/split system heat pump | RIM | Existing | NE3929 | Infiltration Reduction - Air Sealing | Infiltration Reduction - Air Sealing | NonEquip | 11 |  | 0% | Tech/Econ | 0.007784% | 0 | 0 | 0
Econ | Miscellaneous | Space Heating | Residential/split system heat pump | RIM | Existing | NE3539 | Duct Sealing Repair | Duct Sealing Repair | NonEquip | 15 |  | 0% | Tech/Econ | 12% | 0 | 0 | 0
Econ | Miscellaneous | Space Heating | Residential/split system heat pump | RIM | Existing | NE3487 | Duct Insulation | Duct Insulation | NonEquip | 15 |  | 0% | Tech/Econ | 2.045% | 0 | 0 | 0
Econ | Miscellaneous | Space Heating | Packaged central unit | RIM | New | NN3942 | Infiltration Reduction - Air Sealing | Infiltration Reduction - Air Sealing | NonEquip | 11 |  | 0% | Tech/Econ | 0.007054% | 0 | 0 | 0
Econ | Miscellaneous | Space Heating | Packaged central unit | RIM | New | NN3552 | Duct Sealing Repair | Duct Sealing Repair | NonEquip | 15 |  | 0% | Tech/Econ | 12% | 0 | 0 | 0
Econ | Miscellaneous | Space Heating | Packaged central unit | RIM | New | NN3500 | Duct Insulation | Duct Insulation | NonEquip | 15 |  | 0% | Tech/Econ | 2.045% | 0 | 0 | 0
Econ | Miscellaneous | Space Heating | Packaged central unit | RIM | Existing | NE3929 | Infiltration Reduction - Air Sealing | Infiltration Reduction - Air Sealing | NonEquip | 11 |  | 0% | Tech/Econ | 0.007784% | 0 | 0 | 0
Econ | Miscellaneous | Space Heating | Packaged central unit | RIM | Existing | NE3539 | Duct Sealing Repair | Duct Sealing Repair | NonEquip | 15 |  | 0% | Tech/Econ | 12% | 0 | 0 | 0
Econ | Miscellaneous | Space Heating | Packaged central unit | RIM | Existing | NE3487 | Duct Insulation | Duct Insulation | NonEquip | 15 |  | 0% | Tech/Econ | 2.045% | 0 | 0 | 0
Econ | Miscellaneous | Space Cooling | Packaged air conditioning units (RTUs) | RIM | New | NN4202 | Thermal Energy Storage | Thermal Energy Storage | NonEquip | 20 |  | 50% | Tech/Econ | 0% | 0 | 0 | 0
Econ | Miscellaneous | Space Cooling | Packaged air conditioning units (RTUs) | RIM | New | NN3968 | Infiltration Reduction - Air Sealing | Infiltration Reduction - Air Sealing | NonEquip | 11 |  | 0% | Tech/Econ | 0.02014% | 0 | 0 | 0
Econ | Miscellaneous | Space Cooling | Packaged air conditioning units (RTUs) | RIM | New | NN3604 | Energy Recovery Ventilation System (ERV) | Energy Recovery Ventilation System (ERV) | NonEquip | 15 | Packaged air conditioning units (RTUs) | 48.99% | Tech/Econ | 9.935% | 0 | 0 | 0
Econ | Miscellaneous | Space Cooling | Packaged air conditioning units (RTUs) | RIM | New | NN3526 | Duct Sealing Repair | Duct Sealing Repair | NonEquip | 15 |  | 0% | Tech/Econ | 12% | 0 | 0 | 0
Econ | Miscellaneous | Space Cooling | Packaged air conditioning units (RTUs) | RIM | New | NN3474 | Duct Insulation | Duct Insulation | NonEquip | 15 |  | 0% | Tech/Econ | 2.045% | 0 | 0 | 0
Econ | Miscellaneous | Space Cooling | Packaged air conditioning units (RTUs) | RIM | Existing | NE4189 | Thermal Energy Storage | Thermal Energy Storage | NonEquip | 20 |  | 50% | Tech/Econ | 0% | 0.0094918 | -4.8656e-05 | -3.1911e-06
Econ | Miscellaneous | Space Cooling | Packaged air conditioning units (RTUs) | RIM | Existing | NE3955 | Infiltration Reduction - Air Sealing | Infiltration Reduction - Air Sealing | NonEquip | 11 |  | 0% | Tech/Econ | 0.02014% | 0 | 0 | 0
Econ | Miscellaneous | Space Cooling | Packaged air conditioning units (RTUs) | RIM | Existing | NE3591 | Energy Recovery Ventilation System (ERV) | Energy Recovery Ventilation System (ERV) | NonEquip | 15 | Packaged air conditioning units (RTUs) | 48.99% | Tech/Econ | 9.935% | 1960798.514 | 2875.0629 | 557.1781
Econ | Miscellaneous | Space Cooling | Packaged air conditioning units (RTUs) | RIM | Existing | NE3513 | Duct Sealing Repair | Duct Sealing Repair | NonEquip | 15 |  | 0% | Tech/Econ | 12% | 0 | 0 | 0
Econ | Miscellaneous | Space Cooling | Packaged air conditioning units (RTUs) | RIM | Existing | NE3461 | Duct Insulation | Duct Insulation | NonEquip | 15 |  | 0% | Tech/Econ | 2.045% | 0 | 0 | 0
Econ | Miscellaneous | Space Heating | Individual room heating | RIM | New | NN3942 | Infiltration Reduction - Air Sealing | Infiltration Reduction - Air Sealing | NonEquip | 11 |  | 0% | Tech/Econ | 0.007054% | 0 | 0 | 0
Econ | Miscellaneous | Space Heating | Individual room heating | RIM | New | NN3552 | Duct Sealing Repair | Duct Sealing Repair | NonEquip | 15 |  | 0% | Tech/Econ | 12% | 0 | 0 | 0
Econ | Miscellaneous | Space Heating | Individual room heating | RIM | New | NN3500 | Duct Insulation | Duct Insulation | NonEquip | 15 |  | 0% | Tech/Econ | 2.045% | 0 | 0 | 0
Econ | Miscellaneous | Space Heating | Individual room heating | RIM | Existing | NE3929 | Infiltration Reduction - Air Sealing | Infiltration Reduction - Air Sealing | NonEquip | 11 |  | 0% | Tech/Econ | 0.007784% | 0 | 0 | 0
Econ | Miscellaneous | Space Heating | Individual room heating | RIM | Existing | NE3539 | Duct Sealing Repair | Duct Sealing Repair | NonEquip | 15 |  | 0% | Tech/Econ | 12% | 0 | 0 | 0
Econ | Miscellaneous | Space Heating | Individual room heating | RIM | Existing | NE3487 | Duct Insulation | Duct Insulation | NonEquip | 15 |  | 0% | Tech/Econ | 2.045% | 0 | 0 | 0
Econ | Miscellaneous | Space Cooling | Individual room air conditioners | RIM | New | NN4202 | Thermal Energy Storage | Thermal Energy Storage | NonEquip | 20 |  | 50% | Tech/Econ | 0% | 0 | 0 | 0
Econ | Miscellaneous | Space Cooling | Individual room air conditioners | RIM | New | NN3968 | Infiltration Reduction - Air Sealing | Infiltration Reduction - Air Sealing | NonEquip | 11 |  | 0% | Tech/Econ | 0.02014% | 0 | 0 | 0
Econ | Miscellaneous | Space Cooling | Individual room air conditioners | RIM | New | NN3604 | Energy Recovery Ventilation System (ERV) | Energy Recovery Ventilation System (ERV) | NonEquip | 15 | Packaged air conditioning units (RTUs) | 0% | Tech/Econ | 9.935% | 0 | 0 | 0
Econ | Miscellaneous | Space Cooling | Individual room air conditioners | RIM | New | NN3526 | Duct Sealing Repair | Duct Sealing Repair | NonEquip | 15 |  | 0% | Tech/Econ | 12% | 0 | 0 | 0
Econ | Miscellaneous | Space Cooling | Individual room air conditioners | RIM | New | NN3474 | Duct Insulation | Duct Insulation | NonEquip | 15 |  | 0% | Tech/Econ | 2.045% | 0 | 0 | 0
Econ | Miscellaneous | Space Cooling | Individual room air conditioners | RIM | Existing | NE4189 | Thermal Energy Storage | Thermal Energy Storage | NonEquip | 20 |  | 50% | Tech/Econ | 0% | 0 | 0 | 0
Econ | Miscellaneous | Space Cooling | Individual room air conditioners | RIM | Existing | NE3955 | Infiltration Reduction - Air Sealing | Infiltration Reduction - Air Sealing | NonEquip | 11 |  | 0% | Tech/Econ | 0.02014% | 0 | 0 | 0
Econ | Miscellaneous | Space Cooling | Individual room air conditioners | RIM | Existing | NE3591 | Energy Recovery Ventilation System (ERV) | Energy Recovery Ventilation System (ERV) | NonEquip | 15 | Packaged air conditioning units (RTUs) | 0% | Tech/Econ | 9.935% | 0 | 0 | 0
Econ | Miscellaneous | Space Cooling | Individual room air conditioners | RIM | Existing | NE3513 | Duct Sealing Repair | Duct Sealing Repair | NonEquip | 15 |  | 0% | Tech/Econ | 12% | 0 | 0 | 0
Econ | Miscellaneous | Space Cooling | Individual room air conditioners | RIM | Existing | NE3461 | Duct Insulation | Duct Insulation | NonEquip | 15 |  | 0% | Tech/Econ | 2.045% | 0 | 0 | 0
Econ | Miscellaneous | Space Heating | Forced air furnace | RIM | New | NN3942 | Infiltration Reduction - Air Sealing | Infiltration Reduction - Air Sealing | NonEquip | 11 |  | 0% | Tech/Econ | 0.007054% | 0 | 0 | 0
Econ | Miscellaneous | Space Heating | Forced air furnace | RIM | New | NN3552 | Duct Sealing Repair | Duct Sealing Repair | NonEquip | 15 |  | 0% | Tech/Econ | 12% | 0 | 0 | 0
Econ | Miscellaneous | Space Heating | Forced air furnace | RIM | New | NN3500 | Duct Insulation | Duct Insulation | NonEquip | 15 |  | 0% | Tech/Econ | 2.045% | 0 | 0 | 0
Econ | Miscellaneous | Space Heating | Forced air furnace | RIM | Existing | NE3929 | Infiltration Reduction - Air Sealing | Infiltration Reduction - Air Sealing | NonEquip | 11 |  | 0% | Tech/Econ | 0.007784% | 0 | 0 | 0
Econ | Miscellaneous | Space Heating | Forced air furnace | RIM | Existing | NE3539 | Duct Sealing Repair | Duct Sealing Repair | NonEquip | 15 |  | 0% | Tech/Econ | 12% | 0 | 0 | 0
Econ | Miscellaneous | Space Heating | Forced air furnace | RIM | Existing | NE3487 | Duct Insulation | Duct Insulation | NonEquip | 15 |  | 0% | Tech/Econ | 2.045% | 0 | 0 | 0
Econ | Miscellaneous | Space Cooling | District chilled water piped | RIM | New | NN4202 | Thermal Energy Storage | Thermal Energy Storage | NonEquip | 20 |  | 50% | Tech/Econ | 0% | 0 | 0 | 0
Econ | Miscellaneous | Space Cooling | District chilled water piped | RIM | New | NN3968 | Infiltration Reduction - Air Sealing | Infiltration Reduction - Air Sealing | NonEquip | 11 |  | 0% | Tech/Econ | 0.02014% | 0 | 0 | 0
Econ | Miscellaneous | Space Cooling | District chilled water piped | RIM | New | NN3604 | Energy Recovery Ventilation System (ERV) | Energy Recovery Ventilation System (ERV) | NonEquip | 15 | Packaged air conditioning units (RTUs) | 0% | Tech/Econ | 9.935% | 0 | 0 | 0
Econ | Miscellaneous | Space Cooling | District chilled water piped | RIM | New | NN3526 | Duct Sealing Repair | Duct Sealing Repair | NonEquip | 15 |  | 0% | Tech/Econ | 12% | 0 | 0 | 0
Econ | Miscellaneous | Space Cooling | District chilled water piped | RIM | New | NN3474 | Duct Insulation | Duct Insulation | NonEquip | 15 |  | 0% | Tech/Econ | 2.045% | 0 | 0 | 0
Econ | Miscellaneous | Space Cooling | District chilled water piped | RIM | Existing | NE4189 | Thermal Energy Storage | Thermal Energy Storage | NonEquip | 20 |  | 50% | Tech/Econ | 0% | 0 | 0 | 0
Econ | Miscellaneous | Space Cooling | District chilled water piped | RIM | Existing | NE3955 | Infiltration Reduction - Air Sealing | Infiltration Reduction - Air Sealing | NonEquip | 11 |  | 0% | Tech/Econ | 0.02014% | 0 | 0 | 0
Econ | Miscellaneous | Space Cooling | District chilled water piped | RIM | Existing | NE3591 | Energy Recovery Ventilation System (ERV) | Energy Recovery Ventilation System (ERV) | NonEquip | 15 | Packaged air conditioning units (RTUs) | 0% | Tech/Econ | 9.935% | 0 | 0 | 0
Econ | Miscellaneous | Space Cooling | District chilled water piped | RIM | Existing | NE3513 | Duct Sealing Repair | Duct Sealing Repair | NonEquip | 15 |  | 0% | Tech/Econ | 12% | 0 | 0 | 0
Econ | Miscellaneous | Space Cooling | District chilled water piped | RIM | Existing | NE3461 | Duct Insulation | Duct Insulation | NonEquip | 15 |  | 0% | Tech/Econ | 2.045% | 0 | 0 | 0
Econ | Miscellaneous | Space Cooling | Central chillers inside | RIM | New | NN4202 | Thermal Energy Storage | Thermal Energy Storage | NonEquip | 20 |  | 50% | Tech/Econ | 0% | 0 | 0 | 0
Econ | Miscellaneous | Space Cooling | Central chillers inside | RIM | New | NN3968 | Infiltration Reduction - Air Sealing | Infiltration Reduction - Air Sealing | NonEquip | 11 |  | 0% | Tech/Econ | 0.02014% | 0 | 0 | 0
Econ | Miscellaneous | Space Cooling | Central chillers inside | RIM | New | NN3604 | Energy Recovery Ventilation System (ERV) | Energy Recovery Ventilation System (ERV) | NonEquip | 15 | Packaged air conditioning units (RTUs) | 0% | Tech/Econ | 9.935% | 0 | 0 | 0
Econ | Miscellaneous | Space Cooling | Central chillers inside | RIM | New | NN3526 | Duct Sealing Repair | Duct Sealing Repair | NonEquip | 15 |  | 0% | Tech/Econ | 12% | 0 | 0 | 0
Econ | Miscellaneous | Space Cooling | Central chillers inside | RIM | New | NN3474 | Duct Insulation | Duct Insulation | NonEquip | 15 |  | 0% | Tech/Econ | 2.045% | 0 | 0 | 0
Econ | Miscellaneous | Space Cooling | Central chillers inside | RIM | Existing | NE4189 | Thermal Energy Storage | Thermal Energy Storage | NonEquip | 20 |  | 50% | Tech/Econ | 0% | 0.0035873 | -1.8389e-05 | -1.206e-06
Econ | Miscellaneous | Space Cooling | Central chillers inside | RIM | Existing | NE3955 | Infiltration Reduction - Air Sealing | Infiltration Reduction - Air Sealing | NonEquip | 11 |  | 0% | Tech/Econ | 0.02014% | 0 | 0 | 0
Econ | Miscellaneous | Space Cooling | Central chillers inside | RIM | Existing | NE3591 | Energy Recovery Ventilation System (ERV) | Energy Recovery Ventilation System (ERV) | NonEquip | 15 | Packaged air conditioning units (RTUs) | 0% | Tech/Econ | 9.935% | 0 | 0 | 0
Econ | Miscellaneous | Space Cooling | Central chillers inside | RIM | Existing | NE3513 | Duct Sealing Repair | Duct Sealing Repair | NonEquip | 15 |  | 0% | Tech/Econ | 12% | 0 | 0 | 0
Econ | Miscellaneous | Space Cooling | Central chillers inside | RIM | Existing | NE3461 | Duct Insulation | Duct Insulation | NonEquip | 15 |  | 0% | Tech/Econ | 2.045% | 0 | 0 | 0
Econ | Miscellaneous | Space Heating | Boilers | RIM | New | NN3942 | Infiltration Reduction - Air Sealing | Infiltration Reduction - Air Sealing | NonEquip | 11 |  | 0% | Tech/Econ | 0.007054% | 0 | 0 | 0
Econ | Miscellaneous | Space Heating | Boilers | RIM | New | NN3552 | Duct Sealing Repair | Duct Sealing Repair | NonEquip | 15 |  | 0% | Tech/Econ | 12% | 0 | 0 | 0
Econ | Miscellaneous | Space Heating | Boilers | RIM | New | NN3500 | Duct Insulation | Duct Insulation | NonEquip | 15 |  | 0% | Tech/Econ | 2.045% | 0 | 0 | 0
Econ | Miscellaneous | Space Heating | Boilers | RIM | Existing | NE3929 | Infiltration Reduction - Air Sealing | Infiltration Reduction - Air Sealing | NonEquip | 11 |  | 0% | Tech/Econ | 0.007784% | 0 | 0 | 0
Econ | Miscellaneous | Space Heating | Boilers | RIM | Existing | NE3539 | Duct Sealing Repair | Duct Sealing Repair | NonEquip | 15 |  | 0% | Tech/Econ | 12% | 0 | 0 | 0
Econ | Miscellaneous | Space Heating | Boilers | RIM | Existing | NE3487 | Duct Insulation | Duct Insulation | NonEquip | 15 |  | 0% | Tech/Econ | 2.045% | 0 | 0 | 0
Econ | Offices | Space Cooling | Residential-type central air conditioners | RIM | New | NN4203 | Thermal Energy Storage | Thermal Energy Storage | NonEquip | 20 |  | 33.33% | Tech/Econ | 0% | 0 | 0 | 0
Econ | Offices | Space Cooling | Residential-type central air conditioners | RIM | New | NN3969 | Infiltration Reduction - Air Sealing | Infiltration Reduction - Air Sealing | NonEquip | 11 |  | 0% | Tech/Econ | 0.2694% | 0 | 0 | 0
Econ | Offices | Space Cooling | Residential-type central air conditioners | RIM | New | NN3605 | Energy Recovery Ventilation System (ERV) | Energy Recovery Ventilation System (ERV) | NonEquip | 15 | Packaged air conditioning units (RTUs) | 0% | Tech/Econ | 6.12% | 0 | 0 | 0
Econ | Offices | Space Cooling | Residential-type central air conditioners | RIM | New | NN3527 | Duct Sealing Repair | Duct Sealing Repair | NonEquip | 15 |  | 0% | Tech/Econ | 12% | 0 | 0 | 0
Econ | Offices | Space Cooling | Residential-type central air conditioners | RIM | New | NN3475 | Duct Insulation | Duct Insulation | NonEquip | 15 |  | 0% | Tech/Econ | 2.045% | 0 | 0 | 0
Econ | Offices | Space Cooling | Residential-type central air conditioners | RIM | Existing | NE4190 | Thermal Energy Storage | Thermal Energy Storage | NonEquip | 20 |  | 33.33% | Tech/Econ | 0% | 0.00030399 | -1.5583e-06 | -1.022e-07
Econ | Offices | Space Cooling | Residential-type central air conditioners | RIM | Existing | NE3956 | Infiltration Reduction - Air Sealing | Infiltration Reduction - Air Sealing | NonEquip | 11 |  | 44.79% | Tech/Econ | 0.2694% | 2551.8485 | 0.56446 | 0
Econ | Offices | Space Cooling | Residential-type central air conditioners | RIM | Existing | NE3592 | Energy Recovery Ventilation System (ERV) | Energy Recovery Ventilation System (ERV) | NonEquip | 15 | Packaged air conditioning units (RTUs) | 0% | Tech/Econ | 6.12% | 0 | 0 | 0
Econ | Offices | Space Cooling | Residential-type central air conditioners | RIM | Existing | NE3514 | Duct Sealing Repair | Duct Sealing Repair | NonEquip | 15 |  | 30.55% | Tech/Econ | 12% | 80493.3539 | 15.8589 | 0
Econ | Offices | Space Cooling | Residential-type central air conditioners | RIM | Existing | NE3462 | Duct Insulation | Duct Insulation | NonEquip | 15 |  | 30.55% | Tech/Econ | 2.045% | 13200.1513 | 3.586 | 0
Econ | Offices | Space Heating | Residential/split system heat pump | RIM | New | NN3943 | Infiltration Reduction - Air Sealing | Infiltration Reduction - Air Sealing | NonEquip | 11 |  | 0% | Tech/Econ | 0.09437% | 0 | 0 | 0
Econ | Offices | Space Heating | Residential/split system heat pump | RIM | New | NN3553 | Duct Sealing Repair | Duct Sealing Repair | NonEquip | 15 |  | 0% | Tech/Econ | 12% | 0 | 0 | 0
Econ | Offices | Space Heating | Residential/split system heat pump | RIM | New | NN3501 | Duct Insulation | Duct Insulation | NonEquip | 15 |  | 0% | Tech/Econ | 2.045% | 0 | 0 | 0
Econ | Offices | Space Heating | Residential/split system heat pump | RIM | Existing | NE3930 | Infiltration Reduction - Air Sealing | Infiltration Reduction - Air Sealing | NonEquip | 11 |  | 44.79% | Tech/Econ | 0.1041% | 16599.9522 | 0 | 10.9034
Econ | Offices | Space Heating | Residential/split system heat pump | RIM | Existing | NE3540 | Duct Sealing Repair | Duct Sealing Repair | NonEquip | 15 |  | 30.55% | Tech/Econ | 12% | 1354454.31 | 0 | 945.1298
Econ | Offices | Space Heating | Residential/split system heat pump | RIM | Existing | NE3488 | Duct Insulation | Duct Insulation | NonEquip | 15 |  | 30.55% | Tech/Econ | 2.045% | 222282.3296 | 0 | 129.78
Econ | Offices | Space Heating | Packaged central unit | RIM | New | NN3943 | Infiltration Reduction - Air Sealing | Infiltration Reduction - Air Sealing | NonEquip | 11 |  | 0% | Tech/Econ | 0.09437% | 0 | 0 | 0
Econ | Offices | Space Heating | Packaged central unit | RIM | New | NN3553 | Duct Sealing Repair | Duct Sealing Repair | NonEquip | 15 |  | 0% | Tech/Econ | 12% | 0 | 0 | 0
Econ | Offices | Space Heating | Packaged central unit | RIM | New | NN3501 | Duct Insulation | Duct Insulation | NonEquip | 15 |  | 0% | Tech/Econ | 2.045% | 0 | 0 | 0
Econ | Offices | Space Heating | Packaged central unit | RIM | Existing | NE3930 | Infiltration Reduction - Air Sealing | Infiltration Reduction - Air Sealing | NonEquip | 11 |  | 44.79% | Tech/Econ | 0.1041% | 10063.4865 | 0 | 6.61
Econ | Offices | Space Heating | Packaged central unit | RIM | Existing | NE3540 | Duct Sealing Repair | Duct Sealing Repair | NonEquip | 15 |  | 30.55% | Tech/Econ | 12% | 821118.7864 | 0 | 572.9716
Econ | Offices | Space Heating | Packaged central unit | RIM | Existing | NE3488 | Duct Insulation | Duct Insulation | NonEquip | 15 |  | 30.55% | Tech/Econ | 2.045% | 134755.5213 | 0 | 78.6773
Econ | Offices | Space Cooling | Packaged air conditioning units (RTUs) | RIM | New | NN4203 | Thermal Energy Storage | Thermal Energy Storage | NonEquip | 20 |  | 33.33% | Tech/Econ | 0% | 0 | 0 | 0
Econ | Offices | Space Cooling | Packaged air conditioning units (RTUs) | RIM | New | NN3969 | Infiltration Reduction - Air Sealing | Infiltration Reduction - Air Sealing | NonEquip | 11 |  | 0% | Tech/Econ | 0.2694% | 0 | 0 | 0
Econ | Offices | Space Cooling | Packaged air conditioning units (RTUs) | RIM | New | NN3605 | Energy Recovery Ventilation System (ERV) | Energy Recovery Ventilation System (ERV) | NonEquip | 15 | Packaged air conditioning units (RTUs) | 38.88% | Tech/Econ | 6.12% | 43567.821 | 63.8823 | 12.3802
Econ | Offices | Space Cooling | Packaged air conditioning units (RTUs) | RIM | New | NN3527 | Duct Sealing Repair | Duct Sealing Repair | NonEquip | 15 |  | 0% | Tech/Econ | 12% | 0 | 0 | 0
Econ | Offices | Space Cooling | Packaged air conditioning units (RTUs) | RIM | New | NN3475 | Duct Insulation | Duct Insulation | NonEquip | 15 |  | 0% | Tech/Econ | 2.045% | 0 | 0 | 0
Econ | Offices | Space Cooling | Packaged air conditioning units (RTUs) | RIM | Existing | NE4190 | Thermal Energy Storage | Thermal Energy Storage | NonEquip | 20 |  | 33.33% | Tech/Econ | 0% | 0.013376 | -6.8568e-05 | -4.497e-06
Econ | Offices | Space Cooling | Packaged air conditioning units (RTUs) | RIM | Existing | NE3956 | Infiltration Reduction - Air Sealing | Infiltration Reduction - Air Sealing | NonEquip | 11 |  | 44.79% | Tech/Econ | 0.2694% | 109652.2211 | 24.2547 | 0
Econ | Offices | Space Cooling | Packaged air conditioning units (RTUs) | RIM | Existing | NE3592 | Energy Recovery Ventilation System (ERV) | Energy Recovery Ventilation System (ERV) | NonEquip | 15 | Packaged air conditioning units (RTUs) | 38.35% | Tech/Econ | 6.12% | 2267523.608 | 3324.8051 | 644.3368
Econ | Offices | Space Cooling | Packaged air conditioning units (RTUs) | RIM | Existing | NE3514 | Duct Sealing Repair | Duct Sealing Repair | NonEquip | 15 |  | 30.55% | Tech/Econ | 12% | 3458777.098 | 681.4525 | 0
Econ | Offices | Space Cooling | Packaged air conditioning units (RTUs) | RIM | Existing | NE3462 | Duct Insulation | Duct Insulation | NonEquip | 15 |  | 30.55% | Tech/Econ | 2.045% | 567206.8422 | 154.091 | 0
Econ | Offices | Space Heating | Individual room heating | RIM | New | NN3943 | Infiltration Reduction - Air Sealing | Infiltration Reduction - Air Sealing | NonEquip | 11 |  | 0% | Tech/Econ | 0.09437% | 0 | 0 | 0
Econ | Offices | Space Heating | Individual room heating | RIM | New | NN3553 | Duct Sealing Repair | Duct Sealing Repair | NonEquip | 15 |  | 0% | Tech/Econ | 12% | 0 | 0 | 0
Econ | Offices | Space Heating | Individual room heating | RIM | New | NN3501 | Duct Insulation | Duct Insulation | NonEquip | 15 |  | 0% | Tech/Econ | 2.045% | 0 | 0 | 0
Econ | Offices | Space Heating | Individual room heating | RIM | Existing | NE3930 | Infiltration Reduction - Air Sealing | Infiltration Reduction - Air Sealing | NonEquip | 11 |  | 44.79% | Tech/Econ | 0.1041% | 10.9101 | 0 | 0.0071661
Econ | Offices | Space Heating | Individual room heating | RIM | Existing | NE3540 | Duct Sealing Repair | Duct Sealing Repair | NonEquip | 15 |  | 30.55% | Tech/Econ | 12% | 890.1982 | 0 | 0.62117
Econ | Offices | Space Heating | Individual room heating | RIM | Existing | NE3488 | Duct Insulation | Duct Insulation | NonEquip | 15 |  | 30.55% | Tech/Econ | 2.045% | 146.0923 | 0 | 0.085296
Econ | Offices | Space Cooling | Individual room air conditioners | RIM | New | NN4203 | Thermal Energy Storage | Thermal Energy Storage | NonEquip | 20 |  | 33.33% | Tech/Econ | 0% | 0 | 0 | 0
Econ | Offices | Space Cooling | Individual room air conditioners | RIM | New | NN3969 | Infiltration Reduction - Air Sealing | Infiltration Reduction - Air Sealing | NonEquip | 11 |  | 0% | Tech/Econ | 0.2694% | 0 | 0 | 0
Econ | Offices | Space Cooling | Individual room air conditioners | RIM | New | NN3605 | Energy Recovery Ventilation System (ERV) | Energy Recovery Ventilation System (ERV) | NonEquip | 15 | Packaged air conditioning units (RTUs) | 0% | Tech/Econ | 6.12% | 0 | 0 | 0
Econ | Offices | Space Cooling | Individual room air conditioners | RIM | New | NN3527 | Duct Sealing Repair | Duct Sealing Repair | NonEquip | 15 |  | 0% | Tech/Econ | 12% | 0 | 0 | 0
Econ | Offices | Space Cooling | Individual room air conditioners | RIM | New | NN3475 | Duct Insulation | Duct Insulation | NonEquip | 15 |  | 0% | Tech/Econ | 2.045% | 0 | 0 | 0
Econ | Offices | Space Cooling | Individual room air conditioners | RIM | Existing | NE4190 | Thermal Energy Storage | Thermal Energy Storage | NonEquip | 20 |  | 33.33% | Tech/Econ | 0% | 0.0021203 | -1.0869e-05 | -7.1282e-07
Econ | Offices | Space Cooling | Individual room air conditioners | RIM | Existing | NE3956 | Infiltration Reduction - Air Sealing | Infiltration Reduction - Air Sealing | NonEquip | 11 |  | 44.79% | Tech/Econ | 0.2694% | 17798.9576 | 3.9371 | 0
Econ | Offices | Space Cooling | Individual room air conditioners | RIM | Existing | NE3592 | Energy Recovery Ventilation System (ERV) | Energy Recovery Ventilation System (ERV) | NonEquip | 15 | Packaged air conditioning units (RTUs) | 0% | Tech/Econ | 6.12% | 0 | 0 | 0
Econ | Offices | Space Cooling | Individual room air conditioners | RIM | Existing | NE3514 | Duct Sealing Repair | Duct Sealing Repair | NonEquip | 15 |  | 30.55% | Tech/Econ | 12% | 561435.2938 | 110.6147 | 0
Econ | Offices | Space Cooling | Individual room air conditioners | RIM | Existing | NE3462 | Duct Insulation | Duct Insulation | NonEquip | 15 |  | 30.55% | Tech/Econ | 2.045% | 92070.0962 | 25.0123 | 0
Econ | Offices | Space Heating | Forced air furnace | RIM | New | NN3943 | Infiltration Reduction - Air Sealing | Infiltration Reduction - Air Sealing | NonEquip | 11 |  | 0% | Tech/Econ | 0.09437% | 0 | 0 | 0
Econ | Offices | Space Heating | Forced air furnace | RIM | New | NN3553 | Duct Sealing Repair | Duct Sealing Repair | NonEquip | 15 |  | 0% | Tech/Econ | 12% | 0 | 0 | 0
Econ | Offices | Space Heating | Forced air furnace | RIM | New | NN3501 | Duct Insulation | Duct Insulation | NonEquip | 15 |  | 0% | Tech/Econ | 2.045% | 0 | 0 | 0
Econ | Offices | Space Heating | Forced air furnace | RIM | Existing | NE3930 | Infiltration Reduction - Air Sealing | Infiltration Reduction - Air Sealing | NonEquip | 11 |  | 44.79% | Tech/Econ | 0.1041% | 1739.7263 | 0 | 1.1427
Econ | Offices | Space Heating | Forced air furnace | RIM | Existing | NE3540 | Duct Sealing Repair | Duct Sealing Repair | NonEquip | 15 |  | 30.55% | Tech/Econ | 12% | 141950.9992 | 0 | 99.0525
Econ | Offices | Space Heating | Forced air furnace | RIM | Existing | NE3488 | Duct Insulation | Duct Insulation | NonEquip | 15 |  | 30.55% | Tech/Econ | 2.045% | 23295.8754 | 0 | 13.6013
Econ | Offices | Space Cooling | District chilled water piped | RIM | New | NN4203 | Thermal Energy Storage | Thermal Energy Storage | NonEquip | 20 |  | 33.33% | Tech/Econ | 0% | 0 | 0 | 0
Econ | Offices | Space Cooling | District chilled water piped | RIM | New | NN3969 | Infiltration Reduction - Air Sealing | Infiltration Reduction - Air Sealing | NonEquip | 11 |  | 0% | Tech/Econ | 0.2694% | 0 | 0 | 0
Econ | Offices | Space Cooling | District chilled water piped | RIM | New | NN3605 | Energy Recovery Ventilation System (ERV) | Energy Recovery Ventilation System (ERV) | NonEquip | 15 | Packaged air conditioning units (RTUs) | 0% | Tech/Econ | 6.12% | 0 | 0 | 0
Econ | Offices | Space Cooling | District chilled water piped | RIM | New | NN3527 | Duct Sealing Repair | Duct Sealing Repair | NonEquip | 15 |  | 0% | Tech/Econ | 12% | 0 | 0 | 0
Econ | Offices | Space Cooling | District chilled water piped | RIM | New | NN3475 | Duct Insulation | Duct Insulation | NonEquip | 15 |  | 0% | Tech/Econ | 2.045% | 0 | 0 | 0
Econ | Offices | Space Cooling | District chilled water piped | RIM | Existing | NE4190 | Thermal Energy Storage | Thermal Energy Storage | NonEquip | 20 |  | 33.33% | Tech/Econ | 0% | 0.0007572 | -3.8815e-06 | -2.5457e-07
Econ | Offices | Space Cooling | District chilled water piped | RIM | Existing | NE3956 | Infiltration Reduction - Air Sealing | Infiltration Reduction - Air Sealing | NonEquip | 11 |  | 44.79% | Tech/Econ | 0.2694% | 6356.4394 | 1.406 | 0
Econ | Offices | Space Cooling | District chilled water piped | RIM | Existing | NE3592 | Energy Recovery Ventilation System (ERV) | Energy Recovery Ventilation System (ERV) | NonEquip | 15 | Packaged air conditioning units (RTUs) | 0% | Tech/Econ | 6.12% | 0 | 0 | 0
Econ | Offices | Space Cooling | District chilled water piped | RIM | Existing | NE3514 | Duct Sealing Repair | Duct Sealing Repair | NonEquip | 15 |  | 30.55% | Tech/Econ | 12% | 200502.1588 | 39.5032 | 0
Econ | Offices | Space Cooling | District chilled water piped | RIM | Existing | NE3462 | Duct Insulation | Duct Insulation | NonEquip | 15 |  | 30.55% | Tech/Econ | 2.045% | 32880.4641 | 8.9325 | 0
Econ | Offices | Space Cooling | Central chillers inside | RIM | New | NN4203 | Thermal Energy Storage | Thermal Energy Storage | NonEquip | 20 |  | 33.33% | Tech/Econ | 0% | 0 | 0 | 0
Econ | Offices | Space Cooling | Central chillers inside | RIM | New | NN3969 | Infiltration Reduction - Air Sealing | Infiltration Reduction - Air Sealing | NonEquip | 11 |  | 0% | Tech/Econ | 0.2694% | 0 | 0 | 0
Econ | Offices | Space Cooling | Central chillers inside | RIM | New | NN3605 | Energy Recovery Ventilation System (ERV) | Energy Recovery Ventilation System (ERV) | NonEquip | 15 | Packaged air conditioning units (RTUs) | 0% | Tech/Econ | 6.12% | 0 | 0 | 0
Econ | Offices | Space Cooling | Central chillers inside | RIM | New | NN3527 | Duct Sealing Repair | Duct Sealing Repair | NonEquip | 15 |  | 0% | Tech/Econ | 12% | 0 | 0 | 0
Econ | Offices | Space Cooling | Central chillers inside | RIM | New | NN3475 | Duct Insulation | Duct Insulation | NonEquip | 15 |  | 0% | Tech/Econ | 2.045% | 0 | 0 | 0
Econ | Offices | Space Cooling | Central chillers inside | RIM | Existing | NE4190 | Thermal Energy Storage | Thermal Energy Storage | NonEquip | 20 |  | 33.33% | Tech/Econ | 0% | 0.0063786 | -3.2697e-05 | -2.1444e-06
Econ | Offices | Space Cooling | Central chillers inside | RIM | Existing | NE3956 | Infiltration Reduction - Air Sealing | Infiltration Reduction - Air Sealing | NonEquip | 11 |  | 44.79% | Tech/Econ | 0.2694% | 53546.1634 | 11.8442 | 0
Econ | Offices | Space Cooling | Central chillers inside | RIM | Existing | NE3592 | Energy Recovery Ventilation System (ERV) | Energy Recovery Ventilation System (ERV) | NonEquip | 15 | Packaged air conditioning units (RTUs) | 0% | Tech/Econ | 6.12% | 0 | 0 | 0
Econ | Offices | Space Cooling | Central chillers inside | RIM | Existing | NE3514 | Duct Sealing Repair | Duct Sealing Repair | NonEquip | 15 |  | 30.55% | Tech/Econ | 12% | 1689014.976 | 332.7718 | 0
Econ | Offices | Space Cooling | Central chillers inside | RIM | Existing | NE3462 | Duct Insulation | Duct Insulation | NonEquip | 15 |  | 30.55% | Tech/Econ | 2.045% | 276982.5358 | 75.2468 | 0
Econ | Offices | Space Heating | Boilers | RIM | New | NN3943 | Infiltration Reduction - Air Sealing | Infiltration Reduction - Air Sealing | NonEquip | 11 |  | 0% | Tech/Econ | 0.09437% | 0 | 0 | 0
Econ | Offices | Space Heating | Boilers | RIM | New | NN3553 | Duct Sealing Repair | Duct Sealing Repair | NonEquip | 15 |  | 0% | Tech/Econ | 12% | 0 | 0 | 0
Econ | Offices | Space Heating | Boilers | RIM | New | NN3501 | Duct Insulation | Duct Insulation | NonEquip | 15 |  | 0% | Tech/Econ | 2.045% | 0 | 0 | 0
Econ | Offices | Space Heating | Boilers | RIM | Existing | NE3930 | Infiltration Reduction - Air Sealing | Infiltration Reduction - Air Sealing | NonEquip | 11 |  | 44.79% | Tech/Econ | 0.1041% | 0 | 0 | 0
Econ | Offices | Space Heating | Boilers | RIM | Existing | NE3540 | Duct Sealing Repair | Duct Sealing Repair | NonEquip | 15 |  | 30.55% | Tech/Econ | 12% | 0 | 0 | 0
Econ | Offices | Space Heating | Boilers | RIM | Existing | NE3488 | Duct Insulation | Duct Insulation | NonEquip | 15 |  | 30.55% | Tech/Econ | 2.045% | 0 | 0 | 0
Econ | Restaurants | Refrigeration | Walk-in cooler | RIM | Existing | NE5309 | Retro-Commissioning | Retro-Commissioning | NonEquip | 5 |  | 21.99% | Tech/Econ | 16% | 434663.0471 | 134.2007 | 260.0276
Econ | Restaurants | Refrigeration | Vending and ice makers | RIM | Existing | NE5309 | Retro-Commissioning | Retro-Commissioning | NonEquip | 5 |  | 21.99% | Tech/Econ | 16% | 670714.1418 | 207.0807 | 401.2399
Econ | Restaurants | Exterior Lighting | Street lighting | RIM | Existing | NE5283 | Retro-Commissioning | Retro-Commissioning | NonEquip | 5 |  | 21.99% | Tech/Econ | 16% | 594.8968 | 0 | 0.35588
Econ | Restaurants | Exterior Lighting | Spot lighting/Security/Flood | RIM | Existing | NE5283 | Retro-Commissioning | Retro-Commissioning | NonEquip | 5 |  | 21.99% | Tech/Econ | 16% | 594.8968 | 0 | 0.35588
Econ | Restaurants | Interior Lighting | Spot lighting | RIM | Existing | NE5257 | Retro-Commissioning | Retro-Commissioning | NonEquip | 5 |  | 21.99% | Tech/Econ | 16% | 108.3307 | 0.033447 | 0.064806
Econ | Restaurants | Space Cooling | Residential-type central air conditioners | RIM | New | NN4204 | Thermal Energy Storage | Thermal Energy Storage | NonEquip | 20 |  | 0% | Tech/Econ | 0% | 0 | 0 | 0
Econ | Restaurants | Space Cooling | Residential-type central air conditioners | RIM | New | NN3970 | Infiltration Reduction - Air Sealing | Infiltration Reduction - Air Sealing | NonEquip | 11 |  | 0% | Tech/Econ | 0.3717% | 0 | 0 | 0
Econ | Restaurants | Space Cooling | Residential-type central air conditioners | RIM | New | NN3606 | Energy Recovery Ventilation System (ERV) | Energy Recovery Ventilation System (ERV) | NonEquip | 15 | Packaged air conditioning units (RTUs) | 0% | Tech/Econ | 10.9% | 0 | 0 | 0
Econ | Restaurants | Space Cooling | Residential-type central air conditioners | RIM | New | NN3528 | Duct Sealing Repair | Duct Sealing Repair | NonEquip | 15 |  | 0% | Tech/Econ | 12% | 0 | 0 | 0
Econ | Restaurants | Space Cooling | Residential-type central air conditioners | RIM | New | NN3476 | Duct Insulation | Duct Insulation | NonEquip | 15 |  | 0% | Tech/Econ | 2.045% |  | 0 | 0
Econ | Restaurants | Space Cooling | Residential-type central air conditioners | RIM | Existing | NE5361 | Retro-Commissioning | Retro-Commissioning | NonEquip | 5 |  | 21.99% | Tech/Econ | 16% | 3616.7006 | 1.1166 | 0
Econ | Restaurants | Space Cooling | Residential-type central air conditioners | RIM | Existing | NE4191 | Thermal Energy Storage | Thermal Energy Storage | NonEquip | 20 |  | 0% | Tech/Econ | 0% | 0 | 0 | 0
Econ | Restaurants | Space Cooling | Residential-type central air conditioners | RIM | Existing | NE3957 | Infiltration Reduction - Air Sealing | Infiltration Reduction - Air Sealing | NonEquip | 11 |  | 0% | Tech/Econ | 0.3717% | 0 | 0 | 0
Econ | Restaurants | Space Cooling | Residential-type central air conditioners | RIM | Existing | NE3593 | Energy Recovery Ventilation System (ERV) | Energy Recovery Ventilation System (ERV) | NonEquip | 15 | Packaged air conditioning units (RTUs) | 0% | Tech/Econ | 10.9% | 0 | 0 | 0
Econ | Restaurants | Space Cooling | Residential-type central air conditioners | RIM | Existing | NE3515 | Duct Sealing Repair | Duct Sealing Repair | NonEquip | 15 |  | 30.55% | Tech/Econ | 12% | 3912.3411 | 0.77081 | 0
Econ | Restaurants | Space Cooling | Residential-type central air conditioners | RIM | Existing | NE3463 | Duct Insulation | Duct Insulation | NonEquip | 15 |  | 30.55% | Tech/Econ | 2.045% | 619.762 | 0.16837 | 0
Econ | Restaurants | Space Heating | Residential/split system heat pump | RIM | New | NN3944 | Infiltration Reduction - Air Sealing | Infiltration Reduction - Air Sealing | NonEquip | 11 |  | 0% | Tech/Econ | 0.1302% | 0 | 0 | 0
Econ | Restaurants | Space Heating | Residential/split system heat pump | RIM | New | NN3554 | Duct Sealing Repair | Duct Sealing Repair | NonEquip | 15 |  | 0% | Tech/Econ | 12% | 0 | 0 | 0
Econ | Restaurants | Space Heating | Residential/split system heat pump | RIM | New | NN3502 | Duct Insulation | Duct Insulation | NonEquip | 15 |  | 0% | Tech/Econ | 2.045% |  | 0 | 0
Econ | Restaurants | Space Heating | Residential/split system heat pump | RIM | Existing | NE5335 | Retro-Commissioning | Retro-Commissioning | NonEquip | 5 |  | 21.99% | Tech/Econ | 16% | 79558.2293 | 0 | 47.594
Econ | Restaurants | Space Heating | Residential/split system heat pump | RIM | Existing | NE3931 | Infiltration Reduction - Air Sealing | Infiltration Reduction - Air Sealing | NonEquip | 11 |  | 0% | Tech/Econ | 0.1437% | 0 | 0 | 0
Econ | Restaurants | Space Heating | Residential/split system heat pump | RIM | Existing | NE3541 | Duct Sealing Repair | Duct Sealing Repair | NonEquip | 15 |  | 30.55% | Tech/Econ | 12% | 86061.5686 | 0 | 60.0532
Econ | Restaurants | Space Heating | Residential/split system heat pump | RIM | Existing | NE3489 | Duct Insulation | Duct Insulation | NonEquip | 15 |  | 30.55% | Tech/Econ | 2.045% | 13633.1894 | 0 | 7.9598
Econ | Restaurants | Refrigeration | Residential style | RIM | Existing | NE5309 | Retro-Commissioning | Retro-Commissioning | NonEquip | 5 |  | 21.99% | Tech/Econ | 16% | 94259.782 | 29.1024 | 56.3888
Econ | Restaurants | Miscellaneous | Pool pump | RIM | Existing | NE5439 | Retro-Commissioning | Retro-Commissioning | NonEquip | 5 |  | 21.99% | Tech/Econ | 16% | 0 | 0 | 0
Econ | Restaurants | Space Heating | Packaged central unit | RIM | New | NN3944 | Infiltration Reduction - Air Sealing | Infiltration Reduction - Air Sealing | NonEquip | 11 |  | 0% | Tech/Econ | 0.1302% | 0 | 0 | 0
Econ | Restaurants | Space Heating | Packaged central unit | RIM | New | NN3554 | Duct Sealing Repair | Duct Sealing Repair | NonEquip | 15 |  | 0% | Tech/Econ | 12% | 0 | 0 | 0
Econ | Restaurants | Space Heating | Packaged central unit | RIM | New | NN3502 | Duct Insulation | Duct Insulation | NonEquip | 15 |  | 0% | Tech/Econ | 2.045% |  | 0 | 0
Econ | Restaurants | Space Heating | Packaged central unit | RIM | Existing | NE5335 | Retro-Commissioning | Retro-Commissioning | NonEquip | 5 |  | 21.99% | Tech/Econ | 16% | 378831.9786 | 0 | 226.6279
Econ | Restaurants | Space Heating | Packaged central unit | RIM | Existing | NE3931 | Infiltration Reduction - Air Sealing | Infiltration Reduction - Air Sealing | NonEquip | 11 |  | 0% | Tech/Econ | 0.1437% | 0 | 0 | 0
Econ | Restaurants | Space Heating | Packaged central unit | RIM | Existing | NE3541 | Duct Sealing Repair | Duct Sealing Repair | NonEquip | 15 |  | 30.55% | Tech/Econ | 12% | 409798.8931 | 0 | 285.9551
Econ | Restaurants | Space Heating | Packaged central unit | RIM | Existing | NE3489 | Duct Insulation | Duct Insulation | NonEquip | 15 |  | 30.55% | Tech/Econ | 2.045% | 64917.0821 | 0 | 37.902
Econ | Restaurants | Space Cooling | Packaged air conditioning units (RTUs) | RIM | New | NN4204 | Thermal Energy Storage | Thermal Energy Storage | NonEquip | 20 |  | 0% | Tech/Econ | 0% | 0 | 0 | 0
Econ | Restaurants | Space Cooling | Packaged air conditioning units (RTUs) | RIM | New | NN3970 | Infiltration Reduction - Air Sealing | Infiltration Reduction - Air Sealing | NonEquip | 11 |  | 0% | Tech/Econ | 0.3717% | 0 | 0 | 0
Econ | Restaurants | Space Cooling | Packaged air conditioning units (RTUs) | RIM | New | NN3606 | Energy Recovery Ventilation System (ERV) | Energy Recovery Ventilation System (ERV) | NonEquip | 15 | Packaged air conditioning units (RTUs) | 48.99% | Tech/Econ | 10.9% | 44397.5667 | 65.0989 | 12.616
Econ | Restaurants | Space Cooling | Packaged air conditioning units (RTUs) | RIM | New | NN3528 | Duct Sealing Repair | Duct Sealing Repair | NonEquip | 15 |  | 0% | Tech/Econ | 12% | 0 | 0 | 0
Econ | Restaurants | Space Cooling | Packaged air conditioning units (RTUs) | RIM | New | NN3476 | Duct Insulation | Duct Insulation | NonEquip | 15 |  | 0% | Tech/Econ | 2.045% |  | 0 | 0
Econ | Restaurants | Space Cooling | Packaged air conditioning units (RTUs) | RIM | Existing | NE5361 | Retro-Commissioning | Retro-Commissioning | NonEquip | 5 |  | 21.99% | Tech/Econ | 16% | 2124472.196 | 655.9234 | 0
Econ | Restaurants | Space Cooling | Packaged air conditioning units (RTUs) | RIM | Existing | NE4191 | Thermal Energy Storage | Thermal Energy Storage | NonEquip | 20 |  | 0% | Tech/Econ | 0% | 0 | 0 | 0
Econ | Restaurants | Space Cooling | Packaged air conditioning units (RTUs) | RIM | Existing | NE3957 | Infiltration Reduction - Air Sealing | Infiltration Reduction - Air Sealing | NonEquip | 11 |  | 0% | Tech/Econ | 0.3717% | 0 | 0 | 0
Econ | Restaurants | Space Cooling | Packaged air conditioning units (RTUs) | RIM | Existing | NE3593 | Energy Recovery Ventilation System (ERV) | Energy Recovery Ventilation System (ERV) | NonEquip | 15 | Packaged air conditioning units (RTUs) | 48.99% | Tech/Econ | 10.9% | 3536051.362 | 5184.8112 | 1004.8001
Econ | Restaurants | Space Cooling | Packaged air conditioning units (RTUs) | RIM | Existing | NE3515 | Duct Sealing Repair | Duct Sealing Repair | NonEquip | 15 |  | 30.55% | Tech/Econ | 12% | 2298133.213 | 452.781 | 0
Econ | Restaurants | Space Cooling | Packaged air conditioning units (RTUs) | RIM | Existing | NE3463 | Duct Insulation | Duct Insulation | NonEquip | 15 |  | 30.55% | Tech/Econ | 2.045% | 364051.9945 | 98.9007 | 0
Econ | Restaurants | Interior Lighting | Overhead (fluorescent/LED/CFL U-shape) | RIM | Existing | NE5257 | Retro-Commissioning | Retro-Commissioning | NonEquip | 5 |  | 21.99% | Tech/Econ | 16% | 576391.4302 | 177.9589 | 344.8135
Econ | Restaurants | Miscellaneous | Others | RIM | Existing | NE5439 | Retro-Commissioning | Retro-Commissioning | NonEquip | 5 |  | 21.99% | Tech/Econ | 16% | 309928.3967 | 95.6893 | 185.4078
Econ | Restaurants | Ventilation and Circulation | Motor/Fan | RIM | Existing | NE5387 | Retro-Commissioning | Retro-Commissioning | NonEquip | 5 |  | 21.99% | Tech/Econ | 16% | 2157.2709 | 0.66605 | 1.2905
Econ | Restaurants | Miscellaneous | Medical equipment | RIM | Existing | NE5439 | Retro-Commissioning | Retro-Commissioning | NonEquip | 5 |  | 21.99% | Tech/Econ | 16% | 0 | 0 | 0
Econ | Restaurants | Refrigeration | Large cold storage | RIM | Existing | NE5309 | Retro-Commissioning | Retro-Commissioning | NonEquip | 5 |  | 21.99% | Tech/Econ | 16% | 290.3474 | 0.089644 | 0.17369
Econ | Restaurants | Miscellaneous | Laboratory equipment | RIM | Existing | NE5439 | Retro-Commissioning | Retro-Commissioning | NonEquip | 5 |  | 21.99% | Tech/Econ | 16% | 0 | 0 | 0
Econ | Restaurants | Ventilation and Circulation | Individual room ventilation | RIM | Existing | NE5387 | Retro-Commissioning | Retro-Commissioning | NonEquip | 5 |  | 21.99% | Tech/Econ | 16% | 3834.2438 | 1.1838 | 2.2938
Econ | Restaurants | Space Heating | Individual room heating | RIM | New | NN3944 | Infiltration Reduction - Air Sealing | Infiltration Reduction - Air Sealing | NonEquip | 11 |  | 0% | Tech/Econ | 0.1302% | 0 | 0 | 0
Econ | Restaurants | Space Heating | Individual room heating | RIM | New | NN3554 | Duct Sealing Repair | Duct Sealing Repair | NonEquip | 15 |  | 0% | Tech/Econ | 12% | 0 | 0 | 0
Econ | Restaurants | Space Heating | Individual room heating | RIM | New | NN3502 | Duct Insulation | Duct Insulation | NonEquip | 15 |  | 0% | Tech/Econ | 2.045% |  | 0 | 0
Econ | Restaurants | Space Heating | Individual room heating | RIM | Existing | NE5335 | Retro-Commissioning | Retro-Commissioning | NonEquip | 5 |  | 21.99% | Tech/Econ | 16% | 29.8343 | 0 | 0.017848
Econ | Restaurants | Space Heating | Individual room heating | RIM | Existing | NE3931 | Infiltration Reduction - Air Sealing | Infiltration Reduction - Air Sealing | NonEquip | 11 |  | 0% | Tech/Econ | 0.1437% | 0 | 0 | 0
Econ | Restaurants | Space Heating | Individual room heating | RIM | Existing | NE3541 | Duct Sealing Repair | Duct Sealing Repair | NonEquip | 15 |  | 30.55% | Tech/Econ | 12% | 32.2731 | 0 | 0.02252
Econ | Restaurants | Space Heating | Individual room heating | RIM | Existing | NE3489 | Duct Insulation | Duct Insulation | NonEquip | 15 |  | 30.55% | Tech/Econ | 2.045% | 5.1124 | 0 | 0.0029849
Econ | Restaurants | Space Cooling | Individual room air conditioners | RIM | New | NN4204 | Thermal Energy Storage | Thermal Energy Storage | NonEquip | 20 |  | 0% | Tech/Econ | 0% | 0 | 0 | 0
Econ | Restaurants | Space Cooling | Individual room air conditioners | RIM | New | NN3970 | Infiltration Reduction - Air Sealing | Infiltration Reduction - Air Sealing | NonEquip | 11 |  | 0% | Tech/Econ | 0.3717% | 0 | 0 | 0
Econ | Restaurants | Space Cooling | Individual room air conditioners | RIM | New | NN3606 | Energy Recovery Ventilation System (ERV) | Energy Recovery Ventilation System (ERV) | NonEquip | 15 | Packaged air conditioning units (RTUs) | 0% | Tech/Econ | 10.9% | 0 | 0 | 0
Econ | Restaurants | Space Cooling | Individual room air conditioners | RIM | New | NN3528 | Duct Sealing Repair | Duct Sealing Repair | NonEquip | 15 |  | 0% | Tech/Econ | 12% | 0 | 0 | 0
Econ | Restaurants | Space Cooling | Individual room air conditioners | RIM | New | NN3476 | Duct Insulation | Duct Insulation | NonEquip | 15 |  | 0% | Tech/Econ | 2.045% |  | 0 | 0
Econ | Restaurants | Space Cooling | Individual room air conditioners | RIM | Existing | NE5361 | Retro-Commissioning | Retro-Commissioning | NonEquip | 5 |  | 21.99% | Tech/Econ | 16% | 29113.7237 | 8.9888 | 0
Econ | Restaurants | Space Cooling | Individual room air conditioners | RIM | Existing | NE4191 | Thermal Energy Storage | Thermal Energy Storage | NonEquip | 20 |  | 0% | Tech/Econ | 0% | 0 | 0 | 0
Econ | Restaurants | Space Cooling | Individual room air conditioners | RIM | Existing | NE3957 | Infiltration Reduction - Air Sealing | Infiltration Reduction - Air Sealing | NonEquip | 11 |  | 0% | Tech/Econ | 0.3717% | 0 | 0 | 0
Econ | Restaurants | Space Cooling | Individual room air conditioners | RIM | Existing | NE3593 | Energy Recovery Ventilation System (ERV) | Energy Recovery Ventilation System (ERV) | NonEquip | 15 | Packaged air conditioning units (RTUs) | 0% | Tech/Econ | 10.9% | 0 | 0 | 0
Econ | Restaurants | Space Cooling | Individual room air conditioners | RIM | Existing | NE3515 | Duct Sealing Repair | Duct Sealing Repair | NonEquip | 15 |  | 30.55% | Tech/Econ | 12% | 31493.5708 | 6.2049 | 0
Econ | Restaurants | Space Cooling | Individual room air conditioners | RIM | Existing | NE3463 | Duct Insulation | Duct Insulation | NonEquip | 15 |  | 30.55% | Tech/Econ | 2.045% | 4988.9611 | 1.3553 | 0
Econ | Restaurants | Interior Lighting | High bay | RIM | Existing | NE5257 | Retro-Commissioning | Retro-Commissioning | NonEquip | 5 |  | 21.99% | Tech/Econ | 16% | 684288.7861 | 211.2718 | 409.3607
Econ | Restaurants | Space Heating | Forced air furnace | RIM | New | NN3944 | Infiltration Reduction - Air Sealing | Infiltration Reduction - Air Sealing | NonEquip | 11 |  | 0% | Tech/Econ | 0.1302% | 0 | 0 | 0
Econ | Restaurants | Space Heating | Forced air furnace | RIM | New | NN3554 | Duct Sealing Repair | Duct Sealing Repair | NonEquip | 15 |  | 0% | Tech/Econ | 12% | 0 | 0 | 0
Econ | Restaurants | Space Heating | Forced air furnace | RIM | New | NN3502 | Duct Insulation | Duct Insulation | NonEquip | 15 |  | 0% | Tech/Econ | 2.045% |  | 0 | 0
Econ | Restaurants | Space Heating | Forced air furnace | RIM | Existing | NE5335 | Retro-Commissioning | Retro-Commissioning | NonEquip | 5 |  | 21.99% | Tech/Econ | 16% | 4190.0667 | 0 | 2.5066
Econ | Restaurants | Space Heating | Forced air furnace | RIM | Existing | NE3931 | Infiltration Reduction - Air Sealing | Infiltration Reduction - Air Sealing | NonEquip | 11 |  | 0% | Tech/Econ | 0.1437% | 0 | 0 | 0
Econ | Restaurants | Space Heating | Forced air furnace | RIM | Existing | NE3541 | Duct Sealing Repair | Duct Sealing Repair | NonEquip | 15 |  | 30.55% | Tech/Econ | 12% | 4532.5759 | 0 | 3.1628
Econ | Restaurants | Space Heating | Forced air furnace | RIM | Existing | NE3489 | Duct Insulation | Duct Insulation | NonEquip | 15 |  | 30.55% | Tech/Econ | 2.045% | 718.0146 | 0 | 0.41921
Econ | Restaurants | Exterior Lighting | Exterior parking/lot lighting | RIM | Existing | NE5283 | Retro-Commissioning | Retro-Commissioning | NonEquip | 5 |  | 21.99% | Tech/Econ | 16% | 156160.4035 | 0 | 93.4195
Econ | Restaurants | Exterior Lighting | Exterior marquis | RIM | Existing | NE5283 | Retro-Commissioning | Retro-Commissioning | NonEquip | 5 |  | 21.99% | Tech/Econ | 16% | 594.8968 | 0 | 0.35588
Econ | Restaurants | Miscellaneous | Elevators/Escalators | RIM | Existing | NE5439 | Retro-Commissioning | Retro-Commissioning | NonEquip | 5 |  | 21.99% | Tech/Econ | 16% | 0 | 0 | 0
Econ | Restaurants | Space Cooling | District chilled water piped | RIM | New | NN4204 | Thermal Energy Storage | Thermal Energy Storage | NonEquip | 20 |  | 0% | Tech/Econ | 0% | 0 | 0 | 0
Econ | Restaurants | Space Cooling | District chilled water piped | RIM | New | NN3970 | Infiltration Reduction - Air Sealing | Infiltration Reduction - Air Sealing | NonEquip | 11 |  | 0% | Tech/Econ | 0.3717% | 0 | 0 | 0
Econ | Restaurants | Space Cooling | District chilled water piped | RIM | New | NN3606 | Energy Recovery Ventilation System (ERV) | Energy Recovery Ventilation System (ERV) | NonEquip | 15 | Packaged air conditioning units (RTUs) | 0% | Tech/Econ | 10.9% | 0 | 0 | 0
Econ | Restaurants | Space Cooling | District chilled water piped | RIM | New | NN3528 | Duct Sealing Repair | Duct Sealing Repair | NonEquip | 15 |  | 0% | Tech/Econ | 12% | 0 | 0 | 0
Econ | Restaurants | Space Cooling | District chilled water piped | RIM | New | NN3476 | Duct Insulation | Duct Insulation | NonEquip | 15 |  | 0% | Tech/Econ | 2.045% |  | 0 | 0
Econ | Restaurants | Space Cooling | District chilled water piped | RIM | Existing | NE5361 | Retro-Commissioning | Retro-Commissioning | NonEquip | 5 |  | 21.99% | Tech/Econ | 16% | 9470.5568 | 2.924 | 0
Econ | Restaurants | Space Cooling | District chilled water piped | RIM | Existing | NE4191 | Thermal Energy Storage | Thermal Energy Storage | NonEquip | 20 |  | 0% | Tech/Econ | 0% | 0 | 0 | 0
Econ | Restaurants | Space Cooling | District chilled water piped | RIM | Existing | NE3957 | Infiltration Reduction - Air Sealing | Infiltration Reduction - Air Sealing | NonEquip | 11 |  | 0% | Tech/Econ | 0.3717% | 0 | 0 | 0
Econ | Restaurants | Space Cooling | District chilled water piped | RIM | Existing | NE3593 | Energy Recovery Ventilation System (ERV) | Energy Recovery Ventilation System (ERV) | NonEquip | 15 | Packaged air conditioning units (RTUs) | 0% | Tech/Econ | 10.9% | 0 | 0 | 0
Econ | Restaurants | Space Cooling | District chilled water piped | RIM | Existing | NE3515 | Duct Sealing Repair | Duct Sealing Repair | NonEquip | 15 |  | 30.55% | Tech/Econ | 12% | 10244.7098 | 2.0184 | 0
Econ | Restaurants | Space Cooling | District chilled water piped | RIM | Existing | NE3463 | Duct Insulation | Duct Insulation | NonEquip | 15 |  | 30.55% | Tech/Econ | 2.045% | 1622.8855 | 0.44088 | 0
Econ | Restaurants | Refrigeration | Display cases | RIM | Existing | NE5309 | Retro-Commissioning | Retro-Commissioning | NonEquip | 5 |  | 21.99% | Tech/Econ | 16% | 457361.9838 | 141.2089 | 273.6067
Econ | Restaurants | Domestic Hot Water | Centralized water heaters | RIM | Existing | NE5413 | Retro-Commissioning | Retro-Commissioning | NonEquip | 5 |  | 21.99% | Tech/Econ | 16% | 611735.544 | 188.8712 | 365.9573
Econ | Restaurants | Space Cooling | Central chillers inside | RIM | New | NN4204 | Thermal Energy Storage | Thermal Energy Storage | NonEquip | 20 |  | 0% | Tech/Econ | 0% | 0 | 0 | 0
Econ | Restaurants | Space Cooling | Central chillers inside | RIM | New | NN3970 | Infiltration Reduction - Air Sealing | Infiltration Reduction - Air Sealing | NonEquip | 11 |  | 0% | Tech/Econ | 0.3717% | 0 | 0 | 0
Econ | Restaurants | Space Cooling | Central chillers inside | RIM | New | NN3606 | Energy Recovery Ventilation System (ERV) | Energy Recovery Ventilation System (ERV) | NonEquip | 15 | Packaged air conditioning units (RTUs) | 0% | Tech/Econ | 10.9% | 0 | 0 | 0
Econ | Restaurants | Space Cooling | Central chillers inside | RIM | New | NN3528 | Duct Sealing Repair | Duct Sealing Repair | NonEquip | 15 |  | 0% | Tech/Econ | 12% | 0 | 0 | 0
Econ | Restaurants | Space Cooling | Central chillers inside | RIM | New | NN3476 | Duct Insulation | Duct Insulation | NonEquip | 15 |  | 0% | Tech/Econ | 2.045% |  | 0 | 0
Econ | Restaurants | Space Cooling | Central chillers inside | RIM | Existing | NE5361 | Retro-Commissioning | Retro-Commissioning | NonEquip | 5 |  | 21.99% | Tech/Econ | 16% | 67440.1071 | 20.8219 | 0
Econ | Restaurants | Space Cooling | Central chillers inside | RIM | Existing | NE4191 | Thermal Energy Storage | Thermal Energy Storage | NonEquip | 20 |  | 0% | Tech/Econ | 0% | 0 | 0 | 0
Econ | Restaurants | Space Cooling | Central chillers inside | RIM | Existing | NE3957 | Infiltration Reduction - Air Sealing | Infiltration Reduction - Air Sealing | NonEquip | 11 |  | 0% | Tech/Econ | 0.3717% | 0 | 0 | 0
Econ | Restaurants | Space Cooling | Central chillers inside | RIM | Existing | NE3593 | Energy Recovery Ventilation System (ERV) | Energy Recovery Ventilation System (ERV) | NonEquip | 15 | Packaged air conditioning units (RTUs) | 0% | Tech/Econ | 10.9% | 0 | 0 | 0
Econ | Restaurants | Space Cooling | Central chillers inside | RIM | Existing | NE3515 | Duct Sealing Repair | Duct Sealing Repair | NonEquip | 15 |  | 30.55% | Tech/Econ | 12% | 72952.8729 | 14.3733 | 0
Econ | Restaurants | Space Cooling | Central chillers inside | RIM | Existing | NE3463 | Duct Insulation | Duct Insulation | NonEquip | 15 |  | 30.55% | Tech/Econ | 2.045% | 11556.6142 | 3.1395 | 0
Econ | Restaurants | Ventilation and Circulation | Central air-handling unit | RIM | Existing | NE5387 | Retro-Commissioning | Retro-Commissioning | NonEquip | 5 |  | 21.99% | Tech/Econ | 16% | 610259.5007 | 188.4155 | 365.0743
Econ | Restaurants | Interior Lighting | case lighting | RIM | Existing | NE5257 | Retro-Commissioning | Retro-Commissioning | NonEquip | 5 |  | 21.99% | Tech/Econ | 16% | 108.3307 | 0.033447 | 0.064806
Econ | Restaurants | Space Heating | Boilers | RIM | New | NN3944 | Infiltration Reduction - Air Sealing | Infiltration Reduction - Air Sealing | NonEquip | 11 |  | 0% | Tech/Econ | 0.1302% | 0 | 0 | 0
Econ | Restaurants | Space Heating | Boilers | RIM | New | NN3554 | Duct Sealing Repair | Duct Sealing Repair | NonEquip | 15 |  | 0% | Tech/Econ | 12% | 0 | 0 | 0
Econ | Restaurants | Space Heating | Boilers | RIM | New | NN3502 | Duct Insulation | Duct Insulation | NonEquip | 15 |  | 0% | Tech/Econ | 2.045% |  | 0 | 0
Econ | Restaurants | Space Heating | Boilers | RIM | Existing | NE5335 | Retro-Commissioning | Retro-Commissioning | NonEquip | 5 |  | 21.99% | Tech/Econ | 16% | 0 | 0 | 0
Econ | Restaurants | Space Heating | Boilers | RIM | Existing | NE3931 | Infiltration Reduction - Air Sealing | Infiltration Reduction - Air Sealing | NonEquip | 11 |  | 0% | Tech/Econ | 0.1437% | 0 | 0 | 0
Econ | Restaurants | Space Heating | Boilers | RIM | Existing | NE3541 | Duct Sealing Repair | Duct Sealing Repair | NonEquip | 15 |  | 30.55% | Tech/Econ | 12% | 0 | 0 | 0
Econ | Restaurants | Space Heating | Boilers | RIM | Existing | NE3489 | Duct Insulation | Duct Insulation | NonEquip | 15 |  | 30.55% | Tech/Econ | 2.045% | 0 | 0 | 0
Econ | Restaurants | Domestic Hot Water | "Point-of-Use" water heaters | RIM | Existing | NE5413 | Retro-Commissioning | Retro-Commissioning | NonEquip | 5 |  | 21.99% | Tech/Econ | 16% | 19830.4646 | 6.1226 | 11.8631
Econ | Retail | Refrigeration | Walk-in cooler | RIM | Existing | NE5310 | Retro-Commissioning | Retro-Commissioning | NonEquip | 5 |  | 21.99% | Tech/Econ | 16% | 57135.3631 | 17.6403 | 34.18
Econ | Retail | Refrigeration | Vending and ice makers | RIM | Existing | NE5310 | Retro-Commissioning | Retro-Commissioning | NonEquip | 5 |  | 21.99% | Tech/Econ | 16% | 226866.8484 | 70.0444 | 135.7181
Econ | Retail | Exterior Lighting | Street lighting | RIM | Existing | NE5284 | Retro-Commissioning | Retro-Commissioning | NonEquip | 5 |  | 21.99% | Tech/Econ | 16% | 0 | 0 | 0
Econ | Retail | Exterior Lighting | Spot lighting/Security/Flood | RIM | Existing | NE5284 | Retro-Commissioning | Retro-Commissioning | NonEquip | 5 |  | 21.99% | Tech/Econ | 16% | 0 | 0 | 0
Econ | Retail | Interior Lighting | Spot lighting | RIM | Existing | NE5258 | Retro-Commissioning | Retro-Commissioning | NonEquip | 5 |  | 21.99% | Tech/Econ | 16% | 325.4319 | 0.10048 | 0.19468
Econ | Retail | Space Cooling | Residential-type central air conditioners | RIM | New | NN4205 | Thermal Energy Storage | Thermal Energy Storage | NonEquip | 20 |  | 20% | Tech/Econ | 0% | 0 | 0 | 0
Econ | Retail | Space Cooling | Residential-type central air conditioners | RIM | New | NN3971 | Infiltration Reduction - Air Sealing | Infiltration Reduction - Air Sealing | NonEquip | 11 |  | 0% | Tech/Econ | 0.8511% | 0 | 0 | 0
Econ | Retail | Space Cooling | Residential-type central air conditioners | RIM | New | NN3607 | Energy Recovery Ventilation System (ERV) | Energy Recovery Ventilation System (ERV) | NonEquip | 15 | Packaged air conditioning units (RTUs) | 0% | Tech/Econ | 12.48% | 0 | 0 | 0
Econ | Retail | Space Cooling | Residential-type central air conditioners | RIM | New | NN3529 | Duct Sealing Repair | Duct Sealing Repair | NonEquip | 15 |  | 0% | Tech/Econ | 12% | 0 | 0 | 0
Econ | Retail | Space Cooling | Residential-type central air conditioners | RIM | New | NN3477 | Duct Insulation | Duct Insulation | NonEquip | 15 |  | 0% | Tech/Econ | 2.045% |  | 0 | 0
Econ | Retail | Space Cooling | Residential-type central air conditioners | RIM | Existing | NE5362 | Retro-Commissioning | Retro-Commissioning | NonEquip | 5 |  | 21.99% | Tech/Econ | 16% | 755.9656 | 0.2334 | 0
Econ | Retail | Space Cooling | Residential-type central air conditioners | RIM | Existing | NE4192 | Thermal Energy Storage | Thermal Energy Storage | NonEquip | 20 |  | 20% | Tech/Econ | 0% | 2.6075e-06 | -1.3366e-08 | -8.7662e-10
Econ | Retail | Space Cooling | Residential-type central air conditioners | RIM | Existing | NE3958 | Infiltration Reduction - Air Sealing | Infiltration Reduction - Air Sealing | NonEquip | 11 |  | 44.79% | Tech/Econ | 0.8511% | 82.2258 | 0.018188 | 0
Econ | Retail | Space Cooling | Residential-type central air conditioners | RIM | Existing | NE3594 | Energy Recovery Ventilation System (ERV) | Energy Recovery Ventilation System (ERV) | NonEquip | 15 | Packaged air conditioning units (RTUs) | 0% | Tech/Econ | 12.48% | 0 | 0 | 0
Econ | Retail | Space Cooling | Residential-type central air conditioners | RIM | Existing | NE3516 | Duct Sealing Repair | Duct Sealing Repair | NonEquip | 15 |  | 30.55% | Tech/Econ | 12% | 820.89 | 0.16173 | 0
Econ | Retail | Space Cooling | Residential-type central air conditioners | RIM | Existing | NE3464 | Duct Insulation | Duct Insulation | NonEquip | 15 |  | 30.55% | Tech/Econ | 2.045% | 129.5431 | 0.035193 | 0
Econ | Retail | Space Heating | Residential/split system heat pump | RIM | New | NN3945 | Infiltration Reduction - Air Sealing | Infiltration Reduction - Air Sealing | NonEquip | 11 |  | 0% | Tech/Econ | 0.2982% | 0 | 0 | 0
Econ | Retail | Space Heating | Residential/split system heat pump | RIM | New | NN3555 | Duct Sealing Repair | Duct Sealing Repair | NonEquip | 15 |  | 0% | Tech/Econ | 12% | 0 | 0 | 0
Econ | Retail | Space Heating | Residential/split system heat pump | RIM | New | NN3503 | Duct Insulation | Duct Insulation | NonEquip | 15 |  | 0% | Tech/Econ | 2.045% |  | 0 | 0
Econ | Retail | Space Heating | Residential/split system heat pump | RIM | Existing | NE5336 | Retro-Commissioning | Retro-Commissioning | NonEquip | 5 |  | 21.99% | Tech/Econ | 16% | 229870.8802 | 0 | 137.5152
Econ | Retail | Space Heating | Residential/split system heat pump | RIM | Existing | NE3932 | Infiltration Reduction - Air Sealing | Infiltration Reduction - Air Sealing | NonEquip | 11 |  | 44.79% | Tech/Econ | 0.329% | 9643.1575 | 0 | 6.3339
Econ | Retail | Space Heating | Residential/split system heat pump | RIM | Existing | NE3542 | Duct Sealing Repair | Duct Sealing Repair | NonEquip | 15 |  | 30.55% | Tech/Econ | 12% | 249028.2549 | 0 | 173.7704
Econ | Retail | Space Heating | Residential/split system heat pump | RIM | Existing | NE3490 | Duct Insulation | Duct Insulation | NonEquip | 15 |  | 30.55% | Tech/Econ | 2.045% | 39390.9388 | 0 | 22.9985
Econ | Retail | Refrigeration | Residential style | RIM | Existing | NE5310 | Retro-Commissioning | Retro-Commissioning | NonEquip | 5 |  | 21.99% | Tech/Econ | 16% | 840069.078 | 259.3684 | 502.5528
Econ | Retail | Miscellaneous | Pool pump | RIM | Existing | NE5440 | Retro-Commissioning | Retro-Commissioning | NonEquip | 5 |  | 21.99% | Tech/Econ | 16% | 0 | 0 | 0
Econ | Retail | Space Heating | Packaged central unit | RIM | New | NN3945 | Infiltration Reduction - Air Sealing | Infiltration Reduction - Air Sealing | NonEquip | 11 |  | 0% | Tech/Econ | 0.2982% | 0 | 0 | 0
Econ | Retail | Space Heating | Packaged central unit | RIM | New | NN3555 | Duct Sealing Repair | Duct Sealing Repair | NonEquip | 15 |  | 0% | Tech/Econ | 12% | 0 | 0 | 0
Econ | Retail | Space Heating | Packaged central unit | RIM | New | NN3503 | Duct Insulation | Duct Insulation | NonEquip | 15 |  | 0% | Tech/Econ | 2.045% |  | 0 | 0
Econ | Retail | Space Heating | Packaged central unit | RIM | Existing | NE5336 | Retro-Commissioning | Retro-Commissioning | NonEquip | 5 |  | 21.99% | Tech/Econ | 16% | 610531.839 | 0 | 365.2372
Econ | Retail | Space Heating | Packaged central unit | RIM | Existing | NE3932 | Infiltration Reduction - Air Sealing | Infiltration Reduction - Air Sealing | NonEquip | 11 |  | 44.79% | Tech/Econ | 0.329% | 25612.0073 | 0 | 16.8228
Econ | Retail | Space Heating | Packaged central unit | RIM | Existing | NE3542 | Duct Sealing Repair | Duct Sealing Repair | NonEquip | 15 |  | 30.55% | Tech/Econ | 12% | 661413.3913 | 0 | 461.5302
Econ | Retail | Space Heating | Packaged central unit | RIM | Existing | NE3490 | Duct Insulation | Duct Insulation | NonEquip | 15 |  | 30.55% | Tech/Econ | 2.045% | 104621.4391 | 0 | 61.0834
Econ | Retail | Space Cooling | Packaged air conditioning units (RTUs) | RIM | New | NN4205 | Thermal Energy Storage | Thermal Energy Storage | NonEquip | 20 |  | 20% | Tech/Econ | 0% | 0 | 0 | 0
Econ | Retail | Space Cooling | Packaged air conditioning units (RTUs) | RIM | New | NN3971 | Infiltration Reduction - Air Sealing | Infiltration Reduction - Air Sealing | NonEquip | 11 |  | 0% | Tech/Econ | 0.8511% | 0 | 0 | 0
Econ | Retail | Space Cooling | Packaged air conditioning units (RTUs) | RIM | New | NN3607 | Energy Recovery Ventilation System (ERV) | Energy Recovery Ventilation System (ERV) | NonEquip | 15 | Packaged air conditioning units (RTUs) | 48.99% | Tech/Econ | 12.48% | 103891.6204 | 152.3333 | 29.5217
Econ | Retail | Space Cooling | Packaged air conditioning units (RTUs) | RIM | New | NN3529 | Duct Sealing Repair | Duct Sealing Repair | NonEquip | 15 |  | 0% | Tech/Econ | 12% | 0 | 0 | 0
Econ | Retail | Space Cooling | Packaged air conditioning units (RTUs) | RIM | New | NN3477 | Duct Insulation | Duct Insulation | NonEquip | 15 |  | 0% | Tech/Econ | 2.045% |  | 0 | 0
Econ | Retail | Space Cooling | Packaged air conditioning units (RTUs) | RIM | Existing | NE5362 | Retro-Commissioning | Retro-Commissioning | NonEquip | 5 |  | 21.99% | Tech/Econ | 16% | 5556989.725 | 1715.7013 | 0
Econ | Retail | Space Cooling | Packaged air conditioning units (RTUs) | RIM | Existing | NE4192 | Thermal Energy Storage | Thermal Energy Storage | NonEquip | 20 |  | 20% | Tech/Econ | 0% | 0.020416 | -0.00010465 | -6.8636e-06
Econ | Retail | Space Cooling | Packaged air conditioning units (RTUs) | RIM | Existing | NE3958 | Infiltration Reduction - Air Sealing | Infiltration Reduction - Air Sealing | NonEquip | 11 |  | 44.79% | Tech/Econ | 0.8511% | 604429.4097 | 133.6979 | 0
Econ | Retail | Space Cooling | Packaged air conditioning units (RTUs) | RIM | Existing | NE3594 | Energy Recovery Ventilation System (ERV) | Energy Recovery Ventilation System (ERV) | NonEquip | 15 | Packaged air conditioning units (RTUs) | 48.99% | Tech/Econ | 12.48% | 10718152.23 | 15715.7207 | 3045.6572
Econ | Retail | Space Cooling | Packaged air conditioning units (RTUs) | RIM | Existing | NE3516 | Duct Sealing Repair | Duct Sealing Repair | NonEquip | 15 |  | 30.55% | Tech/Econ | 12% | 6034239.366 | 1188.8732 | 0
Econ | Retail | Space Cooling | Packaged air conditioning units (RTUs) | RIM | Existing | NE3464 | Duct Insulation | Duct Insulation | NonEquip | 15 |  | 30.55% | Tech/Econ | 2.045% | 952252.1299 | 258.6948 | 0
Econ | Retail | Interior Lighting | Overhead (fluorescent/LED/CFL U-shape) | RIM | Existing | NE5258 | Retro-Commissioning | Retro-Commissioning | NonEquip | 5 |  | 21.99% | Tech/Econ | 16% | 4054881.03 | 1251.9304 | 2425.7432
Econ | Retail | Miscellaneous | Others | RIM | Existing | NE5440 | Retro-Commissioning | Retro-Commissioning | NonEquip | 5 |  | 21.99% | Tech/Econ | 16% | 1220087.525 | 376.6978 | 729.8905
Econ | Retail | Ventilation and Circulation | Motor/Fan | RIM | Existing | NE5388 | Retro-Commissioning | Retro-Commissioning | NonEquip | 5 |  | 21.99% | Tech/Econ | 16% | 11064.3878 | 3.4161 | 6.619
Econ | Retail | Miscellaneous | Medical equipment | RIM | Existing | NE5440 | Retro-Commissioning | Retro-Commissioning | NonEquip | 5 |  | 21.99% | Tech/Econ | 16% | 0 | 0 | 0
Econ | Retail | Refrigeration | Large cold storage | RIM | Existing | NE5310 | Retro-Commissioning | Retro-Commissioning | NonEquip | 5 |  | 21.99% | Tech/Econ | 16% | 1685.8582 | 0.5205 | 1.0085
Econ | Retail | Miscellaneous | Laboratory equipment | RIM | Existing | NE5440 | Retro-Commissioning | Retro-Commissioning | NonEquip | 5 |  | 21.99% | Tech/Econ | 16% | 0 | 0 | 0
Econ | Retail | Ventilation and Circulation | Individual room ventilation | RIM | Existing | NE5388 | Retro-Commissioning | Retro-Commissioning | NonEquip | 5 |  | 21.99% | Tech/Econ | 16% | 5532.1939 | 1.708 | 3.3095
Econ | Retail | Space Heating | Individual room heating | RIM | New | NN3945 | Infiltration Reduction - Air Sealing | Infiltration Reduction - Air Sealing | NonEquip | 11 |  | 0% | Tech/Econ | 0.2982% | 0 | 0 | 0
Econ | Retail | Space Heating | Individual room heating | RIM | New | NN3555 | Duct Sealing Repair | Duct Sealing Repair | NonEquip | 15 |  | 0% | Tech/Econ | 12% | 0 | 0 | 0
Econ | Retail | Space Heating | Individual room heating | RIM | New | NN3503 | Duct Insulation | Duct Insulation | NonEquip | 15 |  | 0% | Tech/Econ | 2.045% |  | 0 | 0
Econ | Retail | Space Heating | Individual room heating | RIM | Existing | NE5336 | Retro-Commissioning | Retro-Commissioning | NonEquip | 5 |  | 21.99% | Tech/Econ | 16% | 424.0257 | 0 | 0.25366
Econ | Retail | Space Heating | Individual room heating | RIM | Existing | NE3932 | Infiltration Reduction - Air Sealing | Infiltration Reduction - Air Sealing | NonEquip | 11 |  | 44.79% | Tech/Econ | 0.329% | 17.788 | 0 | 0.011684
Econ | Retail | Space Heating | Individual room heating | RIM | Existing | NE3542 | Duct Sealing Repair | Duct Sealing Repair | NonEquip | 15 |  | 30.55% | Tech/Econ | 12% | 459.3639 | 0 | 0.32054
Econ | Retail | Space Heating | Individual room heating | RIM | Existing | NE3490 | Duct Insulation | Duct Insulation | NonEquip | 15 |  | 30.55% | Tech/Econ | 2.045% | 72.6615 | 0 | 0.042424
Econ | Retail | Space Cooling | Individual room air conditioners | RIM | New | NN4205 | Thermal Energy Storage | Thermal Energy Storage | NonEquip | 20 |  | 20% | Tech/Econ | 0% | 0 | 0 | 0
Econ | Retail | Space Cooling | Individual room air conditioners | RIM | New | NN3971 | Infiltration Reduction - Air Sealing | Infiltration Reduction - Air Sealing | NonEquip | 11 |  | 0% | Tech/Econ | 0.8511% | 0 | 0 | 0
Econ | Retail | Space Cooling | Individual room air conditioners | RIM | New | NN3607 | Energy Recovery Ventilation System (ERV) | Energy Recovery Ventilation System (ERV) | NonEquip | 15 | Packaged air conditioning units (RTUs) | 0% | Tech/Econ | 12.48% | 0 | 0 | 0
Econ | Retail | Space Cooling | Individual room air conditioners | RIM | New | NN3529 | Duct Sealing Repair | Duct Sealing Repair | NonEquip | 15 |  | 0% | Tech/Econ | 12% | 0 | 0 | 0
Econ | Retail | Space Cooling | Individual room air conditioners | RIM | New | NN3477 | Duct Insulation | Duct Insulation | NonEquip | 15 |  | 0% | Tech/Econ | 2.045% |  | 0 | 0
Econ | Retail | Space Cooling | Individual room air conditioners | RIM | Existing | NE5362 | Retro-Commissioning | Retro-Commissioning | NonEquip | 5 |  | 21.99% | Tech/Econ | 16% | 589653.1426 | 182.0534 | 0
Econ | Retail | Space Cooling | Individual room air conditioners | RIM | Existing | NE4192 | Thermal Energy Storage | Thermal Energy Storage | NonEquip | 20 |  | 20% | Tech/Econ | 0% | 0.0020339 | -1.0426e-05 | -6.8377e-07
Econ | Retail | Space Cooling | Individual room air conditioners | RIM | Existing | NE3958 | Infiltration Reduction - Air Sealing | Infiltration Reduction - Air Sealing | NonEquip | 11 |  | 44.79% | Tech/Econ | 0.8511% | 64136.1094 | 14.1867 | 0
Econ | Retail | Space Cooling | Individual room air conditioners | RIM | Existing | NE3594 | Energy Recovery Ventilation System (ERV) | Energy Recovery Ventilation System (ERV) | NonEquip | 15 | Packaged air conditioning units (RTUs) | 0% | Tech/Econ | 12.48% | 0 | 0 | 0
Econ | Retail | Space Cooling | Individual room air conditioners | RIM | Existing | NE3516 | Duct Sealing Repair | Duct Sealing Repair | NonEquip | 15 |  | 30.55% | Tech/Econ | 12% | 640294.1848 | 126.1515 | 0
Econ | Retail | Space Cooling | Individual room air conditioners | RIM | Existing | NE3464 | Duct Insulation | Duct Insulation | NonEquip | 15 |  | 30.55% | Tech/Econ | 2.045% | 101043.6385 | 27.4502 | 0
Econ | Retail | Interior Lighting | High bay | RIM | Existing | NE5258 | Retro-Commissioning | Retro-Commissioning | NonEquip | 5 |  | 21.99% | Tech/Econ | 16% | 5141823.458 | 1587.5202 | 3075.9825
Econ | Retail | Space Heating | Forced air furnace | RIM | New | NN3945 | Infiltration Reduction - Air Sealing | Infiltration Reduction - Air Sealing | NonEquip | 11 |  | 0% | Tech/Econ | 0.2982% | 0 | 0 | 0
Econ | Retail | Space Heating | Forced air furnace | RIM | New | NN3555 | Duct Sealing Repair | Duct Sealing Repair | NonEquip | 15 |  | 0% | Tech/Econ | 12% | 0 | 0 | 0
Econ | Retail | Space Heating | Forced air furnace | RIM | New | NN3503 | Duct Insulation | Duct Insulation | NonEquip | 15 |  | 0% | Tech/Econ | 2.045% |  | 0 | 0
Econ | Retail | Space Heating | Forced air furnace | RIM | Existing | NE5336 | Retro-Commissioning | Retro-Commissioning | NonEquip | 5 |  | 21.99% | Tech/Econ | 16% | 5936.3604 | 0 | 3.5513
Econ | Retail | Space Heating | Forced air furnace | RIM | Existing | NE3932 | Infiltration Reduction - Air Sealing | Infiltration Reduction - Air Sealing | NonEquip | 11 |  | 44.79% | Tech/Econ | 0.329% | 249.0322 | 0 | 0.16357
Econ | Retail | Space Heating | Forced air furnace | RIM | Existing | NE3542 | Duct Sealing Repair | Duct Sealing Repair | NonEquip | 15 |  | 30.55% | Tech/Econ | 12% | 6431.0951 | 0 | 4.4876
Econ | Retail | Space Heating | Forced air furnace | RIM | Existing | NE3490 | Duct Insulation | Duct Insulation | NonEquip | 15 |  | 30.55% | Tech/Econ | 2.045% | 1017.2616 | 0 | 0.59393
Econ | Retail | Exterior Lighting | Exterior parking/lot lighting | RIM | Existing | NE5284 | Retro-Commissioning | Retro-Commissioning | NonEquip | 5 |  | 21.99% | Tech/Econ | 16% | 1152098.298 | 0 | 689.2174
Econ | Retail | Exterior Lighting | Exterior marquis | RIM | Existing | NE5284 | Retro-Commissioning | Retro-Commissioning | NonEquip | 5 |  | 21.99% | Tech/Econ | 16% | 0 | 0 | 0
Econ | Retail | Miscellaneous | Elevators/Escalators | RIM | Existing | NE5440 | Retro-Commissioning | Retro-Commissioning | NonEquip | 5 |  | 21.99% | Tech/Econ | 16% | 2558.0871 | 0.7898 | 1.5303
Econ | Retail | Space Cooling | District chilled water piped | RIM | New | NN4205 | Thermal Energy Storage | Thermal Energy Storage | NonEquip | 20 |  | 20% | Tech/Econ | 0% | 0 | 0 | 0
Econ | Retail | Space Cooling | District chilled water piped | RIM | New | NN3971 | Infiltration Reduction - Air Sealing | Infiltration Reduction - Air Sealing | NonEquip | 11 |  | 0% | Tech/Econ | 0.8511% | 0 | 0 | 0
Econ | Retail | Space Cooling | District chilled water piped | RIM | New | NN3607 | Energy Recovery Ventilation System (ERV) | Energy Recovery Ventilation System (ERV) | NonEquip | 15 | Packaged air conditioning units (RTUs) | 0% | Tech/Econ | 12.48% | 0 | 0 | 0
Econ | Retail | Space Cooling | District chilled water piped | RIM | New | NN3529 | Duct Sealing Repair | Duct Sealing Repair | NonEquip | 15 |  | 0% | Tech/Econ | 12% | 0 | 0 | 0
Econ | Retail | Space Cooling | District chilled water piped | RIM | New | NN3477 | Duct Insulation | Duct Insulation | NonEquip | 15 |  | 0% | Tech/Econ | 2.045% |  | 0 | 0
Econ | Retail | Space Cooling | District chilled water piped | RIM | Existing | NE5362 | Retro-Commissioning | Retro-Commissioning | NonEquip | 5 |  | 21.99% | Tech/Econ | 16% | 0 | 0 | 0
Econ | Retail | Space Cooling | District chilled water piped | RIM | Existing | NE4192 | Thermal Energy Storage | Thermal Energy Storage | NonEquip | 20 |  | 20% | Tech/Econ | 0% | 0 | 0 | 0
Econ | Retail | Space Cooling | District chilled water piped | RIM | Existing | NE3958 | Infiltration Reduction - Air Sealing | Infiltration Reduction - Air Sealing | NonEquip | 11 |  | 44.79% | Tech/Econ | 0.8511% | 0 | 0 | 0
Econ | Retail | Space Cooling | District chilled water piped | RIM | Existing | NE3594 | Energy Recovery Ventilation System (ERV) | Energy Recovery Ventilation System (ERV) | NonEquip | 15 | Packaged air conditioning units (RTUs) | 0% | Tech/Econ | 12.48% | 0 | 0 | 0
Econ | Retail | Space Cooling | District chilled water piped | RIM | Existing | NE3516 | Duct Sealing Repair | Duct Sealing Repair | NonEquip | 15 |  | 30.55% | Tech/Econ | 12% | 0 | 0 | 0
Econ | Retail | Space Cooling | District chilled water piped | RIM | Existing | NE3464 | Duct Insulation | Duct Insulation | NonEquip | 15 |  | 30.55% | Tech/Econ | 2.045% | 0 | 0 | 0
Econ | Retail | Refrigeration | Display cases | RIM | Existing | NE5310 | Retro-Commissioning | Retro-Commissioning | NonEquip | 5 |  | 21.99% | Tech/Econ | 16% | 115640.7206 | 35.7037 | 69.1795
Econ | Retail | Domestic Hot Water | Centralized water heaters | RIM | Existing | NE5414 | Retro-Commissioning | Retro-Commissioning | NonEquip | 5 |  | 21.99% | Tech/Econ | 16% | 147294.8856 | 45.4768 | 88.1159
Econ | Retail | Space Cooling | Central chillers inside | RIM | New | NN4205 | Thermal Energy Storage | Thermal Energy Storage | NonEquip | 20 |  | 20% | Tech/Econ | 0% | 0 | 0 | 0
Econ | Retail | Space Cooling | Central chillers inside | RIM | New | NN3971 | Infiltration Reduction - Air Sealing | Infiltration Reduction - Air Sealing | NonEquip | 11 |  | 0% | Tech/Econ | 0.8511% | 0 | 0 | 0
Econ | Retail | Space Cooling | Central chillers inside | RIM | New | NN3607 | Energy Recovery Ventilation System (ERV) | Energy Recovery Ventilation System (ERV) | NonEquip | 15 | Packaged air conditioning units (RTUs) | 0% | Tech/Econ | 12.48% | 0 | 0 | 0
Econ | Retail | Space Cooling | Central chillers inside | RIM | New | NN3529 | Duct Sealing Repair | Duct Sealing Repair | NonEquip | 15 |  | 0% | Tech/Econ | 12% | 0 | 0 | 0
Econ | Retail | Space Cooling | Central chillers inside | RIM | New | NN3477 | Duct Insulation | Duct Insulation | NonEquip | 15 |  | 0% | Tech/Econ | 2.045% |  | 0 | 0
Econ | Retail | Space Cooling | Central chillers inside | RIM | Existing | NE5362 | Retro-Commissioning | Retro-Commissioning | NonEquip | 5 |  | 21.99% | Tech/Econ | 16% | 0 | 0 | 0
Econ | Retail | Space Cooling | Central chillers inside | RIM | Existing | NE4192 | Thermal Energy Storage | Thermal Energy Storage | NonEquip | 20 |  | 20% | Tech/Econ | 0% | 0 | 0 | 0
Econ | Retail | Space Cooling | Central chillers inside | RIM | Existing | NE3958 | Infiltration Reduction - Air Sealing | Infiltration Reduction - Air Sealing | NonEquip | 11 |  | 44.79% | Tech/Econ | 0.8511% | 0 | 0 | 0
Econ | Retail | Space Cooling | Central chillers inside | RIM | Existing | NE3594 | Energy Recovery Ventilation System (ERV) | Energy Recovery Ventilation System (ERV) | NonEquip | 15 | Packaged air conditioning units (RTUs) | 0% | Tech/Econ | 12.48% | 0 | 0 | 0
Econ | Retail | Space Cooling | Central chillers inside | RIM | Existing | NE3516 | Duct Sealing Repair | Duct Sealing Repair | NonEquip | 15 |  | 30.55% | Tech/Econ | 12% | 0 | 0 | 0
Econ | Retail | Space Cooling | Central chillers inside | RIM | Existing | NE3464 | Duct Insulation | Duct Insulation | NonEquip | 15 |  | 30.55% | Tech/Econ | 2.045% | 0 | 0 | 0
Econ | Retail | Ventilation and Circulation | Central air-handling unit | RIM | Existing | NE5388 | Retro-Commissioning | Retro-Commissioning | NonEquip | 5 |  | 21.99% | Tech/Econ | 16% | 1271169.969 | 392.4693 | 760.4494
Econ | Retail | Interior Lighting | case lighting | RIM | Existing | NE5258 | Retro-Commissioning | Retro-Commissioning | NonEquip | 5 |  | 21.99% | Tech/Econ | 16% | 325.4319 | 0.10048 | 0.19468
Econ | Retail | Space Heating | Boilers | RIM | New | NN3945 | Infiltration Reduction - Air Sealing | Infiltration Reduction - Air Sealing | NonEquip | 11 |  | 0% | Tech/Econ | 0.2982% | 0 | 0 | 0
Econ | Retail | Space Heating | Boilers | RIM | New | NN3555 | Duct Sealing Repair | Duct Sealing Repair | NonEquip | 15 |  | 0% | Tech/Econ | 12% | 0 | 0 | 0
Econ | Retail | Space Heating | Boilers | RIM | New | NN3503 | Duct Insulation | Duct Insulation | NonEquip | 15 |  | 0% | Tech/Econ | 2.045% |  | 0 | 0
Econ | Retail | Space Heating | Boilers | RIM | Existing | NE5336 | Retro-Commissioning | Retro-Commissioning | NonEquip | 5 |  | 21.99% | Tech/Econ | 16% | 0 | 0 | 0
Econ | Retail | Space Heating | Boilers | RIM | Existing | NE3932 | Infiltration Reduction - Air Sealing | Infiltration Reduction - Air Sealing | NonEquip | 11 |  | 44.79% | Tech/Econ | 0.329% | 0 | 0 | 0
Econ | Retail | Space Heating | Boilers | RIM | Existing | NE3542 | Duct Sealing Repair | Duct Sealing Repair | NonEquip | 15 |  | 30.55% | Tech/Econ | 12% | 0 | 0 | 0
Econ | Retail | Space Heating | Boilers | RIM | Existing | NE3490 | Duct Insulation | Duct Insulation | NonEquip | 15 |  | 30.55% | Tech/Econ | 2.045% | 0 | 0 | 0
Econ | Retail | Domestic Hot Water | "Point-of-Use" water heaters | RIM | Existing | NE5414 | Retro-Commissioning | Retro-Commissioning | NonEquip | 5 |  | 21.99% | Tech/Econ | 16% | 54631.4085 | 16.8673 | 32.682
Econ | Schools K-12 | Space Cooling | Residential-type central air conditioners | RIM | New | NN4206 | Thermal Energy Storage | Thermal Energy Storage | NonEquip | 20 |  | 33.33% | Tech/Econ | 0% | 0 | 0 | 0
Econ | Schools K-12 | Space Cooling | Residential-type central air conditioners | RIM | New | NN3972 | Infiltration Reduction - Air Sealing | Infiltration Reduction - Air Sealing | NonEquip | 11 |  | 0% | Tech/Econ | 0.2277% | 0 | 0 | 0
Econ | Schools K-12 | Space Cooling | Residential-type central air conditioners | RIM | New | NN3608 | Energy Recovery Ventilation System (ERV) | Energy Recovery Ventilation System (ERV) | NonEquip | 15 | Packaged air conditioning units (RTUs) | 0% | Tech/Econ | 10.24% | 0 | 0 | 0
Econ | Schools K-12 | Space Cooling | Residential-type central air conditioners | RIM | New | NN3530 | Duct Sealing Repair | Duct Sealing Repair | NonEquip | 15 |  | 0% | Tech/Econ | 12% | 0 | 0 | 0
Econ | Schools K-12 | Space Cooling | Residential-type central air conditioners | RIM | New | NN3478 | Duct Insulation | Duct Insulation | NonEquip | 15 |  | 0% | Tech/Econ | 2.045% | 0 | 0 | 0
Econ | Schools K-12 | Space Cooling | Residential-type central air conditioners | RIM | Existing | NE4193 | Thermal Energy Storage | Thermal Energy Storage | NonEquip | 20 |  | 33.33% | Tech/Econ | 0% | 3.0284e-07 | -1.5524e-09 | -1.0181e-10
Econ | Schools K-12 | Space Cooling | Residential-type central air conditioners | RIM | Existing | NE3959 | Infiltration Reduction - Air Sealing | Infiltration Reduction - Air Sealing | NonEquip | 11 |  | 0% | Tech/Econ | 0.2277% | 0 | 0 | 0
Econ | Schools K-12 | Space Cooling | Residential-type central air conditioners | RIM | Existing | NE3595 | Energy Recovery Ventilation System (ERV) | Energy Recovery Ventilation System (ERV) | NonEquip | 15 | Packaged air conditioning units (RTUs) | 0% | Tech/Econ | 10.24% | 0 | 0 | 0
Econ | Schools K-12 | Space Cooling | Residential-type central air conditioners | RIM | Existing | NE3517 | Duct Sealing Repair | Duct Sealing Repair | NonEquip | 15 |  | 0% | Tech/Econ | 12% | 0 | 0 | 0
Econ | Schools K-12 | Space Cooling | Residential-type central air conditioners | RIM | Existing | NE3465 | Duct Insulation | Duct Insulation | NonEquip | 15 |  | 0% | Tech/Econ | 2.045% | 0 | 0 | 0
Econ | Schools K-12 | Space Heating | Residential/split system heat pump | RIM | New | NN3946 | Infiltration Reduction - Air Sealing | Infiltration Reduction - Air Sealing | NonEquip | 11 |  | 0% | Tech/Econ | 0.07979% | 0 | 0 | 0
Econ | Schools K-12 | Space Heating | Residential/split system heat pump | RIM | New | NN3556 | Duct Sealing Repair | Duct Sealing Repair | NonEquip | 15 |  | 0% | Tech/Econ | 12% | 0 | 0 | 0
Econ | Schools K-12 | Space Heating | Residential/split system heat pump | RIM | New | NN3504 | Duct Insulation | Duct Insulation | NonEquip | 15 |  | 0% | Tech/Econ | 2.045% | 0 | 0 | 0
Econ | Schools K-12 | Space Heating | Residential/split system heat pump | RIM | Existing | NE3933 | Infiltration Reduction - Air Sealing | Infiltration Reduction - Air Sealing | NonEquip | 11 |  | 0% | Tech/Econ | 0.08804% | 0 | 0 | 0
Econ | Schools K-12 | Space Heating | Residential/split system heat pump | RIM | Existing | NE3543 | Duct Sealing Repair | Duct Sealing Repair | NonEquip | 15 |  | 0% | Tech/Econ | 12% | 0 | 0 | 0
Econ | Schools K-12 | Space Heating | Residential/split system heat pump | RIM | Existing | NE3491 | Duct Insulation | Duct Insulation | NonEquip | 15 |  | 0% | Tech/Econ | 2.045% | 0 | 0 | 0
Econ | Schools K-12 | Space Heating | Packaged central unit | RIM | New | NN3946 | Infiltration Reduction - Air Sealing | Infiltration Reduction - Air Sealing | NonEquip | 11 |  | 0% | Tech/Econ | 0.07979% | 0 | 0 | 0
Econ | Schools K-12 | Space Heating | Packaged central unit | RIM | New | NN3556 | Duct Sealing Repair | Duct Sealing Repair | NonEquip | 15 |  | 0% | Tech/Econ | 12% | 0 | 0 | 0
Econ | Schools K-12 | Space Heating | Packaged central unit | RIM | New | NN3504 | Duct Insulation | Duct Insulation | NonEquip | 15 |  | 0% | Tech/Econ | 2.045% | 0 | 0 | 0
Econ | Schools K-12 | Space Heating | Packaged central unit | RIM | Existing | NE3933 | Infiltration Reduction - Air Sealing | Infiltration Reduction - Air Sealing | NonEquip | 11 |  | 0% | Tech/Econ | 0.08804% | 0 | 0 | 0
Econ | Schools K-12 | Space Heating | Packaged central unit | RIM | Existing | NE3543 | Duct Sealing Repair | Duct Sealing Repair | NonEquip | 15 |  | 0% | Tech/Econ | 12% | 0 | 0 | 0
Econ | Schools K-12 | Space Heating | Packaged central unit | RIM | Existing | NE3491 | Duct Insulation | Duct Insulation | NonEquip | 15 |  | 0% | Tech/Econ | 2.045% | 0 | 0 | 0
Econ | Schools K-12 | Space Cooling | Packaged air conditioning units (RTUs) | RIM | New | NN4206 | Thermal Energy Storage | Thermal Energy Storage | NonEquip | 20 |  | 33.33% | Tech/Econ | 0% | 0 | 0 | 0
Econ | Schools K-12 | Space Cooling | Packaged air conditioning units (RTUs) | RIM | New | NN3972 | Infiltration Reduction - Air Sealing | Infiltration Reduction - Air Sealing | NonEquip | 11 |  | 0% | Tech/Econ | 0.2277% | 0 | 0 | 0
Econ | Schools K-12 | Space Cooling | Packaged air conditioning units (RTUs) | RIM | New | NN3608 | Energy Recovery Ventilation System (ERV) | Energy Recovery Ventilation System (ERV) | NonEquip | 15 | Packaged air conditioning units (RTUs) | 34.81% | Tech/Econ | 10.24% | 1613.1491 | 2.3653 | 0.45839
Econ | Schools K-12 | Space Cooling | Packaged air conditioning units (RTUs) | RIM | New | NN3530 | Duct Sealing Repair | Duct Sealing Repair | NonEquip | 15 |  | 0% | Tech/Econ | 12% | 0 | 0 | 0
Econ | Schools K-12 | Space Cooling | Packaged air conditioning units (RTUs) | RIM | New | NN3478 | Duct Insulation | Duct Insulation | NonEquip | 15 |  | 0% | Tech/Econ | 2.045% | 0 | 0 | 0
Econ | Schools K-12 | Space Cooling | Packaged air conditioning units (RTUs) | RIM | Existing | NE4193 | Thermal Energy Storage | Thermal Energy Storage | NonEquip | 20 |  | 33.33% | Tech/Econ | 0% | 7.6946e-05 | -3.9443e-07 | -2.5869e-08
Econ | Schools K-12 | Space Cooling | Packaged air conditioning units (RTUs) | RIM | Existing | NE3959 | Infiltration Reduction - Air Sealing | Infiltration Reduction - Air Sealing | NonEquip | 11 |  | 0% | Tech/Econ | 0.2277% | 0 | 0 | 0
Econ | Schools K-12 | Space Cooling | Packaged air conditioning units (RTUs) | RIM | Existing | NE3595 | Energy Recovery Ventilation System (ERV) | Energy Recovery Ventilation System (ERV) | NonEquip | 15 | Packaged air conditioning units (RTUs) | 34.81% | Tech/Econ | 10.24% | 216379.9699 | 317.2718 | 61.4863
Econ | Schools K-12 | Space Cooling | Packaged air conditioning units (RTUs) | RIM | Existing | NE3517 | Duct Sealing Repair | Duct Sealing Repair | NonEquip | 15 |  | 0% | Tech/Econ | 12% | 0 | 0 | 0
Econ | Schools K-12 | Space Cooling | Packaged air conditioning units (RTUs) | RIM | Existing | NE3465 | Duct Insulation | Duct Insulation | NonEquip | 15 |  | 0% | Tech/Econ | 2.045% | 0 | 0 | 0
Econ | Schools K-12 | Space Heating | Individual room heating | RIM | New | NN3946 | Infiltration Reduction - Air Sealing | Infiltration Reduction - Air Sealing | NonEquip | 11 |  | 0% | Tech/Econ | 0.07979% | 0 | 0 | 0
Econ | Schools K-12 | Space Heating | Individual room heating | RIM | New | NN3556 | Duct Sealing Repair | Duct Sealing Repair | NonEquip | 15 |  | 0% | Tech/Econ | 12% | 0 | 0 | 0
Econ | Schools K-12 | Space Heating | Individual room heating | RIM | New | NN3504 | Duct Insulation | Duct Insulation | NonEquip | 15 |  | 0% | Tech/Econ | 2.045% | 0 | 0 | 0
Econ | Schools K-12 | Space Heating | Individual room heating | RIM | Existing | NE3933 | Infiltration Reduction - Air Sealing | Infiltration Reduction - Air Sealing | NonEquip | 11 |  | 0% | Tech/Econ | 0.08804% | 0 | 0 | 0
Econ | Schools K-12 | Space Heating | Individual room heating | RIM | Existing | NE3543 | Duct Sealing Repair | Duct Sealing Repair | NonEquip | 15 |  | 0% | Tech/Econ | 12% | 0 | 0 | 0
Econ | Schools K-12 | Space Heating | Individual room heating | RIM | Existing | NE3491 | Duct Insulation | Duct Insulation | NonEquip | 15 |  | 0% | Tech/Econ | 2.045% | 0 | 0 | 0
Econ | Schools K-12 | Space Cooling | Individual room air conditioners | RIM | New | NN4206 | Thermal Energy Storage | Thermal Energy Storage | NonEquip | 20 |  | 33.33% | Tech/Econ | 0% | 0 | 0 | 0
Econ | Schools K-12 | Space Cooling | Individual room air conditioners | RIM | New | NN3972 | Infiltration Reduction - Air Sealing | Infiltration Reduction - Air Sealing | NonEquip | 11 |  | 0% | Tech/Econ | 0.2277% | 0 | 0 | 0
Econ | Schools K-12 | Space Cooling | Individual room air conditioners | RIM | New | NN3608 | Energy Recovery Ventilation System (ERV) | Energy Recovery Ventilation System (ERV) | NonEquip | 15 | Packaged air conditioning units (RTUs) | 0% | Tech/Econ | 10.24% | 0 | 0 | 0
Econ | Schools K-12 | Space Cooling | Individual room air conditioners | RIM | New | NN3530 | Duct Sealing Repair | Duct Sealing Repair | NonEquip | 15 |  | 0% | Tech/Econ | 12% | 0 | 0 | 0
Econ | Schools K-12 | Space Cooling | Individual room air conditioners | RIM | New | NN3478 | Duct Insulation | Duct Insulation | NonEquip | 15 |  | 0% | Tech/Econ | 2.045% | 0 | 0 | 0
Econ | Schools K-12 | Space Cooling | Individual room air conditioners | RIM | Existing | NE4193 | Thermal Energy Storage | Thermal Energy Storage | NonEquip | 20 |  | 33.33% | Tech/Econ | 0% | 2.1113e-05 | -1.0823e-07 | -7.098e-09
Econ | Schools K-12 | Space Cooling | Individual room air conditioners | RIM | Existing | NE3959 | Infiltration Reduction - Air Sealing | Infiltration Reduction - Air Sealing | NonEquip | 11 |  | 0% | Tech/Econ | 0.2277% | 0 | 0 | 0
Econ | Schools K-12 | Space Cooling | Individual room air conditioners | RIM | Existing | NE3595 | Energy Recovery Ventilation System (ERV) | Energy Recovery Ventilation System (ERV) | NonEquip | 15 | Packaged air conditioning units (RTUs) | 0% | Tech/Econ | 10.24% | 0 | 0 | 0
Econ | Schools K-12 | Space Cooling | Individual room air conditioners | RIM | Existing | NE3517 | Duct Sealing Repair | Duct Sealing Repair | NonEquip | 15 |  | 0% | Tech/Econ | 12% | 0 | 0 | 0
Econ | Schools K-12 | Space Cooling | Individual room air conditioners | RIM | Existing | NE3465 | Duct Insulation | Duct Insulation | NonEquip | 15 |  | 0% | Tech/Econ | 2.045% | 0 | 0 | 0
Econ | Schools K-12 | Space Heating | Forced air furnace | RIM | New | NN3946 | Infiltration Reduction - Air Sealing | Infiltration Reduction - Air Sealing | NonEquip | 11 |  | 0% | Tech/Econ | 0.07979% | 0 | 0 | 0
Econ | Schools K-12 | Space Heating | Forced air furnace | RIM | New | NN3556 | Duct Sealing Repair | Duct Sealing Repair | NonEquip | 15 |  | 0% | Tech/Econ | 12% | 0 | 0 | 0
Econ | Schools K-12 | Space Heating | Forced air furnace | RIM | New | NN3504 | Duct Insulation | Duct Insulation | NonEquip | 15 |  | 0% | Tech/Econ | 2.045% | 0 | 0 | 0
Econ | Schools K-12 | Space Heating | Forced air furnace | RIM | Existing | NE3933 | Infiltration Reduction - Air Sealing | Infiltration Reduction - Air Sealing | NonEquip | 11 |  | 0% | Tech/Econ | 0.08804% | 0 | 0 | 0
Econ | Schools K-12 | Space Heating | Forced air furnace | RIM | Existing | NE3543 | Duct Sealing Repair | Duct Sealing Repair | NonEquip | 15 |  | 0% | Tech/Econ | 12% | 0 | 0 | 0
Econ | Schools K-12 | Space Heating | Forced air furnace | RIM | Existing | NE3491 | Duct Insulation | Duct Insulation | NonEquip | 15 |  | 0% | Tech/Econ | 2.045% | 0 | 0 | 0
Econ | Schools K-12 | Space Cooling | District chilled water piped | RIM | New | NN4206 | Thermal Energy Storage | Thermal Energy Storage | NonEquip | 20 |  | 33.33% | Tech/Econ | 0% | 0 | 0 | 0
Econ | Schools K-12 | Space Cooling | District chilled water piped | RIM | New | NN3972 | Infiltration Reduction - Air Sealing | Infiltration Reduction - Air Sealing | NonEquip | 11 |  | 0% | Tech/Econ | 0.2277% | 0 | 0 | 0
Econ | Schools K-12 | Space Cooling | District chilled water piped | RIM | New | NN3608 | Energy Recovery Ventilation System (ERV) | Energy Recovery Ventilation System (ERV) | NonEquip | 15 | Packaged air conditioning units (RTUs) | 0% | Tech/Econ | 10.24% | 0 | 0 | 0
Econ | Schools K-12 | Space Cooling | District chilled water piped | RIM | New | NN3530 | Duct Sealing Repair | Duct Sealing Repair | NonEquip | 15 |  | 0% | Tech/Econ | 12% | 0 | 0 | 0
Econ | Schools K-12 | Space Cooling | District chilled water piped | RIM | New | NN3478 | Duct Insulation | Duct Insulation | NonEquip | 15 |  | 0% | Tech/Econ | 2.045% | 0 | 0 | 0
Econ | Schools K-12 | Space Cooling | District chilled water piped | RIM | Existing | NE4193 | Thermal Energy Storage | Thermal Energy Storage | NonEquip | 20 |  | 33.33% | Tech/Econ | 0% | 0.00058135 | -2.9801e-06 | -1.9545e-07
Econ | Schools K-12 | Space Cooling | District chilled water piped | RIM | Existing | NE3959 | Infiltration Reduction - Air Sealing | Infiltration Reduction - Air Sealing | NonEquip | 11 |  | 0% | Tech/Econ | 0.2277% | 0 | 0 | 0
Econ | Schools K-12 | Space Cooling | District chilled water piped | RIM | Existing | NE3595 | Energy Recovery Ventilation System (ERV) | Energy Recovery Ventilation System (ERV) | NonEquip | 15 | Packaged air conditioning units (RTUs) | 0% | Tech/Econ | 10.24% | 0 | 0 | 0
Econ | Schools K-12 | Space Cooling | District chilled water piped | RIM | Existing | NE3517 | Duct Sealing Repair | Duct Sealing Repair | NonEquip | 15 |  | 0% | Tech/Econ | 12% | 0 | 0 | 0
Econ | Schools K-12 | Space Cooling | District chilled water piped | RIM | Existing | NE3465 | Duct Insulation | Duct Insulation | NonEquip | 15 |  | 0% | Tech/Econ | 2.045% | 0 | 0 | 0
Econ | Schools K-12 | Space Cooling | Central chillers inside | RIM | New | NN4206 | Thermal Energy Storage | Thermal Energy Storage | NonEquip | 20 |  | 33.33% | Tech/Econ | 0% | 0 | 0 | 0
Econ | Schools K-12 | Space Cooling | Central chillers inside | RIM | New | NN3972 | Infiltration Reduction - Air Sealing | Infiltration Reduction - Air Sealing | NonEquip | 11 |  | 0% | Tech/Econ | 0.2277% | 0 | 0 | 0
Econ | Schools K-12 | Space Cooling | Central chillers inside | RIM | New | NN3608 | Energy Recovery Ventilation System (ERV) | Energy Recovery Ventilation System (ERV) | NonEquip | 15 | Packaged air conditioning units (RTUs) | 0% | Tech/Econ | 10.24% | 0 | 0 | 0
Econ | Schools K-12 | Space Cooling | Central chillers inside | RIM | New | NN3530 | Duct Sealing Repair | Duct Sealing Repair | NonEquip | 15 |  | 0% | Tech/Econ | 12% | 0 | 0 | 0
Econ | Schools K-12 | Space Cooling | Central chillers inside | RIM | New | NN3478 | Duct Insulation | Duct Insulation | NonEquip | 15 |  | 0% | Tech/Econ | 2.045% | 0 | 0 | 0
Econ | Schools K-12 | Space Cooling | Central chillers inside | RIM | Existing | NE4193 | Thermal Energy Storage | Thermal Energy Storage | NonEquip | 20 |  | 33.33% | Tech/Econ | 0% | 0.00073075 | -3.7459e-06 | -2.4567e-07
Econ | Schools K-12 | Space Cooling | Central chillers inside | RIM | Existing | NE3959 | Infiltration Reduction - Air Sealing | Infiltration Reduction - Air Sealing | NonEquip | 11 |  | 0% | Tech/Econ | 0.2277% | 0 | 0 | 0
Econ | Schools K-12 | Space Cooling | Central chillers inside | RIM | Existing | NE3595 | Energy Recovery Ventilation System (ERV) | Energy Recovery Ventilation System (ERV) | NonEquip | 15 | Packaged air conditioning units (RTUs) | 0% | Tech/Econ | 10.24% | 0 | 0 | 0
Econ | Schools K-12 | Space Cooling | Central chillers inside | RIM | Existing | NE3517 | Duct Sealing Repair | Duct Sealing Repair | NonEquip | 15 |  | 0% | Tech/Econ | 12% | 0 | 0 | 0
Econ | Schools K-12 | Space Cooling | Central chillers inside | RIM | Existing | NE3465 | Duct Insulation | Duct Insulation | NonEquip | 15 |  | 0% | Tech/Econ | 2.045% | 0 | 0 | 0
Econ | Schools K-12 | Space Heating | Boilers | RIM | New | NN3946 | Infiltration Reduction - Air Sealing | Infiltration Reduction - Air Sealing | NonEquip | 11 |  | 0% | Tech/Econ | 0.07979% | 0 | 0 | 0
Econ | Schools K-12 | Space Heating | Boilers | RIM | New | NN3556 | Duct Sealing Repair | Duct Sealing Repair | NonEquip | 15 |  | 0% | Tech/Econ | 12% | 0 | 0 | 0
Econ | Schools K-12 | Space Heating | Boilers | RIM | New | NN3504 | Duct Insulation | Duct Insulation | NonEquip | 15 |  | 0% | Tech/Econ | 2.045% | 0 | 0 | 0
Econ | Schools K-12 | Space Heating | Boilers | RIM | Existing | NE3933 | Infiltration Reduction - Air Sealing | Infiltration Reduction - Air Sealing | NonEquip | 11 |  | 0% | Tech/Econ | 0.08804% | 0 | 0 | 0
Econ | Schools K-12 | Space Heating | Boilers | RIM | Existing | NE3543 | Duct Sealing Repair | Duct Sealing Repair | NonEquip | 15 |  | 0% | Tech/Econ | 12% | 0 | 0 | 0
Econ | Schools K-12 | Space Heating | Boilers | RIM | Existing | NE3491 | Duct Insulation | Duct Insulation | NonEquip | 15 |  | 0% | Tech/Econ | 2.045% | 0 | 0 | 0
Econ | Warehouse | Space Cooling | Residential-type central air conditioners | RIM | New | NN4207 | Thermal Energy Storage | Thermal Energy Storage | NonEquip | 20 |  | 0% | Tech/Econ | 0% | 0 | 0 | 0
Econ | Warehouse | Space Cooling | Residential-type central air conditioners | RIM | New | NN3973 | Infiltration Reduction - Air Sealing | Infiltration Reduction - Air Sealing | NonEquip | 11 |  | 0% | Tech/Econ | 2.292% | 0 | 0 | 0
Econ | Warehouse | Space Cooling | Residential-type central air conditioners | RIM | New | NN3609 | Energy Recovery Ventilation System (ERV) | Energy Recovery Ventilation System (ERV) | NonEquip | 15 | Packaged air conditioning units (RTUs) | 0% | Tech/Econ | 9.935% | 0 | 0 | 0
Econ | Warehouse | Space Cooling | Residential-type central air conditioners | RIM | New | NN3531 | Duct Sealing Repair | Duct Sealing Repair | NonEquip | 15 |  | 0% | Tech/Econ | 12% | 0 | 0 | 0
Econ | Warehouse | Space Cooling | Residential-type central air conditioners | RIM | New | NN3479 | Duct Insulation | Duct Insulation | NonEquip | 15 |  | 0% | Tech/Econ | 2.045% | 0 | 0 | 0
Econ | Warehouse | Space Cooling | Residential-type central air conditioners | RIM | Existing | NE4194 | Thermal Energy Storage | Thermal Energy Storage | NonEquip | 20 |  | 0% | Tech/Econ | 0% | 0 | 0 | 0
Econ | Warehouse | Space Cooling | Residential-type central air conditioners | RIM | Existing | NE3960 | Infiltration Reduction - Air Sealing | Infiltration Reduction - Air Sealing | NonEquip | 11 |  | 0% | Tech/Econ | 2.292% | 0 | 0 | 0
Econ | Warehouse | Space Cooling | Residential-type central air conditioners | RIM | Existing | NE3596 | Energy Recovery Ventilation System (ERV) | Energy Recovery Ventilation System (ERV) | NonEquip | 15 | Packaged air conditioning units (RTUs) | 0% | Tech/Econ | 9.935% | 0 | 0 | 0
Econ | Warehouse | Space Cooling | Residential-type central air conditioners | RIM | Existing | NE3518 | Duct Sealing Repair | Duct Sealing Repair | NonEquip | 15 |  | 0% | Tech/Econ | 12% | 0 | 0 | 0
Econ | Warehouse | Space Cooling | Residential-type central air conditioners | RIM | Existing | NE3466 | Duct Insulation | Duct Insulation | NonEquip | 15 |  | 0% | Tech/Econ | 2.045% | 0 | 0 | 0
Econ | Warehouse | Space Heating | Residential/split system heat pump | RIM | New | NN3947 | Infiltration Reduction - Air Sealing | Infiltration Reduction - Air Sealing | NonEquip | 11 |  | 0% | Tech/Econ | 0.8032% | 0 | 0 | 0
Econ | Warehouse | Space Heating | Residential/split system heat pump | RIM | New | NN3557 | Duct Sealing Repair | Duct Sealing Repair | NonEquip | 15 |  | 0% | Tech/Econ | 12% | 0 | 0 | 0
Econ | Warehouse | Space Heating | Residential/split system heat pump | RIM | New | NN3505 | Duct Insulation | Duct Insulation | NonEquip | 15 |  | 0% | Tech/Econ | 2.045% | 0 | 0 | 0
Econ | Warehouse | Space Heating | Residential/split system heat pump | RIM | Existing | NE3934 | Infiltration Reduction - Air Sealing | Infiltration Reduction - Air Sealing | NonEquip | 11 |  | 0% | Tech/Econ | 0.8862% | 0 | 0 | 0
Econ | Warehouse | Space Heating | Residential/split system heat pump | RIM | Existing | NE3544 | Duct Sealing Repair | Duct Sealing Repair | NonEquip | 15 |  | 0% | Tech/Econ | 12% | 0 | 0 | 0
Econ | Warehouse | Space Heating | Residential/split system heat pump | RIM | Existing | NE3492 | Duct Insulation | Duct Insulation | NonEquip | 15 |  | 0% | Tech/Econ | 2.045% | 0 | 0 | 0
Econ | Warehouse | Space Heating | Packaged central unit | RIM | New | NN3947 | Infiltration Reduction - Air Sealing | Infiltration Reduction - Air Sealing | NonEquip | 11 |  | 0% | Tech/Econ | 0.8032% | 0 | 0 | 0
Econ | Warehouse | Space Heating | Packaged central unit | RIM | New | NN3557 | Duct Sealing Repair | Duct Sealing Repair | NonEquip | 15 |  | 0% | Tech/Econ | 12% | 0 | 0 | 0
Econ | Warehouse | Space Heating | Packaged central unit | RIM | New | NN3505 | Duct Insulation | Duct Insulation | NonEquip | 15 |  | 0% | Tech/Econ | 2.045% | 0 | 0 | 0
Econ | Warehouse | Space Heating | Packaged central unit | RIM | Existing | NE3934 | Infiltration Reduction - Air Sealing | Infiltration Reduction - Air Sealing | NonEquip | 11 |  | 0% | Tech/Econ | 0.8862% | 0 | 0 | 0
Econ | Warehouse | Space Heating | Packaged central unit | RIM | Existing | NE3544 | Duct Sealing Repair | Duct Sealing Repair | NonEquip | 15 |  | 0% | Tech/Econ | 12% | 0 | 0 | 0
Econ | Warehouse | Space Heating | Packaged central unit | RIM | Existing | NE3492 | Duct Insulation | Duct Insulation | NonEquip | 15 |  | 0% | Tech/Econ | 2.045% | 0 | 0 | 0
Econ | Warehouse | Space Cooling | Packaged air conditioning units (RTUs) | RIM | New | NN4207 | Thermal Energy Storage | Thermal Energy Storage | NonEquip | 20 |  | 0% | Tech/Econ | 0% | 0 | 0 | 0
Econ | Warehouse | Space Cooling | Packaged air conditioning units (RTUs) | RIM | New | NN3973 | Infiltration Reduction - Air Sealing | Infiltration Reduction - Air Sealing | NonEquip | 11 |  | 0% | Tech/Econ | 2.292% | 0 | 0 | 0
Econ | Warehouse | Space Cooling | Packaged air conditioning units (RTUs) | RIM | New | NN3609 | Energy Recovery Ventilation System (ERV) | Energy Recovery Ventilation System (ERV) | NonEquip | 15 | Packaged air conditioning units (RTUs) | 48.99% | Tech/Econ | 9.935% | 1983.9427 | 2.909 | 0.56375
Econ | Warehouse | Space Cooling | Packaged air conditioning units (RTUs) | RIM | New | NN3531 | Duct Sealing Repair | Duct Sealing Repair | NonEquip | 15 |  | 0% | Tech/Econ | 12% | 0 | 0 | 0
Econ | Warehouse | Space Cooling | Packaged air conditioning units (RTUs) | RIM | New | NN3479 | Duct Insulation | Duct Insulation | NonEquip | 15 |  | 0% | Tech/Econ | 2.045% | 0 | 0 | 0
Econ | Warehouse | Space Cooling | Packaged air conditioning units (RTUs) | RIM | Existing | NE4194 | Thermal Energy Storage | Thermal Energy Storage | NonEquip | 20 |  | 0% | Tech/Econ | 0% | 0 | 0 | 0
Econ | Warehouse | Space Cooling | Packaged air conditioning units (RTUs) | RIM | Existing | NE3960 | Infiltration Reduction - Air Sealing | Infiltration Reduction - Air Sealing | NonEquip | 11 |  | 0% | Tech/Econ | 2.292% | 0 | 0 | 0
Econ | Warehouse | Space Cooling | Packaged air conditioning units (RTUs) | RIM | Existing | NE3596 | Energy Recovery Ventilation System (ERV) | Energy Recovery Ventilation System (ERV) | NonEquip | 15 | Packaged air conditioning units (RTUs) | 48.99% | Tech/Econ | 9.935% | 340075.1442 | 498.6425 | 96.6353
Econ | Warehouse | Space Cooling | Packaged air conditioning units (RTUs) | RIM | Existing | NE3518 | Duct Sealing Repair | Duct Sealing Repair | NonEquip | 15 |  | 0% | Tech/Econ | 12% | 0 | 0 | 0
Econ | Warehouse | Space Cooling | Packaged air conditioning units (RTUs) | RIM | Existing | NE3466 | Duct Insulation | Duct Insulation | NonEquip | 15 |  | 0% | Tech/Econ | 2.045% | 0 | 0 | 0
Econ | Warehouse | Space Heating | Individual room heating | RIM | New | NN3947 | Infiltration Reduction - Air Sealing | Infiltration Reduction - Air Sealing | NonEquip | 11 |  | 0% | Tech/Econ | 0.8032% | 0 | 0 | 0
Econ | Warehouse | Space Heating | Individual room heating | RIM | New | NN3557 | Duct Sealing Repair | Duct Sealing Repair | NonEquip | 15 |  | 0% | Tech/Econ | 12% | 0 | 0 | 0
Econ | Warehouse | Space Heating | Individual room heating | RIM | New | NN3505 | Duct Insulation | Duct Insulation | NonEquip | 15 |  | 0% | Tech/Econ | 2.045% | 0 | 0 | 0
Econ | Warehouse | Space Heating | Individual room heating | RIM | Existing | NE3934 | Infiltration Reduction - Air Sealing | Infiltration Reduction - Air Sealing | NonEquip | 11 |  | 0% | Tech/Econ | 0.8862% | 0 | 0 | 0
Econ | Warehouse | Space Heating | Individual room heating | RIM | Existing | NE3544 | Duct Sealing Repair | Duct Sealing Repair | NonEquip | 15 |  | 0% | Tech/Econ | 12% | 0 | 0 | 0
Econ | Warehouse | Space Heating | Individual room heating | RIM | Existing | NE3492 | Duct Insulation | Duct Insulation | NonEquip | 15 |  | 0% | Tech/Econ | 2.045% | 0 | 0 | 0
Econ | Warehouse | Space Cooling | Individual room air conditioners | RIM | New | NN4207 | Thermal Energy Storage | Thermal Energy Storage | NonEquip | 20 |  | 0% | Tech/Econ | 0% | 0 | 0 | 0
Econ | Warehouse | Space Cooling | Individual room air conditioners | RIM | New | NN3973 | Infiltration Reduction - Air Sealing | Infiltration Reduction - Air Sealing | NonEquip | 11 |  | 0% | Tech/Econ | 2.292% | 0 | 0 | 0
Econ | Warehouse | Space Cooling | Individual room air conditioners | RIM | New | NN3609 | Energy Recovery Ventilation System (ERV) | Energy Recovery Ventilation System (ERV) | NonEquip | 15 | Packaged air conditioning units (RTUs) | 0% | Tech/Econ | 9.935% | 0 | 0 | 0
Econ | Warehouse | Space Cooling | Individual room air conditioners | RIM | New | NN3531 | Duct Sealing Repair | Duct Sealing Repair | NonEquip | 15 |  | 0% | Tech/Econ | 12% | 0 | 0 | 0
Econ | Warehouse | Space Cooling | Individual room air conditioners | RIM | New | NN3479 | Duct Insulation | Duct Insulation | NonEquip | 15 |  | 0% | Tech/Econ | 2.045% | 0 | 0 | 0
Econ | Warehouse | Space Cooling | Individual room air conditioners | RIM | Existing | NE4194 | Thermal Energy Storage | Thermal Energy Storage | NonEquip | 20 |  | 0% | Tech/Econ | 0% | 0 | 0 | 0
Econ | Warehouse | Space Cooling | Individual room air conditioners | RIM | Existing | NE3960 | Infiltration Reduction - Air Sealing | Infiltration Reduction - Air Sealing | NonEquip | 11 |  | 0% | Tech/Econ | 2.292% | 0 | 0 | 0
Econ | Warehouse | Space Cooling | Individual room air conditioners | RIM | Existing | NE3596 | Energy Recovery Ventilation System (ERV) | Energy Recovery Ventilation System (ERV) | NonEquip | 15 | Packaged air conditioning units (RTUs) | 0% | Tech/Econ | 9.935% | 0 | 0 | 0
Econ | Warehouse | Space Cooling | Individual room air conditioners | RIM | Existing | NE3518 | Duct Sealing Repair | Duct Sealing Repair | NonEquip | 15 |  | 0% | Tech/Econ | 12% | 0 | 0 | 0
Econ | Warehouse | Space Cooling | Individual room air conditioners | RIM | Existing | NE3466 | Duct Insulation | Duct Insulation | NonEquip | 15 |  | 0% | Tech/Econ | 2.045% | 0 | 0 | 0
Econ | Warehouse | Space Heating | Forced air furnace | RIM | New | NN3947 | Infiltration Reduction - Air Sealing | Infiltration Reduction - Air Sealing | NonEquip | 11 |  | 0% | Tech/Econ | 0.8032% | 0 | 0 | 0
Econ | Warehouse | Space Heating | Forced air furnace | RIM | New | NN3557 | Duct Sealing Repair | Duct Sealing Repair | NonEquip | 15 |  | 0% | Tech/Econ | 12% | 0 | 0 | 0
Econ | Warehouse | Space Heating | Forced air furnace | RIM | New | NN3505 | Duct Insulation | Duct Insulation | NonEquip | 15 |  | 0% | Tech/Econ | 2.045% | 0 | 0 | 0
Econ | Warehouse | Space Heating | Forced air furnace | RIM | Existing | NE3934 | Infiltration Reduction - Air Sealing | Infiltration Reduction - Air Sealing | NonEquip | 11 |  | 0% | Tech/Econ | 0.8862% | 0 | 0 | 0
Econ | Warehouse | Space Heating | Forced air furnace | RIM | Existing | NE3544 | Duct Sealing Repair | Duct Sealing Repair | NonEquip | 15 |  | 0% | Tech/Econ | 12% | 0 | 0 | 0
Econ | Warehouse | Space Heating | Forced air furnace | RIM | Existing | NE3492 | Duct Insulation | Duct Insulation | NonEquip | 15 |  | 0% | Tech/Econ | 2.045% | 0 | 0 | 0
Econ | Warehouse | Space Cooling | District chilled water piped | RIM | New | NN4207 | Thermal Energy Storage | Thermal Energy Storage | NonEquip | 20 |  | 0% | Tech/Econ | 0% | 0 | 0 | 0
Econ | Warehouse | Space Cooling | District chilled water piped | RIM | New | NN3973 | Infiltration Reduction - Air Sealing | Infiltration Reduction - Air Sealing | NonEquip | 11 |  | 0% | Tech/Econ | 2.292% | 0 | 0 | 0
Econ | Warehouse | Space Cooling | District chilled water piped | RIM | New | NN3609 | Energy Recovery Ventilation System (ERV) | Energy Recovery Ventilation System (ERV) | NonEquip | 15 | Packaged air conditioning units (RTUs) | 0% | Tech/Econ | 9.935% | 0 | 0 | 0
Econ | Warehouse | Space Cooling | District chilled water piped | RIM | New | NN3531 | Duct Sealing Repair | Duct Sealing Repair | NonEquip | 15 |  | 0% | Tech/Econ | 12% | 0 | 0 | 0
Econ | Warehouse | Space Cooling | District chilled water piped | RIM | New | NN3479 | Duct Insulation | Duct Insulation | NonEquip | 15 |  | 0% | Tech/Econ | 2.045% | 0 | 0 | 0
Econ | Warehouse | Space Cooling | District chilled water piped | RIM | Existing | NE4194 | Thermal Energy Storage | Thermal Energy Storage | NonEquip | 20 |  | 0% | Tech/Econ | 0% | 0 | 0 | 0
Econ | Warehouse | Space Cooling | District chilled water piped | RIM | Existing | NE3960 | Infiltration Reduction - Air Sealing | Infiltration Reduction - Air Sealing | NonEquip | 11 |  | 0% | Tech/Econ | 2.292% | 0 | 0 | 0
Econ | Warehouse | Space Cooling | District chilled water piped | RIM | Existing | NE3596 | Energy Recovery Ventilation System (ERV) | Energy Recovery Ventilation System (ERV) | NonEquip | 15 | Packaged air conditioning units (RTUs) | 0% | Tech/Econ | 9.935% | 0 | 0 | 0
Econ | Warehouse | Space Cooling | District chilled water piped | RIM | Existing | NE3518 | Duct Sealing Repair | Duct Sealing Repair | NonEquip | 15 |  | 0% | Tech/Econ | 12% | 0 | 0 | 0
Econ | Warehouse | Space Cooling | District chilled water piped | RIM | Existing | NE3466 | Duct Insulation | Duct Insulation | NonEquip | 15 |  | 0% | Tech/Econ | 2.045% | 0 | 0 | 0
Econ | Warehouse | Space Cooling | Central chillers inside | RIM | New | NN4207 | Thermal Energy Storage | Thermal Energy Storage | NonEquip | 20 |  | 0% | Tech/Econ | 0% | 0 | 0 | 0
Econ | Warehouse | Space Cooling | Central chillers inside | RIM | New | NN3973 | Infiltration Reduction - Air Sealing | Infiltration Reduction - Air Sealing | NonEquip | 11 |  | 0% | Tech/Econ | 2.292% | 0 | 0 | 0
Econ | Warehouse | Space Cooling | Central chillers inside | RIM | New | NN3609 | Energy Recovery Ventilation System (ERV) | Energy Recovery Ventilation System (ERV) | NonEquip | 15 | Packaged air conditioning units (RTUs) | 0% | Tech/Econ | 9.935% | 0 | 0 | 0
Econ | Warehouse | Space Cooling | Central chillers inside | RIM | New | NN3531 | Duct Sealing Repair | Duct Sealing Repair | NonEquip | 15 |  | 0% | Tech/Econ | 12% | 0 | 0 | 0
Econ | Warehouse | Space Cooling | Central chillers inside | RIM | New | NN3479 | Duct Insulation | Duct Insulation | NonEquip | 15 |  | 0% | Tech/Econ | 2.045% | 0 | 0 | 0
Econ | Warehouse | Space Cooling | Central chillers inside | RIM | Existing | NE4194 | Thermal Energy Storage | Thermal Energy Storage | NonEquip | 20 |  | 0% | Tech/Econ | 0% | 0 | 0 | 0
Econ | Warehouse | Space Cooling | Central chillers inside | RIM | Existing | NE3960 | Infiltration Reduction - Air Sealing | Infiltration Reduction - Air Sealing | NonEquip | 11 |  | 0% | Tech/Econ | 2.292% | 0 | 0 | 0
Econ | Warehouse | Space Cooling | Central chillers inside | RIM | Existing | NE3596 | Energy Recovery Ventilation System (ERV) | Energy Recovery Ventilation System (ERV) | NonEquip | 15 | Packaged air conditioning units (RTUs) | 0% | Tech/Econ | 9.935% | 0 | 0 | 0
Econ | Warehouse | Space Cooling | Central chillers inside | RIM | Existing | NE3518 | Duct Sealing Repair | Duct Sealing Repair | NonEquip | 15 |  | 0% | Tech/Econ | 12% | 0 | 0 | 0
Econ | Warehouse | Space Cooling | Central chillers inside | RIM | Existing | NE3466 | Duct Insulation | Duct Insulation | NonEquip | 15 |  | 0% | Tech/Econ | 2.045% | 0 | 0 | 0
Econ | Warehouse | Space Heating | Boilers | RIM | New | NN3947 | Infiltration Reduction - Air Sealing | Infiltration Reduction - Air Sealing | NonEquip | 11 |  | 0% | Tech/Econ | 0.8032% | 0 | 0 | 0
Econ | Warehouse | Space Heating | Boilers | RIM | New | NN3557 | Duct Sealing Repair | Duct Sealing Repair | NonEquip | 15 |  | 0% | Tech/Econ | 12% | 0 | 0 | 0
Econ | Warehouse | Space Heating | Boilers | RIM | New | NN3505 | Duct Insulation | Duct Insulation | NonEquip | 15 |  | 0% | Tech/Econ | 2.045% | 0 | 0 | 0
Econ | Warehouse | Space Heating | Boilers | RIM | Existing | NE3934 | Infiltration Reduction - Air Sealing | Infiltration Reduction - Air Sealing | NonEquip | 11 |  | 0% | Tech/Econ | 0.8862% | 0 | 0 | 0
Econ | Warehouse | Space Heating | Boilers | RIM | Existing | NE3544 | Duct Sealing Repair | Duct Sealing Repair | NonEquip | 15 |  | 0% | Tech/Econ | 12% | 0 | 0 | 0
Econ | Warehouse | Space Heating | Boilers | RIM | Existing | NE3492 | Duct Insulation | Duct Insulation | NonEquip | 15 |  | 0% | Tech/Econ | 2.045% | 0 | 0 | 0
Post Model Adjustment For TES
| Assembly | Space Cooling |  |  | Existing |  | Thermal Energy Storage |  |  | 20 |  | 50% |  | -1.563% | -133880.1272 | 841.3586 | 243.842
| College and University | Space Cooling |  |  | Existing |  | Thermal Energy Storage |  |  | 20 |  | 66.67% |  | -1.563% | -138145.7001 | 868.1653 | 251.6111
| Grocery | Space Cooling |  |  | Existing |  | Thermal Energy Storage |  |  | 20 |  | 33.33% |  | -1.563% | 0 | 0 | 0
| Healthcare | Space Cooling |  |  | Existing |  | Thermal Energy Storage |  |  | 20 |  | 20% |  | -1.563% | 0 | 0 | 0
| Hospitals | Space Cooling |  |  | Existing |  | Thermal Energy Storage |  |  | 20 |  | 66.67% |  | -1.563% | -605659.2827 | 3806.2158 | 1103.1149
| Institutional | Space Cooling |  |  | Existing |  | Thermal Energy Storage |  |  | 20 |  | 33.33% |  | -1.563% | -276655.9008 | 1738.6212 | 503.886
| Lodging/Hospitality | Space Cooling |  |  | Existing |  | Thermal Energy Storage |  |  | 20 |  | 33.33% |  | -1.563% | -35517.717 | 223.2082 | 64.69
| Miscellaneous | Space Cooling |  |  | Existing |  | Thermal Energy Storage |  |  | 20 |  | 50% |  | -1.563% | -118957.9598 | 747.5815 | 216.6636
| Offices | Space Cooling |  |  | Existing |  | Thermal Energy Storage |  |  | 20 |  | 33.33% |  | -1.563% | -268418.4523 | 1686.8536 | 488.8828
| Restaurants | Space Cooling |  |  | Existing |  | Thermal Energy Storage |  |  | 20 |  | 0% |  | -1.563% | 0 | 0 | 0
| Retail | Space Cooling |  |  | Existing |  | Thermal Energy Storage |  |  | 20 |  | 20% |  | -1.563% | 0 | 0 | 0
| Schools K-12 | Space Cooling |  |  | Existing |  | Thermal Energy Storage |  |  | 20 |  | 33.33% |  | -1.563% | -539179.1664 | 3388.427 | 982.0317
| Warehouse | Space Cooling |  |  | Existing |  | Thermal Energy Storage |  |  | 20 |  | 0% |  | -1.563% | 0 | 0 | 0
| Assembly | Space Cooling |  |  | New |  | Thermal Energy Storage |  |  | 20 |  | 50% |  | -1.563% | -1120.5052 | 7.0417 | 2.0408
| College and University | Space Cooling |  |  | New |  | Thermal Energy Storage |  |  | 20 |  | 66.67% |  | -1.563% | -1029.8994 | 6.4723 | 1.8758
| Grocery | Space Cooling |  |  | New |  | Thermal Energy Storage |  |  | 20 |  | 33.33% |  | -1.563% | 0 | 0 | 0
| Healthcare | Space Cooling |  |  | New |  | Thermal Energy Storage |  |  | 20 |  | 20% |  | -1.563% | 0 | 0 | 0
| Hospitals | Space Cooling |  |  | New |  | Thermal Energy Storage |  |  | 20 |  | 66.67% |  | -1.563% | -5438.7727 | 34.1795 | 9.9059
| Institutional | Space Cooling |  |  | New |  | Thermal Energy Storage |  |  | 20 |  | 33.33% |  | -1.563% | -2456.1864 | 15.4357 | 4.4736
| Lodging/Hospitality | Space Cooling |  |  | New |  | Thermal Energy Storage |  |  | 20 |  | 33.33% |  | -1.563% | -851.0286 | 5.3482 | 1.55
| Miscellaneous | Space Cooling |  |  | New |  | Thermal Energy Storage |  |  | 20 |  | 50% |  | -1.563% | 3643.9235 | -22.8999 | -6.6368
| Offices | Space Cooling |  |  | New |  | Thermal Energy Storage |  |  | 20 |  | 33.33% |  | -1.563% | -5087.2052 | 31.9701 | 9.2656
| Restaurants | Space Cooling |  |  | New |  | Thermal Energy Storage |  |  | 20 |  | 0% |  | -1.563% | 0 | 0 | 0
| Retail | Space Cooling |  |  | New |  | Thermal Energy Storage |  |  | 20 |  | 20% |  | -1.563% | 0 | 0 | 0
| Schools K-12 | Space Cooling |  |  | New |  | Thermal Energy Storage |  |  | 20 |  | 33.33% |  | -1.563% | -4019.6714 | 25.2613 | 7.3212
| Warehouse | Space Cooling |  |  | New |  | Thermal Energy Storage |  |  | 20 |  | 0% |  | -1.563% | 0 | 0 | 0
Post Model Adjustment For TES

## Gulf_Econ_IND_TRC
Scenario | Segment | EndUse | EquipType | CE Test | Vintage | Measure Code | Name | Description | Type | Measure Life | Competition Group | Applicability | Adoption Curve | Energy Savings % | 2020 Energy Savings | Assigned Load Shape | 2020 Summer Peak Savings | 2020 Winter Peak Savings | Measure Incremental Cost (per kWh)
Econ | Chemicals and Plastics | Process Specific | Process Specific | TRC | New | NN154 | Process Other Systems Optimization | Process Other Systems Optimization | NonEquip | 5.3333 | Process Specific | 6.589% | Tech/Econ | 12% | 61.9231 | ProcessHeating | 0.0085251 | 0.0083149 | 0.023178
Econ | Chemicals and Plastics | Process Specific | Process Specific | TRC | New | NN152 | Plant Energy Management | Plant Energy Management | NonEquip | 10.5 | Process Specific | 15.02% | Tech/Econ | 12% | 143.7534 | ProcessHeating | 0.019791 | 0.019303 | 0.023178
Econ | Chemicals and Plastics | Process Specific | Process Specific | TRC | Existing | NE153 | Process Other Systems Optimization | Process Other Systems Optimization | NonEquip | 5.3333 | Process Specific | 6.589% | Tech/Econ | 12% | 102916.1306 | ProcessHeating | 14.1687 | 13.8193 | 0.023178
Econ | Chemicals and Plastics | Process Specific | Process Specific | TRC | Existing | NE151 | Plant Energy Management | Plant Energy Management | NonEquip | 10.5 | Process Specific | 15.02% | Tech/Econ | 12% | 238918.2106 | ProcessHeating | 32.8924 | 32.0814 | 0.023178
Econ | Chemicals and Plastics | Process Heating | Process Heating | TRC | New | NN150 | Process Heat System Optimization | Process Heat System Optimization | NonEquip | 2 | Process Heating | 37.41% | Tech/Econ | 9.394% | 299.8729 | ProcessHeating | 0.041284 | 0.040266 | 0.36734
Econ | Chemicals and Plastics | Process Heating | Process Heating | TRC | New | NN148 | Process Heat Improved Controls | Process Heat Improved Controls | NonEquip | 15 | Process Heating | 41.6% | Tech/Econ | 1.756% | 67.7639 | ProcessHeating | 0.0093292 | 0.0090992 | 0.61297
Econ | Chemicals and Plastics | Process Heating | Process Heating | TRC | New | NN143 | Plant Energy Management | Plant Energy Management | NonEquip | 10.5 | Process Heating | 15.02% | Tech/Econ | 12% | 182.2665 | ProcessHeating | 0.025093 | 0.024474 | 0.023178
Econ | Chemicals and Plastics | Process Heating | Process Heating | TRC | Existing | NE149 | Process Heat System Optimization | Process Heat System Optimization | NonEquip | 2 | Process Heating | 37.41% | Tech/Econ | 9.394% | 538033.9134 | ProcessHeating | 74.0723 | 72.2459 | 0.36734
Econ | Chemicals and Plastics | Process Heating | Process Heating | TRC | Existing | NE147 | Process Heat Improved Controls | Process Heat Improved Controls | NonEquip | 15 | Process Heating | 41.6% | Tech/Econ | 1.756% | 112623.6534 | ProcessHeating | 15.5051 | 15.1228 | 0.61297
Econ | Chemicals and Plastics | Process Heating | Process Heating | TRC | Existing | NE142 | Plant Energy Management | Plant Energy Management | NonEquip | 10.5 | Process Heating | 15.02% | Tech/Econ | 12% | 302926.9694 | ProcessHeating | 41.7046 | 40.6763 | 0.023178
Econ | Chemicals and Plastics | Process Heating | Process Heating | TRC | Turnover | ET146 | Process Heat Equipment Upgrade | Process Heat Equipment Upgrade | Equip | 10 | Process Heating | 8.729% | Tech/Econ | 75% | 1080453.893 | ProcessHeating | 148.7485 | 145.0808 | 0.232
Econ | Chemicals and Plastics | Process Heating | Process Heating | TRC | New | EN145 | Process Heat Equipment Upgrade | Process Heat Equipment Upgrade | Equip | 10 | Process Heating | 8.729% | Tech/Econ | 75% | 650.0926 | ProcessHeating | 0.0895 | 0.087293 | 0.232
Econ | Chemicals and Plastics | Process Cooling | Process Cooling | TRC | New | NN141 | Process Refrig System Optimization | Process Refrig System Optimization | NonEquip | 4.6667 | Process Cooling | 9.473% | Tech/Econ | 31.28% | 264.3677 | ProcessHeating | 0.036396 | 0.035499 | 0.020881
Econ | Chemicals and Plastics | Process Cooling | Process Cooling | TRC | New | NN136 | Process Refrig Controls | Process Refrig Controls | NonEquip | 15 | Process Cooling | 20.77% | Tech/Econ | 5.077% | 87.1109 | ProcessHeating | 0.011993 | 0.011697 | 0.31821
Econ | Chemicals and Plastics | Process Cooling | Process Cooling | TRC | New | NN134 | Plant Energy Management | Plant Energy Management | NonEquip | 10.5 | Process Cooling | 15.02% | Tech/Econ | 12% | 163.7858 | ProcessHeating | 0.022549 | 0.021993 | 0.023178
Econ | Chemicals and Plastics | Process Cooling | Process Cooling | TRC | Existing | NE140 | Process Refrig System Optimization | Process Refrig System Optimization | NonEquip | 4.6667 | Process Cooling | 9.473% | Tech/Econ | 31.28% | 439379.1848 | ProcessHeating | 60.4903 | 58.9988 | 0.020881
Econ | Chemicals and Plastics | Process Cooling | Process Cooling | TRC | Existing | NE135 | Process Refrig Controls | Process Refrig Controls | NonEquip | 15 | Process Cooling | 20.77% | Tech/Econ | 5.077% | 144778.3655 | ProcessHeating | 19.932 | 19.4405 | 0.31821
Econ | Chemicals and Plastics | Process Cooling | Process Cooling | TRC | Existing | NE133 | Plant Energy Management | Plant Energy Management | NonEquip | 10.5 | Process Cooling | 15.02% | Tech/Econ | 12% | 272212.0099 | ProcessHeating | 37.476 | 36.552 | 0.023178
Econ | Chemicals and Plastics | Process Cooling | Process Cooling | TRC | Turnover | ET139 | Process Refrig Equipment Upgrade | Process Refrig Equipment Upgrade | Equip | 10 | Process Cooling | 24.6% | Tech/Econ | 18.71% | 662274.0951 | ProcessHeating | 91.1767 | 88.9286 | 0.16662
Econ | Chemicals and Plastics | Process Cooling | Process Cooling | TRC | New | EN138 | Process Refrig Equipment Upgrade | Process Refrig Equipment Upgrade | Equip | 10 | Process Cooling | 24.6% | Tech/Econ | 18.71% | 398.4802 | ProcessHeating | 0.05486 | 0.053507 | 0.16662
Econ | Chemicals and Plastics | Other | Other | TRC | New | NN132 | Plant Energy Management | Plant Energy Management | NonEquip | 10.5 | Other | 15.02% | Tech/Econ | 12% | 85.9802 | Other | 0.012404 | 0.012615 | 0.023178
Econ | Chemicals and Plastics | Other | Other | TRC | Existing | NE131 | Plant Energy Management | Plant Energy Management | NonEquip | 10.5 | Other | 15.02% | Tech/Econ | 12% | 142899.0658 | Other | 20.6151 | 20.9667 | 0.023178
Econ | Chemicals and Plastics | Motors Pumps | Motors Pumps | TRC | New | NN130 | Pump System Optimization | Pump System Optimization | NonEquip | 10 | Motors Pumps | 88.09% | Tech/Econ | 4.586% | 0 | MachineDrives | 0 | 0 | 0.096673
Econ | Chemicals and Plastics | Motors Pumps | Motors Pumps | TRC | New | NN128 | Pump Improved Controls | Pump Improved Controls | NonEquip | 15 | Motors Pumps | 32.22% | Tech/Econ | 1.792% | 169.382 | MachineDrives | 0.022809 | 0.022207 | 0.063804
Econ | Chemicals and Plastics | Motors Pumps | Motors Pumps | TRC | New | NN123 | Plant Energy Management | Plant Energy Management | NonEquip | 10.5 | Motors Pumps | 15.02% | Tech/Econ | 12% | 697.4143 | MachineDrives | 0.093915 | 0.091434 | 0.023178
Econ | Chemicals and Plastics | Motors Pumps | Motors Pumps | TRC | New | NN121 | Motor Optimization | Motor Optimization | NonEquip | 10 | Motors Pumps | 89.67% | Tech/Econ | 9.142% | 0 | MachineDrives | 0 | 0 | 0.09329
Econ | Chemicals and Plastics | Motors Pumps | Motors Pumps | TRC | New | NN119 | Motor Improved Controls | Motor Improved Controls | NonEquip | 15 | Motors Pumps | 59.98% | Tech/Econ | 0.8482% | 193.3009 | MachineDrives | 0.02603 | 0.025343 | 0.10598
Econ | Chemicals and Plastics | Motors Pumps | Motors Pumps | TRC | Existing | NE129 | Pump System Optimization | Pump System Optimization | NonEquip | 10 | Motors Pumps | 88.09% | Tech/Econ | 4.586% | 2316303.261 | MachineDrives | 311.9159 | 303.6775 | 0.096673
Econ | Chemicals and Plastics | Motors Pumps | Motors Pumps | TRC | Existing | NE127 | Pump Improved Controls | Pump Improved Controls | NonEquip | 15 | Motors Pumps | 32.22% | Tech/Econ | 1.792% | 362829.1167 | MachineDrives | 48.859 | 47.5685 | 0.063804
Econ | Chemicals and Plastics | Motors Pumps | Motors Pumps | TRC | Existing | NE122 | Plant Energy Management | Plant Energy Management | NonEquip | 10.5 | Motors Pumps | 15.02% | Tech/Econ | 12% | 1159102.507 | MachineDrives | 156.086 | 151.9634 | 0.023178
Econ | Chemicals and Plastics | Motors Pumps | Motors Pumps | TRC | Existing | NE120 | Motor Optimization | Motor Optimization | NonEquip | 10 | Motors Pumps | 89.67% | Tech/Econ | 9.142% | 5119938.608 | MachineDrives | 689.4564 | 671.2464 | 0.09329
Econ | Chemicals and Plastics | Motors Pumps | Motors Pumps | TRC | Existing | NE118 | Motor Improved Controls | Motor Improved Controls | NonEquip | 15 | Motors Pumps | 59.98% | Tech/Econ | 0.8482% | 321266.1707 | MachineDrives | 43.262 | 42.1194 | 0.10598
Econ | Chemicals and Plastics | Motors Pumps | Motors Pumps | TRC | Turnover | ET126 | Pump Equipment Upgrade | Pump Equipment Upgrade | Equip | 15 | Motors Pumps | 76.18% | Tech/Econ | 4.305% | 1804609.08 | MachineDrives | 243.0106 | 236.5922 | 0.22678
Econ | Chemicals and Plastics | Motors Pumps | Motors Pumps | TRC | Turnover | ET117 | Motor Equipment Upgrades | Motor Equipment Upgrades | Equip | 10 | Motors Pumps | 56.53% | Tech/Econ | 2.421% | 728279.0355 | MachineDrives | 98.0708 | 95.4806 | 0.21443
Econ | Chemicals and Plastics | Motors Pumps | Motors Pumps | TRC | New | EN125 | Pump Equipment Upgrade | Pump Equipment Upgrade | Equip | 15 | Motors Pumps | 76.18% | Tech/Econ | 4.305% | 0 | MachineDrives | 0 | 0 | 0.22678
Econ | Chemicals and Plastics | Motors Pumps | Motors Pumps | TRC | New | EN116 | Motor Equipment Upgrades | Motor Equipment Upgrades | Equip | 10 | Motors Pumps | 56.53% | Tech/Econ | 2.421% | 0 | MachineDrives | 0 | 0 | 0.21443
Econ | Chemicals and Plastics | Motors Fans Blowers | Motors Fans Blowers | TRC | New | NN114 | Plant Energy Management | Plant Energy Management | NonEquip | 10.5 | Motors Fans Blowers | 15.02% | Tech/Econ | 12% | 332.102 | MachineDrives | 0.044721 | 0.04354 | 0.023178
Econ | Chemicals and Plastics | Motors Fans Blowers | Motors Fans Blowers | TRC | New | NN112 | Fan System Optimization | Fan System Optimization | NonEquip | 10 | Motors Fans Blowers | 44.87% | Tech/Econ | 14.66% | 1034.2495 | MachineDrives | 0.13927 | 0.13559 | 0.082046
Econ | Chemicals and Plastics | Motors Fans Blowers | Motors Fans Blowers | TRC | New | NN110 | Fan Improved Controls | Fan Improved Controls | NonEquip | 15 | Motors Fans Blowers | 43.13% | Tech/Econ | 15.88% | 1239.1757 | MachineDrives | 0.16687 | 0.16246 | 0.024602
Econ | Chemicals and Plastics | Motors Fans Blowers | Motors Fans Blowers | TRC | Existing | NE113 | Plant Energy Management | Plant Energy Management | NonEquip | 10.5 | Motors Fans Blowers | 15.02% | Tech/Econ | 12% | 551953.5744 | MachineDrives | 74.3267 | 72.3635 | 0.023178
Econ | Chemicals and Plastics | Motors Fans Blowers | Motors Fans Blowers | TRC | Existing | NE111 | Fan System Optimization | Fan System Optimization | NonEquip | 10 | Motors Fans Blowers | 44.87% | Tech/Econ | 14.66% | 1842971.038 | MachineDrives | 248.1765 | 241.6216 | 0.082046
Econ | Chemicals and Plastics | Motors Fans Blowers | Motors Fans Blowers | TRC | Existing | NE109 | Fan Improved Controls | Fan Improved Controls | NonEquip | 15 | Motors Fans Blowers | 43.13% | Tech/Econ | 15.88% | 2059510.091 | MachineDrives | 277.3358 | 270.0108 | 0.024602
Econ | Chemicals and Plastics | Motors Fans Blowers | Motors Fans Blowers | TRC | Turnover | ET108 | Fan Equipment Upgrades | Fan Equipment Upgrades | Equip | 15 | Motors Fans Blowers | 34.28% | Tech/Econ | 2.244% | 201267.1674 | MachineDrives | 27.1029 | 26.387 | 0.22709
Econ | Chemicals and Plastics | Motors Fans Blowers | Motors Fans Blowers | TRC | New | EN107 | Fan Equipment Upgrades | Fan Equipment Upgrades | Equip | 15 | Motors Fans Blowers | 34.28% | Tech/Econ | 2.244% | 0 | MachineDrives | 0 | 0 | 0.22709
Econ | Chemicals and Plastics | Industrial Lighting | Industrial Lighting | TRC | New | NN105 | Lighting Controls | Lighting Controls | NonEquip | 10 | Industrial Lighting | 30% | Tech/Econ | 18.84% | 382.1411 | Lighting | 0.054546 | 0.05302 | 0.14161
Econ | Chemicals and Plastics | Industrial Lighting | Industrial Lighting | TRC | Existing | NE104 | Lighting Controls | Lighting Controls | NonEquip | 10 | Industrial Lighting | 30% | Tech/Econ | 18.84% | 635118.53 | Lighting | 90.6551 | 88.1192 | 0.14161
Econ | Chemicals and Plastics | Industrial Lighting | Industrial Lighting | TRC | Turnover | ET103 | Efficient Lighting - Other Interior Lighting | Efficient Lighting - Other Interior Lighting | Equip | 14.4667 | Industrial Lighting | 71.94% | Tech/Econ | 38.99% | 2685543.934 | Lighting | 383.3272 | 372.6043 | 0.39837
Econ | Chemicals and Plastics | Industrial Lighting | Industrial Lighting | TRC | Turnover | ET100 | Efficient Lighting - High Bay | Efficient Lighting - High Bay | Equip | 13.6667 | Industrial Lighting | 20% | Tech/Econ | 48.41% | 1026185.08 | Lighting | 146.4748 | 142.3775 | 0.21586
Econ | Chemicals and Plastics | Industrial Lighting | Industrial Lighting | TRC | New | EN99 | Efficient Lighting - High Bay | Efficient Lighting - High Bay | Equip | 13.6667 | Industrial Lighting | 20% | Tech/Econ | 48.41% | 617.4399 | Lighting | 0.088132 | 0.085666 | 0.21586
Econ | Chemicals and Plastics | Industrial Lighting | Industrial Lighting | TRC | New | EN102 | Efficient Lighting - Other Interior Lighting | Efficient Lighting - Other Interior Lighting | Equip | 14.4667 | Industrial Lighting | 71.94% | Tech/Econ | 38.99% | 1122.9893 | Lighting | 0.16029 | 0.15581 | 0.39837
Econ | Chemicals and Plastics | HVAC | HVAC | TRC | New | NN97 | HVAC Improved Controls | HVAC Improved Controls | NonEquip | 15 | HVAC | 18.8% | Tech/Econ | 6.544% | 115.3074 | HVAC | 0.016426 | 0.016027 | 0.017313
Econ | Chemicals and Plastics | HVAC | HVAC | TRC | New | NN92 | Building Envelope Improvements | Building Envelope Improvements | NonEquip | 15 | HVAC | 16.42% | Tech/Econ | 9.595% | 145.7741 | HVAC | 0.020766 | 0.020262 | 0.11178
Econ | Chemicals and Plastics | HVAC | HVAC | TRC | Existing | NE96 | HVAC Improved Controls | HVAC Improved Controls | NonEquip | 15 | HVAC | 18.8% | Tech/Econ | 6.544% | 191640.8422 | HVAC | 27.2999 | 26.6376 | 0.017313
Econ | Chemicals and Plastics | HVAC | HVAC | TRC | Existing | NE91 | Building Envelope Improvements | Building Envelope Improvements | NonEquip | 15 | HVAC | 16.42% | Tech/Econ | 9.595% | 242276.5992 | HVAC | 34.5132 | 33.6759 | 0.11178
Econ | Chemicals and Plastics | HVAC | HVAC | TRC | Turnover | ET95 | HVAC Equipment Upgrades | HVAC Equipment Upgrades | Equip | 18 | HVAC | 18.8% | Tech/Econ | 22.01% | 626692.5486 | HVAC | 89.2747 | 87.1087 | 0.095141
Econ | Chemicals and Plastics | HVAC | HVAC | TRC | New | EN94 | HVAC Equipment Upgrades | HVAC Equipment Upgrades | Equip | 18 | HVAC | 18.8% | Tech/Econ | 22.01% | 377.0713 | HVAC | 0.053715 | 0.052412 | 0.095141
Econ | Chemicals and Plastics | Exterior Lighting | Exterior Lighting | TRC | Turnover | ET88 | Efficient Lighting - Exterior | Efficient Lighting - Exterior | Equip | 13.6 | Exterior Lighting | 15.29% | Tech/Econ | 78.74% | 153901.8206 | Exterior | 0 | 0 | 0.1144
Econ | Chemicals and Plastics | Exterior Lighting | Exterior Lighting | TRC | New | EN87 | Efficient Lighting - Exterior | Efficient Lighting - Exterior | Equip | 13.6 | Exterior Lighting | 15.29% | Tech/Econ | 78.74% | 92.6004 | Exterior | 0 | 0 | 0.1144
Econ | Chemicals and Plastics | Compressed Air | Compressed Air | TRC | New | NN85 | Plant Energy Management | Plant Energy Management | NonEquip | 10.5 | Compressed Air | 15.02% | Tech/Econ | 12% | 166.051 | MachineDrives | 0.022361 | 0.02177 | 0.023178
Econ | Chemicals and Plastics | Compressed Air | Compressed Air | TRC | New | NN83 | Compressed Air System Optimization | Compressed Air System Optimization | NonEquip | 10 | Compressed Air | 25.94% | Tech/Econ | 10.61% | 248.9343 | MachineDrives | 0.033522 | 0.032636 | 0.053013
Econ | Chemicals and Plastics | Compressed Air | Compressed Air | TRC | New | NN78 | Compressed Air Controls | Compressed Air Controls | NonEquip | 12.5 | Compressed Air | 89.11% | Tech/Econ | 8.298% | 430.944 | MachineDrives | 0.058031 | 0.056499 | 0.18208
Econ | Chemicals and Plastics | Compressed Air | Compressed Air | TRC | Existing | NE84 | Plant Energy Management | Plant Energy Management | NonEquip | 10.5 | Compressed Air | 15.02% | Tech/Econ | 12% | 275976.7877 | MachineDrives | 37.1633 | 36.1818 | 0.023178
Econ | Chemicals and Plastics | Compressed Air | Compressed Air | TRC | Existing | NE82 | Compressed Air System Optimization | Compressed Air System Optimization | NonEquip | 10 | Compressed Air | 25.94% | Tech/Econ | 10.61% | 413728.8633 | MachineDrives | 55.7132 | 54.2417 | 0.053013
Econ | Chemicals and Plastics | Compressed Air | Compressed Air | TRC | Existing | NE77 | Compressed Air Controls | Compressed Air Controls | NonEquip | 12.5 | Compressed Air | 89.11% | Tech/Econ | 8.298% | 1081135.996 | MachineDrives | 145.5869 | 141.7417 | 0.18208
Econ | Chemicals and Plastics | Compressed Air | Compressed Air | TRC | Turnover | ET81 | Compressed Air Equipment | Compressed Air Equipment | Equip | 15 | Compressed Air | 89.09% | Tech/Econ | 11.85% | 1429457.252 | MachineDrives | 192.4922 | 187.4081 | 0.13494
Econ | Chemicals and Plastics | Compressed Air | Compressed Air | TRC | New | EN80 | Compressed Air Equipment | Compressed Air Equipment | Equip | 15 | Compressed Air | 89.09% | Tech/Econ | 11.85% | 0 | MachineDrives | 0 | 0 | 0.13494
Econ | Construction | Process Specific | Process Specific | TRC | New | NN231 | Process Other Systems Optimization | Process Other Systems Optimization | NonEquip | 5.3333 | Process Specific | 17.64% | Tech/Econ | 48.74% | 65.9151 | ProcessHeating | 0.0090747 | 0.0088509 | 0.032717
Econ | Construction | Process Specific | Process Specific | TRC | New | NN229 | Plant Energy Management | Plant Energy Management | NonEquip | 10.5 | Process Specific | 25.8% | Tech/Econ | 12% | 24.5015 | ProcessHeating | 0.0033732 | 0.00329 | 0.023178
Econ | Construction | Process Specific | Process Specific | TRC | Existing | NE230 | Process Other Systems Optimization | Process Other Systems Optimization | NonEquip | 5.3333 | Process Specific | 17.64% | Tech/Econ | 48.74% | 109550.842 | ProcessHeating | 15.0821 | 14.7102 | 0.032717
Econ | Construction | Process Specific | Process Specific | TRC | Existing | NE228 | Plant Energy Management | Plant Energy Management | NonEquip | 10.5 | Process Specific | 25.8% | Tech/Econ | 12% | 40721.4676 | ProcessHeating | 5.6062 | 5.468 | 0.023178
Econ | Construction | Process Heating | Process Heating | TRC | New | NN227 | Process Heat System Optimization | Process Heat System Optimization | NonEquip | 2 | Process Heating | 16.02% | Tech/Econ | 9.204% | 15.9001 | ProcessHeating | 0.002189 | 0.002135 | 0.30975
Econ | Construction | Process Heating | Process Heating | TRC | New | NN225 | Process Heat Improved Controls | Process Heat Improved Controls | NonEquip | 15 | Process Heating | 23.16% | Tech/Econ | 1.21% | 3.0304 | ProcessHeating | 0.00041721 | 0.00040692 | 0.96304
Econ | Construction | Process Heating | Process Heating | TRC | New | NN223 | Plant Energy Management | Plant Energy Management | NonEquip | 10.5 | Process Heating | 25.8% | Tech/Econ | 12% | 34.5448 | ProcessHeating | 0.0047559 | 0.0046386 | 0.023178
Econ | Construction | Process Heating | Process Heating | TRC | Existing | NE226 | Process Heat System Optimization | Process Heat System Optimization | NonEquip | 2 | Process Heating | 16.02% | Tech/Econ | 9.204% | 26425.922 | ProcessHeating | 3.6381 | 3.5484 | 0.30975
Econ | Construction | Process Heating | Process Heating | TRC | Existing | NE224 | Process Heat Improved Controls | Process Heat Improved Controls | NonEquip | 15 | Process Heating | 23.16% | Tech/Econ | 1.21% | 5036.5685 | ProcessHeating | 0.6934 | 0.6763 | 0.96304
Econ | Construction | Process Heating | Process Heating | TRC | Existing | NE222 | Plant Energy Management | Plant Energy Management | NonEquip | 10.5 | Process Heating | 25.8% | Tech/Econ | 12% | 57413.5028 | ProcessHeating | 7.9042 | 7.7094 | 0.023178
Econ | Construction | Process Cooling | Process Cooling | TRC | New | NN221 | Process Refrig System Optimization | Process Refrig System Optimization | NonEquip | 4.6667 | Process Cooling | 13.75% | Tech/Econ | 45.35% | 37.0227 | ProcessHeating | 0.005097 | 0.0049713 | 0.11299
Econ | Construction | Process Cooling | Process Cooling | TRC | New | NN216 | Process Refrig Controls | Process Refrig Controls | NonEquip | 15 | Process Cooling | 27.79% | Tech/Econ | 2.354% | 3.9106 | ProcessHeating | 0.00053838 | 0.00052511 | 0.06633
Econ | Construction | Process Cooling | Process Cooling | TRC | New | NN214 | Plant Energy Management | Plant Energy Management | NonEquip | 10.5 | Process Cooling | 25.8% | Tech/Econ | 12% | 19.0961 | ProcessHeating | 0.002629 | 0.0025642 | 0.023178
Econ | Construction | Process Cooling | Process Cooling | TRC | Existing | NE220 | Process Refrig System Optimization | Process Refrig System Optimization | NonEquip | 4.6667 | Process Cooling | 13.75% | Tech/Econ | 45.35% | 61531.731 | ProcessHeating | 8.4712 | 8.2623 | 0.11299
Econ | Construction | Process Cooling | Process Cooling | TRC | Existing | NE215 | Process Refrig Controls | Process Refrig Controls | NonEquip | 15 | Process Cooling | 27.79% | Tech/Econ | 2.354% | 6499.4202 | ProcessHeating | 0.89479 | 0.87273 | 0.06633
Econ | Construction | Process Cooling | Process Cooling | TRC | Existing | NE213 | Plant Energy Management | Plant Energy Management | NonEquip | 10.5 | Process Cooling | 25.8% | Tech/Econ | 12% | 31737.7641 | ProcessHeating | 4.3694 | 4.2617 | 0.023178
Econ | Construction | Process Cooling | Process Cooling | TRC | Turnover | ET219 | Process Refrig Equipment Upgrade | Process Refrig Equipment Upgrade | Equip | 10 | Process Cooling | 22.05% | Tech/Econ | 31.43% | 64130.1371 | ProcessHeating | 8.8289 | 8.6112 | 0.20671
Econ | Construction | Process Cooling | Process Cooling | TRC | New | EN218 | Process Refrig Equipment Upgrade | Process Refrig Equipment Upgrade | Equip | 10 | Process Cooling | 22.05% | Tech/Econ | 31.43% | 38.5861 | ProcessHeating | 0.0053122 | 0.0051813 | 0.20671
Econ | Construction | Other | Other | TRC | New | NN212 | Plant Energy Management | Plant Energy Management | NonEquip | 10.5 | Other | 25.8% | Tech/Econ | 12% | 15.7793 | Other | 0.0022764 | 0.0023152 | 0.023178
Econ | Construction | Other | Other | TRC | Existing | NE211 | Plant Energy Management | Plant Energy Management | NonEquip | 10.5 | Other | 25.8% | Tech/Econ | 12% | 26225.271 | Other | 3.7833 | 3.8479 | 0.023178
Econ | Construction | Motors Pumps | Motors Pumps | TRC | New | NN210 | Pump System Optimization | Pump System Optimization | NonEquip | 10 | Motors Pumps | 59.4% | Tech/Econ | 1.68% | 0 | MachineDrives | 0 | 0 | 0.066358
Econ | Construction | Motors Pumps | Motors Pumps | TRC | New | NN208 | Pump Improved Controls | Pump Improved Controls | NonEquip | 15 | Motors Pumps | 33.73% | Tech/Econ | 1.792% | 13.2961 | MachineDrives | 0.0017905 | 0.0017432 | 0.063804
Econ | Construction | Motors Pumps | Motors Pumps | TRC | New | NN203 | Plant Energy Management | Plant Energy Management | NonEquip | 10.5 | Motors Pumps | 25.8% | Tech/Econ | 12% | 73.6831 | MachineDrives | 0.0099222 | 0.0096602 | 0.023178
Econ | Construction | Motors Pumps | Motors Pumps | TRC | New | NN201 | Motor Optimization | Motor Optimization | NonEquip | 10 | Motors Pumps | 66.73% | Tech/Econ | 3.467% | 0 | MachineDrives | 0 | 0 | 0.45607
Econ | Construction | Motors Pumps | Motors Pumps | TRC | New | NN199 | Motor Improved Controls | Motor Improved Controls | NonEquip | 15 | Motors Pumps | 42.04% | Tech/Econ | 0.4056% | 4.0648 | MachineDrives | 0.00054737 | 0.00053291 | 0.10371
Econ | Construction | Motors Pumps | Motors Pumps | TRC | Existing | NE209 | Pump System Optimization | Pump System Optimization | NonEquip | 10 | Motors Pumps | 59.4% | Tech/Econ | 1.68% | 38015.114 | MachineDrives | 5.1192 | 4.9839 | 0.066358
Econ | Construction | Motors Pumps | Motors Pumps | TRC | Existing | NE207 | Pump Improved Controls | Pump Improved Controls | NonEquip | 15 | Motors Pumps | 33.73% | Tech/Econ | 1.792% | 23173.7942 | MachineDrives | 3.1206 | 3.0382 | 0.063804
Econ | Construction | Motors Pumps | Motors Pumps | TRC | Existing | NE202 | Plant Energy Management | Plant Energy Management | NonEquip | 10.5 | Motors Pumps | 25.8% | Tech/Econ | 12% | 122461.2832 | MachineDrives | 16.4908 | 16.0552 | 0.023178
Econ | Construction | Motors Pumps | Motors Pumps | TRC | Existing | NE200 | Motor Optimization | Motor Optimization | NonEquip | 10 | Motors Pumps | 66.73% | Tech/Econ | 3.467% | 78691.5919 | MachineDrives | 10.5967 | 10.3168 | 0.45607
Econ | Construction | Motors Pumps | Motors Pumps | TRC | Existing | NE198 | Motor Improved Controls | Motor Improved Controls | NonEquip | 15 | Motors Pumps | 42.04% | Tech/Econ | 0.4056% | 6755.6625 | MachineDrives | 0.90972 | 0.8857 | 0.10371
Econ | Construction | Motors Pumps | Motors Pumps | TRC | Turnover | ET206 | Pump Equipment Upgrade | Pump Equipment Upgrade | Equip | 15 | Motors Pumps | 70.57% | Tech/Econ | 12.43% | 330755.2313 | MachineDrives | 44.5399 | 43.3635 | 0.13315
Econ | Construction | Motors Pumps | Motors Pumps | TRC | Turnover | ET197 | Motor Equipment Upgrades | Motor Equipment Upgrades | Equip | 10 | Motors Pumps | 54.51% | Tech/Econ | 2.132% | 39989.6183 | MachineDrives | 5.385 | 5.2428 | 0.1667
Econ | Construction | Motors Pumps | Motors Pumps | TRC | New | EN205 | Pump Equipment Upgrade | Pump Equipment Upgrade | Equip | 15 | Motors Pumps | 70.57% | Tech/Econ | 12.43% | 0 | MachineDrives | 0 | 0 | 0.13315
Econ | Construction | Motors Pumps | Motors Pumps | TRC | New | EN196 | Motor Equipment Upgrades | Motor Equipment Upgrades | Equip | 10 | Motors Pumps | 54.51% | Tech/Econ | 2.132% | 0 | MachineDrives | 0 | 0 | 0.1667
Econ | Construction | Motors Fans Blowers | Motors Fans Blowers | TRC | New | NN194 | Plant Energy Management | Plant Energy Management | NonEquip | 10.5 | Motors Fans Blowers | 25.8% | Tech/Econ | 12% | 35.1471 | MachineDrives | 0.0047329 | 0.0046079 | 0.023178
Econ | Construction | Motors Fans Blowers | Motors Fans Blowers | TRC | New | NN192 | Fan System Optimization | Fan System Optimization | NonEquip | 10 | Motors Fans Blowers | 79.06% | Tech/Econ | 4.879% | 39.8254 | MachineDrives | 0.0053629 | 0.0052213 | 0.035317
Econ | Construction | Motors Fans Blowers | Motors Fans Blowers | TRC | New | NN190 | Fan Improved Controls | Fan Improved Controls | NonEquip | 15 | Motors Fans Blowers | 52.56% | Tech/Econ | 9.465% | 0 | MachineDrives | 0 | 0 | 0.033329
Econ | Construction | Motors Fans Blowers | Motors Fans Blowers | TRC | Existing | NE193 | Plant Energy Management | Plant Energy Management | NonEquip | 10.5 | Motors Fans Blowers | 25.8% | Tech/Econ | 12% | 58414.4907 | MachineDrives | 7.8662 | 7.6584 | 0.023178
Econ | Construction | Motors Fans Blowers | Motors Fans Blowers | TRC | Existing | NE191 | Fan System Optimization | Fan System Optimization | NonEquip | 10 | Motors Fans Blowers | 79.06% | Tech/Econ | 4.879% | 70520.0142 | MachineDrives | 9.4963 | 9.2455 | 0.035317
Econ | Construction | Motors Fans Blowers | Motors Fans Blowers | TRC | Existing | NE189 | Fan Improved Controls | Fan Improved Controls | NonEquip | 15 | Motors Fans Blowers | 52.56% | Tech/Econ | 9.465% | 87454.4913 | MachineDrives | 11.7767 | 11.4657 | 0.033329
Econ | Construction | Motors Fans Blowers | Motors Fans Blowers | TRC | Turnover | ET188 | Fan Equipment Upgrades | Fan Equipment Upgrades | Equip | 15 | Motors Fans Blowers | 63.42% | Tech/Econ | 3.425% | 36287.7546 | MachineDrives | 4.8865 | 4.7575 | 0.1824
Econ | Construction | Motors Fans Blowers | Motors Fans Blowers | TRC | New | EN187 | Fan Equipment Upgrades | Fan Equipment Upgrades | Equip | 15 | Motors Fans Blowers | 63.42% | Tech/Econ | 3.425% | 0 | MachineDrives | 0 | 0 | 0.1824
Econ | Construction | Industrial Lighting | Industrial Lighting | TRC | New | NN185 | Lighting Controls | Lighting Controls | NonEquip | 10 | Industrial Lighting | 33.43% | Tech/Econ | 16.92% | 28.1231 | Lighting | 0.0040142 | 0.0039019 | 0.13992
Econ | Construction | Industrial Lighting | Industrial Lighting | TRC | Existing | NE184 | Lighting Controls | Lighting Controls | NonEquip | 10 | Industrial Lighting | 33.43% | Tech/Econ | 16.92% | 46740.651 | Lighting | 6.6716 | 6.485 | 0.13992
Econ | Construction | Industrial Lighting | Industrial Lighting | TRC | Turnover | ET183 | Efficient Lighting - Other Interior Lighting | Efficient Lighting - Other Interior Lighting | Equip | 14.4667 | Industrial Lighting | 62.16% | Tech/Econ | 38.99% | 160832.2958 | Lighting | 22.9568 | 22.3146 | 0.39837
Econ | Construction | Industrial Lighting | Industrial Lighting | TRC | Turnover | ET180 | Efficient Lighting - High Bay | Efficient Lighting - High Bay | Equip | 13.6667 | Industrial Lighting | 30.8% | Tech/Econ | 48.41% | 116284.1363 | Lighting | 16.5981 | 16.1338 | 0.21586
Econ | Construction | Industrial Lighting | Industrial Lighting | TRC | New | EN182 | Efficient Lighting - Other Interior Lighting | Efficient Lighting - Other Interior Lighting | Equip | 14.4667 | Industrial Lighting | 62.16% | Tech/Econ | 38.99% | 55.6812 | Lighting | 0.0079478 | 0.0077255 | 0.39837
Econ | Construction | Industrial Lighting | Industrial Lighting | TRC | New | EN179 | Efficient Lighting - High Bay | Efficient Lighting - High Bay | Equip | 13.6667 | Industrial Lighting | 30.8% | Tech/Econ | 48.41% | 69.9664 | Lighting | 0.0099868 | 0.0097074 | 0.21586
Econ | Construction | HVAC | HVAC | TRC | New | NN177 | HVAC Recommissioning | HVAC Recommissioning | NonEquip | 10 | HVAC | 35.73% | Tech/Econ | 18.86% | 5.9366 | HVAC | 0.00084569 | 0.00082517 | 0.23103
Econ | Construction | HVAC | HVAC | TRC | New | NN175 | HVAC Improved Controls | HVAC Improved Controls | NonEquip | 15 | HVAC | 34.58% | Tech/Econ | 14.73% | 40.9604 | HVAC | 0.005835 | 0.0056934 | 0.050489
Econ | Construction | HVAC | HVAC | TRC | New | NN170 | Building Envelope Improvements | Building Envelope Improvements | NonEquip | 15 | HVAC | 32.06% | Tech/Econ | 14.68% | 35.9256 | HVAC | 0.0051177 | 0.0049936 | 0.1444
Econ | Construction | HVAC | HVAC | TRC | Existing | NE176 | HVAC Recommissioning | HVAC Recommissioning | NonEquip | 10 | HVAC | 35.73% | Tech/Econ | 18.86% | 78161.631 | HVAC | 11.1344 | 10.8643 | 0.23103
Econ | Construction | HVAC | HVAC | TRC | Existing | NE174 | HVAC Improved Controls | HVAC Improved Controls | NonEquip | 15 | HVAC | 34.58% | Tech/Econ | 14.73% | 68076.1527 | HVAC | 9.6977 | 9.4624 | 0.050489
Econ | Construction | HVAC | HVAC | TRC | Existing | NE169 | Building Envelope Improvements | Building Envelope Improvements | NonEquip | 15 | HVAC | 32.06% | Tech/Econ | 14.68% | 59708.3716 | HVAC | 8.5057 | 8.2993 | 0.1444
Econ | Construction | HVAC | HVAC | TRC | Turnover | ET173 | HVAC Equipment Upgrades | HVAC Equipment Upgrades | Equip | 18 | HVAC | 28.85% | Tech/Econ | 14.08% | 49097.8505 | HVAC | 6.9942 | 6.8245 | 0.13731
Econ | Construction | HVAC | HVAC | TRC | New | EN172 | HVAC Equipment Upgrades | HVAC Equipment Upgrades | Equip | 18 | HVAC | 28.85% | Tech/Econ | 14.08% | 29.5414 | HVAC | 0.0042083 | 0.0041062 | 0.13731
Econ | Construction | Exterior Lighting | Exterior Lighting | TRC | Turnover | ET166 | Efficient Lighting - Exterior | Efficient Lighting - Exterior | Equip | 13.6 | Exterior Lighting | 15.29% | Tech/Econ | 78.74% | 11323.1004 | Exterior | 0 | 0 | 0.1144
Econ | Construction | Exterior Lighting | Exterior Lighting | TRC | New | EN165 | Efficient Lighting - Exterior | Efficient Lighting - Exterior | Equip | 13.6 | Exterior Lighting | 15.29% | Tech/Econ | 78.74% | 6.8129 | Exterior | 0 | 0 | 0.1144
Econ | Construction | Compressed Air | Compressed Air | TRC | New | NN163 | Plant Energy Management | Plant Energy Management | NonEquip | 10.5 | Compressed Air | 25.8% | Tech/Econ | 12% | 17.5736 | MachineDrives | 0.0023665 | 0.002304 | 0.023178
Econ | Construction | Compressed Air | Compressed Air | TRC | New | NN161 | Compressed Air System Optimization | Compressed Air System Optimization | NonEquip | 10 | Compressed Air | 30.76% | Tech/Econ | 10.64% | 0 | MachineDrives | 0 | 0 | 0.05397
Econ | Construction | Compressed Air | Compressed Air | TRC | New | NN156 | Compressed Air Controls | Compressed Air Controls | NonEquip | 12.5 | Compressed Air | 74.82% | Tech/Econ | 2.192% | 8.9458 | MachineDrives | 0.0012046 | 0.0011728 | 0.055306
Econ | Construction | Compressed Air | Compressed Air | TRC | Existing | NE162 | Plant Energy Management | Plant Energy Management | NonEquip | 10.5 | Compressed Air | 25.8% | Tech/Econ | 12% | 29207.2455 | MachineDrives | 3.9331 | 3.8292 | 0.023178
Econ | Construction | Compressed Air | Compressed Air | TRC | Existing | NE160 | Compressed Air System Optimization | Compressed Air System Optimization | NonEquip | 10 | Compressed Air | 30.76% | Tech/Econ | 10.64% | 29426.7513 | MachineDrives | 3.9626 | 3.858 | 0.05397
Econ | Construction | Compressed Air | Compressed Air | TRC | Existing | NE155 | Compressed Air Controls | Compressed Air Controls | NonEquip | 12.5 | Compressed Air | 74.82% | Tech/Econ | 2.192% | 14992.8677 | MachineDrives | 2.019 | 1.9656 | 0.055306
Econ | Construction | Compressed Air | Compressed Air | TRC | Turnover | ET159 | Compressed Air Equipment | Compressed Air Equipment | Equip | 15 | Compressed Air | 71.22% | Tech/Econ | 4.001% | 24784.6427 | MachineDrives | 3.3375 | 3.2494 | 0.10354
Econ | Construction | Compressed Air | Compressed Air | TRC | New | EN158 | Compressed Air Equipment | Compressed Air Equipment | Equip | 15 | Compressed Air | 71.22% | Tech/Econ | 4.001% | 0 | MachineDrives | 0 | 0 | 0.10354
Econ | Electrical and Electronic Equip. | Process Specific | Process Specific | TRC | New | NN298 | Process Other Systems Optimization | Process Other Systems Optimization | NonEquip | 5.3333 | Process Specific | 2.916% | Tech/Econ | 25.45% | 11.9489 | ProcessHeating | 0.001645 | 0.0016045 | 0.11983
Econ | Electrical and Electronic Equip. | Process Specific | Process Specific | TRC | New | NN296 | Plant Energy Management | Plant Energy Management | NonEquip | 10.5 | Process Specific | 27.36% | Tech/Econ | 12% | 54.6665 | ProcessHeating | 0.0075261 | 0.0073405 | 0.023178
Econ | Electrical and Electronic Equip. | Process Specific | Process Specific | TRC | Existing | NE297 | Process Other Systems Optimization | Process Other Systems Optimization | NonEquip | 5.3333 | Process Specific | 2.916% | Tech/Econ | 25.45% | 19859.1234 | ProcessHeating | 2.734 | 2.6666 | 0.11983
Econ | Electrical and Electronic Equip. | Process Specific | Process Specific | TRC | Existing | NE295 | Plant Energy Management | Plant Energy Management | NonEquip | 10.5 | Process Specific | 27.36% | Tech/Econ | 12% | 90855.6988 | ProcessHeating | 12.5083 | 12.1999 | 0.023178
Econ | Electrical and Electronic Equip. | Process Heating | Process Heating | TRC | New | NN294 | Process Heat System Optimization | Process Heat System Optimization | NonEquip | 2 | Process Heating | 9.104% | Tech/Econ | 13.63% | 29.1804 | ProcessHeating | 0.0040173 | 0.0039183 | 0.042354
Econ | Electrical and Electronic Equip. | Process Heating | Process Heating | TRC | New | NN292 | Process Heat Improved Controls | Process Heat Improved Controls | NonEquip | 15 | Process Heating | 36.07% | Tech/Econ | 2.283% | 19.1263 | ProcessHeating | 0.0026332 | 0.0025682 | 0.89743
Econ | Electrical and Electronic Equip. | Process Heating | Process Heating | TRC | New | NN290 | Plant Energy Management | Plant Energy Management | NonEquip | 10.5 | Process Heating | 27.36% | Tech/Econ | 12% | 79.8204 | ProcessHeating | 0.010989 | 0.010718 | 0.023178
Econ | Electrical and Electronic Equip. | Process Heating | Process Heating | TRC | Existing | NE293 | Process Heat System Optimization | Process Heat System Optimization | NonEquip | 2 | Process Heating | 9.104% | Tech/Econ | 13.63% | 48497.8273 | ProcessHeating | 6.6768 | 6.5122 | 0.042354
Econ | Electrical and Electronic Equip. | Process Heating | Process Heating | TRC | Existing | NE291 | Process Heat Improved Controls | Process Heat Improved Controls | NonEquip | 15 | Process Heating | 36.07% | Tech/Econ | 2.283% | 31787.9506 | ProcessHeating | 4.3763 | 4.2684 | 0.89743
Econ | Electrical and Electronic Equip. | Process Heating | Process Heating | TRC | Existing | NE289 | Plant Energy Management | Plant Energy Management | NonEquip | 10.5 | Process Heating | 27.36% | Tech/Econ | 12% | 132661.5053 | ProcessHeating | 18.2638 | 17.8135 | 0.023178
Econ | Electrical and Electronic Equip. | Process Cooling | Process Cooling | TRC | New | NN288 | Process Refrig System Optimization | Process Refrig System Optimization | NonEquip | 4.6667 | Process Cooling | 10% | Tech/Econ | 40% | 66.813 | ProcessHeating | 0.0091983 | 0.0089715 | 0.0071838
Econ | Electrical and Electronic Equip. | Process Cooling | Process Cooling | TRC | New | NN283 | Process Refrig Controls | Process Refrig Controls | NonEquip | 15 | Process Cooling | 33.75% | Tech/Econ | 6% | 30.0855 | ProcessHeating | 0.0041419 | 0.0040398 | 0.88
Econ | Electrical and Electronic Equip. | Process Cooling | Process Cooling | TRC | New | NN281 | Plant Energy Management | Plant Energy Management | NonEquip | 10.5 | Process Cooling | 27.36% | Tech/Econ | 12% | 52.6528 | ProcessHeating | 0.0072488 | 0.0070701 | 0.023178
Econ | Electrical and Electronic Equip. | Process Cooling | Process Cooling | TRC | Existing | NE287 | Process Refrig System Optimization | Process Refrig System Optimization | NonEquip | 4.6667 | Process Cooling | 10% | Tech/Econ | 40% | 111043.2573 | ProcessHeating | 15.2876 | 14.9106 | 0.0071838
Econ | Electrical and Electronic Equip. | Process Cooling | Process Cooling | TRC | Existing | NE282 | Process Refrig Controls | Process Refrig Controls | NonEquip | 15 | Process Cooling | 33.75% | Tech/Econ | 6% | 50002.1063 | ProcessHeating | 6.8839 | 6.7142 | 0.88
Econ | Electrical and Electronic Equip. | Process Cooling | Process Cooling | TRC | Existing | NE280 | Plant Energy Management | Plant Energy Management | NonEquip | 10.5 | Process Cooling | 27.36% | Tech/Econ | 12% | 87508.998 | ProcessHeating | 12.0476 | 11.7505 | 0.023178
Econ | Electrical and Electronic Equip. | Process Cooling | Process Cooling | TRC | Turnover | ET286 | Process Refrig Equipment Upgrade | Process Refrig Equipment Upgrade | Equip | 10 | Process Cooling | 28.34% | Tech/Econ | 14.82% | 108289.281 | ProcessHeating | 14.9084 | 14.5408 | 0.090182
Econ | Electrical and Electronic Equip. | Process Cooling | Process Cooling | TRC | New | EN285 | Process Refrig Equipment Upgrade | Process Refrig Equipment Upgrade | Equip | 10 | Process Cooling | 28.34% | Tech/Econ | 14.82% | 65.156 | ProcessHeating | 0.0089702 | 0.008749 | 0.090182
Econ | Electrical and Electronic Equip. | Other | Other | TRC | New | NN279 | Plant Energy Management | Plant Energy Management | NonEquip | 10.5 | Other | 27.36% | Tech/Econ | 12% | 45.0036 | Other | 0.0064924 | 0.0066031 | 0.023178
Econ | Electrical and Electronic Equip. | Other | Other | TRC | Existing | NE278 | Plant Energy Management | Plant Energy Management | NonEquip | 10.5 | Other | 27.36% | Tech/Econ | 12% | 74795.9846 | Other | 10.7903 | 10.9744 | 0.023178
Econ | Electrical and Electronic Equip. | Motors Pumps | Motors Pumps | TRC | New | NN277 | Pump Improved Controls | Pump Improved Controls | NonEquip | 15 | Motors Pumps | 32.82% | Tech/Econ | 1.792% | 13.1139 | MachineDrives | 0.0017659 | 0.0017193 | 0.063804
Econ | Electrical and Electronic Equip. | Motors Pumps | Motors Pumps | TRC | New | NN275 | Plant Energy Management | Plant Energy Management | NonEquip | 10.5 | Motors Pumps | 27.36% | Tech/Econ | 12% | 75.6916 | MachineDrives | 0.010193 | 0.0099235 | 0.023178
Econ | Electrical and Electronic Equip. | Motors Pumps | Motors Pumps | TRC | New | NN273 | Motor Optimization | Motor Optimization | NonEquip | 10 | Motors Pumps | 87.54% | Tech/Econ | 10.68% | 14.4705 | MachineDrives | 0.0019486 | 0.0018971 | 0.070953
Econ | Electrical and Electronic Equip. | Motors Pumps | Motors Pumps | TRC | New | NN271 | Motor Improved Controls | Motor Improved Controls | NonEquip | 15 | Motors Pumps | 33.67% | Tech/Econ | 1.792% | 13.3753 | MachineDrives | 0.0018011 | 0.0017536 | 0.063804
Econ | Electrical and Electronic Equip. | Motors Pumps | Motors Pumps | TRC | Existing | NE276 | Pump Improved Controls | Pump Improved Controls | NonEquip | 15 | Motors Pumps | 32.82% | Tech/Econ | 1.792% | 21795.3705 | MachineDrives | 2.935 | 2.8575 | 0.063804
Econ | Electrical and Electronic Equip. | Motors Pumps | Motors Pumps | TRC | Existing | NE274 | Plant Energy Management | Plant Energy Management | NonEquip | 10.5 | Motors Pumps | 27.36% | Tech/Econ | 12% | 125799.3668 | MachineDrives | 16.9403 | 16.4928 | 0.023178
Econ | Electrical and Electronic Equip. | Motors Pumps | Motors Pumps | TRC | Existing | NE272 | Motor Optimization | Motor Optimization | NonEquip | 10 | Motors Pumps | 87.54% | Tech/Econ | 10.68% | 342184.5559 | MachineDrives | 46.0789 | 44.8619 | 0.070953
Econ | Electrical and Electronic Equip. | Motors Pumps | Motors Pumps | TRC | Existing | NE270 | Motor Improved Controls | Motor Improved Controls | NonEquip | 15 | Motors Pumps | 33.67% | Tech/Econ | 1.792% | 22229.7122 | MachineDrives | 2.9935 | 2.9144 | 0.063804
Econ | Electrical and Electronic Equip. | Motors Pumps | Motors Pumps | TRC | Turnover | ET269 | Motor Equipment Upgrades | Motor Equipment Upgrades | Equip | 10 | Motors Pumps | 87.54% | Tech/Econ | 1.253% | 36405.9496 | MachineDrives | 4.9025 | 4.773 | 0.16441
Econ | Electrical and Electronic Equip. | Motors Pumps | Motors Pumps | TRC | New | EN268 | Motor Equipment Upgrades | Motor Equipment Upgrades | Equip | 10 | Motors Pumps | 87.54% | Tech/Econ | 1.253% | 0 | MachineDrives | 0 | 0 | 0.16441
Econ | Electrical and Electronic Equip. | Motors Fans Blowers | Motors Fans Blowers | TRC | New | NN266 | Plant Energy Management | Plant Energy Management | NonEquip | 10.5 | Motors Fans Blowers | 27.36% | Tech/Econ | 12% | 36.0436 | MachineDrives | 0.0048537 | 0.0047255 | 0.023178
Econ | Electrical and Electronic Equip. | Motors Fans Blowers | Motors Fans Blowers | TRC | New | NN264 | Fan Improved Controls | Fan Improved Controls | NonEquip | 15 | Motors Fans Blowers | 87.54% | Tech/Econ | 15.88% | 122.4574 | MachineDrives | 0.01649 | 0.016055 | 0.024602
Econ | Electrical and Electronic Equip. | Motors Fans Blowers | Motors Fans Blowers | TRC | Existing | NE265 | Plant Energy Management | Plant Energy Management | NonEquip | 10.5 | Motors Fans Blowers | 27.36% | Tech/Econ | 12% | 59904.4605 | MachineDrives | 8.0668 | 7.8537 | 0.023178
Econ | Electrical and Electronic Equip. | Motors Fans Blowers | Motors Fans Blowers | TRC | Existing | NE263 | Fan Improved Controls | Fan Improved Controls | NonEquip | 15 | Motors Fans Blowers | 87.54% | Tech/Econ | 15.88% | 245282.052 | MachineDrives | 33.0299 | 32.1576 | 0.024602
Econ | Electrical and Electronic Equip. | Industrial Lighting | Industrial Lighting | TRC | New | NN262 | Lighting Controls | Lighting Controls | NonEquip | 10 | Industrial Lighting | 30% | Tech/Econ | 15.17% | 62.7254 | Lighting | 0.0089533 | 0.0087028 | 0.14448
Econ | Electrical and Electronic Equip. | Industrial Lighting | Industrial Lighting | TRC | Existing | NE261 | Lighting Controls | Lighting Controls | NonEquip | 10 | Industrial Lighting | 30% | Tech/Econ | 15.17% | 104249.603 | Lighting | 14.8803 | 14.4641 | 0.14448
Econ | Electrical and Electronic Equip. | Industrial Lighting | Industrial Lighting | TRC | Turnover | ET260 | Efficient Lighting - Other Interior Lighting | Efficient Lighting - Other Interior Lighting | Equip | 14.4667 | Industrial Lighting | 69.19% | Tech/Econ | 38.99% | 532852.8582 | Lighting | 76.058 | 73.9304 | 0.39837
Econ | Electrical and Electronic Equip. | Industrial Lighting | Industrial Lighting | TRC | Turnover | ET257 | Efficient Lighting - High Bay | Efficient Lighting - High Bay | Equip | 13.6667 | Industrial Lighting | 20% | Tech/Econ | 48.41% | 211701.2 | Lighting | 30.2176 | 29.3724 | 0.21586
Econ | Electrical and Electronic Equip. | Industrial Lighting | Industrial Lighting | TRC | New | EN259 | Efficient Lighting - Other Interior Lighting | Efficient Lighting - Other Interior Lighting | Equip | 14.4667 | Industrial Lighting | 69.19% | Tech/Econ | 38.99% | 231.6718 | Lighting | 0.033068 | 0.032143 | 0.39837
Econ | Electrical and Electronic Equip. | Industrial Lighting | Industrial Lighting | TRC | New | EN256 | Efficient Lighting - High Bay | Efficient Lighting - High Bay | Equip | 13.6667 | Industrial Lighting | 20% | Tech/Econ | 48.41% | 127.3774 | Lighting | 0.018181 | 0.017673 | 0.21586
Econ | Electrical and Electronic Equip. | HVAC | HVAC | TRC | New | NN254 | HVAC Recommissioning | HVAC Recommissioning | NonEquip | 10 | HVAC | 22.26% | Tech/Econ | 6.681% | 53.9441 | HVAC | 0.0076845 | 0.0074981 | 0.035919
Econ | Electrical and Electronic Equip. | HVAC | HVAC | TRC | New | NN252 | HVAC Improved Controls | HVAC Improved Controls | NonEquip | 15 | HVAC | 22.26% | Tech/Econ | 5.529% | 43.9776 | HVAC | 0.0062648 | 0.0061128 | 0.136
Econ | Electrical and Electronic Equip. | HVAC | HVAC | TRC | New | NN247 | Building Envelope Improvements | Building Envelope Improvements | NonEquip | 15 | HVAC | 22.26% | Tech/Econ | 13.92% | 109.3422 | HVAC | 0.015576 | 0.015198 | 0.17391
Econ | Electrical and Electronic Equip. | HVAC | HVAC | TRC | Existing | NE253 | HVAC Recommissioning | HVAC Recommissioning | NonEquip | 10 | HVAC | 22.26% | Tech/Econ | 6.681% | 89655.0818 | HVAC | 12.7717 | 12.4618 | 0.035919
Econ | Electrical and Electronic Equip. | HVAC | HVAC | TRC | Existing | NE251 | HVAC Improved Controls | HVAC Improved Controls | NonEquip | 15 | HVAC | 22.26% | Tech/Econ | 5.529% | 73090.769 | HVAC | 10.412 | 10.1594 | 0.136
Econ | Electrical and Electronic Equip. | HVAC | HVAC | TRC | Existing | NE246 | Building Envelope Improvements | Building Envelope Improvements | NonEquip | 15 | HVAC | 22.26% | Tech/Econ | 13.92% | 181726.6737 | HVAC | 25.8876 | 25.2596 | 0.17391
Econ | Electrical and Electronic Equip. | HVAC | HVAC | TRC | Turnover | ET250 | HVAC Equipment Upgrades | HVAC Equipment Upgrades | Equip | 18 | HVAC | 22.26% | Tech/Econ | 12.46% | 157615.376 | HVAC | 22.4529 | 21.9081 | 0.1245
Econ | Electrical and Electronic Equip. | HVAC | HVAC | TRC | New | EN249 | HVAC Equipment Upgrades | HVAC Equipment Upgrades | Equip | 18 | HVAC | 22.26% | Tech/Econ | 12.46% | 94.8348 | HVAC | 0.01351 | 0.013182 | 0.1245
Econ | Electrical and Electronic Equip. | Exterior Lighting | Exterior Lighting | TRC | Turnover | ET243 | Efficient Lighting - Exterior | Efficient Lighting - Exterior | Equip | 13.6 | Exterior Lighting | 15.29% | Tech/Econ | 78.74% | 31383.0376 | Exterior | 0 | 0 | 0.1144
Econ | Electrical and Electronic Equip. | Exterior Lighting | Exterior Lighting | TRC | New | EN242 | Efficient Lighting - Exterior | Efficient Lighting - Exterior | Equip | 13.6 | Exterior Lighting | 15.29% | Tech/Econ | 78.74% | 18.8827 | Exterior | 0 | 0 | 0.1144
Econ | Electrical and Electronic Equip. | Compressed Air | Compressed Air | TRC | New | NN240 | Plant Energy Management | Plant Energy Management | NonEquip | 10.5 | Compressed Air | 27.36% | Tech/Econ | 12% | 8.0998 | MachineDrives | 0.0010907 | 0.0010619 | 0.023178
Econ | Electrical and Electronic Equip. | Compressed Air | Compressed Air | TRC | New | NN238 | Compressed Air System Optimization | Compressed Air System Optimization | NonEquip | 10 | Compressed Air | 25.94% | Tech/Econ | 10.72% | 0 | MachineDrives | 0 | 0 | 0.048234
Econ | Electrical and Electronic Equip. | Compressed Air | Compressed Air | TRC | New | NN233 | Compressed Air Controls | Compressed Air Controls | NonEquip | 12.5 | Compressed Air | 87.54% | Tech/Econ | 1.483% | 7.1267 | MachineDrives | 0.00095969 | 0.00093434 | 0.030674
Econ | Electrical and Electronic Equip. | Compressed Air | Compressed Air | TRC | Existing | NE239 | Plant Energy Management | Plant Energy Management | NonEquip | 10.5 | Compressed Air | 27.36% | Tech/Econ | 12% | 29563.3035 | MachineDrives | 3.981 | 3.8759 | 0.023178
Econ | Electrical and Electronic Equip. | Compressed Air | Compressed Air | TRC | Existing | NE237 | Compressed Air System Optimization | Compressed Air System Optimization | NonEquip | 10 | Compressed Air | 25.94% | Tech/Econ | 10.72% | 22876.406 | MachineDrives | 3.0806 | 2.9992 | 0.048234
Econ | Electrical and Electronic Equip. | Compressed Air | Compressed Air | TRC | Existing | NE232 | Compressed Air Controls | Compressed Air Controls | NonEquip | 12.5 | Compressed Air | 87.54% | Tech/Econ | 1.483% | 11844.5485 | MachineDrives | 1.595 | 1.5529 | 0.030674
Econ | Electrical and Electronic Equip. | Compressed Air | Compressed Air | TRC | Turnover | ET236 | Compressed Air Equipment | Compressed Air Equipment | Equip | 15 | Compressed Air | 87.54% | Tech/Econ | 6.339% | 48319.2376 | MachineDrives | 6.5067 | 6.3349 | 0.038234
Econ | Electrical and Electronic Equip. | Compressed Air | Compressed Air | TRC | New | EN235 | Compressed Air Equipment | Compressed Air Equipment | Equip | 15 | Compressed Air | 87.54% | Tech/Econ | 6.339% | 0 | MachineDrives | 0 | 0 | 0.038234
Econ | Lumber/Furniture/Pulp/Paper | Process Specific | Process Specific | TRC | New | NN372 | Process Other Systems Optimization | Process Other Systems Optimization | NonEquip | 5.3333 | Process Specific | 26.34% | Tech/Econ | 1.054% | 14.2985 | ProcessHeating | 0.0019685 | 0.00192 | 0.11789
Econ | Lumber/Furniture/Pulp/Paper | Process Specific | Process Specific | TRC | New | NN367 | Plant Energy Management | Plant Energy Management | NonEquip | 10.5 | Process Specific | 24.68% | Tech/Econ | 31% | 385.2978 | ProcessHeating | 0.053045 | 0.051737 | 0.12074
Econ | Lumber/Furniture/Pulp/Paper | Process Specific | Process Specific | TRC | Existing | NE371 | Process Other Systems Optimization | Process Other Systems Optimization | NonEquip | 5.3333 | Process Specific | 26.34% | Tech/Econ | 1.054% | 23764.0812 | ProcessHeating | 3.2717 | 3.191 | 0.11789
Econ | Lumber/Furniture/Pulp/Paper | Process Specific | Process Specific | TRC | Existing | NE366 | Plant Energy Management | Plant Energy Management | NonEquip | 10.5 | Process Specific | 24.68% | Tech/Econ | 31% | 640364.9952 | ProcessHeating | 88.1605 | 85.9867 | 0.12074
Econ | Lumber/Furniture/Pulp/Paper | Process Specific | Process Specific | TRC | Turnover | ET370 | Process Other Equipment Upgrades | Process Other Equipment Upgrades | Equip | 10 | Process Specific | 5.929% | Tech/Econ | 32.5% | 164448.0528 | ProcessHeating | 22.6399 | 22.0817 | 0.087478
Econ | Lumber/Furniture/Pulp/Paper | Process Specific | Process Specific | TRC | New | EN369 | Process Other Equipment Upgrades | Process Other Equipment Upgrades | Equip | 10 | Process Specific | 5.929% | Tech/Econ | 32.5% | 98.9459 | ProcessHeating | 0.013622 | 0.013286 | 0.087478
Econ | Lumber/Furniture/Pulp/Paper | Process Heating | Process Heating | TRC | New | NN365 | Process Heat System Optimization | Process Heat System Optimization | NonEquip | 2 | Process Heating | 4.488% | Tech/Econ | 15.81% | 62.6255 | ProcessHeating | 0.0086218 | 0.0084092 | 0.28496
Econ | Lumber/Furniture/Pulp/Paper | Process Heating | Process Heating | TRC | New | NN363 | Process Heat Improved Controls | Process Heat Improved Controls | NonEquip | 15 | Process Heating | 17.47% | Tech/Econ | 2.283% | 35.3428 | ProcessHeating | 0.0048657 | 0.0047458 | 0.89743
Econ | Lumber/Furniture/Pulp/Paper | Process Heating | Process Heating | TRC | New | NN361 | Plant Energy Management | Plant Energy Management | NonEquip | 10.5 | Process Heating | 24.68% | Tech/Econ | 31% | 734.162 | ProcessHeating | 0.10107 | 0.098582 | 0.12074
Econ | Lumber/Furniture/Pulp/Paper | Process Heating | Process Heating | TRC | Existing | NE364 | Process Heat System Optimization | Process Heat System Optimization | NonEquip | 2 | Process Heating | 4.488% | Tech/Econ | 15.81% | 104083.6114 | ProcessHeating | 14.3294 | 13.9761 | 0.28496
Econ | Lumber/Furniture/Pulp/Paper | Process Heating | Process Heating | TRC | Existing | NE362 | Process Heat Improved Controls | Process Heat Improved Controls | NonEquip | 15 | Process Heating | 17.47% | Tech/Econ | 2.283% | 58739.8092 | ProcessHeating | 8.0868 | 7.8874 | 0.89743
Econ | Lumber/Furniture/Pulp/Paper | Process Heating | Process Heating | TRC | Existing | NE360 | Plant Energy Management | Plant Energy Management | NonEquip | 10.5 | Process Heating | 24.68% | Tech/Econ | 31% | 1220177.28 | ProcessHeating | 167.9845 | 163.8426 | 0.12074
Econ | Lumber/Furniture/Pulp/Paper | Process Cooling | Process Cooling | TRC | New | NN356 | Process Refrig Controls | Process Refrig Controls | NonEquip | 15 | Process Cooling | 33.05% | Tech/Econ | 6% | 151.3135 | ProcessHeating | 0.020832 | 0.020318 | 0.88
Econ | Lumber/Furniture/Pulp/Paper | Process Cooling | Process Cooling | TRC | New | NN354 | Plant Energy Management | Plant Energy Management | NonEquip | 10.5 | Process Cooling | 24.68% | Tech/Econ | 31% | 636.2392 | ProcessHeating | 0.087592 | 0.085433 | 0.12074
Econ | Lumber/Furniture/Pulp/Paper | Process Cooling | Process Cooling | TRC | Existing | NE355 | Process Refrig Controls | Process Refrig Controls | NonEquip | 15 | Process Cooling | 33.05% | Tech/Econ | 6% | 251483.0555 | ProcessHeating | 34.6222 | 33.7686 | 0.88
Econ | Lumber/Furniture/Pulp/Paper | Process Cooling | Process Cooling | TRC | Existing | NE353 | Plant Energy Management | Plant Energy Management | NonEquip | 10.5 | Process Cooling | 24.68% | Tech/Econ | 31% | 1057429.537 | ProcessHeating | 145.5786 | 141.9892 | 0.12074
Econ | Lumber/Furniture/Pulp/Paper | Process Cooling | Process Cooling | TRC | Turnover | ET359 | Process Refrig Equipment Upgrade | Process Refrig Equipment Upgrade | Equip | 10 | Process Cooling | 21% | Tech/Econ | 2.956% | 79217.0344 | ProcessHeating | 10.906 | 10.6371 | 0.23937
Econ | Lumber/Furniture/Pulp/Paper | Process Cooling | Process Cooling | TRC | New | EN358 | Process Refrig Equipment Upgrade | Process Refrig Equipment Upgrade | Equip | 10 | Process Cooling | 21% | Tech/Econ | 2.956% | 47.6637 | ProcessHeating | 0.006562 | 0.0064002 | 0.23937
Econ | Lumber/Furniture/Pulp/Paper | Other | Other | TRC | New | NN352 | Plant Energy Management | Plant Energy Management | NonEquip | 10.5 | Other | 24.68% | Tech/Econ | 31% | 628.5004 | Other | 0.090669 | 0.092216 | 0.12074
Econ | Lumber/Furniture/Pulp/Paper | Other | Other | TRC | Existing | NE351 | Plant Energy Management | Plant Energy Management | NonEquip | 10.5 | Other | 24.68% | Tech/Econ | 31% | 1044567.664 | Other | 150.6927 | 153.2631 | 0.12074
Econ | Lumber/Furniture/Pulp/Paper | Motors Pumps | Motors Pumps | TRC | New | NN350 | Pump System Optimization | Pump System Optimization | NonEquip | 10 | Motors Pumps | 15.43% | Tech/Econ | 43.19% | 0 | MachineDrives | 0 | 0 | 0.25304
Econ | Lumber/Furniture/Pulp/Paper | Motors Pumps | Motors Pumps | TRC | New | NN348 | Pump Improved Controls | Pump Improved Controls | NonEquip | 15 | Motors Pumps | 33.81% | Tech/Econ | 1.792% | 454.0422 | MachineDrives | 0.061142 | 0.059527 | 0.063804
Econ | Lumber/Furniture/Pulp/Paper | Motors Pumps | Motors Pumps | TRC | New | NN343 | Plant Energy Management | Plant Energy Management | NonEquip | 10.5 | Motors Pumps | 24.68% | Tech/Econ | 31% | 0 | MachineDrives | 0 | 0 | 0.12074
Econ | Lumber/Furniture/Pulp/Paper | Motors Pumps | Motors Pumps | TRC | New | NN341 | Motor Optimization | Motor Optimization | NonEquip | 10 | Motors Pumps | 47.02% | Tech/Econ | 7.779% | 0 | MachineDrives | 0 | 0 | 0.078743
Econ | Lumber/Furniture/Pulp/Paper | Motors Pumps | Motors Pumps | TRC | New | NN339 | Motor Improved Controls | Motor Improved Controls | NonEquip | 15 | Motors Pumps | 59.74% | Tech/Econ | 1.346% | 607.2359 | MachineDrives | 0.081771 | 0.079611 | 0.049216
Econ | Lumber/Furniture/Pulp/Paper | Motors Pumps | Motors Pumps | TRC | Existing | NE349 | Pump System Optimization | Pump System Optimization | NonEquip | 10 | Motors Pumps | 15.43% | Tech/Econ | 43.19% | 7181277.987 | MachineDrives | 967.0386 | 941.497 | 0.25304
Econ | Lumber/Furniture/Pulp/Paper | Motors Pumps | Motors Pumps | TRC | Existing | NE347 | Pump Improved Controls | Pump Improved Controls | NonEquip | 15 | Motors Pumps | 33.81% | Tech/Econ | 1.792% | 754618.173 | MachineDrives | 101.6177 | 98.9338 | 0.063804
Econ | Lumber/Furniture/Pulp/Paper | Motors Pumps | Motors Pumps | TRC | Existing | NE342 | Plant Energy Management | Plant Energy Management | NonEquip | 10.5 | Motors Pumps | 24.68% | Tech/Econ | 31% | 8926561.648 | MachineDrives | 1202.0604 | 1170.3114 | 0.12074
Econ | Lumber/Furniture/Pulp/Paper | Motors Pumps | Motors Pumps | TRC | Existing | NE340 | Motor Optimization | Motor Optimization | NonEquip | 10 | Motors Pumps | 47.02% | Tech/Econ | 7.779% | 4429603.039 | MachineDrives | 596.4951 | 580.7404 | 0.078743
Econ | Lumber/Furniture/Pulp/Paper | Motors Pumps | Motors Pumps | TRC | Existing | NE338 | Motor Improved Controls | Motor Improved Controls | NonEquip | 15 | Motors Pumps | 59.74% | Tech/Econ | 1.346% | 1009226.061 | MachineDrives | 135.9035 | 132.314 | 0.049216
Econ | Lumber/Furniture/Pulp/Paper | Motors Pumps | Motors Pumps | TRC | Turnover | ET346 | Pump Equipment Upgrade | Pump Equipment Upgrade | Equip | 15 | Motors Pumps | 54.35% | Tech/Econ | 9.741% | 5323646.544 | MachineDrives | 716.888 | 697.9534 | 0.31607
Econ | Lumber/Furniture/Pulp/Paper | Motors Pumps | Motors Pumps | TRC | Turnover | ET337 | Motor Equipment Upgrades | Motor Equipment Upgrades | Equip | 10 | Motors Pumps | 78.03% | Tech/Econ | 2.764% | 2669645.143 | MachineDrives | 359.4973 | 350.0022 | 0.06562
Econ | Lumber/Furniture/Pulp/Paper | Motors Pumps | Motors Pumps | TRC | New | EN345 | Pump Equipment Upgrade | Pump Equipment Upgrade | Equip | 15 | Motors Pumps | 54.35% | Tech/Econ | 9.741% | 0 | MachineDrives | 0 | 0 | 0.31607
Econ | Lumber/Furniture/Pulp/Paper | Motors Pumps | Motors Pumps | TRC | New | EN336 | Motor Equipment Upgrades | Motor Equipment Upgrades | Equip | 10 | Motors Pumps | 78.03% | Tech/Econ | 2.764% | 132.8802 | MachineDrives | 0.017894 | 0.017421 | 0.06562
Econ | Lumber/Furniture/Pulp/Paper | Motors Fans Blowers | Motors Fans Blowers | TRC | New | NN334 | Plant Energy Management | Plant Energy Management | NonEquip | 10.5 | Motors Fans Blowers | 24.68% | Tech/Econ | 31% | 440.7315 | MachineDrives | 0.059349 | 0.057782 | 0.12074
Econ | Lumber/Furniture/Pulp/Paper | Motors Fans Blowers | Motors Fans Blowers | TRC | New | NN332 | Fan System Optimization | Fan System Optimization | NonEquip | 10 | Motors Fans Blowers | 44.53% | Tech/Econ | 20.43% | 3007.7321 | MachineDrives | 0.40502 | 0.39433 | 0.03506
Econ | Lumber/Furniture/Pulp/Paper | Motors Fans Blowers | Motors Fans Blowers | TRC | New | NN330 | Fan Improved Controls | Fan Improved Controls | NonEquip | 15 | Motors Fans Blowers | 50.74% | Tech/Econ | 15.88% | 2898.189 | MachineDrives | 0.39027 | 0.37997 | 0.024602
Econ | Lumber/Furniture/Pulp/Paper | Motors Fans Blowers | Motors Fans Blowers | TRC | Existing | NE333 | Plant Energy Management | Plant Energy Management | NonEquip | 10.5 | Motors Fans Blowers | 24.68% | Tech/Econ | 31% | 3822643.782 | MachineDrives | 514.7613 | 501.1654 | 0.12074
Econ | Lumber/Furniture/Pulp/Paper | Motors Fans Blowers | Motors Fans Blowers | TRC | Existing | NE331 | Fan System Optimization | Fan System Optimization | NonEquip | 10 | Motors Fans Blowers | 44.53% | Tech/Econ | 20.43% | 4998850.69 | MachineDrives | 673.1506 | 655.3712 | 0.03506
Econ | Lumber/Furniture/Pulp/Paper | Motors Fans Blowers | Motors Fans Blowers | TRC | Existing | NE329 | Fan Improved Controls | Fan Improved Controls | NonEquip | 15 | Motors Fans Blowers | 50.74% | Tech/Econ | 15.88% | 4816790.043 | MachineDrives | 648.6341 | 631.5023 | 0.024602
Econ | Lumber/Furniture/Pulp/Paper | Motors Fans Blowers | Motors Fans Blowers | TRC | Turnover | ET328 | Fan Equipment Upgrades | Fan Equipment Upgrades | Equip | 15 | Motors Fans Blowers | 29.97% | Tech/Econ | 19.42% | 2685669.175 | MachineDrives | 361.6551 | 352.103 | 0.23152
Econ | Lumber/Furniture/Pulp/Paper | Motors Fans Blowers | Motors Fans Blowers | TRC | New | EN327 | Fan Equipment Upgrades | Fan Equipment Upgrades | Equip | 15 | Motors Fans Blowers | 29.97% | Tech/Econ | 19.42% | 0 | MachineDrives | 0 | 0 | 0.23152
Econ | Lumber/Furniture/Pulp/Paper | Industrial Lighting | Industrial Lighting | TRC | New | NN325 | Lighting Controls | Lighting Controls | NonEquip | 10 | Industrial Lighting | 30% | Tech/Econ | 19.92% | 1078.2289 | Lighting | 0.1539 | 0.1496 | 0.17451
Econ | Lumber/Furniture/Pulp/Paper | Industrial Lighting | Industrial Lighting | TRC | Existing | NE324 | Lighting Controls | Lighting Controls | NonEquip | 10 | Industrial Lighting | 30% | Tech/Econ | 19.92% | 1792016.511 | Lighting | 255.7875 | 248.6324 | 0.17451
Econ | Lumber/Furniture/Pulp/Paper | Industrial Lighting | Industrial Lighting | TRC | Turnover | ET323 | Efficient Lighting - Other Interior Lighting | Efficient Lighting - Other Interior Lighting | Equip | 14.4667 | Industrial Lighting | 40.46% | Tech/Econ | 38.99% | 4017144.614 | Lighting | 573.3962 | 557.3565 | 0.39837
Econ | Lumber/Furniture/Pulp/Paper | Industrial Lighting | Industrial Lighting | TRC | Turnover | ET320 | Efficient Lighting - High Bay | Efficient Lighting - High Bay | Equip | 13.6667 | Industrial Lighting | 20% | Tech/Econ | 48.41% | 2729193.621 | Lighting | 389.5576 | 378.6605 | 0.21586
Econ | Lumber/Furniture/Pulp/Paper | Industrial Lighting | Industrial Lighting | TRC | New | EN322 | Efficient Lighting - Other Interior Lighting | Efficient Lighting - Other Interior Lighting | Equip | 14.4667 | Industrial Lighting | 40.46% | Tech/Econ | 38.99% | 2417.0545 | Lighting | 0.345 | 0.33535 | 0.39837
Econ | Lumber/Furniture/Pulp/Paper | Industrial Lighting | Industrial Lighting | TRC | New | EN319 | Efficient Lighting - High Bay | Efficient Lighting - High Bay | Equip | 13.6667 | Industrial Lighting | 20% | Tech/Econ | 48.41% | 1642.1141 | Lighting | 0.23439 | 0.22783 | 0.21586
Econ | Lumber/Furniture/Pulp/Paper | HVAC | HVAC | TRC | New | NN317 | HVAC Improved Controls | HVAC Improved Controls | NonEquip | 15 | HVAC | 45.36% | Tech/Econ | 17.37% | 2396.5402 | HVAC | 0.3414 | 0.33311 | 0.017189
Econ | Lumber/Furniture/Pulp/Paper | HVAC | HVAC | TRC | Existing | NE316 | HVAC Improved Controls | HVAC Improved Controls | NonEquip | 15 | HVAC | 45.36% | Tech/Econ | 17.37% | 3983049.91 | HVAC | 567.4001 | 553.6341 | 0.017189
Econ | Lumber/Furniture/Pulp/Paper | HVAC | HVAC | TRC | Turnover | ET315 | HVAC Equipment Upgrades | HVAC Equipment Upgrades | Equip | 18 | HVAC | 5.166% | Tech/Econ | 12.46% | 299747.4899 | HVAC | 42.7001 | 41.6642 | 0.1245
Econ | Lumber/Furniture/Pulp/Paper | HVAC | HVAC | TRC | New | EN314 | HVAC Equipment Upgrades | HVAC Equipment Upgrades | Equip | 18 | HVAC | 5.166% | Tech/Econ | 12.46% | 180.3535 | HVAC | 0.025692 | 0.025069 | 0.1245
Econ | Lumber/Furniture/Pulp/Paper | Exterior Lighting | Exterior Lighting | TRC | Turnover | ET310 | Efficient Lighting - Exterior | Efficient Lighting - Exterior | Equip | 13.6 | Exterior Lighting | 15.29% | Tech/Econ | 78.74% | 410719.4515 | Exterior | 0 | 0 | 0.1144
Econ | Lumber/Furniture/Pulp/Paper | Exterior Lighting | Exterior Lighting | TRC | New | EN309 | Efficient Lighting - Exterior | Efficient Lighting - Exterior | Equip | 13.6 | Exterior Lighting | 15.29% | Tech/Econ | 78.74% | 247.1236 | Exterior | 0 | 0 | 0.1144
Econ | Lumber/Furniture/Pulp/Paper | Compressed Air | Compressed Air | TRC | New | NN307 | Plant Energy Management | Plant Energy Management | NonEquip | 10.5 | Compressed Air | 24.68% | Tech/Econ | 31% | 0 | MachineDrives | 0 | 0 | 0.12074
Econ | Lumber/Furniture/Pulp/Paper | Compressed Air | Compressed Air | TRC | New | NN305 | Compressed Air System Optimization | Compressed Air System Optimization | NonEquip | 10 | Compressed Air | 25.94% | Tech/Econ | 10.33% | 405.2988 | MachineDrives | 0.054578 | 0.053136 | 0.049078
Econ | Lumber/Furniture/Pulp/Paper | Compressed Air | Compressed Air | TRC | New | NN300 | Compressed Air Controls | Compressed Air Controls | NonEquip | 12.5 | Compressed Air | 78.03% | Tech/Econ | 0.8316% | 116.6984 | MachineDrives | 0.015715 | 0.0153 | 0.03409
Econ | Lumber/Furniture/Pulp/Paper | Compressed Air | Compressed Air | TRC | Existing | NE306 | Plant Energy Management | Plant Energy Management | NonEquip | 10.5 | Compressed Air | 24.68% | Tech/Econ | 31% | 2211133.856 | MachineDrives | 297.7537 | 289.8893 | 0.12074
Econ | Lumber/Furniture/Pulp/Paper | Compressed Air | Compressed Air | TRC | Existing | NE304 | Compressed Air System Optimization | Compressed Air System Optimization | NonEquip | 10 | Compressed Air | 25.94% | Tech/Econ | 10.33% | 795426.5856 | MachineDrives | 107.113 | 104.2839 | 0.049078
Econ | Lumber/Furniture/Pulp/Paper | Compressed Air | Compressed Air | TRC | Existing | NE299 | Compressed Air Controls | Compressed Air Controls | NonEquip | 12.5 | Compressed Air | 78.03% | Tech/Econ | 0.8316% | 193952.7564 | MachineDrives | 26.1179 | 25.4281 | 0.03409
Econ | Lumber/Furniture/Pulp/Paper | Compressed Air | Compressed Air | TRC | Turnover | ET303 | Compressed Air Equipment | Compressed Air Equipment | Equip | 15 | Compressed Air | 53.07% | Tech/Econ | 25.77% | 3649027.873 | MachineDrives | 491.382 | 478.4036 | 0.14555
Econ | Lumber/Furniture/Pulp/Paper | Compressed Air | Compressed Air | TRC | New | EN302 | Compressed Air Equipment | Compressed Air Equipment | Equip | 15 | Compressed Air | 53.07% | Tech/Econ | 25.77% | 0 | MachineDrives | 0 | 0 | 0.14555
Econ | Metal Products and Machinery | Process Specific | Process Specific | TRC | New | NN452 | Process Other Systems Optimization | Process Other Systems Optimization | NonEquip | 5.3333 | Process Specific | 22.87% | Tech/Econ | 13.86% | 64.6934 | ProcessHeating | 0.0089065 | 0.0086869 | 0.17739
Econ | Metal Products and Machinery | Process Specific | Process Specific | TRC | New | NN450 | Plant Energy Management | Plant Energy Management | NonEquip | 10.5 | Process Specific | 23.15% | Tech/Econ | 16.13% | 79.1889 | ProcessHeating | 0.010902 | 0.010633 | 0.044397
Econ | Metal Products and Machinery | Process Specific | Process Specific | TRC | Existing | NE451 | Process Other Systems Optimization | Process Other Systems Optimization | NonEquip | 5.3333 | Process Specific | 22.87% | Tech/Econ | 13.86% | 107520.3528 | ProcessHeating | 14.8026 | 14.4376 | 0.17739
Econ | Metal Products and Machinery | Process Specific | Process Specific | TRC | Existing | NE449 | Plant Energy Management | Plant Energy Management | NonEquip | 10.5 | Process Specific | 23.15% | Tech/Econ | 16.13% | 131611.9431 | ProcessHeating | 18.1193 | 17.6725 | 0.044397
Econ | Metal Products and Machinery | Process Heating | Process Heating | TRC | New | NN448 | Process Heat System Optimization | Process Heat System Optimization | NonEquip | 2 | Process Heating | 7.401% | Tech/Econ | 5.703% | 17.6092 | ProcessHeating | 0.0024243 | 0.0023645 | 0.1927
Econ | Metal Products and Machinery | Process Heating | Process Heating | TRC | New | NN446 | Process Heat Improved Controls | Process Heat Improved Controls | NonEquip | 15 | Process Heating | 7.401% | Tech/Econ | 2.685% | 8.306 | ProcessHeating | 0.0011435 | 0.0011153 | 0.89963
Econ | Metal Products and Machinery | Process Heating | Process Heating | TRC | New | NN441 | Plant Energy Management | Plant Energy Management | NonEquip | 10.5 | Process Heating | 23.15% | Tech/Econ | 17.94% | 185.29 | ProcessHeating | 0.025509 | 0.02488 | 0.053695
Econ | Metal Products and Machinery | Process Heating | Process Heating | TRC | Existing | NE447 | Process Heat System Optimization | Process Heat System Optimization | NonEquip | 2 | Process Heating | 7.401% | Tech/Econ | 5.703% | 29266.5549 | ProcessHeating | 4.0292 | 3.9298 | 0.1927
Econ | Metal Products and Machinery | Process Heating | Process Heating | TRC | Existing | NE445 | Process Heat Improved Controls | Process Heat Improved Controls | NonEquip | 15 | Process Heating | 7.401% | Tech/Econ | 2.685% | 13804.638 | ProcessHeating | 1.9005 | 1.8537 | 0.89963
Econ | Metal Products and Machinery | Process Heating | Process Heating | TRC | Existing | NE440 | Plant Energy Management | Plant Energy Management | NonEquip | 10.5 | Process Heating | 23.15% | Tech/Econ | 17.94% | 307952.0094 | ProcessHeating | 42.3964 | 41.3511 | 0.053695
Econ | Metal Products and Machinery | Process Heating | Process Heating | TRC | Turnover | ET444 | Process Heat Equipment Upgrade | Process Heat Equipment Upgrade | Equip | 10 | Process Heating | 7.861% | Tech/Econ | 28.4% | 158638.5698 | ProcessHeating | 21.8401 | 21.3016 | 0.10225
Econ | Metal Products and Machinery | Process Heating | Process Heating | TRC | New | EN443 | Process Heat Equipment Upgrade | Process Heat Equipment Upgrade | Equip | 10 | Process Heating | 7.861% | Tech/Econ | 28.4% | 95.4504 | ProcessHeating | 0.013141 | 0.012817 | 0.10225
Econ | Metal Products and Machinery | Process Cooling | Process Cooling | TRC | New | NN439 | Process Refrig System Optimization | Process Refrig System Optimization | NonEquip | 4.6667 | Process Cooling | 0.5751% | Tech/Econ | 12.71% | 0.73111 | ProcessHeating | 0.00010065 | 9.8172e-05 | 0.0055642
Econ | Metal Products and Machinery | Process Cooling | Process Cooling | TRC | New | NN434 | Process Refrig Controls | Process Refrig Controls | NonEquip | 15 | Process Cooling | 17.9% | Tech/Econ | 5.13% | 8.4823 | ProcessHeating | 0.0011678 | 0.001139 | 0.59503
Econ | Metal Products and Machinery | Process Cooling | Process Cooling | TRC | New | NN432 | Plant Energy Management | Plant Energy Management | NonEquip | 10.5 | Process Cooling | 23.15% | Tech/Econ | 32.81% | 75.9314 | ProcessHeating | 0.010454 | 0.010196 | 0.13003
Econ | Metal Products and Machinery | Process Cooling | Process Cooling | TRC | Existing | NE438 | Process Refrig System Optimization | Process Refrig System Optimization | NonEquip | 4.6667 | Process Cooling | 0.5751% | Tech/Econ | 12.71% | 1215.1108 | ProcessHeating | 0.16729 | 0.16316 | 0.0055642
Econ | Metal Products and Machinery | Process Cooling | Process Cooling | TRC | Existing | NE433 | Process Refrig Controls | Process Refrig Controls | NonEquip | 15 | Process Cooling | 17.9% | Tech/Econ | 5.13% | 14097.5622 | ProcessHeating | 1.9408 | 1.893 | 0.59503
Econ | Metal Products and Machinery | Process Cooling | Process Cooling | TRC | Existing | NE431 | Plant Energy Management | Plant Energy Management | NonEquip | 10.5 | Process Cooling | 23.15% | Tech/Econ | 32.81% | 126197.9175 | ProcessHeating | 17.3739 | 16.9456 | 0.13003
Econ | Metal Products and Machinery | Process Cooling | Process Cooling | TRC | Turnover | ET437 | Process Refrig Equipment Upgrade | Process Refrig Equipment Upgrade | Equip | 10 | Process Cooling | 21% | Tech/Econ | 16.76% | 53538.0885 | ProcessHeating | 7.3707 | 7.189 | 0.19556
Econ | Metal Products and Machinery | Process Cooling | Process Cooling | TRC | New | EN436 | Process Refrig Equipment Upgrade | Process Refrig Equipment Upgrade | Equip | 10 | Process Cooling | 21% | Tech/Econ | 16.76% | 32.213 | ProcessHeating | 0.0044348 | 0.0043255 | 0.19556
Econ | Metal Products and Machinery | Other | Other | TRC | New | NN430 | Plant Energy Management | Plant Energy Management | NonEquip | 10.5 | Other | 23.15% | Tech/Econ | 27.13% | 86.5859 | Other | 0.012491 | 0.012704 | 0.10085
Econ | Metal Products and Machinery | Other | Other | TRC | Existing | NE429 | Plant Energy Management | Plant Energy Management | NonEquip | 10.5 | Other | 23.15% | Tech/Econ | 27.13% | 143905.7212 | Other | 20.7603 | 21.1144 | 0.10085
Econ | Metal Products and Machinery | Motors Pumps | Motors Pumps | TRC | New | NN428 | Pump System Optimization | Pump System Optimization | NonEquip | 10 | Motors Pumps | 52.41% | Tech/Econ | 1.929% | 44.8187 | MachineDrives | 0.0060353 | 0.0058759 | 0.029205
Econ | Metal Products and Machinery | Motors Pumps | Motors Pumps | TRC | New | NN426 | Pump Improved Controls | Pump Improved Controls | NonEquip | 15 | Motors Pumps | 33.67% | Tech/Econ | 1.792% | 43.1329 | MachineDrives | 0.0058083 | 0.0056549 | 0.063804
Econ | Metal Products and Machinery | Motors Pumps | Motors Pumps | TRC | New | NN421 | Plant Energy Management | Plant Energy Management | NonEquip | 10.5 | Motors Pumps | 23.15% | Tech/Econ | 29.07% | 0 | MachineDrives | 0 | 0 | 0.11085
Econ | Metal Products and Machinery | Motors Pumps | Motors Pumps | TRC | New | NN419 | Motor Optimization | Motor Optimization | NonEquip | 10 | Motors Pumps | 65.54% | Tech/Econ | 3.574% | 0 | MachineDrives | 0 | 0 | 0.081079
Econ | Metal Products and Machinery | Motors Pumps | Motors Pumps | TRC | New | NN417 | Motor Improved Controls | Motor Improved Controls | NonEquip | 15 | Motors Pumps | 33.63% | Tech/Econ | 1.274% | 30.7497 | MachineDrives | 0.0041408 | 0.0040314 | 0.045337
Econ | Metal Products and Machinery | Motors Pumps | Motors Pumps | TRC | Existing | NE427 | Pump System Optimization | Pump System Optimization | NonEquip | 10 | Motors Pumps | 52.41% | Tech/Econ | 1.929% | 119403.977 | MachineDrives | 16.0791 | 15.6544 | 0.029205
Econ | Metal Products and Machinery | Motors Pumps | Motors Pumps | TRC | Existing | NE425 | Pump Improved Controls | Pump Improved Controls | NonEquip | 15 | Motors Pumps | 33.67% | Tech/Econ | 1.792% | 71686.8578 | MachineDrives | 9.6534 | 9.3985 | 0.063804
Econ | Metal Products and Machinery | Motors Pumps | Motors Pumps | TRC | Existing | NE420 | Plant Energy Management | Plant Energy Management | NonEquip | 10.5 | Motors Pumps | 23.15% | Tech/Econ | 29.07% | 768120.9986 | MachineDrives | 103.436 | 100.704 | 0.11085
Econ | Metal Products and Machinery | Motors Pumps | Motors Pumps | TRC | Existing | NE418 | Motor Optimization | Motor Optimization | NonEquip | 10 | Motors Pumps | 65.54% | Tech/Econ | 3.574% | 273745.799 | MachineDrives | 36.8629 | 35.8893 | 0.081079
Econ | Metal Products and Machinery | Motors Pumps | Motors Pumps | TRC | Existing | NE416 | Motor Improved Controls | Motor Improved Controls | NonEquip | 15 | Motors Pumps | 33.63% | Tech/Econ | 1.274% | 51106.03 | MachineDrives | 6.882 | 6.7002 | 0.045337
Econ | Metal Products and Machinery | Motors Pumps | Motors Pumps | TRC | Turnover | ET424 | Pump Equipment Upgrade | Pump Equipment Upgrade | Equip | 15 | Motors Pumps | 74.82% | Tech/Econ | 3.821% | 304376.6779 | MachineDrives | 40.9877 | 39.9051 | 0.14691
Econ | Metal Products and Machinery | Motors Pumps | Motors Pumps | TRC | Turnover | ET415 | Motor Equipment Upgrades | Motor Equipment Upgrades | Equip | 10 | Motors Pumps | 29.32% | Tech/Econ | 1.441% | 43680.4705 | MachineDrives | 5.8821 | 5.7267 | 0.18316
Econ | Metal Products and Machinery | Motors Pumps | Motors Pumps | TRC | New | EN423 | Pump Equipment Upgrade | Pump Equipment Upgrade | Equip | 15 | Motors Pumps | 74.82% | Tech/Econ | 3.821% | 0 | MachineDrives | 0 | 0 | 0.14691
Econ | Metal Products and Machinery | Motors Pumps | Motors Pumps | TRC | New | EN414 | Motor Equipment Upgrades | Motor Equipment Upgrades | Equip | 10 | Motors Pumps | 29.32% | Tech/Econ | 1.441% | 0 | MachineDrives | 0 | 0 | 0.18316
Econ | Metal Products and Machinery | Motors Fans Blowers | Motors Fans Blowers | TRC | New | NN412 | Plant Energy Management | Plant Energy Management | NonEquip | 10.5 | Motors Fans Blowers | 23.15% | Tech/Econ | 29.07% | 153.6283 | MachineDrives | 0.020688 | 0.020141 | 0.11085
Econ | Metal Products and Machinery | Motors Fans Blowers | Motors Fans Blowers | TRC | New | NN410 | Fan System Optimization | Fan System Optimization | NonEquip | 10 | Motors Fans Blowers | 41.92% | Tech/Econ | 8.781% | 125.8298 | MachineDrives | 0.016944 | 0.016497 | 0.020613
Econ | Metal Products and Machinery | Motors Fans Blowers | Motors Fans Blowers | TRC | New | NN408 | Fan Improved Controls | Fan Improved Controls | NonEquip | 15 | Motors Fans Blowers | 40.91% | Tech/Econ | 15.88% | 213.8957 | MachineDrives | 0.028803 | 0.028043 | 0.024602
Econ | Metal Products and Machinery | Motors Fans Blowers | Motors Fans Blowers | TRC | Existing | NE411 | Plant Energy Management | Plant Energy Management | NonEquip | 10.5 | Motors Fans Blowers | 23.15% | Tech/Econ | 29.07% | 344308.6967 | MachineDrives | 46.365 | 45.1404 | 0.11085
Econ | Metal Products and Machinery | Motors Fans Blowers | Motors Fans Blowers | TRC | Existing | NE409 | Fan System Optimization | Fan System Optimization | NonEquip | 10 | Motors Fans Blowers | 41.92% | Tech/Econ | 8.781% | 209129.112 | MachineDrives | 28.1616 | 27.4177 | 0.020613
Econ | Metal Products and Machinery | Motors Fans Blowers | Motors Fans Blowers | TRC | Existing | NE407 | Fan Improved Controls | Fan Improved Controls | NonEquip | 15 | Motors Fans Blowers | 40.91% | Tech/Econ | 15.88% | 355494.6565 | MachineDrives | 47.8713 | 46.6069 | 0.024602
Econ | Metal Products and Machinery | Motors Fans Blowers | Motors Fans Blowers | TRC | Turnover | ET406 | Fan Equipment Upgrades | Fan Equipment Upgrades | Equip | 15 | Motors Fans Blowers | 75.75% | Tech/Econ | 3.821% | 138134.4135 | MachineDrives | 18.6013 | 18.11 | 0.14691
Econ | Metal Products and Machinery | Motors Fans Blowers | Motors Fans Blowers | TRC | New | EN405 | Fan Equipment Upgrades | Fan Equipment Upgrades | Equip | 15 | Motors Fans Blowers | 75.75% | Tech/Econ | 3.821% | 0 | MachineDrives | 0 | 0 | 0.14691
Econ | Metal Products and Machinery | Industrial Lighting | Industrial Lighting | TRC | New | NN403 | Lighting Controls | Lighting Controls | NonEquip | 10 | Industrial Lighting | 30% | Tech/Econ | 19.49% | 157.5859 | Lighting | 0.022493 | 0.021864 | 0.15916
Econ | Metal Products and Machinery | Industrial Lighting | Industrial Lighting | TRC | Existing | NE402 | Lighting Controls | Lighting Controls | NonEquip | 10 | Industrial Lighting | 30% | Tech/Econ | 19.49% | 261907.7896 | Lighting | 37.384 | 36.3383 | 0.15916
Econ | Metal Products and Machinery | Industrial Lighting | Industrial Lighting | TRC | Turnover | ET401 | Efficient Lighting - Other Interior Lighting | Efficient Lighting - Other Interior Lighting | Equip | 14.4667 | Industrial Lighting | 56.6% | Tech/Econ | 38.99% | 737650.8945 | Lighting | 105.2903 | 102.345 | 0.39837
Econ | Metal Products and Machinery | Industrial Lighting | Industrial Lighting | TRC | Turnover | ET398 | Efficient Lighting - High Bay | Efficient Lighting - High Bay | Equip | 13.6667 | Industrial Lighting | 42.84% | Tech/Econ | 48.41% | 874428.7649 | Lighting | 124.8136 | 121.3221 | 0.21586
Econ | Metal Products and Machinery | Industrial Lighting | Industrial Lighting | TRC | New | EN400 | Efficient Lighting - Other Interior Lighting | Efficient Lighting - Other Interior Lighting | Equip | 14.4667 | Industrial Lighting | 56.6% | Tech/Econ | 38.99% | 213.0178 | Lighting | 0.030406 | 0.029555 | 0.39837
Econ | Metal Products and Machinery | Industrial Lighting | Industrial Lighting | TRC | New | EN397 | Efficient Lighting - High Bay | Efficient Lighting - High Bay | Equip | 13.6667 | Industrial Lighting | 42.84% | Tech/Econ | 48.41% | 526.1304 | Lighting | 0.075098 | 0.072998 | 0.21586
Econ | Metal Products and Machinery | HVAC | HVAC | TRC | New | NN393 | HVAC Improved Controls | HVAC Improved Controls | NonEquip | 15 | HVAC | 25.69% | Tech/Econ | 17.46% | 210.8707 | HVAC | 0.030039 | 0.029311 | 0.058601
Econ | Metal Products and Machinery | HVAC | HVAC | TRC | New | NN388 | Building Envelope Improvements | Building Envelope Improvements | NonEquip | 15 | HVAC | 25.69% | Tech/Econ | 21.32% | 246.0272 | HVAC | 0.035047 | 0.034197 | 0.12893
Econ | Metal Products and Machinery | HVAC | HVAC | TRC | Existing | NE392 | HVAC Improved Controls | HVAC Improved Controls | NonEquip | 15 | HVAC | 25.69% | Tech/Econ | 17.46% | 350467.1469 | HVAC | 49.9253 | 48.7141 | 0.058601
Econ | Metal Products and Machinery | HVAC | HVAC | TRC | Existing | NE387 | Building Envelope Improvements | Building Envelope Improvements | NonEquip | 15 | HVAC | 25.69% | Tech/Econ | 21.32% | 408897.2871 | HVAC | 58.2489 | 56.8357 | 0.12893
Econ | Metal Products and Machinery | HVAC | HVAC | TRC | Turnover | ET391 | HVAC Equipment Upgrades | HVAC Equipment Upgrades | Equip | 18 | HVAC | 25.69% | Tech/Econ | 22.63% | 410158.9261 | HVAC | 58.4286 | 57.0111 | 0.14861
Econ | Metal Products and Machinery | HVAC | HVAC | TRC | New | EN390 | HVAC Equipment Upgrades | HVAC Equipment Upgrades | Equip | 18 | HVAC | 25.69% | Tech/Econ | 22.63% | 246.7864 | HVAC | 0.035156 | 0.034303 | 0.14861
Econ | Metal Products and Machinery | Exterior Lighting | Exterior Lighting | TRC | Turnover | ET384 | Efficient Lighting - Exterior | Efficient Lighting - Exterior | Equip | 13.6 | Exterior Lighting | 15.29% | Tech/Econ | 78.74% | 61356.1422 | Exterior | 0 | 0 | 0.1144
Econ | Metal Products and Machinery | Exterior Lighting | Exterior Lighting | TRC | New | EN383 | Efficient Lighting - Exterior | Efficient Lighting - Exterior | Equip | 13.6 | Exterior Lighting | 15.29% | Tech/Econ | 78.74% | 36.9171 | Exterior | 0 | 0 | 0.1144
Econ | Metal Products and Machinery | Compressed Air | Compressed Air | TRC | New | NN381 | Plant Energy Management | Plant Energy Management | NonEquip | 10.5 | Compressed Air | 23.15% | Tech/Econ | 29.07% | 39.6008 | MachineDrives | 0.0053327 | 0.0051918 | 0.11085
Econ | Metal Products and Machinery | Compressed Air | Compressed Air | TRC | New | NN379 | Compressed Air System Optimization | Compressed Air System Optimization | NonEquip | 10 | Compressed Air | 25.94% | Tech/Econ | 11.14% | 47.5843 | MachineDrives | 0.0064078 | 0.0062385 | 0.047625
Econ | Metal Products and Machinery | Compressed Air | Compressed Air | TRC | New | NN374 | Compressed Air Controls | Compressed Air Controls | NonEquip | 12.5 | Compressed Air | 65.54% | Tech/Econ | 5.607% | 62.7988 | MachineDrives | 0.0084566 | 0.0082332 | 0.050334
Econ | Metal Products and Machinery | Compressed Air | Compressed Air | TRC | Existing | NE380 | Plant Energy Management | Plant Energy Management | NonEquip | 10.5 | Compressed Air | 23.15% | Tech/Econ | 29.07% | 178806.9096 | MachineDrives | 24.0783 | 23.4424 | 0.11085
Econ | Metal Products and Machinery | Compressed Air | Compressed Air | TRC | Existing | NE378 | Compressed Air System Optimization | Compressed Air System Optimization | NonEquip | 10 | Compressed Air | 25.94% | Tech/Econ | 11.14% | 79085.1514 | MachineDrives | 10.6497 | 10.3684 | 0.047625
Econ | Metal Products and Machinery | Compressed Air | Compressed Air | TRC | Existing | NE373 | Compressed Air Controls | Compressed Air Controls | NonEquip | 12.5 | Compressed Air | 65.54% | Tech/Econ | 5.607% | 104371.6774 | MachineDrives | 14.0548 | 13.6836 | 0.050334
Econ | Metal Products and Machinery | Compressed Air | Compressed Air | TRC | Turnover | ET377 | Compressed Air Equipment | Compressed Air Equipment | Equip | 15 | Compressed Air | 65.54% | Tech/Econ | 5.951% | 96655.5116 | MachineDrives | 13.0157 | 12.672 | 0.098681
Econ | Metal Products and Machinery | Compressed Air | Compressed Air | TRC | New | EN376 | Compressed Air Equipment | Compressed Air Equipment | Equip | 15 | Compressed Air | 65.54% | Tech/Econ | 5.951% | 0 | MachineDrives | 0 | 0 | 0.098681
Econ | Miscellaneous Manufacturing | Process Specific | Process Specific | TRC | New | NN525 | Process Other Systems Optimization | Process Other Systems Optimization | NonEquip | 5.3333 | Process Specific | 17.59% | Tech/Econ | 12% | 15.0003 | ProcessHeating | 0.0020651 | 0.0020142 | 0.023178
Econ | Miscellaneous Manufacturing | Process Specific | Process Specific | TRC | New | NN523 | Plant Energy Management | Plant Energy Management | NonEquip | 10.5 | Process Specific | 27.36% | Tech/Econ | 12% | 22.8413 | ProcessHeating | 0.0031446 | 0.0030671 | 0.023178
Econ | Miscellaneous Manufacturing | Process Specific | Process Specific | TRC | Existing | NE524 | Process Other Systems Optimization | Process Other Systems Optimization | NonEquip | 5.3333 | Process Specific | 17.59% | Tech/Econ | 12% | 24930.4766 | ProcessHeating | 3.4322 | 3.3476 | 0.023178
Econ | Miscellaneous Manufacturing | Process Specific | Process Specific | TRC | Existing | NE522 | Plant Energy Management | Plant Energy Management | NonEquip | 10.5 | Process Specific | 27.36% | Tech/Econ | 12% | 37962.168 | ProcessHeating | 5.2263 | 5.0975 | 0.023178
Econ | Miscellaneous Manufacturing | Process Heating | Process Heating | TRC | New | NN521 | Process Heat System Optimization | Process Heat System Optimization | NonEquip | 2 | Process Heating | 2.645% | Tech/Econ | 16.1% | 13.1836 | ProcessHeating | 0.001815 | 0.0017703 | 0.15479
Econ | Miscellaneous Manufacturing | Process Heating | Process Heating | TRC | New | NN519 | Process Heat Improved Controls | Process Heat Improved Controls | NonEquip | 15 | Process Heating | 36.23% | Tech/Econ | 2.283% | 25.504 | ProcessHeating | 0.0035112 | 0.0034246 | 0.89743
Econ | Miscellaneous Manufacturing | Process Heating | Process Heating | TRC | New | NN517 | Plant Energy Management | Plant Energy Management | NonEquip | 10.5 | Process Heating | 27.36% | Tech/Econ | 12% | 105.1072 | ProcessHeating | 0.01447 | 0.014114 | 0.023178
Econ | Miscellaneous Manufacturing | Process Heating | Process Heating | TRC | Existing | NE520 | Process Heat System Optimization | Process Heat System Optimization | NonEquip | 2 | Process Heating | 2.645% | Tech/Econ | 16.1% | 21911.2163 | ProcessHeating | 3.0166 | 2.9422 | 0.15479
Econ | Miscellaneous Manufacturing | Process Heating | Process Heating | TRC | Existing | NE518 | Process Heat Improved Controls | Process Heat Improved Controls | NonEquip | 15 | Process Heating | 36.23% | Tech/Econ | 2.283% | 42387.7263 | ProcessHeating | 5.8356 | 5.6917 | 0.89743
Econ | Miscellaneous Manufacturing | Process Heating | Process Heating | TRC | Existing | NE516 | Plant Energy Management | Plant Energy Management | NonEquip | 10.5 | Process Heating | 27.36% | Tech/Econ | 12% | 174688.2135 | ProcessHeating | 24.0497 | 23.4567 | 0.023178
Econ | Miscellaneous Manufacturing | Process Cooling | Process Cooling | TRC | New | NN515 | Process Refrig System Optimization | Process Refrig System Optimization | NonEquip | 4.6667 | Process Cooling | 39.01% | Tech/Econ | 25.61% | 190.0466 | ProcessHeating | 0.026164 | 0.025519 | 0.31847
Econ | Miscellaneous Manufacturing | Process Cooling | Process Cooling | TRC | New | NN510 | Process Refrig Controls | Process Refrig Controls | NonEquip | 15 | Process Cooling | 33.75% | Tech/Econ | 6% | 12.9718 | ProcessHeating | 0.0017859 | 0.0017418 | 0.88
Econ | Miscellaneous Manufacturing | Process Cooling | Process Cooling | TRC | New | NN508 | Plant Energy Management | Plant Energy Management | NonEquip | 10.5 | Process Cooling | 27.36% | Tech/Econ | 12% | 64.8512 | ProcessHeating | 0.0089282 | 0.0087081 | 0.023178
Econ | Miscellaneous Manufacturing | Process Cooling | Process Cooling | TRC | Existing | NE514 | Process Refrig System Optimization | Process Refrig System Optimization | NonEquip | 4.6667 | Process Cooling | 39.01% | Tech/Econ | 25.61% | 315857.4958 | ProcessHeating | 43.4848 | 42.4126 | 0.31847
Econ | Miscellaneous Manufacturing | Process Cooling | Process Cooling | TRC | Existing | NE509 | Process Refrig Controls | Process Refrig Controls | NonEquip | 15 | Process Cooling | 33.75% | Tech/Econ | 6% | 57621.1014 | ProcessHeating | 7.9328 | 7.7372 | 0.88
Econ | Miscellaneous Manufacturing | Process Cooling | Process Cooling | TRC | Existing | NE507 | Plant Energy Management | Plant Energy Management | NonEquip | 10.5 | Process Cooling | 27.36% | Tech/Econ | 12% | 107782.6273 | ProcessHeating | 14.8387 | 14.4728 | 0.023178
Econ | Miscellaneous Manufacturing | Process Cooling | Process Cooling | TRC | Turnover | ET513 | Process Refrig Equipment Upgrade | Process Refrig Equipment Upgrade | Equip | 10 | Process Cooling | 21% | Tech/Econ | 2% | 13333.6457 | ProcessHeating | 1.8357 | 1.7904 | 0.23691
Econ | Miscellaneous Manufacturing | Process Cooling | Process Cooling | TRC | New | EN512 | Process Refrig Equipment Upgrade | Process Refrig Equipment Upgrade | Equip | 10 | Process Cooling | 21% | Tech/Econ | 2% | 8.0227 | ProcessHeating | 0.0011045 | 0.0010773 | 0.23691
Econ | Miscellaneous Manufacturing | Other | Other | TRC | New | NN506 | Plant Energy Management | Plant Energy Management | NonEquip | 10.5 | Other | 27.36% | Tech/Econ | 12% | 64.0103 | Other | 0.0092343 | 0.0093918 | 0.023178
Econ | Miscellaneous Manufacturing | Other | Other | TRC | Existing | NE505 | Plant Energy Management | Plant Energy Management | NonEquip | 10.5 | Other | 27.36% | Tech/Econ | 12% | 106385.1218 | Other | 15.3475 | 15.6092 | 0.023178
Econ | Miscellaneous Manufacturing | Motors Pumps | Motors Pumps | TRC | New | NN504 | Pump System Optimization | Pump System Optimization | NonEquip | 10 | Motors Pumps | 23.22% | Tech/Econ | 28.75% | 0 | MachineDrives | 0 | 0 | 0.14064
Econ | Miscellaneous Manufacturing | Motors Pumps | Motors Pumps | TRC | New | NN502 | Pump Improved Controls | Pump Improved Controls | NonEquip | 15 | Motors Pumps | 33.99% | Tech/Econ | 1.792% | 29.1009 | MachineDrives | 0.0039188 | 0.0038153 | 0.063804
Econ | Miscellaneous Manufacturing | Motors Pumps | Motors Pumps | TRC | New | NN497 | Plant Energy Management | Plant Energy Management | NonEquip | 10.5 | Motors Pumps | 27.36% | Tech/Econ | 12% | 162.1668 | MachineDrives | 0.021838 | 0.021261 | 0.023178
Econ | Miscellaneous Manufacturing | Motors Pumps | Motors Pumps | TRC | New | NN495 | Motor Optimization | Motor Optimization | NonEquip | 10 | Motors Pumps | 53.47% | Tech/Econ | 2.885% | 0 | MachineDrives | 0 | 0 | 0.61947
Econ | Miscellaneous Manufacturing | Motors Pumps | Motors Pumps | TRC | New | NN493 | Motor Improved Controls | Motor Improved Controls | NonEquip | 15 | Motors Pumps | 33.71% | Tech/Econ | 1.792% | 30.0236 | MachineDrives | 0.004043 | 0.0039362 | 0.063804
Econ | Miscellaneous Manufacturing | Motors Pumps | Motors Pumps | TRC | Existing | NE503 | Pump System Optimization | Pump System Optimization | NonEquip | 10 | Motors Pumps | 23.22% | Tech/Econ | 28.75% | 491040.7689 | MachineDrives | 66.1241 | 64.3776 | 0.14064
Econ | Miscellaneous Manufacturing | Motors Pumps | Motors Pumps | TRC | Existing | NE501 | Pump Improved Controls | Pump Improved Controls | NonEquip | 15 | Motors Pumps | 33.99% | Tech/Econ | 1.792% | 48365.6322 | MachineDrives | 6.513 | 6.3409 | 0.063804
Econ | Miscellaneous Manufacturing | Motors Pumps | Motors Pumps | TRC | Existing | NE496 | Plant Energy Management | Plant Energy Management | NonEquip | 10.5 | Motors Pumps | 27.36% | Tech/Econ | 12% | 269521.2889 | MachineDrives | 36.294 | 35.3354 | 0.023178
Econ | Miscellaneous Manufacturing | Motors Pumps | Motors Pumps | TRC | Existing | NE494 | Motor Optimization | Motor Optimization | NonEquip | 10 | Motors Pumps | 53.47% | Tech/Econ | 2.885% | 105256.7264 | MachineDrives | 14.174 | 13.7996 | 0.61947
Econ | Miscellaneous Manufacturing | Motors Pumps | Motors Pumps | TRC | Existing | NE492 | Motor Improved Controls | Motor Improved Controls | NonEquip | 15 | Motors Pumps | 33.71% | Tech/Econ | 1.792% | 49899.2666 | MachineDrives | 6.7195 | 6.542 | 0.063804
Econ | Miscellaneous Manufacturing | Motors Pumps | Motors Pumps | TRC | Turnover | ET500 | Pump Equipment Upgrade | Pump Equipment Upgrade | Equip | 15 | Motors Pumps | 54.55% | Tech/Econ | 12.43% | 534762.5228 | MachineDrives | 72.0117 | 70.1097 | 0.13315
Econ | Miscellaneous Manufacturing | Motors Pumps | Motors Pumps | TRC | Turnover | ET491 | Motor Equipment Upgrades | Motor Equipment Upgrades | Equip | 10 | Motors Pumps | 21% | Tech/Econ | 2.863% | 41269.371 | MachineDrives | 5.5574 | 5.4106 | 0.21761
Econ | Miscellaneous Manufacturing | Motors Pumps | Motors Pumps | TRC | New | EN499 | Pump Equipment Upgrade | Pump Equipment Upgrade | Equip | 15 | Motors Pumps | 54.55% | Tech/Econ | 12.43% | 29.1193 | MachineDrives | 0.0039212 | 0.0038177 | 0.13315
Econ | Miscellaneous Manufacturing | Motors Pumps | Motors Pumps | TRC | New | EN490 | Motor Equipment Upgrades | Motor Equipment Upgrades | Equip | 10 | Motors Pumps | 21% | Tech/Econ | 2.863% | 0 | MachineDrives | 0 | 0 | 0.21761
Econ | Miscellaneous Manufacturing | Motors Fans Blowers | Motors Fans Blowers | TRC | New | NN488 | Plant Energy Management | Plant Energy Management | NonEquip | 10.5 | Motors Fans Blowers | 27.36% | Tech/Econ | 12% | 77.6918 | MachineDrives | 0.010462 | 0.010186 | 0.023178
Econ | Miscellaneous Manufacturing | Motors Fans Blowers | Motors Fans Blowers | TRC | New | NN486 | Fan Improved Controls | Fan Improved Controls | NonEquip | 15 | Motors Fans Blowers | 34.37% | Tech/Econ | 15.88% | 124.8816 | MachineDrives | 0.016817 | 0.016373 | 0.024602
Econ | Miscellaneous Manufacturing | Motors Fans Blowers | Motors Fans Blowers | TRC | Existing | NE487 | Plant Energy Management | Plant Energy Management | NonEquip | 10.5 | Motors Fans Blowers | 27.36% | Tech/Econ | 12% | 129123.704 | MachineDrives | 17.3879 | 16.9287 | 0.023178
Econ | Miscellaneous Manufacturing | Motors Fans Blowers | Motors Fans Blowers | TRC | Existing | NE485 | Fan Improved Controls | Fan Improved Controls | NonEquip | 15 | Motors Fans Blowers | 34.37% | Tech/Econ | 15.88% | 207553.2494 | MachineDrives | 27.9493 | 27.2111 | 0.024602
Econ | Miscellaneous Manufacturing | Motors Fans Blowers | Motors Fans Blowers | TRC | Turnover | ET484 | Fan Equipment Upgrades | Fan Equipment Upgrades | Equip | 15 | Motors Fans Blowers | 76.37% | Tech/Econ | 3.425% | 94060.4643 | MachineDrives | 12.6663 | 12.3317 | 0.1824
Econ | Miscellaneous Manufacturing | Motors Fans Blowers | Motors Fans Blowers | TRC | New | EN483 | Fan Equipment Upgrades | Fan Equipment Upgrades | Equip | 15 | Motors Fans Blowers | 76.37% | Tech/Econ | 3.425% | 28.3621 | MachineDrives | 0.0038193 | 0.0037184 | 0.1824
Econ | Miscellaneous Manufacturing | Industrial Lighting | Industrial Lighting | TRC | New | NN481 | Lighting Controls | Lighting Controls | NonEquip | 10 | Industrial Lighting | 30% | Tech/Econ | 23.03% | 237.1153 | Lighting | 0.033845 | 0.032898 | 0.11289
Econ | Miscellaneous Manufacturing | Industrial Lighting | Industrial Lighting | TRC | Existing | NE480 | Lighting Controls | Lighting Controls | NonEquip | 10 | Industrial Lighting | 30% | Tech/Econ | 23.03% | 394085.6803 | Lighting | 56.2507 | 54.6772 | 0.11289
Econ | Miscellaneous Manufacturing | Industrial Lighting | Industrial Lighting | TRC | Turnover | ET479 | Efficient Lighting - Other Interior Lighting | Efficient Lighting - Other Interior Lighting | Equip | 14.4667 | Industrial Lighting | 25% | Tech/Econ | 38.99% | 467426.3814 | Lighting | 66.7192 | 64.8528 | 0.39837
Econ | Miscellaneous Manufacturing | Industrial Lighting | Industrial Lighting | TRC | Turnover | ET476 | Efficient Lighting - High Bay | Efficient Lighting - High Bay | Equip | 13.6667 | Industrial Lighting | 20% | Tech/Econ | 48.41% | 513999.0012 | Lighting | 73.3668 | 71.3145 | 0.21586
Econ | Miscellaneous Manufacturing | Industrial Lighting | Industrial Lighting | TRC | New | EN478 | Efficient Lighting - Other Interior Lighting | Efficient Lighting - Other Interior Lighting | Equip | 14.4667 | Industrial Lighting | 25% | Tech/Econ | 38.99% | 281.2433 | Lighting | 0.040144 | 0.039021 | 0.39837
Econ | Miscellaneous Manufacturing | Industrial Lighting | Industrial Lighting | TRC | New | EN475 | Efficient Lighting - High Bay | Efficient Lighting - High Bay | Equip | 13.6667 | Industrial Lighting | 20% | Tech/Econ | 48.41% | 309.2653 | Lighting | 0.044144 | 0.042909 | 0.21586
Econ | Miscellaneous Manufacturing | HVAC | HVAC | TRC | New | NN473 | HVAC Improved Controls | HVAC Improved Controls | NonEquip | 15 | HVAC | 91.99% | Tech/Econ | 5.604% | 344.047 | HVAC | 0.049011 | 0.047822 | 0.0062388
Econ | Miscellaneous Manufacturing | HVAC | HVAC | TRC | New | NN468 | Building Envelope Improvements | Building Envelope Improvements | NonEquip | 15 | HVAC | 91.99% | Tech/Econ | 15.8% | 80.0787 | HVAC | 0.011408 | 0.011131 | 0.099832
Econ | Miscellaneous Manufacturing | HVAC | HVAC | TRC | Existing | NE472 | HVAC Improved Controls | HVAC Improved Controls | NonEquip | 15 | HVAC | 91.99% | Tech/Econ | 5.604% | 571806.0689 | HVAC | 81.4559 | 79.4796 | 0.0062388
Econ | Miscellaneous Manufacturing | HVAC | HVAC | TRC | Existing | NE467 | Building Envelope Improvements | Building Envelope Improvements | NonEquip | 15 | HVAC | 91.99% | Tech/Econ | 15.8% | 1529192.469 | HVAC | 217.8391 | 212.554 | 0.099832
Econ | Miscellaneous Manufacturing | HVAC | HVAC | TRC | Turnover | ET471 | HVAC Equipment Upgrades | HVAC Equipment Upgrades | Equip | 18 | HVAC | 91.99% | Tech/Econ | 21.52% | 1780296.062 | HVAC | 253.6097 | 247.4568 | 0.32494
Econ | Miscellaneous Manufacturing | HVAC | HVAC | TRC | New | EN470 | HVAC Equipment Upgrades | HVAC Equipment Upgrades | Equip | 18 | HVAC | 91.99% | Tech/Econ | 21.52% | 0 | HVAC | 0 | 0 | 0.32494
Econ | Miscellaneous Manufacturing | Exterior Lighting | Exterior Lighting | TRC | Turnover | ET464 | Efficient Lighting - Exterior | Efficient Lighting - Exterior | Equip | 13.6 | Exterior Lighting | 15.29% | Tech/Econ | 78.74% | 78127.5065 | Exterior | 0 | 0 | 0.1144
Econ | Miscellaneous Manufacturing | Exterior Lighting | Exterior Lighting | TRC | New | EN463 | Efficient Lighting - Exterior | Efficient Lighting - Exterior | Equip | 13.6 | Exterior Lighting | 15.29% | Tech/Econ | 78.74% | 47.0081 | Exterior | 0 | 0 | 0.1144
Econ | Miscellaneous Manufacturing | Compressed Air | Compressed Air | TRC | New | NN461 | Plant Energy Management | Plant Energy Management | NonEquip | 10.5 | Compressed Air | 27.36% | Tech/Econ | 12% | 0 | MachineDrives | 0 | 0 | 0.023178
Econ | Miscellaneous Manufacturing | Compressed Air | Compressed Air | TRC | New | NN459 | Compressed Air System Optimization | Compressed Air System Optimization | NonEquip | 10 | Compressed Air | 25.94% | Tech/Econ | 10.62% | 0 | MachineDrives | 0 | 0 | 0.073925
Econ | Miscellaneous Manufacturing | Compressed Air | Compressed Air | TRC | New | NN454 | Compressed Air Controls | Compressed Air Controls | NonEquip | 12.5 | Compressed Air | 52.89% | Tech/Econ | 4.63% | 28.969 | MachineDrives | 0.003901 | 0.003798 | 0.0064988
Econ | Miscellaneous Manufacturing | Compressed Air | Compressed Air | TRC | Existing | NE460 | Plant Energy Management | Plant Energy Management | NonEquip | 10.5 | Compressed Air | 27.36% | Tech/Econ | 12% | 61974.845 | MachineDrives | 8.3456 | 8.1252 | 0.023178
Econ | Miscellaneous Manufacturing | Compressed Air | Compressed Air | TRC | Existing | NE458 | Compressed Air System Optimization | Compressed Air System Optimization | NonEquip | 10 | Compressed Air | 25.94% | Tech/Econ | 10.62% | 50297.8901 | MachineDrives | 6.7732 | 6.5943 | 0.073925
Econ | Miscellaneous Manufacturing | Compressed Air | Compressed Air | TRC | Existing | NE453 | Compressed Air Controls | Compressed Air Controls | NonEquip | 12.5 | Compressed Air | 52.89% | Tech/Econ | 4.63% | 48146.4096 | MachineDrives | 6.4834 | 6.3122 | 0.0064988
Econ | Miscellaneous Manufacturing | Compressed Air | Compressed Air | TRC | Turnover | ET457 | Compressed Air Equipment | Compressed Air Equipment | Equip | 15 | Compressed Air | 52.89% | Tech/Econ | 3.02% | 30639.4546 | MachineDrives | 4.1259 | 4.017 | 0.014415
Econ | Miscellaneous Manufacturing | Compressed Air | Compressed Air | TRC | New | EN456 | Compressed Air Equipment | Compressed Air Equipment | Equip | 15 | Compressed Air | 52.89% | Tech/Econ | 3.02% | 16.4185 | MachineDrives | 0.0022109 | 0.0021525 | 0.014415
Econ | Primary Resources Industries | Process Specific | Process Specific | TRC | New | NN600 | Process Other Systems Optimization | Process Other Systems Optimization | NonEquip | 5.3333 | Process Specific | 0.2023% | Tech/Econ | 14.46% | 0.50674 | ProcessHeating | 6.9764e-05 | 6.8043e-05 | 0.19278
Econ | Primary Resources Industries | Process Specific | Process Specific | TRC | New | NN598 | Plant Energy Management | Plant Energy Management | NonEquip | 10.5 | Process Specific | 27.36% | Tech/Econ | 12% | 56.8655 | ProcessHeating | 0.0078288 | 0.0076358 | 0.023178
Econ | Primary Resources Industries | Process Specific | Process Specific | TRC | Existing | NE599 | Process Other Systems Optimization | Process Other Systems Optimization | NonEquip | 5.3333 | Process Specific | 0.2023% | Tech/Econ | 14.46% | 842.1964 | ProcessHeating | 0.11595 | 0.11309 | 0.19278
Econ | Primary Resources Industries | Process Specific | Process Specific | TRC | Existing | NE597 | Plant Energy Management | Plant Energy Management | NonEquip | 10.5 | Process Specific | 27.36% | Tech/Econ | 12% | 94510.487 | ProcessHeating | 13.0115 | 12.6906 | 0.023178
Econ | Primary Resources Industries | Process Heating | Process Heating | TRC | New | NN596 | Process Heat System Optimization | Process Heat System Optimization | NonEquip | 2 | Process Heating | 11.38% | Tech/Econ | 4.223% | 12.1142 | ProcessHeating | 0.0016678 | 0.0016267 | 0.1734
Econ | Primary Resources Industries | Process Heating | Process Heating | TRC | New | NN594 | Process Heat Improved Controls | Process Heat Improved Controls | NonEquip | 15 | Process Heating | 11.38% | Tech/Econ | 2.283% | 6.5196 | ProcessHeating | 0.00089757 | 0.00087544 | 0.89743
Econ | Primary Resources Industries | Process Heating | Process Heating | TRC | New | NN592 | Plant Energy Management | Plant Energy Management | NonEquip | 10.5 | Process Heating | 27.36% | Tech/Econ | 12% | 85.5807 | ProcessHeating | 0.011782 | 0.011492 | 0.023178
Econ | Primary Resources Industries | Process Heating | Process Heating | TRC | Existing | NE595 | Process Heat System Optimization | Process Heat System Optimization | NonEquip | 2 | Process Heating | 11.38% | Tech/Econ | 4.223% | 20133.8813 | ProcessHeating | 2.7719 | 2.7035 | 0.1734
Econ | Primary Resources Industries | Process Heating | Process Heating | TRC | Existing | NE593 | Process Heat Improved Controls | Process Heat Improved Controls | NonEquip | 15 | Process Heating | 11.38% | Tech/Econ | 2.283% | 10835.6053 | ProcessHeating | 1.4918 | 1.455 | 0.89743
Econ | Primary Resources Industries | Process Heating | Process Heating | TRC | Existing | NE591 | Plant Energy Management | Plant Energy Management | NonEquip | 10.5 | Process Heating | 27.36% | Tech/Econ | 12% | 142235.192 | ProcessHeating | 19.5818 | 19.099 | 0.023178
Econ | Primary Resources Industries | Process Cooling | Process Cooling | TRC | New | NN590 | Process Refrig System Optimization | Process Refrig System Optimization | NonEquip | 4.6667 | Process Cooling | 2.688% | Tech/Econ | 12.71% | 0.36018 | ProcessHeating | 4.9587e-05 | 4.8365e-05 | 0.0055642
Econ | Primary Resources Industries | Process Cooling | Process Cooling | TRC | New | NN585 | Process Refrig Controls | Process Refrig Controls | NonEquip | 15 | Process Cooling | 33.75% | Tech/Econ | 6% | 1.9311 | ProcessHeating | 0.00026586 | 0.00025931 | 0.88
Econ | Primary Resources Industries | Process Cooling | Process Cooling | TRC | New | NN583 | Plant Energy Management | Plant Energy Management | NonEquip | 10.5 | Process Cooling | 27.36% | Tech/Econ | 12% | 3.4509 | ProcessHeating | 0.00047509 | 0.00046337 | 0.023178
Econ | Primary Resources Industries | Process Cooling | Process Cooling | TRC | Existing | NE589 | Process Refrig System Optimization | Process Refrig System Optimization | NonEquip | 4.6667 | Process Cooling | 2.688% | Tech/Econ | 12.71% | 598.6255 | ProcessHeating | 0.082414 | 0.080382 | 0.0055642
Econ | Primary Resources Industries | Process Cooling | Process Cooling | TRC | Existing | NE584 | Process Refrig Controls | Process Refrig Controls | NonEquip | 15 | Process Cooling | 33.75% | Tech/Econ | 6% | 3209.5368 | ProcessHeating | 0.44186 | 0.43097 | 0.88
Econ | Primary Resources Industries | Process Cooling | Process Cooling | TRC | Existing | NE582 | Plant Energy Management | Plant Energy Management | NonEquip | 10.5 | Process Cooling | 27.36% | Tech/Econ | 12% | 5735.3142 | ProcessHeating | 0.78959 | 0.77012 | 0.023178
Econ | Primary Resources Industries | Process Cooling | Process Cooling | TRC | Turnover | ET588 | Process Refrig Equipment Upgrade | Process Refrig Equipment Upgrade | Equip | 10 | Process Cooling | 21% | Tech/Econ | 29.41% | 10434.8608 | ProcessHeating | 1.4366 | 1.4012 | 0.14701
Econ | Primary Resources Industries | Process Cooling | Process Cooling | TRC | New | EN587 | Process Refrig Equipment Upgrade | Process Refrig Equipment Upgrade | Equip | 10 | Process Cooling | 21% | Tech/Econ | 29.41% | 6.2785 | ProcessHeating | 0.00086437 | 0.00084306 | 0.14701
Econ | Primary Resources Industries | Other | Other | TRC | New | NN581 | Plant Energy Management | Plant Energy Management | NonEquip | 10.5 | Other | 27.36% | Tech/Econ | 12% | 8.7809 | Other | 0.0012668 | 0.0012884 | 0.023178
Econ | Primary Resources Industries | Other | Other | TRC | Existing | NE580 | Plant Energy Management | Plant Energy Management | NonEquip | 10.5 | Other | 27.36% | Tech/Econ | 12% | 14593.8285 | Other | 2.1054 | 2.1413 | 0.023178
Econ | Primary Resources Industries | Motors Pumps | Motors Pumps | TRC | New | NN579 | Pump System Optimization | Pump System Optimization | NonEquip | 10 | Motors Pumps | 91.5% | Tech/Econ | 0.8574% | 8.5949 | MachineDrives | 0.0011574 | 0.0011268 | 0.0083769
Econ | Primary Resources Industries | Motors Pumps | Motors Pumps | TRC | New | NN577 | Pump Improved Controls | Pump Improved Controls | NonEquip | 15 | Motors Pumps | 32.49% | Tech/Econ | 1.792% | 0 | MachineDrives | 0 | 0 | 0.063804
Econ | Primary Resources Industries | Motors Pumps | Motors Pumps | TRC | New | NN572 | Plant Energy Management | Plant Energy Management | NonEquip | 10.5 | Motors Pumps | 27.36% | Tech/Econ | 12% | 0 | MachineDrives | 0 | 0 | 0.023178
Econ | Primary Resources Industries | Motors Pumps | Motors Pumps | TRC | New | NN570 | Motor Optimization | Motor Optimization | NonEquip | 10 | Motors Pumps | 91.5% | Tech/Econ | 5.31% | 0 | MachineDrives | 0 | 0 | 0.061506
Econ | Primary Resources Industries | Motors Pumps | Motors Pumps | TRC | New | NN568 | Motor Improved Controls | Motor Improved Controls | NonEquip | 15 | Motors Pumps | 33.35% | Tech/Econ | 1.792% | 1.6568 | MachineDrives | 0.0002231 | 0.00021721 | 0.063804
Econ | Primary Resources Industries | Motors Pumps | Motors Pumps | TRC | Existing | NE578 | Pump System Optimization | Pump System Optimization | NonEquip | 10 | Motors Pumps | 91.5% | Tech/Econ | 0.8574% | 14284.7569 | MachineDrives | 1.9236 | 1.8728 | 0.0083769
Econ | Primary Resources Industries | Motors Pumps | Motors Pumps | TRC | Existing | NE576 | Pump Improved Controls | Pump Improved Controls | NonEquip | 15 | Motors Pumps | 32.49% | Tech/Econ | 1.792% | 10113.1486 | MachineDrives | 1.3618 | 1.3259 | 0.063804
Econ | Primary Resources Industries | Motors Pumps | Motors Pumps | TRC | Existing | NE571 | Plant Energy Management | Plant Energy Management | NonEquip | 10.5 | Motors Pumps | 27.36% | Tech/Econ | 12% | 58964.3177 | MachineDrives | 7.9402 | 7.7305 | 0.023178
Econ | Primary Resources Industries | Motors Pumps | Motors Pumps | TRC | Existing | NE569 | Motor Optimization | Motor Optimization | NonEquip | 10 | Motors Pumps | 91.5% | Tech/Econ | 5.31% | 83886.4128 | MachineDrives | 11.2962 | 10.9979 | 0.061506
Econ | Primary Resources Industries | Motors Pumps | Motors Pumps | TRC | Existing | NE567 | Motor Improved Controls | Motor Improved Controls | NonEquip | 15 | Motors Pumps | 33.35% | Tech/Econ | 1.792% | 10800.1448 | MachineDrives | 1.4544 | 1.4159 | 0.063804
Econ | Primary Resources Industries | Motors Pumps | Motors Pumps | TRC | Turnover | ET575 | Pump Equipment Upgrade | Pump Equipment Upgrade | Equip | 15 | Motors Pumps | 72.19% | Tech/Econ | 6.784% | 80456.5219 | MachineDrives | 10.8344 | 10.5482 | 0.11124
Econ | Primary Resources Industries | Motors Pumps | Motors Pumps | TRC | Turnover | ET566 | Motor Equipment Upgrades | Motor Equipment Upgrades | Equip | 10 | Motors Pumps | 7.993% | Tech/Econ | 1.263% | 1577.7254 | MachineDrives | 0.21246 | 0.20685 | 0.17276
Econ | Primary Resources Industries | Motors Pumps | Motors Pumps | TRC | New | EN574 | Pump Equipment Upgrade | Pump Equipment Upgrade | Equip | 15 | Motors Pumps | 72.19% | Tech/Econ | 6.784% | 0 | MachineDrives | 0 | 0 | 0.11124
Econ | Primary Resources Industries | Motors Pumps | Motors Pumps | TRC | New | EN565 | Motor Equipment Upgrades | Motor Equipment Upgrades | Equip | 10 | Motors Pumps | 7.993% | Tech/Econ | 1.263% | 0 | MachineDrives | 0 | 0 | 0.17276
Econ | Primary Resources Industries | Motors Fans Blowers | Motors Fans Blowers | TRC | New | NN563 | Plant Energy Management | Plant Energy Management | NonEquip | 10.5 | Motors Fans Blowers | 27.36% | Tech/Econ | 12% | 0 | MachineDrives | 0 | 0 | 0.023178
Econ | Primary Resources Industries | Motors Fans Blowers | Motors Fans Blowers | TRC | New | NN561 | Fan System Optimization | Fan System Optimization | NonEquip | 10 | Motors Fans Blowers | 91.5% | Tech/Econ | 6.928% | 33.071 | MachineDrives | 0.0044534 | 0.0043358 | 0.0032552
Econ | Primary Resources Industries | Motors Fans Blowers | Motors Fans Blowers | TRC | New | NN559 | Fan Improved Controls | Fan Improved Controls | NonEquip | 15 | Motors Fans Blowers | 33.06% | Tech/Econ | 15.88% | 6.5981 | MachineDrives | 0.00088851 | 0.00086504 | 0.024602
Econ | Primary Resources Industries | Motors Fans Blowers | Motors Fans Blowers | TRC | Existing | NE562 | Plant Energy Management | Plant Energy Management | NonEquip | 10.5 | Motors Fans Blowers | 27.36% | Tech/Econ | 12% | 25265.6242 | MachineDrives | 3.4023 | 3.3124 | 0.023178
Econ | Primary Resources Industries | Motors Fans Blowers | Motors Fans Blowers | TRC | Existing | NE560 | Fan System Optimization | Fan System Optimization | NonEquip | 10 | Motors Fans Blowers | 91.5% | Tech/Econ | 6.928% | 54963.981 | MachineDrives | 7.4015 | 7.206 | 0.0032552
Econ | Primary Resources Industries | Motors Fans Blowers | Motors Fans Blowers | TRC | Existing | NE558 | Fan Improved Controls | Fan Improved Controls | NonEquip | 15 | Motors Fans Blowers | 33.06% | Tech/Econ | 15.88% | 42638.061 | MachineDrives | 5.7417 | 5.59 | 0.024602
Econ | Primary Resources Industries | Motors Fans Blowers | Motors Fans Blowers | TRC | Turnover | ET557 | Fan Equipment Upgrades | Fan Equipment Upgrades | Equip | 15 | Motors Fans Blowers | 73.47% | Tech/Econ | 6.784% | 37094.8919 | MachineDrives | 4.9952 | 4.8633 | 0.11124
Econ | Primary Resources Industries | Motors Fans Blowers | Motors Fans Blowers | TRC | New | EN556 | Fan Equipment Upgrades | Fan Equipment Upgrades | Equip | 15 | Motors Fans Blowers | 73.47% | Tech/Econ | 6.784% | 0 | MachineDrives | 0 | 0 | 0.11124
Econ | Primary Resources Industries | Industrial Lighting | Industrial Lighting | TRC | New | NN554 | Lighting Controls | Lighting Controls | NonEquip | 10 | Industrial Lighting | 30% | Tech/Econ | 25.51% | 15.9187 | Lighting | 0.0022722 | 0.0022086 | 0.14699
Econ | Primary Resources Industries | Industrial Lighting | Industrial Lighting | TRC | Existing | NE553 | Lighting Controls | Lighting Controls | NonEquip | 10 | Industrial Lighting | 30% | Tech/Econ | 25.51% | 26456.8669 | Lighting | 3.7764 | 3.6707 | 0.14699
Econ | Primary Resources Industries | Industrial Lighting | Industrial Lighting | TRC | Turnover | ET552 | Efficient Lighting - Other Interior Lighting | Efficient Lighting - Other Interior Lighting | Equip | 14.4667 | Industrial Lighting | 41.12% | Tech/Econ | 38.99% | 40996.8174 | Lighting | 5.8518 | 5.6881 | 0.39837
Econ | Primary Resources Industries | Industrial Lighting | Industrial Lighting | TRC | Turnover | ET549 | Efficient Lighting - High Bay | Efficient Lighting - High Bay | Equip | 13.6667 | Industrial Lighting | 41.12% | Tech/Econ | 48.41% | 63546.4182 | Lighting | 9.0704 | 8.8167 | 0.21586
Econ | Primary Resources Industries | Industrial Lighting | Industrial Lighting | TRC | New | EN551 | Efficient Lighting - Other Interior Lighting | Efficient Lighting - Other Interior Lighting | Equip | 14.4667 | Industrial Lighting | 41.12% | Tech/Econ | 38.99% | 17.321 | Lighting | 0.0024723 | 0.0024032 | 0.39837
Econ | Primary Resources Industries | Industrial Lighting | Industrial Lighting | TRC | New | EN548 | Efficient Lighting - High Bay | Efficient Lighting - High Bay | Equip | 13.6667 | Industrial Lighting | 41.12% | Tech/Econ | 48.41% | 38.2349 | Lighting | 0.0054575 | 0.0053049 | 0.21586
Econ | Primary Resources Industries | HVAC | HVAC | TRC | New | NN546 | HVAC Improved Controls | HVAC Improved Controls | NonEquip | 15 | HVAC | 9.958% | Tech/Econ | 1.66% | 0.40415 | HVAC | 5.7573e-05 | 5.6176e-05 | 0.031159
Econ | Primary Resources Industries | HVAC | HVAC | TRC | New | NN541 | Building Envelope Improvements | Building Envelope Improvements | NonEquip | 15 | HVAC | 9.958% | Tech/Econ | 10.67% | 2.5929 | HVAC | 0.00036937 | 0.0003604 | 0.12994
Econ | Primary Resources Industries | HVAC | HVAC | TRC | Existing | NE545 | HVAC Improved Controls | HVAC Improved Controls | NonEquip | 15 | HVAC | 9.958% | Tech/Econ | 1.66% | 671.7018 | HVAC | 0.095686 | 0.093365 | 0.031159
Econ | Primary Resources Industries | HVAC | HVAC | TRC | Existing | NE540 | Building Envelope Improvements | Building Envelope Improvements | NonEquip | 15 | HVAC | 9.958% | Tech/Econ | 10.67% | 4309.3663 | HVAC | 0.61389 | 0.59899 | 0.12994
Econ | Primary Resources Industries | HVAC | HVAC | TRC | Turnover | ET544 | HVAC Equipment Upgrades | HVAC Equipment Upgrades | Equip | 18 | HVAC | 9.958% | Tech/Econ | 24.15% | 9652.0248 | HVAC | 1.375 | 1.3416 | 0.23957
Econ | Primary Resources Industries | HVAC | HVAC | TRC | New | EN543 | HVAC Equipment Upgrades | HVAC Equipment Upgrades | Equip | 18 | HVAC | 9.958% | Tech/Econ | 24.15% | 5.8075 | HVAC | 0.0008273 | 0.00080722 | 0.23957
Econ | Primary Resources Industries | Exterior Lighting | Exterior Lighting | TRC | Turnover | ET537 | Efficient Lighting - Exterior | Efficient Lighting - Exterior | Equip | 13.6 | Exterior Lighting | 15.29% | Tech/Econ | 78.74% | 4735.3907 | Exterior | 0 | 0 | 0.1144
Econ | Primary Resources Industries | Exterior Lighting | Exterior Lighting | TRC | New | EN536 | Efficient Lighting - Exterior | Efficient Lighting - Exterior | Equip | 13.6 | Exterior Lighting | 15.29% | Tech/Econ | 78.74% | 2.8492 | Exterior | 0 | 0 | 0.1144
Econ | Primary Resources Industries | Compressed Air | Compressed Air | TRC | New | NN534 | Plant Energy Management | Plant Energy Management | NonEquip | 10.5 | Compressed Air | 27.36% | Tech/Econ | 12% | 8.5651 | MachineDrives | 0.0011534 | 0.0011229 | 0.023178
Econ | Primary Resources Industries | Compressed Air | Compressed Air | TRC | New | NN532 | Compressed Air System Optimization | Compressed Air System Optimization | NonEquip | 10 | Compressed Air | 25.94% | Tech/Econ | 10.65% | 0 | MachineDrives | 0 | 0 | 0.045746
Econ | Primary Resources Industries | Compressed Air | Compressed Air | TRC | New | NN527 | Compressed Air Controls | Compressed Air Controls | NonEquip | 12.5 | Compressed Air | 91.5% | Tech/Econ | 3.038% | 5.5678 | MachineDrives | 0.00074976 | 0.00072996 | 0.045537
Econ | Primary Resources Industries | Compressed Air | Compressed Air | TRC | Existing | NE533 | Plant Energy Management | Plant Energy Management | NonEquip | 10.5 | Compressed Air | 27.36% | Tech/Econ | 12% | 14235.239 | MachineDrives | 1.9169 | 1.8663 | 0.023178
Econ | Primary Resources Industries | Compressed Air | Compressed Air | TRC | Existing | NE531 | Compressed Air System Optimization | Compressed Air System Optimization | NonEquip | 10 | Compressed Air | 25.94% | Tech/Econ | 10.65% | 11264.4356 | MachineDrives | 1.5169 | 1.4768 | 0.045746
Econ | Primary Resources Industries | Compressed Air | Compressed Air | TRC | Existing | NE526 | Compressed Air Controls | Compressed Air Controls | NonEquip | 12.5 | Compressed Air | 91.5% | Tech/Econ | 3.038% | 11656.2954 | MachineDrives | 1.5696 | 1.5282 | 0.045537
Econ | Primary Resources Industries | Compressed Air | Compressed Air | TRC | Turnover | ET530 | Compressed Air Equipment | Compressed Air Equipment | Equip | 15 | Compressed Air | 91.5% | Tech/Econ | 6.3% | 22848.3417 | MachineDrives | 3.0768 | 2.9955 | 0.12087
Econ | Primary Resources Industries | Compressed Air | Compressed Air | TRC | New | EN529 | Compressed Air Equipment | Compressed Air Equipment | Equip | 15 | Compressed Air | 91.5% | Tech/Econ | 6.3% | 0 | MachineDrives | 0 | 0 | 0.12087
Econ | Stone/Clay/Glass/Concrete | Process Specific | Process Specific | TRC | New | NN674 | Process Other Systems Optimization | Process Other Systems Optimization | NonEquip | 5.3333 | Process Specific | 27.36% | Tech/Econ | 12% | 0.88464 | ProcessHeating | 0.00012179 | 0.00011879 | 0.023178
Econ | Stone/Clay/Glass/Concrete | Process Specific | Process Specific | TRC | New | NN672 | Plant Energy Management | Plant Energy Management | NonEquip | 10.5 | Process Specific | 27.36% | Tech/Econ | 12% | 0.91468 | ProcessHeating | 0.00012593 | 0.00012282 | 0.023178
Econ | Stone/Clay/Glass/Concrete | Process Specific | Process Specific | TRC | Existing | NE673 | Process Other Systems Optimization | Process Other Systems Optimization | NonEquip | 5.3333 | Process Specific | 27.36% | Tech/Econ | 12% | 1470.278 | ProcessHeating | 0.20242 | 0.19743 | 0.023178
Econ | Stone/Clay/Glass/Concrete | Process Specific | Process Specific | TRC | Existing | NE671 | Plant Energy Management | Plant Energy Management | NonEquip | 10.5 | Process Specific | 27.36% | Tech/Econ | 12% | 1520.195 | ProcessHeating | 0.20929 | 0.20413 | 0.023178
Econ | Stone/Clay/Glass/Concrete | Process Heating | Process Heating | TRC | New | NN670 | Process Heat System Optimization | Process Heat System Optimization | NonEquip | 2 | Process Heating | 1.808% | Tech/Econ | 26.85% | 0.83936 | ProcessHeating | 0.00011556 | 0.00011271 | 0.32569
Econ | Stone/Clay/Glass/Concrete | Process Heating | Process Heating | TRC | New | NN668 | Process Heat Improved Controls | Process Heat Improved Controls | NonEquip | 15 | Process Heating | 36.23% | Tech/Econ | 2.283% | 1.1566 | ProcessHeating | 0.00015923 | 0.00015531 | 0.89743
Econ | Stone/Clay/Glass/Concrete | Process Heating | Process Heating | TRC | New | NN663 | Plant Energy Management | Plant Energy Management | NonEquip | 10.5 | Process Heating | 27.36% | Tech/Econ | 12% | 5.8702 | ProcessHeating | 0.00080816 | 0.00078823 | 0.023178
Econ | Stone/Clay/Glass/Concrete | Process Heating | Process Heating | TRC | Existing | NE669 | Process Heat System Optimization | Process Heat System Optimization | NonEquip | 2 | Process Heating | 1.808% | Tech/Econ | 26.85% | 1395.0237 | ProcessHeating | 0.19206 | 0.18732 | 0.32569
Econ | Stone/Clay/Glass/Concrete | Process Heating | Process Heating | TRC | Existing | NE667 | Process Heat Improved Controls | Process Heat Improved Controls | NonEquip | 15 | Process Heating | 36.23% | Tech/Econ | 2.283% | 1922.2976 | ProcessHeating | 0.26465 | 0.25812 | 0.89743
Econ | Stone/Clay/Glass/Concrete | Process Heating | Process Heating | TRC | Existing | NE662 | Plant Energy Management | Plant Energy Management | NonEquip | 10.5 | Process Heating | 27.36% | Tech/Econ | 12% | 9756.202 | ProcessHeating | 1.3432 | 1.31 | 0.023178
Econ | Stone/Clay/Glass/Concrete | Process Heating | Process Heating | TRC | Turnover | ET666 | Process Heat Equipment Upgrade | Process Heat Equipment Upgrade | Equip | 10 | Process Heating | 25% | Tech/Econ | 75% | 53619.0952 | ProcessHeating | 7.3819 | 7.1998 | 0.232
Econ | Stone/Clay/Glass/Concrete | Process Heating | Process Heating | TRC | New | EN665 | Process Heat Equipment Upgrade | Process Heat Equipment Upgrade | Equip | 10 | Process Heating | 25% | Tech/Econ | 75% | 32.2618 | ProcessHeating | 0.0044416 | 0.004332 | 0.232
Econ | Stone/Clay/Glass/Concrete | Process Cooling | Process Cooling | TRC | New | NN658 | Process Refrig Controls | Process Refrig Controls | NonEquip | 15 | Process Cooling | 33.75% | Tech/Econ | 6% | 0.528 | ProcessHeating | 7.2692e-05 | 7.0899e-05 | 0.88
Econ | Stone/Clay/Glass/Concrete | Process Cooling | Process Cooling | TRC | New | NN656 | Plant Energy Management | Plant Energy Management | NonEquip | 10.5 | Process Cooling | 27.36% | Tech/Econ | 12% | 0.9043 | ProcessHeating | 0.0001245 | 0.00012143 | 0.023178
Econ | Stone/Clay/Glass/Concrete | Process Cooling | Process Cooling | TRC | Existing | NE657 | Process Refrig Controls | Process Refrig Controls | NonEquip | 15 | Process Cooling | 33.75% | Tech/Econ | 6% | 877.5441 | ProcessHeating | 0.12081 | 0.11783 | 0.88
Econ | Stone/Clay/Glass/Concrete | Process Cooling | Process Cooling | TRC | Existing | NE655 | Plant Energy Management | Plant Energy Management | NonEquip | 10.5 | Process Cooling | 27.36% | Tech/Econ | 12% | 1502.9446 | ProcessHeating | 0.20691 | 0.20181 | 0.023178
Econ | Stone/Clay/Glass/Concrete | Process Cooling | Process Cooling | TRC | Turnover | ET661 | Process Refrig Equipment Upgrade | Process Refrig Equipment Upgrade | Equip | 10 | Process Cooling | 21% | Tech/Econ | 10.03% | 932.889 | ProcessHeating | 0.12843 | 0.12527 | 0.25761
Econ | Stone/Clay/Glass/Concrete | Process Cooling | Process Cooling | TRC | New | EN660 | Process Refrig Equipment Upgrade | Process Refrig Equipment Upgrade | Equip | 10 | Process Cooling | 21% | Tech/Econ | 10.03% | 0.56131 | ProcessHeating | 7.7276e-05 | 7.5371e-05 | 0.25761
Econ | Stone/Clay/Glass/Concrete | Other | Other | TRC | New | NN654 | Plant Energy Management | Plant Energy Management | NonEquip | 10.5 | Other | 27.36% | Tech/Econ | 12% | 0.68374 | Other | 9.8638e-05 | 0.00010032 | 0.023178
Econ | Stone/Clay/Glass/Concrete | Other | Other | TRC | Existing | NE653 | Plant Energy Management | Plant Energy Management | NonEquip | 10.5 | Other | 27.36% | Tech/Econ | 12% | 1136.3727 | Other | 0.16394 | 0.16673 | 0.023178
Econ | Stone/Clay/Glass/Concrete | Motors Pumps | Motors Pumps | TRC | New | NN650 | Pump Improved Controls | Pump Improved Controls | NonEquip | 15 | Motors Pumps | 33.99% | Tech/Econ | 1.792% | 1.2675 | MachineDrives | 0.00017068 | 0.00016618 | 0.063804
Econ | Stone/Clay/Glass/Concrete | Motors Pumps | Motors Pumps | TRC | New | NN645 | Plant Energy Management | Plant Energy Management | NonEquip | 10.5 | Motors Pumps | 27.36% | Tech/Econ | 12% | 7.1062 | MachineDrives | 0.00095693 | 0.00093166 | 0.023178
Econ | Stone/Clay/Glass/Concrete | Motors Pumps | Motors Pumps | TRC | New | NN643 | Motor Optimization | Motor Optimization | NonEquip | 10 | Motors Pumps | 77.48% | Tech/Econ | 3.714% | 0 | MachineDrives | 0 | 0 | 0.065314
Econ | Stone/Clay/Glass/Concrete | Motors Pumps | Motors Pumps | TRC | New | NN641 | Motor Improved Controls | Motor Improved Controls | NonEquip | 15 | Motors Pumps | 33.71% | Tech/Econ | 1.792% | 1.2648 | MachineDrives | 0.00017031 | 0.00016582 | 0.063804
Econ | Stone/Clay/Glass/Concrete | Motors Pumps | Motors Pumps | TRC | Existing | NE649 | Pump Improved Controls | Pump Improved Controls | NonEquip | 15 | Motors Pumps | 33.99% | Tech/Econ | 1.792% | 2106.595 | MachineDrives | 0.28368 | 0.27618 | 0.063804
Econ | Stone/Clay/Glass/Concrete | Motors Pumps | Motors Pumps | TRC | Existing | NE644 | Plant Energy Management | Plant Energy Management | NonEquip | 10.5 | Motors Pumps | 27.36% | Tech/Econ | 12% | 11810.5318 | MachineDrives | 1.5904 | 1.5484 | 0.023178
Econ | Stone/Clay/Glass/Concrete | Motors Pumps | Motors Pumps | TRC | Existing | NE642 | Motor Optimization | Motor Optimization | NonEquip | 10 | Motors Pumps | 77.48% | Tech/Econ | 3.714% | 9808.2574 | MachineDrives | 1.3208 | 1.2859 | 0.065314
Econ | Stone/Clay/Glass/Concrete | Motors Pumps | Motors Pumps | TRC | Existing | NE640 | Motor Improved Controls | Motor Improved Controls | NonEquip | 15 | Motors Pumps | 33.71% | Tech/Econ | 1.792% | 2102.028 | MachineDrives | 0.28306 | 0.27559 | 0.063804
Econ | Stone/Clay/Glass/Concrete | Motors Pumps | Motors Pumps | TRC | Turnover | ET648 | Pump Equipment Upgrade | Pump Equipment Upgrade | Equip | 15 | Motors Pumps | 75.53% | Tech/Econ | 3.425% | 8563.5651 | MachineDrives | 1.1532 | 1.1227 | 0.1824
Econ | Stone/Clay/Glass/Concrete | Motors Pumps | Motors Pumps | TRC | Turnover | ET639 | Motor Equipment Upgrades | Motor Equipment Upgrades | Equip | 10 | Motors Pumps | 77.48% | Tech/Econ | 1.077% | 2868.5932 | MachineDrives | 0.38629 | 0.37609 | 0.061216
Econ | Stone/Clay/Glass/Concrete | Motors Pumps | Motors Pumps | TRC | New | EN647 | Pump Equipment Upgrade | Pump Equipment Upgrade | Equip | 15 | Motors Pumps | 75.53% | Tech/Econ | 3.425% | 0 | MachineDrives | 0 | 0 | 0.1824
Econ | Stone/Clay/Glass/Concrete | Motors Pumps | Motors Pumps | TRC | New | EN638 | Motor Equipment Upgrades | Motor Equipment Upgrades | Equip | 10 | Motors Pumps | 77.48% | Tech/Econ | 1.077% | 0.10996 | MachineDrives | 1.4808e-05 | 1.4417e-05 | 0.061216
Econ | Stone/Clay/Glass/Concrete | Motors Fans Blowers | Motors Fans Blowers | TRC | New | NN636 | Plant Energy Management | Plant Energy Management | NonEquip | 10.5 | Motors Fans Blowers | 27.36% | Tech/Econ | 12% | 3.3839 | MachineDrives | 0.00045568 | 0.00044365 | 0.023178
Econ | Stone/Clay/Glass/Concrete | Motors Fans Blowers | Motors Fans Blowers | TRC | New | NN634 | Fan Improved Controls | Fan Improved Controls | NonEquip | 15 | Motors Fans Blowers | 34.37% | Tech/Econ | 15.88% | 5.4393 | MachineDrives | 0.00073246 | 0.00071312 | 0.024602
Econ | Stone/Clay/Glass/Concrete | Motors Fans Blowers | Motors Fans Blowers | TRC | Existing | NE635 | Plant Energy Management | Plant Energy Management | NonEquip | 10.5 | Motors Fans Blowers | 27.36% | Tech/Econ | 12% | 5624.0628 | MachineDrives | 0.75734 | 0.73734 | 0.023178
Econ | Stone/Clay/Glass/Concrete | Motors Fans Blowers | Motors Fans Blowers | TRC | Existing | NE633 | Fan Improved Controls | Fan Improved Controls | NonEquip | 15 | Motors Fans Blowers | 34.37% | Tech/Econ | 15.88% | 9040.1101 | MachineDrives | 1.2174 | 1.1852 | 0.024602
Econ | Stone/Clay/Glass/Concrete | Motors Fans Blowers | Motors Fans Blowers | TRC | Turnover | ET632 | Fan Equipment Upgrades | Fan Equipment Upgrades | Equip | 15 | Motors Fans Blowers | 76.37% | Tech/Econ | 3.425% | 4096.8616 | MachineDrives | 0.55169 | 0.53712 | 0.1824
Econ | Stone/Clay/Glass/Concrete | Motors Fans Blowers | Motors Fans Blowers | TRC | New | EN631 | Fan Equipment Upgrades | Fan Equipment Upgrades | Equip | 15 | Motors Fans Blowers | 76.37% | Tech/Econ | 3.425% | 1.2353 | MachineDrives | 0.00016635 | 0.00016196 | 0.1824
Econ | Stone/Clay/Glass/Concrete | Industrial Lighting | Industrial Lighting | TRC | New | NN629 | Lighting Controls | Lighting Controls | NonEquip | 10 | Industrial Lighting | 30% | Tech/Econ | 17.43% | 1.6376 | Lighting | 0.00023375 | 0.00022721 | 0.14989
Econ | Stone/Clay/Glass/Concrete | Industrial Lighting | Industrial Lighting | TRC | Existing | NE628 | Lighting Controls | Lighting Controls | NonEquip | 10 | Industrial Lighting | 30% | Tech/Econ | 17.43% | 2721.6846 | Lighting | 0.38849 | 0.37762 | 0.14989
Econ | Stone/Clay/Glass/Concrete | Industrial Lighting | Industrial Lighting | TRC | Turnover | ET627 | Efficient Lighting - Other Interior Lighting | Efficient Lighting - Other Interior Lighting | Equip | 14.4667 | Industrial Lighting | 41.63% | Tech/Econ | 38.99% | 7234.5571 | Lighting | 1.0326 | 1.0038 | 0.39837
Econ | Stone/Clay/Glass/Concrete | Industrial Lighting | Industrial Lighting | TRC | Turnover | ET624 | Efficient Lighting - High Bay | Efficient Lighting - High Bay | Equip | 13.6667 | Industrial Lighting | 20% | Tech/Econ | 48.41% | 4776.865 | Lighting | 0.68184 | 0.66276 | 0.21586
Econ | Stone/Clay/Glass/Concrete | Industrial Lighting | Industrial Lighting | TRC | New | EN626 | Efficient Lighting - Other Interior Lighting | Efficient Lighting - Other Interior Lighting | Equip | 14.4667 | Industrial Lighting | 41.63% | Tech/Econ | 38.99% | 4.3529 | Lighting | 0.00062132 | 0.00060394 | 0.39837
Econ | Stone/Clay/Glass/Concrete | Industrial Lighting | Industrial Lighting | TRC | New | EN623 | Efficient Lighting - High Bay | Efficient Lighting - High Bay | Equip | 13.6667 | Industrial Lighting | 20% | Tech/Econ | 48.41% | 2.8742 | Lighting | 0.00041025 | 0.00039877 | 0.21586
Econ | Stone/Clay/Glass/Concrete | HVAC | HVAC | TRC | New | NN621 | HVAC Improved Controls | HVAC Improved Controls | NonEquip | 15 | HVAC | 1.319% | Tech/Econ | 10.25% | 0.061777 | HVAC | 8.8003e-06 | 8.5868e-06 | 0.040722
Econ | Stone/Clay/Glass/Concrete | HVAC | HVAC | TRC | New | NN616 | Building Envelope Improvements | Building Envelope Improvements | NonEquip | 15 | HVAC | 1.319% | Tech/Econ | 54.44% | 0.32702 | HVAC | 4.6585e-05 | 4.5455e-05 | 0.15485
Econ | Stone/Clay/Glass/Concrete | HVAC | HVAC | TRC | Existing | NE620 | HVAC Improved Controls | HVAC Improved Controls | NonEquip | 15 | HVAC | 1.319% | Tech/Econ | 10.25% | 102.673 | HVAC | 0.014626 | 0.014271 | 0.040722
Econ | Stone/Clay/Glass/Concrete | HVAC | HVAC | TRC | Existing | NE615 | Building Envelope Improvements | Building Envelope Improvements | NonEquip | 15 | HVAC | 1.319% | Tech/Econ | 54.44% | 543.5018 | HVAC | 0.077424 | 0.075545 | 0.15485
Econ | Stone/Clay/Glass/Concrete | HVAC | HVAC | TRC | Turnover | ET619 | HVAC Equipment Upgrades | HVAC Equipment Upgrades | Equip | 18 | HVAC | 1.319% | Tech/Econ | 12.46% | 124.5755 | HVAC | 0.017746 | 0.017316 | 0.1245
Econ | Stone/Clay/Glass/Concrete | HVAC | HVAC | TRC | New | EN618 | HVAC Equipment Upgrades | HVAC Equipment Upgrades | Equip | 18 | HVAC | 1.319% | Tech/Econ | 12.46% | 0.074955 | HVAC | 1.0678e-05 | 1.0419e-05 | 0.1245
Econ | Stone/Clay/Glass/Concrete | Exterior Lighting | Exterior Lighting | TRC | Turnover | ET612 | Efficient Lighting - Exterior | Efficient Lighting - Exterior | Equip | 13.6 | Exterior Lighting | 15.29% | Tech/Econ | 78.74% | 713.1928 | Exterior | 0 | 0 | 0.1144
Econ | Stone/Clay/Glass/Concrete | Exterior Lighting | Exterior Lighting | TRC | New | EN611 | Efficient Lighting - Exterior | Efficient Lighting - Exterior | Equip | 13.6 | Exterior Lighting | 15.29% | Tech/Econ | 78.74% | 0.42912 | Exterior | 0 | 0 | 0.1144
Econ | Stone/Clay/Glass/Concrete | Compressed Air | Compressed Air | TRC | New | NN609 | Plant Energy Management | Plant Energy Management | NonEquip | 10.5 | Compressed Air | 27.36% | Tech/Econ | 12% | 1.692 | MachineDrives | 0.00022784 | 0.00022182 | 0.023178
Econ | Stone/Clay/Glass/Concrete | Compressed Air | Compressed Air | TRC | New | NN607 | Compressed Air System Optimization | Compressed Air System Optimization | NonEquip | 10 | Compressed Air | 25.94% | Tech/Econ | 10.81% | 0 | MachineDrives | 0 | 0 | 0.061575
Econ | Stone/Clay/Glass/Concrete | Compressed Air | Compressed Air | TRC | New | NN602 | Compressed Air Controls | Compressed Air Controls | NonEquip | 12.5 | Compressed Air | 77.48% | Tech/Econ | 1.027% | 0.3716 | MachineDrives | 5.0041e-05 | 4.8719e-05 | 0.05342
Econ | Stone/Clay/Glass/Concrete | Compressed Air | Compressed Air | TRC | Existing | NE608 | Plant Energy Management | Plant Energy Management | NonEquip | 10.5 | Compressed Air | 27.36% | Tech/Econ | 12% | 2812.0314 | MachineDrives | 0.37867 | 0.36867 | 0.023178
Econ | Stone/Clay/Glass/Concrete | Compressed Air | Compressed Air | TRC | Existing | NE606 | Compressed Air System Optimization | Compressed Air System Optimization | NonEquip | 10 | Compressed Air | 25.94% | Tech/Econ | 10.81% | 2303.5143 | MachineDrives | 0.31019 | 0.302 | 0.061575
Econ | Stone/Clay/Glass/Concrete | Compressed Air | Compressed Air | TRC | Existing | NE601 | Compressed Air Controls | Compressed Air Controls | NonEquip | 12.5 | Compressed Air | 77.48% | Tech/Econ | 1.027% | 658.8003 | MachineDrives | 0.088715 | 0.086372 | 0.05342
Econ | Stone/Clay/Glass/Concrete | Compressed Air | Compressed Air | TRC | Turnover | ET605 | Compressed Air Equipment | Compressed Air Equipment | Equip | 15 | Compressed Air | 77.48% | Tech/Econ | 1.973% | 1220.7338 | MachineDrives | 0.16439 | 0.16004 | 0.22138
Econ | Stone/Clay/Glass/Concrete | Compressed Air | Compressed Air | TRC | New | EN604 | Compressed Air Equipment | Compressed Air Equipment | Equip | 15 | Compressed Air | 77.48% | Tech/Econ | 1.973% | 0 | MachineDrives | 0 | 0 | 0.22138
Econ | Textiles and Leather | Process Specific | Process Specific | TRC | New | NN732 | Process Other Systems Optimization | Process Other Systems Optimization | NonEquip | 5.3333 | Process Specific | 4.344% | Tech/Econ | 42.04% | 0.47412 | ProcessHeating | 6.5273e-05 | 6.3664e-05 | 0.05463
Econ | Textiles and Leather | Process Specific | Process Specific | TRC | Existing | NE731 | Process Other Systems Optimization | Process Other Systems Optimization | NonEquip | 5.3333 | Process Specific | 4.344% | Tech/Econ | 42.04% | 787.9892 | ProcessHeating | 0.10848 | 0.10581 | 0.05463
Econ | Textiles and Leather | Process Heating | Process Heating | TRC | New | NN730 | Process Heat System Optimization | Process Heat System Optimization | NonEquip | 2 | Process Heating | 24.47% | Tech/Econ | 8.837% | 5.5348 | ProcessHeating | 0.00076199 | 0.0007432 | 1.0583
Econ | Textiles and Leather | Process Heating | Process Heating | TRC | Existing | NE729 | Process Heat System Optimization | Process Heat System Optimization | NonEquip | 2 | Process Heating | 24.47% | Tech/Econ | 8.837% | 9198.8608 | ProcessHeating | 1.2664 | 1.2352 | 1.0583
Econ | Textiles and Leather | Process Heating | Process Heating | TRC | Turnover | ET728 | Process Heat Equipment Upgrade | Process Heat Equipment Upgrade | Equip | 10 | Process Heating | 24.47% | Tech/Econ | 27.11% | 30229.0352 | ProcessHeating | 4.1617 | 4.0591 | 0.037357
Econ | Textiles and Leather | Process Heating | Process Heating | TRC | New | EN727 | Process Heat Equipment Upgrade | Process Heat Equipment Upgrade | Equip | 10 | Process Heating | 24.47% | Tech/Econ | 27.11% | 18.1883 | ProcessHeating | 0.002504 | 0.0024423 | 0.037357
Econ | Textiles and Leather | Process Cooling | Process Cooling | TRC | New | NN722 | Process Refrig Controls | Process Refrig Controls | NonEquip | 15 | Process Cooling | 33.75% | Tech/Econ | 6% | 3.501 | ProcessHeating | 0.00048199 | 0.0004701 | 0.88
Econ | Textiles and Leather | Process Cooling | Process Cooling | TRC | Existing | NE721 | Process Refrig Controls | Process Refrig Controls | NonEquip | 15 | Process Cooling | 33.75% | Tech/Econ | 6% | 5818.6373 | ProcessHeating | 0.80106 | 0.78131 | 0.88
Econ | Textiles and Leather | Process Cooling | Process Cooling | TRC | Turnover | ET725 | Process Refrig Equipment Upgrade | Process Refrig Equipment Upgrade | Equip | 10 | Process Cooling | 21% | Tech/Econ | 14.49% | 9020.3759 | ProcessHeating | 1.2419 | 1.2112 | 0.16463
Econ | Textiles and Leather | Process Cooling | Process Cooling | TRC | New | EN724 | Process Refrig Equipment Upgrade | Process Refrig Equipment Upgrade | Equip | 10 | Process Cooling | 21% | Tech/Econ | 14.49% | 5.4274 | ProcessHeating | 0.00074721 | 0.00072878 | 0.16463
Econ | Textiles and Leather | Motors Pumps | Motors Pumps | TRC | New | NN720 | Pump Improved Controls | Pump Improved Controls | NonEquip | 15 | Motors Pumps | 33.99% | Tech/Econ | 1.792% | 7.4334 | MachineDrives | 0.001001 | 0.00097455 | 0.063804
Econ | Textiles and Leather | Motors Pumps | Motors Pumps | TRC | New | NN715 | Motor Optimization | Motor Optimization | NonEquip | 10 | Motors Pumps | 72.03% | Tech/Econ | 27.02% | 0 | MachineDrives | 0 | 0 | 0.30625
Econ | Textiles and Leather | Motors Pumps | Motors Pumps | TRC | New | NN713 | Motor Improved Controls | Motor Improved Controls | NonEquip | 15 | Motors Pumps | 33.71% | Tech/Econ | 1.792% | 7.3276 | MachineDrives | 0.00098674 | 0.00096068 | 0.063804
Econ | Textiles and Leather | Motors Pumps | Motors Pumps | TRC | Existing | NE719 | Pump Improved Controls | Pump Improved Controls | NonEquip | 15 | Motors Pumps | 33.99% | Tech/Econ | 1.792% | 12354.3536 | MachineDrives | 1.6637 | 1.6197 | 0.063804
Econ | Textiles and Leather | Motors Pumps | Motors Pumps | TRC | Existing | NE714 | Motor Optimization | Motor Optimization | NonEquip | 10 | Motors Pumps | 72.03% | Tech/Econ | 27.02% | 373013.4202 | MachineDrives | 50.2304 | 48.9037 | 0.30625
Econ | Textiles and Leather | Motors Pumps | Motors Pumps | TRC | Existing | NE712 | Motor Improved Controls | Motor Improved Controls | NonEquip | 15 | Motors Pumps | 33.71% | Tech/Econ | 1.792% | 12178.4292 | MachineDrives | 1.64 | 1.5966 | 0.063804
Econ | Textiles and Leather | Motors Pumps | Motors Pumps | TRC | Turnover | ET718 | Pump Equipment Upgrade | Pump Equipment Upgrade | Equip | 15 | Motors Pumps | 75.53% | Tech/Econ | 4.851% | 73398.3749 | MachineDrives | 9.8839 | 9.6228 | 0.12788
Econ | Textiles and Leather | Motors Pumps | Motors Pumps | TRC | Turnover | ET711 | Motor Equipment Upgrades | Motor Equipment Upgrades | Equip | 10 | Motors Pumps | 21% | Tech/Econ | 3.252% | 13180.2465 | MachineDrives | 1.7749 | 1.728 | 0.14068
Econ | Textiles and Leather | Motors Pumps | Motors Pumps | TRC | New | EN717 | Pump Equipment Upgrade | Pump Equipment Upgrade | Equip | 15 | Motors Pumps | 75.53% | Tech/Econ | 4.851% | 18.8852 | MachineDrives | 0.0025431 | 0.0024759 | 0.12788
Econ | Textiles and Leather | Motors Pumps | Motors Pumps | TRC | New | EN710 | Motor Equipment Upgrades | Motor Equipment Upgrades | Equip | 10 | Motors Pumps | 21% | Tech/Econ | 3.252% | 0 | MachineDrives | 0 | 0 | 0.14068
Econ | Textiles and Leather | Motors Fans Blowers | Motors Fans Blowers | TRC | New | NN708 | Fan Improved Controls | Fan Improved Controls | NonEquip | 15 | Motors Fans Blowers | 34.37% | Tech/Econ | 15.88% | 31.7066 | MachineDrives | 0.0042696 | 0.0041569 | 0.024602
Econ | Textiles and Leather | Motors Fans Blowers | Motors Fans Blowers | TRC | Existing | NE707 | Fan Improved Controls | Fan Improved Controls | NonEquip | 15 | Motors Fans Blowers | 34.37% | Tech/Econ | 15.88% | 52696.3464 | MachineDrives | 7.0961 | 6.9087 | 0.024602
Econ | Textiles and Leather | Motors Fans Blowers | Motors Fans Blowers | TRC | Turnover | ET706 | Fan Equipment Upgrades | Fan Equipment Upgrades | Equip | 15 | Motors Fans Blowers | 76.37% | Tech/Econ | 4.851% | 33818.9593 | MachineDrives | 4.5541 | 4.4338 | 0.12788
Econ | Textiles and Leather | Motors Fans Blowers | Motors Fans Blowers | TRC | New | EN705 | Fan Equipment Upgrades | Fan Equipment Upgrades | Equip | 15 | Motors Fans Blowers | 76.37% | Tech/Econ | 4.851% | 17.4884 | MachineDrives | 0.002355 | 0.0022928 | 0.12788
Econ | Textiles and Leather | Industrial Lighting | Industrial Lighting | TRC | New | NN703 | Lighting Controls | Lighting Controls | NonEquip | 10 | Industrial Lighting | 30% | Tech/Econ | 16.46% | 23.7397 | Lighting | 0.0033885 | 0.0032937 | 0.1284
Econ | Textiles and Leather | Industrial Lighting | Industrial Lighting | TRC | Existing | NE702 | Lighting Controls | Lighting Controls | NonEquip | 10 | Industrial Lighting | 30% | Tech/Econ | 16.46% | 39455.3162 | Lighting | 5.6317 | 5.4742 | 0.1284
Econ | Textiles and Leather | Industrial Lighting | Industrial Lighting | TRC | Turnover | ET701 | Efficient Lighting - Other Interior Lighting | Efficient Lighting - Other Interior Lighting | Equip | 14.4667 | Industrial Lighting | 76.99% | Tech/Econ | 38.99% | 205909.1676 | Lighting | 29.3909 | 28.5688 | 0.39837
Econ | Textiles and Leather | Industrial Lighting | Industrial Lighting | TRC | Turnover | ET698 | Efficient Lighting - High Bay | Efficient Lighting - High Bay | Equip | 13.6667 | Industrial Lighting | 20% | Tech/Econ | 48.41% | 73523.3016 | Lighting | 10.4945 | 10.201 | 0.21586
Econ | Textiles and Leather | Industrial Lighting | Industrial Lighting | TRC | New | EN700 | Efficient Lighting - Other Interior Lighting | Efficient Lighting - Other Interior Lighting | Equip | 14.4667 | Industrial Lighting | 76.99% | Tech/Econ | 38.99% | 80.4591 | Lighting | 0.011485 | 0.011163 | 0.39837
Econ | Textiles and Leather | Industrial Lighting | Industrial Lighting | TRC | New | EN697 | Efficient Lighting - High Bay | Efficient Lighting - High Bay | Equip | 13.6667 | Industrial Lighting | 20% | Tech/Econ | 48.41% | 44.2378 | Lighting | 0.0063144 | 0.0061378 | 0.21586
Econ | Textiles and Leather | HVAC | HVAC | TRC | New | NN695 | HVAC Recommissioning | HVAC Recommissioning | NonEquip | 10 | HVAC | 19.11% | Tech/Econ | 9.207% | 14.0238 | HVAC | 0.0019977 | 0.0019493 | 0.059357
Econ | Textiles and Leather | HVAC | HVAC | TRC | New | NN693 | HVAC Improved Controls | HVAC Improved Controls | NonEquip | 15 | HVAC | 19.11% | Tech/Econ | 13.22% | 20.6533 | HVAC | 0.0029421 | 0.0028708 | 0.0032746
Econ | Textiles and Leather | HVAC | HVAC | TRC | New | NN688 | Building Envelope Improvements | Building Envelope Improvements | NonEquip | 15 | HVAC | 19.11% | Tech/Econ | 7.051% | 10.5504 | HVAC | 0.0015029 | 0.0014665 | 0.28165
Econ | Textiles and Leather | HVAC | HVAC | TRC | Existing | NE694 | HVAC Recommissioning | HVAC Recommissioning | NonEquip | 10 | HVAC | 19.11% | Tech/Econ | 9.207% | 23307.5753 | HVAC | 3.3202 | 3.2397 | 0.059357
Econ | Textiles and Leather | HVAC | HVAC | TRC | Existing | NE692 | HVAC Improved Controls | HVAC Improved Controls | NonEquip | 15 | HVAC | 19.11% | Tech/Econ | 13.22% | 34325.7553 | HVAC | 4.8898 | 4.7712 | 0.0032746
Econ | Textiles and Leather | HVAC | HVAC | TRC | Existing | NE687 | Building Envelope Improvements | Building Envelope Improvements | NonEquip | 15 | HVAC | 19.11% | Tech/Econ | 7.051% | 17534.7675 | HVAC | 2.4979 | 2.4373 | 0.28165
Econ | Textiles and Leather | HVAC | HVAC | TRC | Turnover | ET691 | HVAC Equipment Upgrades | HVAC Equipment Upgrades | Equip | 18 | HVAC | 19.11% | Tech/Econ | 15.11% | 37073.7119 | HVAC | 5.2813 | 5.1532 | 0.12765
Econ | Textiles and Leather | HVAC | HVAC | TRC | New | EN690 | HVAC Equipment Upgrades | HVAC Equipment Upgrades | Equip | 18 | HVAC | 19.11% | Tech/Econ | 15.11% | 22.3067 | HVAC | 0.0031777 | 0.0031006 | 0.12765
Econ | Textiles and Leather | Exterior Lighting | Exterior Lighting | TRC | Turnover | ET684 | Efficient Lighting - Exterior | Efficient Lighting - Exterior | Equip | 13.6 | Exterior Lighting | 15.29% | Tech/Econ | 78.74% | 10943.7687 | Exterior | 0 | 0 | 0.1144
Econ | Textiles and Leather | Exterior Lighting | Exterior Lighting | TRC | New | EN683 | Efficient Lighting - Exterior | Efficient Lighting - Exterior | Equip | 13.6 | Exterior Lighting | 15.29% | Tech/Econ | 78.74% | 6.5847 | Exterior | 0 | 0 | 0.1144
Econ | Textiles and Leather | Compressed Air | Compressed Air | TRC | New | NN681 | Compressed Air System Optimization | Compressed Air System Optimization | NonEquip | 10 | Compressed Air | 25.94% | Tech/Econ | 10.78% | 8.0129 | MachineDrives | 0.001079 | 0.0010505 | 0.049977
Econ | Textiles and Leather | Compressed Air | Compressed Air | TRC | New | NN676 | Compressed Air Controls | Compressed Air Controls | NonEquip | 12.5 | Compressed Air | 72.03% | Tech/Econ | 1.918% | 4.0131 | MachineDrives | 0.00054041 | 0.00052613 | 0.054893
Econ | Textiles and Leather | Compressed Air | Compressed Air | TRC | Existing | NE680 | Compressed Air System Optimization | Compressed Air System Optimization | NonEquip | 10 | Compressed Air | 25.94% | Tech/Econ | 10.78% | 13317.4057 | MachineDrives | 1.7933 | 1.746 | 0.049977
Econ | Textiles and Leather | Compressed Air | Compressed Air | TRC | Existing | NE675 | Compressed Air Controls | Compressed Air Controls | NonEquip | 12.5 | Compressed Air | 72.03% | Tech/Econ | 1.918% | 6669.764 | MachineDrives | 0.89816 | 0.87444 | 0.054893
Econ | Textiles and Leather | Compressed Air | Compressed Air | TRC | Turnover | ET679 | Compressed Air Equipment | Compressed Air Equipment | Equip | 15 | Compressed Air | 72.03% | Tech/Econ | 4.024% | 13415.6158 | MachineDrives | 1.8066 | 1.7588 | 0.12591
Econ | Textiles and Leather | Compressed Air | Compressed Air | TRC | New | EN678 | Compressed Air Equipment | Compressed Air Equipment | Equip | 15 | Compressed Air | 72.03% | Tech/Econ | 4.024% | 0.22696 | MachineDrives | 3.0563e-05 | 2.9756e-05 | 0.12591
Econ | Transportation Equipment | Process Specific | Process Specific | TRC | New | NN807 | Process Other Systems Optimization | Process Other Systems Optimization | NonEquip | 5.3333 | Process Specific | 1.136% | Tech/Econ | 12% | 0.73712 | ProcessHeating | 0.00010148 | 9.8978e-05 | 0.023178
Econ | Transportation Equipment | Process Specific | Process Specific | TRC | New | NN805 | Plant Energy Management | Plant Energy Management | NonEquip | 10.5 | Process Specific | 27.36% | Tech/Econ | 12% | 17.7311 | ProcessHeating | 0.0024411 | 0.0023809 | 0.023178
Econ | Transportation Equipment | Process Specific | Process Specific | TRC | Existing | NE806 | Process Other Systems Optimization | Process Other Systems Optimization | NonEquip | 5.3333 | Process Specific | 1.136% | Tech/Econ | 12% | 1225.0884 | ProcessHeating | 0.16866 | 0.1645 | 0.023178
Econ | Transportation Equipment | Process Specific | Process Specific | TRC | Existing | NE804 | Plant Energy Management | Plant Energy Management | NonEquip | 10.5 | Process Specific | 27.36% | Tech/Econ | 12% | 29469.1145 | ProcessHeating | 4.0571 | 3.957 | 0.023178
Econ | Transportation Equipment | Process Heating | Process Heating | TRC | New | NN803 | Process Heat System Optimization | Process Heat System Optimization | NonEquip | 2 | Process Heating | 8.411% | Tech/Econ | 11.19% | 9.8397 | ProcessHeating | 0.0013547 | 0.0013213 | 0.092715
Econ | Transportation Equipment | Process Heating | Process Heating | TRC | New | NN801 | Process Heat Improved Controls | Process Heat Improved Controls | NonEquip | 15 | Process Heating | 8.411% | Tech/Econ | 2.283% | 1.9891 | ProcessHeating | 0.00027385 | 0.0002671 | 0.89743
Econ | Transportation Equipment | Process Heating | Process Heating | TRC | New | NN799 | Plant Energy Management | Plant Energy Management | NonEquip | 10.5 | Process Heating | 27.36% | Tech/Econ | 12% | 35.4963 | ProcessHeating | 0.0048868 | 0.0047664 | 0.023178
Econ | Transportation Equipment | Process Heating | Process Heating | TRC | Existing | NE802 | Process Heat System Optimization | Process Heat System Optimization | NonEquip | 2 | Process Heating | 8.411% | Tech/Econ | 11.19% | 16353.596 | ProcessHeating | 2.2514 | 2.1959 | 0.092715
Econ | Transportation Equipment | Process Heating | Process Heating | TRC | Existing | NE800 | Process Heat Improved Controls | Process Heat Improved Controls | NonEquip | 15 | Process Heating | 8.411% | Tech/Econ | 2.283% | 3305.9434 | ProcessHeating | 0.45514 | 0.44391 | 0.89743
Econ | Transportation Equipment | Process Heating | Process Heating | TRC | Existing | NE798 | Plant Energy Management | Plant Energy Management | NonEquip | 10.5 | Process Heating | 27.36% | Tech/Econ | 12% | 58994.7886 | ProcessHeating | 8.1219 | 7.9217 | 0.023178
Econ | Transportation Equipment | Process Cooling | Process Cooling | TRC | New | NN794 | Process Refrig Controls | Process Refrig Controls | NonEquip | 15 | Process Cooling | 33.75% | Tech/Econ | 6% | 9.6394 | ProcessHeating | 0.0013271 | 0.0012944 | 0.88
Econ | Transportation Equipment | Process Cooling | Process Cooling | TRC | New | NN792 | Plant Energy Management | Plant Energy Management | NonEquip | 10.5 | Process Cooling | 27.36% | Tech/Econ | 12% | 16.2529 | ProcessHeating | 0.0022376 | 0.0021824 | 0.023178
Econ | Transportation Equipment | Process Cooling | Process Cooling | TRC | Existing | NE793 | Process Refrig Controls | Process Refrig Controls | NonEquip | 15 | Process Cooling | 33.75% | Tech/Econ | 6% | 16020.6468 | ProcessHeating | 2.2056 | 2.1512 | 0.88
Econ | Transportation Equipment | Process Cooling | Process Cooling | TRC | Existing | NE791 | Plant Energy Management | Plant Energy Management | NonEquip | 10.5 | Process Cooling | 27.36% | Tech/Econ | 12% | 27012.3972 | ProcessHeating | 3.7189 | 3.6272 | 0.023178
Econ | Transportation Equipment | Process Cooling | Process Cooling | TRC | Turnover | ET797 | Process Refrig Equipment Upgrade | Process Refrig Equipment Upgrade | Equip | 10 | Process Cooling | 21% | Tech/Econ | 2.689% | 4492.1536 | ProcessHeating | 0.61844 | 0.6032 | 0.12236
Econ | Transportation Equipment | Process Cooling | Process Cooling | TRC | New | EN796 | Process Refrig Equipment Upgrade | Process Refrig Equipment Upgrade | Equip | 10 | Process Cooling | 21% | Tech/Econ | 2.689% | 2.7029 | ProcessHeating | 0.00037211 | 0.00036293 | 0.12236
Econ | Transportation Equipment | Other | Other | TRC | New | NN790 | Plant Energy Management | Plant Energy Management | NonEquip | 10.5 | Other | 27.36% | Tech/Econ | 12% | 28.998 | Other | 0.0041833 | 0.0042547 | 0.023178
Econ | Transportation Equipment | Other | Other | TRC | Existing | NE789 | Plant Energy Management | Plant Energy Management | NonEquip | 10.5 | Other | 27.36% | Tech/Econ | 12% | 48194.6087 | Other | 6.9527 | 7.0713 | 0.023178
Econ | Transportation Equipment | Motors Pumps | Motors Pumps | TRC | New | NN788 | Pump System Optimization | Pump System Optimization | NonEquip | 10 | Motors Pumps | 93.35% | Tech/Econ | 3.493% | 0 | MachineDrives | 0 | 0 | 0.078327
Econ | Transportation Equipment | Motors Pumps | Motors Pumps | TRC | New | NN786 | Pump Improved Controls | Pump Improved Controls | NonEquip | 15 | Motors Pumps | 33.99% | Tech/Econ | 1.792% | 13.0386 | MachineDrives | 0.0017558 | 0.0017094 | 0.063804
Econ | Transportation Equipment | Motors Pumps | Motors Pumps | TRC | New | NN781 | Plant Energy Management | Plant Energy Management | NonEquip | 10.5 | Motors Pumps | 27.36% | Tech/Econ | 12% | 73.1005 | MachineDrives | 0.0098438 | 0.0095838 | 0.023178
Econ | Transportation Equipment | Motors Pumps | Motors Pumps | TRC | New | NN779 | Motor Optimization | Motor Optimization | NonEquip | 10 | Motors Pumps | 93.35% | Tech/Econ | 0.877% | 0 | MachineDrives | 0 | 0 | 0.083771
Econ | Transportation Equipment | Motors Pumps | Motors Pumps | TRC | New | NN777 | Motor Improved Controls | Motor Improved Controls | NonEquip | 15 | Motors Pumps | 33.71% | Tech/Econ | 1.792% | 13.0104 | MachineDrives | 0.001752 | 0.0017057 | 0.063804
Econ | Transportation Equipment | Motors Pumps | Motors Pumps | TRC | Existing | NE787 | Pump System Optimization | Pump System Optimization | NonEquip | 10 | Motors Pumps | 93.35% | Tech/Econ | 3.493% | 111271.9861 | MachineDrives | 14.984 | 14.5882 | 0.078327
Econ | Transportation Equipment | Motors Pumps | Motors Pumps | TRC | Existing | NE785 | Pump Improved Controls | Pump Improved Controls | NonEquip | 15 | Motors Pumps | 33.99% | Tech/Econ | 1.792% | 21670.2081 | MachineDrives | 2.9181 | 2.8411 | 0.063804
Econ | Transportation Equipment | Motors Pumps | Motors Pumps | TRC | Existing | NE780 | Plant Energy Management | Plant Energy Management | NonEquip | 10.5 | Motors Pumps | 27.36% | Tech/Econ | 12% | 121493.065 | MachineDrives | 16.3604 | 15.9283 | 0.023178
Econ | Transportation Equipment | Motors Pumps | Motors Pumps | TRC | Existing | NE778 | Motor Optimization | Motor Optimization | NonEquip | 10 | Motors Pumps | 93.35% | Tech/Econ | 0.877% | 28168.6851 | MachineDrives | 3.7932 | 3.693 | 0.083771
Econ | Transportation Equipment | Motors Pumps | Motors Pumps | TRC | Existing | NE776 | Motor Improved Controls | Motor Improved Controls | NonEquip | 15 | Motors Pumps | 33.71% | Tech/Econ | 1.792% | 21623.2283 | MachineDrives | 2.9118 | 2.8349 | 0.063804
Econ | Transportation Equipment | Motors Pumps | Motors Pumps | TRC | Turnover | ET784 | Pump Equipment Upgrade | Pump Equipment Upgrade | Equip | 15 | Motors Pumps | 75.53% | Tech/Econ | 2.752% | 68626.0476 | MachineDrives | 9.2413 | 8.9972 | 0.25378
Econ | Transportation Equipment | Motors Pumps | Motors Pumps | TRC | Turnover | ET775 | Motor Equipment Upgrades | Motor Equipment Upgrades | Equip | 10 | Motors Pumps | 93.35% | Tech/Econ | 2.862% | 94443.443 | MachineDrives | 12.7179 | 12.3819 | 0.031454
Econ | Transportation Equipment | Motors Pumps | Motors Pumps | TRC | New | EN783 | Pump Equipment Upgrade | Pump Equipment Upgrade | Equip | 15 | Motors Pumps | 75.53% | Tech/Econ | 2.752% | 0 | MachineDrives | 0 | 0 | 0.25378
Econ | Transportation Equipment | Motors Pumps | Motors Pumps | TRC | New | EN774 | Motor Equipment Upgrades | Motor Equipment Upgrades | Equip | 10 | Motors Pumps | 93.35% | Tech/Econ | 2.862% | 3.0048 | MachineDrives | 0.00040463 | 0.00039395 | 0.031454
Econ | Transportation Equipment | Motors Fans Blowers | Motors Fans Blowers | TRC | New | NN772 | Plant Energy Management | Plant Energy Management | NonEquip | 10.5 | Motors Fans Blowers | 27.36% | Tech/Econ | 12% | 7.2977 | MachineDrives | 0.00098272 | 0.00095676 | 0.023178
Econ | Transportation Equipment | Motors Fans Blowers | Motors Fans Blowers | TRC | New | NN770 | Fan System Optimization | Fan System Optimization | NonEquip | 10 | Motors Fans Blowers | 93.35% | Tech/Econ | 20.43% | 0 | MachineDrives | 0 | 0 | 0.03506
Econ | Transportation Equipment | Motors Fans Blowers | Motors Fans Blowers | TRC | New | NN768 | Fan Improved Controls | Fan Improved Controls | NonEquip | 15 | Motors Fans Blowers | 93.35% | Tech/Econ | 14.66% | 145.0822 | MachineDrives | 0.019537 | 0.019021 | 0.0098583
Econ | Transportation Equipment | Motors Fans Blowers | Motors Fans Blowers | TRC | Existing | NE771 | Plant Energy Management | Plant Energy Management | NonEquip | 10.5 | Motors Fans Blowers | 27.36% | Tech/Econ | 12% | 49936.2228 | MachineDrives | 6.7245 | 6.5469 | 0.023178
Econ | Transportation Equipment | Motors Fans Blowers | Motors Fans Blowers | TRC | Existing | NE769 | Fan System Optimization | Fan System Optimization | NonEquip | 10 | Motors Fans Blowers | 93.35% | Tech/Econ | 20.43% | 280479.4803 | MachineDrives | 37.7697 | 36.7721 | 0.03506
Econ | Transportation Equipment | Motors Fans Blowers | Motors Fans Blowers | TRC | Existing | NE767 | Fan Improved Controls | Fan Improved Controls | NonEquip | 15 | Motors Fans Blowers | 93.35% | Tech/Econ | 14.66% | 241126.6658 | MachineDrives | 32.4704 | 31.6128 | 0.0098583
Econ | Transportation Equipment | Motors Fans Blowers | Motors Fans Blowers | TRC | Turnover | ET766 | Fan Equipment Upgrades | Fan Equipment Upgrades | Equip | 15 | Motors Fans Blowers | 76.37% | Tech/Econ | 2.752% | 25018.3157 | MachineDrives | 3.369 | 3.28 | 0.25378
Econ | Transportation Equipment | Motors Fans Blowers | Motors Fans Blowers | TRC | New | EN765 | Fan Equipment Upgrades | Fan Equipment Upgrades | Equip | 15 | Motors Fans Blowers | 76.37% | Tech/Econ | 2.752% | 0 | MachineDrives | 0 | 0 | 0.25378
Econ | Transportation Equipment | Industrial Lighting | Industrial Lighting | TRC | New | NN763 | Lighting Controls | Lighting Controls | NonEquip | 10 | Industrial Lighting | 77.99% | Tech/Econ | 15.94% | 137.3069 | Lighting | 0.019599 | 0.019051 | 0.13145
Econ | Transportation Equipment | Industrial Lighting | Industrial Lighting | TRC | Existing | NE762 | Lighting Controls | Lighting Controls | NonEquip | 10 | Industrial Lighting | 77.99% | Tech/Econ | 15.94% | 228204.0718 | Lighting | 32.5732 | 31.662 | 0.13145
Econ | Transportation Equipment | Industrial Lighting | Industrial Lighting | TRC | Turnover | ET761 | Efficient Lighting - Other Interior Lighting | Efficient Lighting - Other Interior Lighting | Equip | 14.4667 | Industrial Lighting | 77.99% | Tech/Econ | 38.99% | 441468.8998 | Lighting | 63.0141 | 61.2514 | 0.39837
Econ | Transportation Equipment | Industrial Lighting | Industrial Lighting | TRC | Turnover | ET758 | Efficient Lighting - High Bay | Efficient Lighting - High Bay | Equip | 13.6667 | Industrial Lighting | 20% | Tech/Econ | 48.41% | 155616.6848 | Lighting | 22.2123 | 21.591 | 0.21586
Econ | Transportation Equipment | Industrial Lighting | Industrial Lighting | TRC | New | EN760 | Efficient Lighting - Other Interior Lighting | Efficient Lighting - Other Interior Lighting | Equip | 14.4667 | Industrial Lighting | 77.99% | Tech/Econ | 38.99% | 6.8495 | Lighting | 0.00097768 | 0.00095033 | 0.39837
Econ | Transportation Equipment | Industrial Lighting | Industrial Lighting | TRC | New | EN757 | Efficient Lighting - High Bay | Efficient Lighting - High Bay | Equip | 13.6667 | Industrial Lighting | 20% | Tech/Econ | 48.41% | 93.6322 | Lighting | 0.013365 | 0.012991 | 0.21586
Econ | Transportation Equipment | HVAC | HVAC | TRC | New | NN755 | HVAC Recommissioning | HVAC Recommissioning | NonEquip | 10 | HVAC | 48.92% | Tech/Econ | 12.44% | 0 | HVAC | 0 | 0 | 0.23283
Econ | Transportation Equipment | HVAC | HVAC | TRC | New | NN753 | HVAC Improved Controls | HVAC Improved Controls | NonEquip | 15 | HVAC | 48.92% | Tech/Econ | 6.312% | 56.9941 | HVAC | 0.008119 | 0.007922 | 0.015056
Econ | Transportation Equipment | HVAC | HVAC | TRC | New | NN748 | Building Envelope Improvements | Building Envelope Improvements | NonEquip | 15 | HVAC | 48.92% | Tech/Econ | 11.86% | 103.7869 | HVAC | 0.014785 | 0.014426 | 0.13548
Econ | Transportation Equipment | HVAC | HVAC | TRC | Existing | NE754 | HVAC Recommissioning | HVAC Recommissioning | NonEquip | 10 | HVAC | 48.92% | Tech/Econ | 12.44% | 160085.3358 | HVAC | 22.8047 | 22.2515 | 0.23283
Econ | Transportation Equipment | HVAC | HVAC | TRC | Existing | NE752 | HVAC Improved Controls | HVAC Improved Controls | NonEquip | 15 | HVAC | 48.92% | Tech/Econ | 6.312% | 94724.2626 | HVAC | 13.4938 | 13.1664 | 0.015056
Econ | Transportation Equipment | HVAC | HVAC | TRC | Existing | NE747 | Building Envelope Improvements | Building Envelope Improvements | NonEquip | 15 | HVAC | 48.92% | Tech/Econ | 11.86% | 172493.8197 | HVAC | 24.5724 | 23.9762 | 0.13548
Econ | Transportation Equipment | HVAC | HVAC | TRC | Turnover | ET751 | HVAC Equipment Upgrades | HVAC Equipment Upgrades | Equip | 18 | HVAC | 48.92% | Tech/Econ | 12.46% | 170668.7515 | HVAC | 24.3124 | 23.7225 | 0.1245
Econ | Transportation Equipment | HVAC | HVAC | TRC | New | EN750 | HVAC Equipment Upgrades | HVAC Equipment Upgrades | Equip | 18 | HVAC | 48.92% | Tech/Econ | 12.46% | 4.519 | HVAC | 0.00064375 | 0.00062813 | 0.1245
Econ | Transportation Equipment | Exterior Lighting | Exterior Lighting | TRC | Turnover | ET744 | Efficient Lighting - Exterior | Efficient Lighting - Exterior | Equip | 13.6 | Exterior Lighting | 15.29% | Tech/Econ | 78.74% | 25145.3469 | Exterior | 0 | 0 | 0.1144
Econ | Transportation Equipment | Exterior Lighting | Exterior Lighting | TRC | New | EN743 | Efficient Lighting - Exterior | Efficient Lighting - Exterior | Equip | 13.6 | Exterior Lighting | 15.29% | Tech/Econ | 78.74% | 15.1296 | Exterior | 0 | 0 | 0.1144
Econ | Transportation Equipment | Compressed Air | Compressed Air | TRC | New | NN741 | Plant Energy Management | Plant Energy Management | NonEquip | 10.5 | Compressed Air | 27.36% | Tech/Econ | 12% | 17.4049 | MachineDrives | 0.0023438 | 0.0022819 | 0.023178
Econ | Transportation Equipment | Compressed Air | Compressed Air | TRC | New | NN739 | Compressed Air System Optimization | Compressed Air System Optimization | NonEquip | 10 | Compressed Air | 93.35% | Tech/Econ | 12.36% | 0 | MachineDrives | 0 | 0 | 0.061071
Econ | Transportation Equipment | Compressed Air | Compressed Air | TRC | New | NN734 | Compressed Air Controls | Compressed Air Controls | NonEquip | 12.5 | Compressed Air | 93.35% | Tech/Econ | 1.281% | 4.7715 | MachineDrives | 0.00064254 | 0.00062556 | 0.068082
Econ | Transportation Equipment | Compressed Air | Compressed Air | TRC | Existing | NE740 | Plant Energy Management | Plant Energy Management | NonEquip | 10.5 | Compressed Air | 27.36% | Tech/Econ | 12% | 28926.9202 | MachineDrives | 3.8953 | 3.7924 | 0.023178
Econ | Transportation Equipment | Compressed Air | Compressed Air | TRC | Existing | NE738 | Compressed Air System Optimization | Compressed Air System Optimization | NonEquip | 10 | Compressed Air | 93.35% | Tech/Econ | 12.36% | 97144.1248 | MachineDrives | 13.0815 | 12.736 | 0.061071
Econ | Transportation Equipment | Compressed Air | Compressed Air | TRC | Existing | NE733 | Compressed Air Controls | Compressed Air Controls | NonEquip | 12.5 | Compressed Air | 93.35% | Tech/Econ | 1.281% | 10192.0658 | MachineDrives | 1.3725 | 1.3362 | 0.068082
Econ | Transportation Equipment | Compressed Air | Compressed Air | TRC | Turnover | ET737 | Compressed Air Equipment | Compressed Air Equipment | Equip | 15 | Compressed Air | 93.35% | Tech/Econ | 7.829% | 54425.6432 | MachineDrives | 7.329 | 7.1354 | 0.086663
Econ | Transportation Equipment | Compressed Air | Compressed Air | TRC | New | EN736 | Compressed Air Equipment | Compressed Air Equipment | Equip | 15 | Compressed Air | 93.35% | Tech/Econ | 7.829% | 0 | MachineDrives | 0 | 0 | 0.086663
Econ | Water and Wastewater | Process Specific | Process Specific | TRC | New | NN961 | Process Other Systems Optimization | Process Other Systems Optimization | NonEquip | 5.3333 | Process Specific | 17.64% | Tech/Econ | 48.74% | 307.6036 | ProcessHeating | 0.042348 | 0.041304 | 0.032717
Econ | Water and Wastewater | Process Specific | Process Specific | TRC | New | NN959 | Plant Energy Management | Plant Energy Management | NonEquip | 10.5 | Process Specific | 25.8% | Tech/Econ | 12% | 114.3403 | ProcessHeating | 0.015741 | 0.015353 | 0.023178
Econ | Water and Wastewater | Process Specific | Process Specific | TRC | Existing | NE960 | Process Other Systems Optimization | Process Other Systems Optimization | NonEquip | 5.3333 | Process Specific | 17.64% | Tech/Econ | 48.74% | 511237.2627 | ProcessHeating | 70.3832 | 68.6477 | 0.032717
Econ | Water and Wastewater | Process Specific | Process Specific | TRC | Existing | NE958 | Plant Energy Management | Plant Energy Management | NonEquip | 10.5 | Process Specific | 25.8% | Tech/Econ | 12% | 190033.5155 | ProcessHeating | 26.1623 | 25.5173 | 0.023178
Econ | Water and Wastewater | Process Heating | Process Heating | TRC | New | NN957 | Process Heat System Optimization | Process Heat System Optimization | NonEquip | 2 | Process Heating | 16.02% | Tech/Econ | 9.204% | 74.2003 | ProcessHeating | 0.010215 | 0.0099634 | 0.30975
Econ | Water and Wastewater | Process Heating | Process Heating | TRC | New | NN955 | Process Heat Improved Controls | Process Heat Improved Controls | NonEquip | 15 | Process Heating | 23.16% | Tech/Econ | 1.21% | 14.142 | ProcessHeating | 0.001947 | 0.001899 | 0.96304
Econ | Water and Wastewater | Process Heating | Process Heating | TRC | New | NN953 | Plant Energy Management | Plant Energy Management | NonEquip | 10.5 | Process Heating | 25.8% | Tech/Econ | 12% | 161.2092 | ProcessHeating | 0.022194 | 0.021647 | 0.023178
Econ | Water and Wastewater | Process Heating | Process Heating | TRC | Existing | NE956 | Process Heat System Optimization | Process Heat System Optimization | NonEquip | 2 | Process Heating | 16.02% | Tech/Econ | 9.204% | 123320.9696 | ProcessHeating | 16.9779 | 16.5593 | 0.30975
Econ | Water and Wastewater | Process Heating | Process Heating | TRC | Existing | NE954 | Process Heat Improved Controls | Process Heat Improved Controls | NonEquip | 15 | Process Heating | 23.16% | Tech/Econ | 1.21% | 23503.9869 | ProcessHeating | 3.2358 | 3.1561 | 0.96304
Econ | Water and Wastewater | Process Heating | Process Heating | TRC | Existing | NE952 | Plant Energy Management | Plant Energy Management | NonEquip | 10.5 | Process Heating | 25.8% | Tech/Econ | 12% | 267929.6804 | ProcessHeating | 36.8865 | 35.977 | 0.023178
Econ | Water and Wastewater | Process Cooling | Process Cooling | TRC | New | NN951 | Process Refrig System Optimization | Process Refrig System Optimization | NonEquip | 4.6667 | Process Cooling | 13.75% | Tech/Econ | 45.35% | 172.7726 | ProcessHeating | 0.023786 | 0.0232 | 0.11299
Econ | Water and Wastewater | Process Cooling | Process Cooling | TRC | New | NN946 | Process Refrig Controls | Process Refrig Controls | NonEquip | 15 | Process Cooling | 27.79% | Tech/Econ | 2.354% | 18.2495 | ProcessHeating | 0.0025124 | 0.0024505 | 0.06633
Econ | Water and Wastewater | Process Cooling | Process Cooling | TRC | New | NN944 | Plant Energy Management | Plant Energy Management | NonEquip | 10.5 | Process Cooling | 25.8% | Tech/Econ | 12% | 89.1153 | ProcessHeating | 0.012269 | 0.011966 | 0.023178
Econ | Water and Wastewater | Process Cooling | Process Cooling | TRC | Existing | NE950 | Process Refrig System Optimization | Process Refrig System Optimization | NonEquip | 4.6667 | Process Cooling | 13.75% | Tech/Econ | 45.35% | 287148.0784 | ProcessHeating | 39.5323 | 38.5576 | 0.11299
Econ | Water and Wastewater | Process Cooling | Process Cooling | TRC | Existing | NE945 | Process Refrig Controls | Process Refrig Controls | NonEquip | 15 | Process Cooling | 27.79% | Tech/Econ | 2.354% | 30330.6276 | ProcessHeating | 4.1757 | 4.0727 | 0.06633
Econ | Water and Wastewater | Process Cooling | Process Cooling | TRC | Existing | NE943 | Plant Energy Management | Plant Energy Management | NonEquip | 10.5 | Process Cooling | 25.8% | Tech/Econ | 12% | 148109.5655 | ProcessHeating | 20.3906 | 19.8878 | 0.023178
Econ | Water and Wastewater | Process Cooling | Process Cooling | TRC | Turnover | ET949 | Process Refrig Equipment Upgrade | Process Refrig Equipment Upgrade | Equip | 10 | Process Cooling | 22.05% | Tech/Econ | 31.43% | 299273.9737 | ProcessHeating | 41.2017 | 40.1858 | 0.20671
Econ | Water and Wastewater | Process Cooling | Process Cooling | TRC | New | EN948 | Process Refrig Equipment Upgrade | Process Refrig Equipment Upgrade | Equip | 10 | Process Cooling | 22.05% | Tech/Econ | 31.43% | 180.0686 | ProcessHeating | 0.02479 | 0.024179 | 0.20671
Econ | Water and Wastewater | Other | Other | TRC | New | NN942 | Plant Energy Management | Plant Energy Management | NonEquip | 10.5 | Other | 25.8% | Tech/Econ | 12% | 73.6369 | Other | 0.010623 | 0.010804 | 0.023178
Econ | Water and Wastewater | Other | Other | TRC | Existing | NE941 | Plant Energy Management | Plant Energy Management | NonEquip | 10.5 | Other | 25.8% | Tech/Econ | 12% | 122384.5972 | Other | 17.6556 | 17.9567 | 0.023178
Econ | Water and Wastewater | Motors Pumps | Motors Pumps | TRC | New | NN940 | Pump System Optimization | Pump System Optimization | NonEquip | 10 | Motors Pumps | 59.4% | Tech/Econ | 1.68% | 0 | MachineDrives | 0 | 0 | 0.066358
Econ | Water and Wastewater | Motors Pumps | Motors Pumps | TRC | New | NN938 | Pump Improved Controls | Pump Improved Controls | NonEquip | 15 | Motors Pumps | 33.73% | Tech/Econ | 1.792% | 62.0483 | MachineDrives | 0.0083555 | 0.0081348 | 0.063804
Econ | Water and Wastewater | Motors Pumps | Motors Pumps | TRC | New | NN933 | Plant Energy Management | Plant Energy Management | NonEquip | 10.5 | Motors Pumps | 25.8% | Tech/Econ | 12% | 343.8544 | MachineDrives | 0.046304 | 0.045081 | 0.023178
Econ | Water and Wastewater | Motors Pumps | Motors Pumps | TRC | New | NN931 | Motor Optimization | Motor Optimization | NonEquip | 10 | Motors Pumps | 66.73% | Tech/Econ | 3.467% | 0 | MachineDrives | 0 | 0 | 0.45607
Econ | Water and Wastewater | Motors Pumps | Motors Pumps | TRC | New | NN929 | Motor Improved Controls | Motor Improved Controls | NonEquip | 15 | Motors Pumps | 42.04% | Tech/Econ | 0.4056% | 18.969 | MachineDrives | 0.0025544 | 0.0024869 | 0.10371
Econ | Water and Wastewater | Motors Pumps | Motors Pumps | TRC | Existing | NE939 | Pump System Optimization | Pump System Optimization | NonEquip | 10 | Motors Pumps | 59.4% | Tech/Econ | 1.68% | 177403.8618 | MachineDrives | 23.8894 | 23.2584 | 0.066358
Econ | Water and Wastewater | Motors Pumps | Motors Pumps | TRC | Existing | NE937 | Pump Improved Controls | Pump Improved Controls | NonEquip | 15 | Motors Pumps | 33.73% | Tech/Econ | 1.792% | 108144.3726 | MachineDrives | 14.5628 | 14.1782 | 0.063804
Econ | Water and Wastewater | Motors Pumps | Motors Pumps | TRC | Existing | NE932 | Plant Energy Management | Plant Energy Management | NonEquip | 10.5 | Motors Pumps | 25.8% | Tech/Econ | 12% | 571485.9903 | MachineDrives | 76.9569 | 74.9243 | 0.023178
Econ | Water and Wastewater | Motors Pumps | Motors Pumps | TRC | Existing | NE930 | Motor Optimization | Motor Optimization | NonEquip | 10 | Motors Pumps | 66.73% | Tech/Econ | 3.467% | 367227.4347 | MachineDrives | 49.4512 | 48.1451 | 0.45607
Econ | Water and Wastewater | Motors Pumps | Motors Pumps | TRC | Existing | NE928 | Motor Improved Controls | Motor Improved Controls | NonEquip | 15 | Motors Pumps | 42.04% | Tech/Econ | 0.4056% | 31526.4244 | MachineDrives | 4.2454 | 4.1333 | 0.10371
Econ | Water and Wastewater | Motors Pumps | Motors Pumps | TRC | Turnover | ET936 | Pump Equipment Upgrade | Pump Equipment Upgrade | Equip | 15 | Motors Pumps | 70.57% | Tech/Econ | 12.43% | 1543524.413 | MachineDrives | 207.8527 | 202.3628 | 0.13315
Econ | Water and Wastewater | Motors Pumps | Motors Pumps | TRC | Turnover | ET927 | Motor Equipment Upgrades | Motor Equipment Upgrades | Equip | 10 | Motors Pumps | 54.51% | Tech/Econ | 2.132% | 186618.2141 | MachineDrives | 25.1302 | 24.4665 | 0.1667
Econ | Water and Wastewater | Motors Pumps | Motors Pumps | TRC | New | EN935 | Pump Equipment Upgrade | Pump Equipment Upgrade | Equip | 15 | Motors Pumps | 70.57% | Tech/Econ | 12.43% | 0 | MachineDrives | 0 | 0 | 0.13315
Econ | Water and Wastewater | Motors Pumps | Motors Pumps | TRC | New | EN926 | Motor Equipment Upgrades | Motor Equipment Upgrades | Equip | 10 | Motors Pumps | 54.51% | Tech/Econ | 2.132% | 0 | MachineDrives | 0 | 0 | 0.1667
Econ | Water and Wastewater | Motors Fans Blowers | Motors Fans Blowers | TRC | New | NN924 | Plant Energy Management | Plant Energy Management | NonEquip | 10.5 | Motors Fans Blowers | 25.8% | Tech/Econ | 12% | 164.0198 | MachineDrives | 0.022087 | 0.021504 | 0.023178
Econ | Water and Wastewater | Motors Fans Blowers | Motors Fans Blowers | TRC | New | NN922 | Fan System Optimization | Fan System Optimization | NonEquip | 10 | Motors Fans Blowers | 79.06% | Tech/Econ | 4.879% | 185.8518 | MachineDrives | 0.025027 | 0.024366 | 0.035317
Econ | Water and Wastewater | Motors Fans Blowers | Motors Fans Blowers | TRC | New | NN920 | Fan Improved Controls | Fan Improved Controls | NonEquip | 15 | Motors Fans Blowers | 52.56% | Tech/Econ | 9.465% | 0 | MachineDrives | 0 | 0 | 0.033329
Econ | Water and Wastewater | Motors Fans Blowers | Motors Fans Blowers | TRC | Existing | NE923 | Plant Energy Management | Plant Energy Management | NonEquip | 10.5 | Motors Fans Blowers | 25.8% | Tech/Econ | 12% | 272600.9569 | MachineDrives | 36.7087 | 35.7392 | 0.023178
Econ | Water and Wastewater | Motors Fans Blowers | Motors Fans Blowers | TRC | Existing | NE921 | Fan System Optimization | Fan System Optimization | NonEquip | 10 | Motors Fans Blowers | 79.06% | Tech/Econ | 4.879% | 329093.4046 | MachineDrives | 44.3161 | 43.1456 | 0.035317
Econ | Water and Wastewater | Motors Fans Blowers | Motors Fans Blowers | TRC | Existing | NE919 | Fan Improved Controls | Fan Improved Controls | NonEquip | 15 | Motors Fans Blowers | 52.56% | Tech/Econ | 9.465% | 408120.9586 | MachineDrives | 54.958 | 53.5064 | 0.033329
Econ | Water and Wastewater | Motors Fans Blowers | Motors Fans Blowers | TRC | Turnover | ET918 | Fan Equipment Upgrades | Fan Equipment Upgrades | Equip | 15 | Motors Fans Blowers | 63.42% | Tech/Econ | 3.425% | 169342.8546 | MachineDrives | 22.8039 | 22.2016 | 0.1824
Econ | Water and Wastewater | Motors Fans Blowers | Motors Fans Blowers | TRC | New | EN917 | Fan Equipment Upgrades | Fan Equipment Upgrades | Equip | 15 | Motors Fans Blowers | 63.42% | Tech/Econ | 3.425% | 0 | MachineDrives | 0 | 0 | 0.1824
Econ | Water and Wastewater | Industrial Lighting | Industrial Lighting | TRC | New | NN915 | Lighting Controls | Lighting Controls | NonEquip | 10 | Industrial Lighting | 33.43% | Tech/Econ | 16.92% | 131.2413 | Lighting | 0.018733 | 0.018209 | 0.13992
Econ | Water and Wastewater | Industrial Lighting | Industrial Lighting | TRC | Existing | NE914 | Lighting Controls | Lighting Controls | NonEquip | 10 | Industrial Lighting | 33.43% | Tech/Econ | 16.92% | 218123.038 | Lighting | 31.1343 | 30.2634 | 0.13992
Econ | Water and Wastewater | Industrial Lighting | Industrial Lighting | TRC | Turnover | ET913 | Efficient Lighting - Other Interior Lighting | Efficient Lighting - Other Interior Lighting | Equip | 14.4667 | Industrial Lighting | 62.16% | Tech/Econ | 38.99% | 750550.714 | Lighting | 107.1316 | 104.1348 | 0.39837
Econ | Water and Wastewater | Industrial Lighting | Industrial Lighting | TRC | Turnover | ET910 | Efficient Lighting - High Bay | Efficient Lighting - High Bay | Equip | 13.6667 | Industrial Lighting | 30.8% | Tech/Econ | 48.41% | 542659.303 | Lighting | 77.4577 | 75.291 | 0.21586
Econ | Water and Wastewater | Industrial Lighting | Industrial Lighting | TRC | New | EN912 | Efficient Lighting - Other Interior Lighting | Efficient Lighting - Other Interior Lighting | Equip | 14.4667 | Industrial Lighting | 62.16% | Tech/Econ | 38.99% | 259.8455 | Lighting | 0.03709 | 0.036052 | 0.39837
Econ | Water and Wastewater | Industrial Lighting | Industrial Lighting | TRC | New | EN909 | Efficient Lighting - High Bay | Efficient Lighting - High Bay | Equip | 13.6667 | Industrial Lighting | 30.8% | Tech/Econ | 48.41% | 326.5098 | Lighting | 0.046605 | 0.045301 | 0.21586
Econ | Water and Wastewater | HVAC | HVAC | TRC | New | NN907 | HVAC Recommissioning | HVAC Recommissioning | NonEquip | 10 | HVAC | 35.73% | Tech/Econ | 18.86% | 27.7042 | HVAC | 0.0039466 | 0.0038508 | 0.23103
Econ | Water and Wastewater | HVAC | HVAC | TRC | New | NN905 | HVAC Improved Controls | HVAC Improved Controls | NonEquip | 15 | HVAC | 34.58% | Tech/Econ | 14.73% | 191.1484 | HVAC | 0.02723 | 0.026569 | 0.050489
Econ | Water and Wastewater | HVAC | HVAC | TRC | New | NN900 | Building Envelope Improvements | Building Envelope Improvements | NonEquip | 15 | HVAC | 32.06% | Tech/Econ | 14.68% | 167.6529 | HVAC | 0.023883 | 0.023303 | 0.1444
Econ | Water and Wastewater | HVAC | HVAC | TRC | Existing | NE906 | HVAC Recommissioning | HVAC Recommissioning | NonEquip | 10 | HVAC | 35.73% | Tech/Econ | 18.86% | 364754.2778 | HVAC | 51.9606 | 50.6999 | 0.23103
Econ | Water and Wastewater | HVAC | HVAC | TRC | Existing | NE904 | HVAC Improved Controls | HVAC Improved Controls | NonEquip | 15 | HVAC | 34.58% | Tech/Econ | 14.73% | 317688.7116 | HVAC | 45.2559 | 44.1579 | 0.050489
Econ | Water and Wastewater | HVAC | HVAC | TRC | Existing | NE899 | Building Envelope Improvements | Building Envelope Improvements | NonEquip | 15 | HVAC | 32.06% | Tech/Econ | 14.68% | 278639.0678 | HVAC | 39.6932 | 38.7301 | 0.1444
Econ | Water and Wastewater | HVAC | HVAC | TRC | Turnover | ET903 | HVAC Equipment Upgrades | HVAC Equipment Upgrades | Equip | 18 | HVAC | 28.85% | Tech/Econ | 14.08% | 229123.3024 | HVAC | 32.6395 | 31.8476 | 0.13731
Econ | Water and Wastewater | HVAC | HVAC | TRC | New | EN902 | HVAC Equipment Upgrades | HVAC Equipment Upgrades | Equip | 18 | HVAC | 28.85% | Tech/Econ | 14.08% | 137.86 | HVAC | 0.019639 | 0.019162 | 0.13731
Econ | Water and Wastewater | Exterior Lighting | Exterior Lighting | TRC | Turnover | ET896 | Efficient Lighting - Exterior | Efficient Lighting - Exterior | Equip | 13.6 | Exterior Lighting | 15.29% | Tech/Econ | 78.74% | 52841.1352 | Exterior | 0 | 0 | 0.1144
Econ | Water and Wastewater | Exterior Lighting | Exterior Lighting | TRC | New | EN895 | Efficient Lighting - Exterior | Efficient Lighting - Exterior | Equip | 13.6 | Exterior Lighting | 15.29% | Tech/Econ | 78.74% | 31.7937 | Exterior | 0 | 0 | 0.1144
Econ | Water and Wastewater | Compressed Air | Compressed Air | TRC | New | NN893 | Plant Energy Management | Plant Energy Management | NonEquip | 10.5 | Compressed Air | 25.8% | Tech/Econ | 12% | 82.0099 | MachineDrives | 0.011044 | 0.010752 | 0.023178
Econ | Water and Wastewater | Compressed Air | Compressed Air | TRC | New | NN891 | Compressed Air System Optimization | Compressed Air System Optimization | NonEquip | 10 | Compressed Air | 30.76% | Tech/Econ | 10.64% | 0 | MachineDrives | 0 | 0 | 0.05397
Econ | Water and Wastewater | Compressed Air | Compressed Air | TRC | New | NN886 | Compressed Air Controls | Compressed Air Controls | NonEquip | 12.5 | Compressed Air | 74.82% | Tech/Econ | 2.192% | 41.7469 | MachineDrives | 0.0056217 | 0.0054732 | 0.055306
Econ | Water and Wastewater | Compressed Air | Compressed Air | TRC | Existing | NE892 | Plant Energy Management | Plant Energy Management | NonEquip | 10.5 | Compressed Air | 25.8% | Tech/Econ | 12% | 136300.4783 | MachineDrives | 18.3544 | 17.8696 | 0.023178
Econ | Water and Wastewater | Compressed Air | Compressed Air | TRC | Existing | NE890 | Compressed Air System Optimization | Compressed Air System Optimization | NonEquip | 10 | Compressed Air | 30.76% | Tech/Econ | 10.64% | 137324.8407 | MachineDrives | 18.4923 | 18.0039 | 0.05397
Econ | Water and Wastewater | Compressed Air | Compressed Air | TRC | Existing | NE885 | Compressed Air Controls | Compressed Air Controls | NonEquip | 12.5 | Compressed Air | 74.82% | Tech/Econ | 2.192% | 69966.7147 | MachineDrives | 9.4218 | 9.1729 | 0.055306
Econ | Water and Wastewater | Compressed Air | Compressed Air | TRC | Turnover | ET889 | Compressed Air Equipment | Compressed Air Equipment | Equip | 15 | Compressed Air | 71.22% | Tech/Econ | 4.001% | 115661.6681 | MachineDrives | 15.5751 | 15.1638 | 0.10354
Econ | Water and Wastewater | Compressed Air | Compressed Air | TRC | New | EN888 | Compressed Air Equipment | Compressed Air Equipment | Equip | 15 | Compressed Air | 71.22% | Tech/Econ | 4.001% | 0 | MachineDrives | 0 | 0 | 0.10354
Econ | Other | Process Specific | Process Specific | TRC | New | NN882 | Plant Energy Management | Plant Energy Management | NonEquip | 10.5 | Process Specific | 25.8% | Tech/Econ | 12% | 1547.8061 | ProcessHeating | 0.21309 | 0.20784 | 0.023178
Econ | Other | Process Specific | Process Specific | TRC | Existing | NE881 | Plant Energy Management | Plant Energy Management | NonEquip | 10.5 | Process Specific | 25.8% | Tech/Econ | 12% | 2572453.82 | ProcessHeating | 354.1554 | 345.4231 | 0.023178
Econ | Other | Process Heating | Process Heating | TRC | New | NN876 | Plant Energy Management | Plant Energy Management | NonEquip | 10.5 | Process Heating | 25.8% | Tech/Econ | 12% | 2964.9959 | ProcessHeating | 0.4082 | 0.39813 | 0.023178
Econ | Other | Process Heating | Process Heating | TRC | Existing | NE875 | Plant Energy Management | Plant Energy Management | NonEquip | 10.5 | Process Heating | 25.8% | Tech/Econ | 12% | 4927823.15 | ProcessHeating | 678.4242 | 661.6966 | 0.023178
Econ | Other | Process Cooling | Process Cooling | TRC | New | NN867 | Plant Energy Management | Plant Energy Management | NonEquip | 10.5 | Process Cooling | 25.8% | Tech/Econ | 12% | 1003.6806 | ProcessHeating | 0.13818 | 0.13477 | 0.023178
Econ | Other | Process Cooling | Process Cooling | TRC | Existing | NE866 | Plant Energy Management | Plant Energy Management | NonEquip | 10.5 | Process Cooling | 25.8% | Tech/Econ | 12% | 1668117.176 | ProcessHeating | 229.6534 | 223.9909 | 0.023178
Econ | Other | Other | Other | TRC | New | NN865 | Plant Energy Management | Plant Energy Management | NonEquip | 10.5 | Other | 25.8% | Tech/Econ | 12% | 1023.8043 | Other | 0.1477 | 0.15022 | 0.023178
Econ | Other | Other | Other | TRC | Existing | NE864 | Plant Energy Management | Plant Energy Management | NonEquip | 10.5 | Other | 25.8% | Tech/Econ | 12% | 1701562.68 | Other | 245.4729 | 249.6599 | 0.023178
Econ | Other | Motors Pumps | Motors Pumps | TRC | New | NN863 | Pump System Optimization | Pump System Optimization | NonEquip | 10 | Motors Pumps | 59.4% | Tech/Econ | 1.68% | 0 | MachineDrives | 0 | 0 | 0.066358
Econ | Other | Motors Pumps | Motors Pumps | TRC | New | NN861 | Pump Improved Controls | Pump Improved Controls | NonEquip | 15 | Motors Pumps | 33.73% | Tech/Econ | 1.792% | 666.6285 | MachineDrives | 0.089769 | 0.087398 | 0.063804
Econ | Other | Motors Pumps | Motors Pumps | TRC | New | NN856 | Plant Energy Management | Plant Energy Management | NonEquip | 10.5 | Motors Pumps | 25.8% | Tech/Econ | 12% | 3694.2712 | MachineDrives | 0.49747 | 0.48434 | 0.023178
Econ | Other | Motors Pumps | Motors Pumps | TRC | New | NN854 | Motor Optimization | Motor Optimization | NonEquip | 10 | Motors Pumps | 66.73% | Tech/Econ | 3.467% | 0 | MachineDrives | 0 | 0 | 0.45607
Econ | Other | Motors Pumps | Motors Pumps | TRC | New | NN852 | Motor Improved Controls | Motor Improved Controls | NonEquip | 15 | Motors Pumps | 42.04% | Tech/Econ | 0.4056% | 203.797 | MachineDrives | 0.027444 | 0.026719 | 0.10371
Econ | Other | Motors Pumps | Motors Pumps | TRC | Existing | NE862 | Pump System Optimization | Pump System Optimization | NonEquip | 10 | Motors Pumps | 59.4% | Tech/Econ | 1.68% | 1905975.297 | MachineDrives | 256.6607 | 249.8817 | 0.066358
Econ | Other | Motors Pumps | Motors Pumps | TRC | Existing | NE860 | Pump Improved Controls | Pump Improved Controls | NonEquip | 15 | Motors Pumps | 33.73% | Tech/Econ | 1.792% | 1161871.6 | MachineDrives | 156.4589 | 152.3265 | 0.063804
Econ | Other | Motors Pumps | Motors Pumps | TRC | Existing | NE855 | Plant Energy Management | Plant Energy Management | NonEquip | 10.5 | Motors Pumps | 25.8% | Tech/Econ | 12% | 6139878.756 | MachineDrives | 826.8027 | 804.965 | 0.023178
Econ | Other | Motors Pumps | Motors Pumps | TRC | Existing | NE853 | Motor Optimization | Motor Optimization | NonEquip | 10 | Motors Pumps | 66.73% | Tech/Econ | 3.467% | 3945384.421 | MachineDrives | 531.2897 | 517.2572 | 0.45607
Econ | Other | Motors Pumps | Motors Pumps | TRC | Existing | NE851 | Motor Improved Controls | Motor Improved Controls | NonEquip | 15 | Motors Pumps | 42.04% | Tech/Econ | 0.4056% | 338710.6775 | MachineDrives | 45.6111 | 44.4065 | 0.10371
Econ | Other | Motors Pumps | Motors Pumps | TRC | Turnover | ET859 | Pump Equipment Upgrade | Pump Equipment Upgrade | Equip | 15 | Motors Pumps | 70.57% | Tech/Econ | 12.43% | 16583175.94 | MachineDrives | 2233.1083 | 2174.1271 | 0.13315
Econ | Other | Motors Pumps | Motors Pumps | TRC | Turnover | ET850 | Motor Equipment Upgrades | Motor Equipment Upgrades | Equip | 10 | Motors Pumps | 54.51% | Tech/Econ | 2.132% | 2004971.703 | MachineDrives | 269.9916 | 262.8606 | 0.1667
Econ | Other | Motors Pumps | Motors Pumps | TRC | New | EN858 | Pump Equipment Upgrade | Pump Equipment Upgrade | Equip | 15 | Motors Pumps | 70.57% | Tech/Econ | 12.43% | 0 | MachineDrives | 0 | 0 | 0.13315
Econ | Other | Motors Pumps | Motors Pumps | TRC | New | EN849 | Motor Equipment Upgrades | Motor Equipment Upgrades | Equip | 10 | Motors Pumps | 54.51% | Tech/Econ | 2.132% | 0 | MachineDrives | 0 | 0 | 0.1667
Econ | Other | Motors Fans Blowers | Motors Fans Blowers | TRC | New | NN847 | Plant Energy Management | Plant Energy Management | NonEquip | 10.5 | Motors Fans Blowers | 25.8% | Tech/Econ | 12% | 1762.1812 | MachineDrives | 0.2373 | 0.23103 | 0.023178
Econ | Other | Motors Fans Blowers | Motors Fans Blowers | TRC | New | NN845 | Fan System Optimization | Fan System Optimization | NonEquip | 10 | Motors Fans Blowers | 79.06% | Tech/Econ | 4.879% | 1996.7379 | MachineDrives | 0.26888 | 0.26178 | 0.035317
Econ | Other | Motors Fans Blowers | Motors Fans Blowers | TRC | New | NN843 | Fan Improved Controls | Fan Improved Controls | NonEquip | 15 | Motors Fans Blowers | 52.56% | Tech/Econ | 9.465% | 0 | MachineDrives | 0 | 0 | 0.033329
Econ | Other | Motors Fans Blowers | Motors Fans Blowers | TRC | Existing | NE846 | Plant Energy Management | Plant Energy Management | NonEquip | 10.5 | Motors Fans Blowers | 25.8% | Tech/Econ | 12% | 2928745.166 | MachineDrives | 394.388 | 383.9713 | 0.023178
Econ | Other | Motors Fans Blowers | Motors Fans Blowers | TRC | Existing | NE844 | Fan System Optimization | Fan System Optimization | NonEquip | 10 | Motors Fans Blowers | 79.06% | Tech/Econ | 4.879% | 3535683.549 | MachineDrives | 476.1189 | 463.5436 | 0.035317
Econ | Other | Motors Fans Blowers | Motors Fans Blowers | TRC | Existing | NE842 | Fan Improved Controls | Fan Improved Controls | NonEquip | 15 | Motors Fans Blowers | 52.56% | Tech/Econ | 9.465% | 4384732.524 | MachineDrives | 590.4528 | 574.8577 | 0.033329
Econ | Other | Motors Fans Blowers | Motors Fans Blowers | TRC | Turnover | ET841 | Fan Equipment Upgrades | Fan Equipment Upgrades | Equip | 15 | Motors Fans Blowers | 63.42% | Tech/Econ | 3.425% | 1819370.215 | MachineDrives | 244.9983 | 238.5274 | 0.1824
Econ | Other | Motors Fans Blowers | Motors Fans Blowers | TRC | New | EN840 | Fan Equipment Upgrades | Fan Equipment Upgrades | Equip | 15 | Motors Fans Blowers | 63.42% | Tech/Econ | 3.425% | 0 | MachineDrives | 0 | 0 | 0.1824
Econ | Other | Industrial Lighting | Industrial Lighting | TRC | New | NN838 | Lighting Controls | Lighting Controls | NonEquip | 10 | Industrial Lighting | 33.43% | Tech/Econ | 16.92% | 2219.0063 | Lighting | 0.31673 | 0.30787 | 0.13992
Econ | Other | Industrial Lighting | Industrial Lighting | TRC | Existing | NE837 | Lighting Controls | Lighting Controls | NonEquip | 10 | Industrial Lighting | 33.43% | Tech/Econ | 16.92% | 3687988.538 | Lighting | 526.4134 | 511.688 | 0.13992
Econ | Other | Industrial Lighting | Industrial Lighting | TRC | Turnover | ET836 | Efficient Lighting - Other Interior Lighting | Efficient Lighting - Other Interior Lighting | Equip | 14.4667 | Industrial Lighting | 62.16% | Tech/Econ | 38.99% | 12690188.28 | Lighting | 1811.3627 | 1760.6933 | 0.39837
Econ | Other | Industrial Lighting | Industrial Lighting | TRC | Turnover | ET833 | Efficient Lighting - High Bay | Efficient Lighting - High Bay | Equip | 13.6667 | Industrial Lighting | 30.8% | Tech/Econ | 48.41% | 9175194.425 | Lighting | 1309.6421 | 1273.0074 | 0.21586
Econ | Other | Industrial Lighting | Industrial Lighting | TRC | New | EN835 | Efficient Lighting - Other Interior Lighting | Efficient Lighting - Other Interior Lighting | Equip | 14.4667 | Industrial Lighting | 62.16% | Tech/Econ | 38.99% | 4393.4255 | Lighting | 0.62711 | 0.60956 | 0.39837
Econ | Other | Industrial Lighting | Industrial Lighting | TRC | New | EN832 | Efficient Lighting - High Bay | Efficient Lighting - High Bay | Equip | 13.6667 | Industrial Lighting | 30.8% | Tech/Econ | 48.41% | 5520.5743 | Lighting | 0.78799 | 0.76595 | 0.21586
Econ | Other | HVAC | HVAC | TRC | New | NN830 | HVAC Recommissioning | HVAC Recommissioning | NonEquip | 10 | HVAC | 35.73% | Tech/Econ | 18.86% | 532.8055 | HVAC | 0.0759 | 0.074059 | 0.23103
Econ | Other | HVAC | HVAC | TRC | New | NN828 | HVAC Improved Controls | HVAC Improved Controls | NonEquip | 15 | HVAC | 34.58% | Tech/Econ | 14.73% | 3676.1593 | HVAC | 0.52368 | 0.51098 | 0.050489
Econ | Other | HVAC | HVAC | TRC | New | NN823 | Building Envelope Improvements | Building Envelope Improvements | NonEquip | 15 | HVAC | 32.06% | Tech/Econ | 14.68% | 3224.2934 | HVAC | 0.45931 | 0.44817 | 0.1444
Econ | Other | HVAC | HVAC | TRC | Existing | NE829 | HVAC Recommissioning | HVAC Recommissioning | NonEquip | 10 | HVAC | 35.73% | Tech/Econ | 18.86% | 7014939.913 | HVAC | 999.304 | 975.0594 | 0.23103
Econ | Other | HVAC | HVAC | TRC | Existing | NE827 | HVAC Improved Controls | HVAC Improved Controls | NonEquip | 15 | HVAC | 34.58% | Tech/Econ | 14.73% | 6109776.814 | HVAC | 870.3602 | 849.2439 | 0.050489
Econ | Other | HVAC | HVAC | TRC | Existing | NE822 | Building Envelope Improvements | Building Envelope Improvements | NonEquip | 15 | HVAC | 32.06% | Tech/Econ | 14.68% | 5358775.572 | HVAC | 763.3773 | 744.8566 | 0.1444
Econ | Other | HVAC | HVAC | TRC | Turnover | ET826 | HVAC Equipment Upgrades | HVAC Equipment Upgrades | Equip | 18 | HVAC | 28.85% | Tech/Econ | 14.08% | 4406490.341 | HVAC | 627.7207 | 612.4913 | 0.13731
Econ | Other | HVAC | HVAC | TRC | New | EN825 | HVAC Equipment Upgrades | HVAC Equipment Upgrades | Equip | 18 | HVAC | 28.85% | Tech/Econ | 14.08% | 2651.3179 | HVAC | 0.37769 | 0.36853 | 0.13731
Econ | Other | Exterior Lighting | Exterior Lighting | TRC | Turnover | ET819 | Efficient Lighting - Exterior | Efficient Lighting - Exterior | Equip | 13.6 | Exterior Lighting | 15.29% | Tech/Econ | 78.74% | 893429.2413 | Exterior | 0 | 0 | 0.1144
Econ | Other | Exterior Lighting | Exterior Lighting | TRC | New | EN818 | Efficient Lighting - Exterior | Efficient Lighting - Exterior | Equip | 13.6 | Exterior Lighting | 15.29% | Tech/Econ | 78.74% | 537.5627 | Exterior | 0 | 0 | 0.1144
Econ | Other | Compressed Air | Compressed Air | TRC | New | NN816 | Plant Energy Management | Plant Energy Management | NonEquip | 10.5 | Compressed Air | 25.8% | Tech/Econ | 12% | 881.0906 | MachineDrives | 0.11865 | 0.11551 | 0.023178
Econ | Other | Compressed Air | Compressed Air | TRC | New | NN814 | Compressed Air System Optimization | Compressed Air System Optimization | NonEquip | 10 | Compressed Air | 30.76% | Tech/Econ | 10.64% | 0 | MachineDrives | 0 | 0 | 0.05397
Econ | Other | Compressed Air | Compressed Air | TRC | New | NN809 | Compressed Air Controls | Compressed Air Controls | NonEquip | 12.5 | Compressed Air | 74.82% | Tech/Econ | 2.192% | 448.5164 | MachineDrives | 0.060398 | 0.058802 | 0.055306
Econ | Other | Compressed Air | Compressed Air | TRC | Existing | NE815 | Plant Energy Management | Plant Energy Management | NonEquip | 10.5 | Compressed Air | 25.8% | Tech/Econ | 12% | 1464372.584 | MachineDrives | 197.194 | 191.9857 | 0.023178
Econ | Other | Compressed Air | Compressed Air | TRC | Existing | NE813 | Compressed Air System Optimization | Compressed Air System Optimization | NonEquip | 10 | Compressed Air | 30.76% | Tech/Econ | 10.64% | 1475378.028 | MachineDrives | 198.676 | 193.4285 | 0.05397
Econ | Other | Compressed Air | Compressed Air | TRC | Existing | NE808 | Compressed Air Controls | Compressed Air Controls | NonEquip | 12.5 | Compressed Air | 74.82% | Tech/Econ | 2.192% | 751701.9738 | MachineDrives | 101.225 | 98.5514 | 0.055306
Econ | Other | Compressed Air | Compressed Air | TRC | Turnover | ET812 | Compressed Air Equipment | Compressed Air Equipment | Equip | 15 | Compressed Air | 71.22% | Tech/Econ | 4.001% | 1242635.215 | MachineDrives | 167.3346 | 162.9149 | 0.10354
Econ | Other | Compressed Air | Compressed Air | TRC | New | EN811 | Compressed Air Equipment | Compressed Air Equipment | Equip | 15 | Compressed Air | 71.22% | Tech/Econ | 4.001% | 0 | MachineDrives | 0 | 0 | 0.10354

## Gulf_Econ_IND_RIM
Scenario | Segment | EndUse | EquipType | CE Test | Vintage | Measure Code | Name | Description | Type | Measure Life | Competition Group | Applicability | Adoption Curve | Energy Savings % | 2020 Energy Savings | Assigned Load Shape | 2020 Summer Peak Savings | 2020 Winter Peak Savings | Measure Incremental Cost (per kWh)
Econ | Chemicals and Plastics | Process Specific | Process Specific | RIM | New | NN152 | Plant Energy Management | Plant Energy Management | NonEquip | 10.5 | Process Specific | 15.02% | Tech/Econ | 12% | 143.7534 | ProcessHeating | 0.019791 | 0.019303 | 0.023178
Econ | Chemicals and Plastics | Process Specific | Process Specific | RIM | Existing | NE151 | Plant Energy Management | Plant Energy Management | NonEquip | 10.5 | Process Specific | 15.02% | Tech/Econ | 12% | 238918.2111 | ProcessHeating | 32.8924 | 32.0814 | 0.023178
Econ | Chemicals and Plastics | Process Heating | Process Heating | RIM | New | NN143 | Plant Energy Management | Plant Energy Management | NonEquip | 10.5 | Process Heating | 15.02% | Tech/Econ | 12% | 182.2665 | ProcessHeating | 0.025093 | 0.024474 | 0.023178
Econ | Chemicals and Plastics | Process Heating | Process Heating | RIM | Existing | NE142 | Plant Energy Management | Plant Energy Management | NonEquip | 10.5 | Process Heating | 15.02% | Tech/Econ | 12% | 302926.9681 | ProcessHeating | 41.7046 | 40.6763 | 0.023178
Econ | Chemicals and Plastics | Process Cooling | Process Cooling | RIM | New | NN134 | Plant Energy Management | Plant Energy Management | NonEquip | 10.5 | Process Cooling | 15.02% | Tech/Econ | 12% | 163.7858 | ProcessHeating | 0.022549 | 0.021993 | 0.023178
Econ | Chemicals and Plastics | Process Cooling | Process Cooling | RIM | Existing | NE133 | Plant Energy Management | Plant Energy Management | NonEquip | 10.5 | Process Cooling | 15.02% | Tech/Econ | 12% | 272212.0108 | ProcessHeating | 37.476 | 36.552 | 0.023178
Econ | Chemicals and Plastics | Other | Other | RIM | New | NN132 | Plant Energy Management | Plant Energy Management | NonEquip | 10.5 | Other | 15.02% | Tech/Econ | 12% | 85.9802 | Other | 0.012404 | 0.012615 | 0.023178
Econ | Chemicals and Plastics | Other | Other | RIM | Existing | NE131 | Plant Energy Management | Plant Energy Management | NonEquip | 10.5 | Other | 15.02% | Tech/Econ | 12% | 142899.0661 | Other | 20.6151 | 20.9667 | 0.023178
Econ | Chemicals and Plastics | Motors Pumps | Motors Pumps | RIM | New | NN128 | Pump Improved Controls | Pump Improved Controls | NonEquip | 15 | Motors Pumps | 32.22% | Tech/Econ | 1.792% | 222.316 | MachineDrives | 0.029937 | 0.029147 | 0.063804
Econ | Chemicals and Plastics | Motors Pumps | Motors Pumps | RIM | New | NN123 | Plant Energy Management | Plant Energy Management | NonEquip | 10.5 | Motors Pumps | 15.02% | Tech/Econ | 12% | 358.222 | MachineDrives | 0.048239 | 0.046964 | 0.023178
Econ | Chemicals and Plastics | Motors Pumps | Motors Pumps | RIM | New | NN119 | Motor Improved Controls | Motor Improved Controls | NonEquip | 15 | Motors Pumps | 59.98% | Tech/Econ | 0.8482% | 196.8491 | MachineDrives | 0.026508 | 0.025808 | 0.10598
Econ | Chemicals and Plastics | Motors Pumps | Motors Pumps | RIM | Existing | NE127 | Pump Improved Controls | Pump Improved Controls | NonEquip | 15 | Motors Pumps | 32.22% | Tech/Econ | 1.792% | 369489.1203 | MachineDrives | 49.7558 | 48.4416 | 0.063804
Econ | Chemicals and Plastics | Motors Pumps | Motors Pumps | RIM | Existing | NE122 | Plant Energy Management | Plant Energy Management | NonEquip | 10.5 | Motors Pumps | 15.02% | Tech/Econ | 12% | 1146545.416 | MachineDrives | 154.395 | 150.3171 | 0.023178
Econ | Chemicals and Plastics | Motors Pumps | Motors Pumps | RIM | Existing | NE118 | Motor Improved Controls | Motor Improved Controls | NonEquip | 15 | Motors Pumps | 59.98% | Tech/Econ | 0.8482% | 327163.2456 | MachineDrives | 44.0562 | 42.8925 | 0.10598
Econ | Chemicals and Plastics | Motors Fans Blowers | Motors Fans Blowers | RIM | New | NN114 | Plant Energy Management | Plant Energy Management | NonEquip | 10.5 | Motors Fans Blowers | 15.02% | Tech/Econ | 12% | 332.102 | MachineDrives | 0.044721 | 0.04354 | 0.023178
Econ | Chemicals and Plastics | Motors Fans Blowers | Motors Fans Blowers | RIM | Existing | NE113 | Plant Energy Management | Plant Energy Management | NonEquip | 10.5 | Motors Fans Blowers | 15.02% | Tech/Econ | 12% | 551953.573 | MachineDrives | 74.3267 | 72.3635 | 0.023178
Econ | Chemicals and Plastics | Industrial Lighting | Industrial Lighting | RIM | New | NN105 | Lighting Controls | Lighting Controls | NonEquip | 10 | Industrial Lighting | 30% | Tech/Econ | 18.84% | 382.1411 | Lighting | 0.054546 | 0.05302 | 0.14161
Econ | Chemicals and Plastics | Industrial Lighting | Industrial Lighting | RIM | Existing | NE104 | Lighting Controls | Lighting Controls | NonEquip | 10 | Industrial Lighting | 30% | Tech/Econ | 18.84% | 635118.5314 | Lighting | 90.6551 | 88.1192 | 0.14161
Econ | Chemicals and Plastics | HVAC | HVAC | RIM | New | NN92 | Building Envelope Improvements | Building Envelope Improvements | NonEquip | 15 | HVAC | 16.42% | Tech/Econ | 9.595% | 147.5903 | HVAC | 0.021025 | 0.020515 | 0.11178
Econ | Chemicals and Plastics | HVAC | HVAC | RIM | Existing | NE91 | Building Envelope Improvements | Building Envelope Improvements | NonEquip | 15 | HVAC | 16.42% | Tech/Econ | 9.595% | 245295.1132 | HVAC | 34.9432 | 34.0954 | 0.11178
Econ | Chemicals and Plastics | Compressed Air | Compressed Air | RIM | New | NN85 | Plant Energy Management | Plant Energy Management | NonEquip | 10.5 | Compressed Air | 15.02% | Tech/Econ | 12% | 166.051 | MachineDrives | 0.022361 | 0.02177 | 0.023178
Econ | Chemicals and Plastics | Compressed Air | Compressed Air | RIM | Existing | NE84 | Plant Energy Management | Plant Energy Management | NonEquip | 10.5 | Compressed Air | 15.02% | Tech/Econ | 12% | 275976.7861 | MachineDrives | 37.1633 | 36.1818 | 0.023178
Econ | Construction | Process Heating | Process Heating | RIM | New | NN225 | Process Heat Improved Controls | Process Heat Improved Controls | NonEquip | 15 | Process Heating | 23.16% | Tech/Econ | 1.21% | 3.1272 | ProcessHeating | 0.00043053 | 0.00041992 | 0.96304
Econ | Construction | Process Heating | Process Heating | RIM | Existing | NE224 | Process Heat Improved Controls | Process Heat Improved Controls | NonEquip | 15 | Process Heating | 23.16% | Tech/Econ | 1.21% | 5197.4761 | ProcessHeating | 0.71555 | 0.6979 | 0.96304
Econ | Construction | Process Cooling | Process Cooling | RIM | New | NN216 | Process Refrig Controls | Process Refrig Controls | NonEquip | 15 | Process Cooling | 27.79% | Tech/Econ | 2.354% | 4.0355 | ProcessHeating | 0.00055558 | 0.00054188 | 0.06633
Econ | Construction | Process Cooling | Process Cooling | RIM | Existing | NE215 | Process Refrig Controls | Process Refrig Controls | NonEquip | 15 | Process Cooling | 27.79% | Tech/Econ | 2.354% | 6707.0629 | ProcessHeating | 0.92338 | 0.90061 | 0.06633
Econ | Construction | Motors Pumps | Motors Pumps | RIM | New | NN208 | Pump Improved Controls | Pump Improved Controls | NonEquip | 15 | Motors Pumps | 33.73% | Tech/Econ | 1.792% | 14.3888 | MachineDrives | 0.0019376 | 0.0018864 | 0.063804
Econ | Construction | Motors Pumps | Motors Pumps | RIM | New | NN199 | Motor Improved Controls | Motor Improved Controls | NonEquip | 15 | Motors Pumps | 42.04% | Tech/Econ | 0.4056% | 4.0648 | MachineDrives | 0.00054737 | 0.00053291 | 0.10371
Econ | Construction | Motors Pumps | Motors Pumps | RIM | Existing | NE207 | Pump Improved Controls | Pump Improved Controls | NonEquip | 15 | Motors Pumps | 33.73% | Tech/Econ | 1.792% | 23914.1476 | MachineDrives | 3.2203 | 3.1352 | 0.063804
Econ | Construction | Motors Pumps | Motors Pumps | RIM | Existing | NE198 | Motor Improved Controls | Motor Improved Controls | NonEquip | 15 | Motors Pumps | 42.04% | Tech/Econ | 0.4056% | 6755.6617 | MachineDrives | 0.90972 | 0.8857 | 0.10371
Econ | Construction | Industrial Lighting | Industrial Lighting | RIM | New | NN185 | Lighting Controls | Lighting Controls | NonEquip | 10 | Industrial Lighting | 33.43% | Tech/Econ | 16.92% | 28.1231 | Lighting | 0.0040142 | 0.0039019 | 0.13992
Econ | Construction | Industrial Lighting | Industrial Lighting | RIM | Existing | NE184 | Lighting Controls | Lighting Controls | NonEquip | 10 | Industrial Lighting | 33.43% | Tech/Econ | 16.92% | 46740.6511 | Lighting | 6.6716 | 6.485 | 0.13992
Econ | Construction | Compressed Air | Compressed Air | RIM | New | NN156 | Compressed Air Controls | Compressed Air Controls | NonEquip | 12.5 | Compressed Air | 74.82% | Tech/Econ | 2.192% | 9.3092 | MachineDrives | 0.0012536 | 0.0012205 | 0.055306
Econ | Construction | Compressed Air | Compressed Air | RIM | Existing | NE155 | Compressed Air Controls | Compressed Air Controls | NonEquip | 12.5 | Compressed Air | 74.82% | Tech/Econ | 2.192% | 15471.8575 | MachineDrives | 2.0835 | 2.0284 | 0.055306
Econ | Electrical and Electronic Equip. | Process Specific | Process Specific | RIM | New | NN298 | Process Other Systems Optimization | Process Other Systems Optimization | NonEquip | 5.3333 | Process Specific | 2.916% | Tech/Econ | 25.45% | 12.3546 | ProcessHeating | 0.0017009 | 0.0016589 | 0.11983
Econ | Electrical and Electronic Equip. | Process Specific | Process Specific | RIM | Existing | NE297 | Process Other Systems Optimization | Process Other Systems Optimization | NonEquip | 5.3333 | Process Specific | 2.916% | Tech/Econ | 25.45% | 20533.3552 | ProcessHeating | 2.8269 | 2.7572 | 0.11983
Econ | Electrical and Electronic Equip. | Process Heating | Process Heating | RIM | New | NN292 | Process Heat Improved Controls | Process Heat Improved Controls | NonEquip | 15 | Process Heating | 36.07% | Tech/Econ | 2.283% | 20.0242 | ProcessHeating | 0.0027568 | 0.0026888 | 0.89743
Econ | Electrical and Electronic Equip. | Process Heating | Process Heating | RIM | Existing | NE291 | Process Heat Improved Controls | Process Heat Improved Controls | NonEquip | 15 | Process Heating | 36.07% | Tech/Econ | 2.283% | 33280.2342 | ProcessHeating | 4.5818 | 4.4688 | 0.89743
Econ | Electrical and Electronic Equip. | Motors Pumps | Motors Pumps | RIM | New | NN277 | Pump Improved Controls | Pump Improved Controls | NonEquip | 15 | Motors Pumps | 32.82% | Tech/Econ | 1.792% | 13.5592 | MachineDrives | 0.0018259 | 0.0017777 | 0.063804
Econ | Electrical and Electronic Equip. | Motors Pumps | Motors Pumps | RIM | Existing | NE276 | Pump Improved Controls | Pump Improved Controls | NonEquip | 15 | Motors Pumps | 32.82% | Tech/Econ | 1.792% | 22535.3395 | MachineDrives | 3.0346 | 2.9545 | 0.063804
Econ | Electrical and Electronic Equip. | Industrial Lighting | Industrial Lighting | RIM | New | NN262 | Lighting Controls | Lighting Controls | NonEquip | 10 | Industrial Lighting | 30% | Tech/Econ | 15.17% | 62.7254 | Lighting | 0.0089533 | 0.0087028 | 0.14448
Econ | Electrical and Electronic Equip. | Industrial Lighting | Industrial Lighting | RIM | Existing | NE261 | Lighting Controls | Lighting Controls | NonEquip | 10 | Industrial Lighting | 30% | Tech/Econ | 15.17% | 104249.6037 | Lighting | 14.8803 | 14.4641 | 0.14448
Econ | Electrical and Electronic Equip. | Compressed Air | Compressed Air | RIM | New | NN233 | Compressed Air Controls | Compressed Air Controls | NonEquip | 12.5 | Compressed Air | 87.54% | Tech/Econ | 1.483% | 7.1267 | MachineDrives | 0.00095969 | 0.00093434 | 0.030674
Econ | Electrical and Electronic Equip. | Compressed Air | Compressed Air | RIM | Existing | NE232 | Compressed Air Controls | Compressed Air Controls | NonEquip | 12.5 | Compressed Air | 87.54% | Tech/Econ | 1.483% | 11844.5486 | MachineDrives | 1.595 | 1.5529 | 0.030674
Econ | Lumber/Furniture/Pulp/Paper | Process Specific | Process Specific | RIM | New | NN372 | Process Other Systems Optimization | Process Other Systems Optimization | NonEquip | 5.3333 | Process Specific | 26.34% | Tech/Econ | 1.054% | 14.2985 | ProcessHeating | 0.0019685 | 0.00192 | 0.11789
Econ | Lumber/Furniture/Pulp/Paper | Process Specific | Process Specific | RIM | Existing | NE371 | Process Other Systems Optimization | Process Other Systems Optimization | NonEquip | 5.3333 | Process Specific | 26.34% | Tech/Econ | 1.054% | 23764.0797 | ProcessHeating | 3.2717 | 3.191 | 0.11789
Econ | Lumber/Furniture/Pulp/Paper | Process Heating | Process Heating | RIM | New | NN363 | Process Heat Improved Controls | Process Heat Improved Controls | NonEquip | 15 | Process Heating | 17.47% | Tech/Econ | 2.283% | 38.2711 | ProcessHeating | 0.0052689 | 0.005139 | 0.89743
Econ | Lumber/Furniture/Pulp/Paper | Process Heating | Process Heating | RIM | Existing | NE362 | Process Heat Improved Controls | Process Heat Improved Controls | NonEquip | 15 | Process Heating | 17.47% | Tech/Econ | 2.283% | 63606.5414 | ProcessHeating | 8.7569 | 8.5409 | 0.89743
Econ | Lumber/Furniture/Pulp/Paper | Process Cooling | Process Cooling | RIM | New | NN356 | Process Refrig Controls | Process Refrig Controls | NonEquip | 15 | Process Cooling | 33.05% | Tech/Econ | 6% | 164.8735 | ProcessHeating | 0.022699 | 0.022139 | 0.88
Econ | Lumber/Furniture/Pulp/Paper | Process Cooling | Process Cooling | RIM | Existing | NE355 | Process Refrig Controls | Process Refrig Controls | NonEquip | 15 | Process Cooling | 33.05% | Tech/Econ | 6% | 274019.8265 | ProcessHeating | 37.7249 | 36.7947 | 0.88
Econ | Lumber/Furniture/Pulp/Paper | Motors Pumps | Motors Pumps | RIM | New | NN348 | Pump Improved Controls | Pump Improved Controls | NonEquip | 15 | Motors Pumps | 33.81% | Tech/Econ | 1.792% | 454.0422 | MachineDrives | 0.061142 | 0.059527 | 0.063804
Econ | Lumber/Furniture/Pulp/Paper | Motors Pumps | Motors Pumps | RIM | New | NN339 | Motor Improved Controls | Motor Improved Controls | NonEquip | 15 | Motors Pumps | 59.74% | Tech/Econ | 1.346% | 607.2359 | MachineDrives | 0.081771 | 0.079611 | 0.049216
Econ | Lumber/Furniture/Pulp/Paper | Motors Pumps | Motors Pumps | RIM | Existing | NE347 | Pump Improved Controls | Pump Improved Controls | NonEquip | 15 | Motors Pumps | 33.81% | Tech/Econ | 1.792% | 754618.1529 | MachineDrives | 101.6177 | 98.9337 | 0.063804
Econ | Lumber/Furniture/Pulp/Paper | Motors Pumps | Motors Pumps | RIM | Existing | NE338 | Motor Improved Controls | Motor Improved Controls | NonEquip | 15 | Motors Pumps | 59.74% | Tech/Econ | 1.346% | 1009226.069 | MachineDrives | 135.9035 | 132.314 | 0.049216
Econ | Lumber/Furniture/Pulp/Paper | Industrial Lighting | Industrial Lighting | RIM | New | NN325 | Lighting Controls | Lighting Controls | NonEquip | 10 | Industrial Lighting | 30% | Tech/Econ | 19.92% | 1078.2289 | Lighting | 0.1539 | 0.1496 | 0.17451
Econ | Lumber/Furniture/Pulp/Paper | Industrial Lighting | Industrial Lighting | RIM | Existing | NE324 | Lighting Controls | Lighting Controls | NonEquip | 10 | Industrial Lighting | 30% | Tech/Econ | 19.92% | 1792016.514 | Lighting | 255.7875 | 248.6324 | 0.17451
Econ | Lumber/Furniture/Pulp/Paper | Compressed Air | Compressed Air | RIM | New | NN300 | Compressed Air Controls | Compressed Air Controls | NonEquip | 12.5 | Compressed Air | 78.03% | Tech/Econ | 0.8316% | 116.6984 | MachineDrives | 0.015715 | 0.0153 | 0.03409
Econ | Lumber/Furniture/Pulp/Paper | Compressed Air | Compressed Air | RIM | Existing | NE299 | Compressed Air Controls | Compressed Air Controls | NonEquip | 12.5 | Compressed Air | 78.03% | Tech/Econ | 0.8316% | 193952.7534 | MachineDrives | 26.1179 | 25.4281 | 0.03409
Econ | Metal Products and Machinery | Process Heating | Process Heating | RIM | New | NN446 | Process Heat Improved Controls | Process Heat Improved Controls | NonEquip | 15 | Process Heating | 7.401% | Tech/Econ | 2.685% | 8.8638 | ProcessHeating | 0.0012203 | 0.0011902 | 0.89963
Econ | Metal Products and Machinery | Process Heating | Process Heating | RIM | Existing | NE445 | Process Heat Improved Controls | Process Heat Improved Controls | NonEquip | 15 | Process Heating | 7.401% | Tech/Econ | 2.685% | 14731.6768 | ProcessHeating | 2.0281 | 1.9781 | 0.89963
Econ | Metal Products and Machinery | Process Cooling | Process Cooling | RIM | New | NN439 | Process Refrig System Optimization | Process Refrig System Optimization | NonEquip | 4.6667 | Process Cooling | 0.5751% | Tech/Econ | 12.71% | 0.73111 | ProcessHeating | 0.00010065 | 9.8172e-05 | 0.0055642
Econ | Metal Products and Machinery | Process Cooling | Process Cooling | RIM | New | NN434 | Process Refrig Controls | Process Refrig Controls | NonEquip | 15 | Process Cooling | 17.9% | Tech/Econ | 5.13% | 9.1794 | ProcessHeating | 0.0012637 | 0.0012326 | 0.59503
Econ | Metal Products and Machinery | Process Cooling | Process Cooling | RIM | Existing | NE438 | Process Refrig System Optimization | Process Refrig System Optimization | NonEquip | 4.6667 | Process Cooling | 0.5751% | Tech/Econ | 12.71% | 1215.1108 | ProcessHeating | 0.16729 | 0.16316 | 0.0055642
Econ | Metal Products and Machinery | Process Cooling | Process Cooling | RIM | Existing | NE433 | Process Refrig Controls | Process Refrig Controls | NonEquip | 15 | Process Cooling | 17.9% | Tech/Econ | 5.13% | 15256.1766 | ProcessHeating | 2.1004 | 2.0486 | 0.59503
Econ | Metal Products and Machinery | Motors Pumps | Motors Pumps | RIM | New | NN426 | Pump Improved Controls | Pump Improved Controls | NonEquip | 15 | Motors Pumps | 33.67% | Tech/Econ | 1.792% | 43.3185 | MachineDrives | 0.0058333 | 0.0056792 | 0.063804
Econ | Metal Products and Machinery | Motors Pumps | Motors Pumps | RIM | New | NN417 | Motor Improved Controls | Motor Improved Controls | NonEquip | 15 | Motors Pumps | 33.63% | Tech/Econ | 1.274% | 30.5641 | MachineDrives | 0.0041158 | 0.0040071 | 0.045337
Econ | Metal Products and Machinery | Motors Pumps | Motors Pumps | RIM | Existing | NE425 | Pump Improved Controls | Pump Improved Controls | NonEquip | 15 | Motors Pumps | 33.67% | Tech/Econ | 1.792% | 71995.2709 | MachineDrives | 9.695 | 9.4389 | 0.063804
Econ | Metal Products and Machinery | Motors Pumps | Motors Pumps | RIM | Existing | NE416 | Motor Improved Controls | Motor Improved Controls | NonEquip | 15 | Motors Pumps | 33.63% | Tech/Econ | 1.274% | 50797.6123 | MachineDrives | 6.8405 | 6.6598 | 0.045337
Econ | Metal Products and Machinery | Industrial Lighting | Industrial Lighting | RIM | New | NN403 | Lighting Controls | Lighting Controls | NonEquip | 10 | Industrial Lighting | 30% | Tech/Econ | 19.49% | 157.5859 | Lighting | 0.022493 | 0.021864 | 0.15916
Econ | Metal Products and Machinery | Industrial Lighting | Industrial Lighting | RIM | Existing | NE402 | Lighting Controls | Lighting Controls | NonEquip | 10 | Industrial Lighting | 30% | Tech/Econ | 19.49% | 261907.7892 | Lighting | 37.384 | 36.3383 | 0.15916
Econ | Metal Products and Machinery | Compressed Air | Compressed Air | RIM | New | NN374 | Compressed Air Controls | Compressed Air Controls | NonEquip | 12.5 | Compressed Air | 65.54% | Tech/Econ | 5.607% | 62.7988 | MachineDrives | 0.0084566 | 0.0082332 | 0.050334
Econ | Metal Products and Machinery | Compressed Air | Compressed Air | RIM | Existing | NE373 | Compressed Air Controls | Compressed Air Controls | NonEquip | 12.5 | Compressed Air | 65.54% | Tech/Econ | 5.607% | 104371.6771 | MachineDrives | 14.0548 | 13.6836 | 0.050334
Econ | Miscellaneous Manufacturing | Process Heating | Process Heating | RIM | New | NN519 | Process Heat Improved Controls | Process Heat Improved Controls | NonEquip | 15 | Process Heating | 36.23% | Tech/Econ | 2.283% | 26.4827 | ProcessHeating | 0.0036459 | 0.003556 | 0.89743
Econ | Miscellaneous Manufacturing | Process Heating | Process Heating | RIM | Existing | NE518 | Process Heat Improved Controls | Process Heat Improved Controls | NonEquip | 15 | Process Heating | 36.23% | Tech/Econ | 2.283% | 44014.2538 | ProcessHeating | 6.0595 | 5.9101 | 0.89743
Econ | Miscellaneous Manufacturing | Motors Pumps | Motors Pumps | RIM | New | NN502 | Pump Improved Controls | Pump Improved Controls | NonEquip | 15 | Motors Pumps | 33.99% | Tech/Econ | 1.792% | 30.0889 | MachineDrives | 0.0040518 | 0.0039448 | 0.063804
Econ | Miscellaneous Manufacturing | Motors Pumps | Motors Pumps | RIM | New | NN493 | Motor Improved Controls | Motor Improved Controls | NonEquip | 15 | Motors Pumps | 33.71% | Tech/Econ | 1.792% | 30.0236 | MachineDrives | 0.004043 | 0.0039362 | 0.063804
Econ | Miscellaneous Manufacturing | Motors Pumps | Motors Pumps | RIM | Existing | NE501 | Pump Improved Controls | Pump Improved Controls | NonEquip | 15 | Motors Pumps | 33.99% | Tech/Econ | 1.792% | 50007.682 | MachineDrives | 6.7341 | 6.5562 | 0.063804
Econ | Miscellaneous Manufacturing | Motors Pumps | Motors Pumps | RIM | Existing | NE492 | Motor Improved Controls | Motor Improved Controls | NonEquip | 15 | Motors Pumps | 33.71% | Tech/Econ | 1.792% | 49899.2661 | MachineDrives | 6.7195 | 6.542 | 0.063804
Econ | Miscellaneous Manufacturing | HVAC | HVAC | RIM | New | NN473 | HVAC Improved Controls | HVAC Improved Controls | NonEquip | 15 | HVAC | 91.99% | Tech/Econ | 5.604% | 344.047 | HVAC | 0.049011 | 0.047822 | 0.0062388
Econ | Miscellaneous Manufacturing | HVAC | HVAC | RIM | Existing | NE472 | HVAC Improved Controls | HVAC Improved Controls | NonEquip | 15 | HVAC | 91.99% | Tech/Econ | 5.604% | 571806.0682 | HVAC | 81.4559 | 79.4796 | 0.0062388
Econ | Primary Resources Industries | Process Specific | Process Specific | RIM | New | NN600 | Process Other Systems Optimization | Process Other Systems Optimization | NonEquip | 5.3333 | Process Specific | 0.2023% | Tech/Econ | 14.46% | 0.50674 | ProcessHeating | 6.9764e-05 | 6.8043e-05 | 0.19278
Econ | Primary Resources Industries | Process Specific | Process Specific | RIM | Existing | NE599 | Process Other Systems Optimization | Process Other Systems Optimization | NonEquip | 5.3333 | Process Specific | 0.2023% | Tech/Econ | 14.46% | 842.1964 | ProcessHeating | 0.11595 | 0.11309 | 0.19278
Econ | Primary Resources Industries | Process Heating | Process Heating | RIM | New | NN594 | Process Heat Improved Controls | Process Heat Improved Controls | NonEquip | 15 | Process Heating | 11.38% | Tech/Econ | 2.283% | 6.7735 | ProcessHeating | 0.00093252 | 0.00090953 | 0.89743
Econ | Primary Resources Industries | Process Heating | Process Heating | RIM | Existing | NE593 | Process Heat Improved Controls | Process Heat Improved Controls | NonEquip | 15 | Process Heating | 11.38% | Tech/Econ | 2.283% | 11257.584 | ProcessHeating | 1.5499 | 1.5116 | 0.89743
Econ | Primary Resources Industries | Process Cooling | Process Cooling | RIM | New | NN590 | Process Refrig System Optimization | Process Refrig System Optimization | NonEquip | 4.6667 | Process Cooling | 2.688% | Tech/Econ | 12.71% | 0.36018 | ProcessHeating | 4.9587e-05 | 4.8365e-05 | 0.0055642
Econ | Primary Resources Industries | Process Cooling | Process Cooling | RIM | Existing | NE589 | Process Refrig System Optimization | Process Refrig System Optimization | NonEquip | 4.6667 | Process Cooling | 2.688% | Tech/Econ | 12.71% | 598.6255 | ProcessHeating | 0.082414 | 0.080382 | 0.0055642
Econ | Primary Resources Industries | Motors Pumps | Motors Pumps | RIM | New | NN577 | Pump Improved Controls | Pump Improved Controls | NonEquip | 15 | Motors Pumps | 32.49% | Tech/Econ | 1.792% | 6.3413 | MachineDrives | 0.00085392 | 0.00083137 | 0.063804
Econ | Primary Resources Industries | Motors Pumps | Motors Pumps | RIM | New | NN568 | Motor Improved Controls | Motor Improved Controls | NonEquip | 15 | Motors Pumps | 33.35% | Tech/Econ | 1.792% | 6.5497 | MachineDrives | 0.00088199 | 0.00085869 | 0.063804
Econ | Primary Resources Industries | Motors Pumps | Motors Pumps | RIM | Existing | NE576 | Pump Improved Controls | Pump Improved Controls | NonEquip | 15 | Motors Pumps | 32.49% | Tech/Econ | 1.792% | 10539.1803 | MachineDrives | 1.4192 | 1.3817 | 0.063804
Econ | Primary Resources Industries | Motors Pumps | Motors Pumps | RIM | Existing | NE567 | Motor Improved Controls | Motor Improved Controls | NonEquip | 15 | Motors Pumps | 33.35% | Tech/Econ | 1.792% | 10885.545 | MachineDrives | 1.4659 | 1.4271 | 0.063804
Econ | Primary Resources Industries | Industrial Lighting | Industrial Lighting | RIM | New | NN554 | Lighting Controls | Lighting Controls | NonEquip | 10 | Industrial Lighting | 30% | Tech/Econ | 25.51% | 15.9187 | Lighting | 0.0022722 | 0.0022086 | 0.14699
Econ | Primary Resources Industries | Industrial Lighting | Industrial Lighting | RIM | Existing | NE553 | Lighting Controls | Lighting Controls | NonEquip | 10 | Industrial Lighting | 30% | Tech/Econ | 25.51% | 26456.8669 | Lighting | 3.7764 | 3.6707 | 0.14699
Econ | Primary Resources Industries | HVAC | HVAC | RIM | New | NN546 | HVAC Improved Controls | HVAC Improved Controls | NonEquip | 15 | HVAC | 9.958% | Tech/Econ | 1.66% | 0.40415 | HVAC | 5.7573e-05 | 5.6176e-05 | 0.031159
Econ | Primary Resources Industries | HVAC | HVAC | RIM | Existing | NE545 | HVAC Improved Controls | HVAC Improved Controls | NonEquip | 15 | HVAC | 9.958% | Tech/Econ | 1.66% | 671.7018 | HVAC | 0.095686 | 0.093365 | 0.031159
Econ | Primary Resources Industries | Compressed Air | Compressed Air | RIM | New | NN527 | Compressed Air Controls | Compressed Air Controls | NonEquip | 12.5 | Compressed Air | 91.5% | Tech/Econ | 3.038% | 7.2515 | MachineDrives | 0.0009765 | 0.00095071 | 0.045537
Econ | Primary Resources Industries | Compressed Air | Compressed Air | RIM | Existing | NE526 | Compressed Air Controls | Compressed Air Controls | NonEquip | 12.5 | Compressed Air | 91.5% | Tech/Econ | 3.038% | 12052.0352 | MachineDrives | 1.6229 | 1.5801 | 0.045537
Econ | Stone/Clay/Glass/Concrete | Process Heating | Process Heating | RIM | New | NN668 | Process Heat Improved Controls | Process Heat Improved Controls | NonEquip | 15 | Process Heating | 36.23% | Tech/Econ | 2.283% | 1.479 | ProcessHeating | 0.00020362 | 0.0001986 | 0.89743
Econ | Stone/Clay/Glass/Concrete | Process Heating | Process Heating | RIM | Existing | NE667 | Process Heat Improved Controls | Process Heat Improved Controls | NonEquip | 15 | Process Heating | 36.23% | Tech/Econ | 2.283% | 2458.1622 | ProcessHeating | 0.33842 | 0.33008 | 0.89743
Econ | Stone/Clay/Glass/Concrete | Motors Pumps | Motors Pumps | RIM | New | NN650 | Pump Improved Controls | Pump Improved Controls | NonEquip | 15 | Motors Pumps | 33.99% | Tech/Econ | 1.792% | 1.3105 | MachineDrives | 0.00017648 | 0.00017182 | 0.063804
Econ | Stone/Clay/Glass/Concrete | Motors Pumps | Motors Pumps | RIM | New | NN641 | Motor Improved Controls | Motor Improved Controls | NonEquip | 15 | Motors Pumps | 33.71% | Tech/Econ | 1.792% | 1.3077 | MachineDrives | 0.0001761 | 0.00017144 | 0.063804
Econ | Stone/Clay/Glass/Concrete | Motors Pumps | Motors Pumps | RIM | Existing | NE649 | Pump Improved Controls | Pump Improved Controls | NonEquip | 15 | Motors Pumps | 33.99% | Tech/Econ | 1.792% | 2178.1155 | MachineDrives | 0.29331 | 0.28556 | 0.063804
Econ | Stone/Clay/Glass/Concrete | Motors Pumps | Motors Pumps | RIM | Existing | NE640 | Motor Improved Controls | Motor Improved Controls | NonEquip | 15 | Motors Pumps | 33.71% | Tech/Econ | 1.792% | 2173.3934 | MachineDrives | 0.29267 | 0.28494 | 0.063804
Econ | Stone/Clay/Glass/Concrete | Industrial Lighting | Industrial Lighting | RIM | New | NN629 | Lighting Controls | Lighting Controls | NonEquip | 10 | Industrial Lighting | 30% | Tech/Econ | 17.43% | 1.6376 | Lighting | 0.00023375 | 0.00022721 | 0.14989
Econ | Stone/Clay/Glass/Concrete | Industrial Lighting | Industrial Lighting | RIM | Existing | NE628 | Lighting Controls | Lighting Controls | NonEquip | 10 | Industrial Lighting | 30% | Tech/Econ | 17.43% | 2721.6845 | Lighting | 0.38849 | 0.37762 | 0.14989
Econ | Stone/Clay/Glass/Concrete | HVAC | HVAC | RIM | New | NN621 | HVAC Improved Controls | HVAC Improved Controls | NonEquip | 15 | HVAC | 1.319% | Tech/Econ | 10.25% | 0.061777 | HVAC | 8.8003e-06 | 8.5868e-06 | 0.040722
Econ | Stone/Clay/Glass/Concrete | HVAC | HVAC | RIM | Existing | NE620 | HVAC Improved Controls | HVAC Improved Controls | NonEquip | 15 | HVAC | 1.319% | Tech/Econ | 10.25% | 102.673 | HVAC | 0.014626 | 0.014271 | 0.040722
Econ | Stone/Clay/Glass/Concrete | Compressed Air | Compressed Air | RIM | New | NN602 | Compressed Air Controls | Compressed Air Controls | NonEquip | 12.5 | Compressed Air | 77.48% | Tech/Econ | 1.027% | 0.40985 | MachineDrives | 5.5191e-05 | 5.3733e-05 | 0.05342
Econ | Stone/Clay/Glass/Concrete | Compressed Air | Compressed Air | RIM | Existing | NE601 | Compressed Air Controls | Compressed Air Controls | NonEquip | 12.5 | Compressed Air | 77.48% | Tech/Econ | 1.027% | 681.167 | MachineDrives | 0.091727 | 0.089304 | 0.05342
Econ | Textiles and Leather | Process Heating | Process Heating | RIM | New | NN730 | Process Heat System Optimization | Process Heat System Optimization | NonEquip | 2 | Process Heating | 24.47% | Tech/Econ | 8.837% | 5.9281 | ProcessHeating | 0.00081613 | 0.00079601 | 1.0583
Econ | Textiles and Leather | Process Heating | Process Heating | RIM | Existing | NE729 | Process Heat System Optimization | Process Heat System Optimization | NonEquip | 2 | Process Heating | 24.47% | Tech/Econ | 8.837% | 9852.4734 | ProcessHeating | 1.3564 | 1.323 | 1.0583
Econ | Textiles and Leather | Motors Pumps | Motors Pumps | RIM | New | NN720 | Pump Improved Controls | Pump Improved Controls | NonEquip | 15 | Motors Pumps | 33.99% | Tech/Econ | 1.792% | 7.4334 | MachineDrives | 0.001001 | 0.00097455 | 0.063804
Econ | Textiles and Leather | Motors Pumps | Motors Pumps | RIM | New | NN713 | Motor Improved Controls | Motor Improved Controls | NonEquip | 15 | Motors Pumps | 33.71% | Tech/Econ | 1.792% | 7.3276 | MachineDrives | 0.00098674 | 0.00096068 | 0.063804
Econ | Textiles and Leather | Motors Pumps | Motors Pumps | RIM | Existing | NE719 | Pump Improved Controls | Pump Improved Controls | NonEquip | 15 | Motors Pumps | 33.99% | Tech/Econ | 1.792% | 12354.3537 | MachineDrives | 1.6637 | 1.6197 | 0.063804
Econ | Textiles and Leather | Motors Pumps | Motors Pumps | RIM | Existing | NE712 | Motor Improved Controls | Motor Improved Controls | NonEquip | 15 | Motors Pumps | 33.71% | Tech/Econ | 1.792% | 12178.4292 | MachineDrives | 1.64 | 1.5966 | 0.063804
Econ | Textiles and Leather | Industrial Lighting | Industrial Lighting | RIM | New | NN703 | Lighting Controls | Lighting Controls | NonEquip | 10 | Industrial Lighting | 30% | Tech/Econ | 16.46% | 23.7397 | Lighting | 0.0033885 | 0.0032937 | 0.1284
Econ | Textiles and Leather | Industrial Lighting | Industrial Lighting | RIM | Existing | NE702 | Lighting Controls | Lighting Controls | NonEquip | 10 | Industrial Lighting | 30% | Tech/Econ | 16.46% | 39455.316 | Lighting | 5.6317 | 5.4742 | 0.1284
Econ | Textiles and Leather | HVAC | HVAC | RIM | New | NN688 | Building Envelope Improvements | Building Envelope Improvements | NonEquip | 15 | HVAC | 19.11% | Tech/Econ | 7.051% | 11.0175 | HVAC | 0.0015695 | 0.0015314 | 0.28165
Econ | Textiles and Leather | HVAC | HVAC | RIM | Existing | NE687 | Building Envelope Improvements | Building Envelope Improvements | NonEquip | 15 | HVAC | 19.11% | Tech/Econ | 7.051% | 18311.1524 | HVAC | 2.6085 | 2.5452 | 0.28165
Econ | Textiles and Leather | Compressed Air | Compressed Air | RIM | New | NN676 | Compressed Air Controls | Compressed Air Controls | NonEquip | 12.5 | Compressed Air | 72.03% | Tech/Econ | 1.918% | 4.0131 | MachineDrives | 0.00054041 | 0.00052613 | 0.054893
Econ | Textiles and Leather | Compressed Air | Compressed Air | RIM | Existing | NE675 | Compressed Air Controls | Compressed Air Controls | NonEquip | 12.5 | Compressed Air | 72.03% | Tech/Econ | 1.918% | 6669.764 | MachineDrives | 0.89816 | 0.87444 | 0.054893
Econ | Transportation Equipment | Process Specific | Process Specific | RIM | New | NN807 | Process Other Systems Optimization | Process Other Systems Optimization | NonEquip | 5.3333 | Process Specific | 1.136% | Tech/Econ | 12% | 0.73712 | ProcessHeating | 0.00010148 | 9.8978e-05 | 0.023178
Econ | Transportation Equipment | Process Specific | Process Specific | RIM | Existing | NE806 | Process Other Systems Optimization | Process Other Systems Optimization | NonEquip | 5.3333 | Process Specific | 1.136% | Tech/Econ | 12% | 1225.0884 | ProcessHeating | 0.16866 | 0.1645 | 0.023178
Econ | Transportation Equipment | Process Heating | Process Heating | RIM | New | NN801 | Process Heat Improved Controls | Process Heat Improved Controls | NonEquip | 15 | Process Heating | 8.411% | Tech/Econ | 2.283% | 2.0762 | ProcessHeating | 0.00028584 | 0.00027879 | 0.89743
Econ | Transportation Equipment | Process Heating | Process Heating | RIM | Existing | NE800 | Process Heat Improved Controls | Process Heat Improved Controls | NonEquip | 15 | Process Heating | 8.411% | Tech/Econ | 2.283% | 3450.6578 | ProcessHeating | 0.47506 | 0.46335 | 0.89743
Econ | Transportation Equipment | Motors Pumps | Motors Pumps | RIM | New | NN786 | Pump Improved Controls | Pump Improved Controls | NonEquip | 15 | Motors Pumps | 33.99% | Tech/Econ | 1.792% | 13.4813 | MachineDrives | 0.0018154 | 0.0017675 | 0.063804
Econ | Transportation Equipment | Motors Pumps | Motors Pumps | RIM | New | NN777 | Motor Improved Controls | Motor Improved Controls | NonEquip | 15 | Motors Pumps | 33.71% | Tech/Econ | 1.792% | 13.4521 | MachineDrives | 0.0018115 | 0.0017636 | 0.063804
Econ | Transportation Equipment | Motors Pumps | Motors Pumps | RIM | Existing | NE785 | Pump Improved Controls | Pump Improved Controls | NonEquip | 15 | Motors Pumps | 33.99% | Tech/Econ | 1.792% | 22405.9279 | MachineDrives | 3.0172 | 2.9375 | 0.063804
Econ | Transportation Equipment | Motors Pumps | Motors Pumps | RIM | Existing | NE776 | Motor Improved Controls | Motor Improved Controls | NonEquip | 15 | Motors Pumps | 33.71% | Tech/Econ | 1.792% | 22357.3522 | MachineDrives | 3.0107 | 2.9311 | 0.063804
Econ | Transportation Equipment | Industrial Lighting | Industrial Lighting | RIM | New | NN763 | Lighting Controls | Lighting Controls | NonEquip | 10 | Industrial Lighting | 77.99% | Tech/Econ | 15.94% | 137.3069 | Lighting | 0.019599 | 0.019051 | 0.13145
Econ | Transportation Equipment | Industrial Lighting | Industrial Lighting | RIM | Existing | NE762 | Lighting Controls | Lighting Controls | NonEquip | 10 | Industrial Lighting | 77.99% | Tech/Econ | 15.94% | 228204.0715 | Lighting | 32.5732 | 31.662 | 0.13145
Econ | Transportation Equipment | Compressed Air | Compressed Air | RIM | New | NN734 | Compressed Air Controls | Compressed Air Controls | NonEquip | 12.5 | Compressed Air | 93.35% | Tech/Econ | 1.281% | 6.3406 | MachineDrives | 0.00085383 | 0.00083128 | 0.068082
Econ | Transportation Equipment | Compressed Air | Compressed Air | RIM | Existing | NE733 | Compressed Air Controls | Compressed Air Controls | NonEquip | 12.5 | Compressed Air | 93.35% | Tech/Econ | 1.281% | 10538.0931 | MachineDrives | 1.4191 | 1.3816 | 0.068082
Econ | Water and Wastewater | Process Heating | Process Heating | RIM | New | NN955 | Process Heat Improved Controls | Process Heat Improved Controls | NonEquip | 15 | Process Heating | 23.16% | Tech/Econ | 1.21% | 14.5938 | ProcessHeating | 0.0020092 | 0.0019596 | 0.96304
Econ | Water and Wastewater | Process Heating | Process Heating | RIM | Existing | NE954 | Process Heat Improved Controls | Process Heat Improved Controls | NonEquip | 15 | Process Heating | 23.16% | Tech/Econ | 1.21% | 24254.8885 | ProcessHeating | 3.3392 | 3.2569 | 0.96304
Econ | Water and Wastewater | Process Cooling | Process Cooling | RIM | New | NN946 | Process Refrig Controls | Process Refrig Controls | NonEquip | 15 | Process Cooling | 27.79% | Tech/Econ | 2.354% | 18.8325 | ProcessHeating | 0.0025927 | 0.0025288 | 0.06633
Econ | Water and Wastewater | Process Cooling | Process Cooling | RIM | Existing | NE945 | Process Refrig Controls | Process Refrig Controls | NonEquip | 15 | Process Cooling | 27.79% | Tech/Econ | 2.354% | 31299.6265 | ProcessHeating | 4.3091 | 4.2028 | 0.06633
Econ | Water and Wastewater | Motors Pumps | Motors Pumps | RIM | New | NN938 | Pump Improved Controls | Pump Improved Controls | NonEquip | 15 | Motors Pumps | 33.73% | Tech/Econ | 1.792% | 67.1476 | MachineDrives | 0.0090422 | 0.0088033 | 0.063804
Econ | Water and Wastewater | Motors Pumps | Motors Pumps | RIM | New | NN929 | Motor Improved Controls | Motor Improved Controls | NonEquip | 15 | Motors Pumps | 42.04% | Tech/Econ | 0.4056% | 18.969 | MachineDrives | 0.0025544 | 0.0024869 | 0.10371
Econ | Water and Wastewater | Motors Pumps | Motors Pumps | RIM | Existing | NE937 | Pump Improved Controls | Pump Improved Controls | NonEquip | 15 | Motors Pumps | 33.73% | Tech/Econ | 1.792% | 111599.3521 | MachineDrives | 15.0281 | 14.6312 | 0.063804
Econ | Water and Wastewater | Motors Pumps | Motors Pumps | RIM | Existing | NE928 | Motor Improved Controls | Motor Improved Controls | NonEquip | 15 | Motors Pumps | 42.04% | Tech/Econ | 0.4056% | 31526.424 | MachineDrives | 4.2454 | 4.1333 | 0.10371
Econ | Water and Wastewater | Industrial Lighting | Industrial Lighting | RIM | New | NN915 | Lighting Controls | Lighting Controls | NonEquip | 10 | Industrial Lighting | 33.43% | Tech/Econ | 16.92% | 131.2413 | Lighting | 0.018733 | 0.018209 | 0.13992
Econ | Water and Wastewater | Industrial Lighting | Industrial Lighting | RIM | Existing | NE914 | Lighting Controls | Lighting Controls | NonEquip | 10 | Industrial Lighting | 33.43% | Tech/Econ | 16.92% | 218123.0379 | Lighting | 31.1343 | 30.2634 | 0.13992
Econ | Water and Wastewater | Compressed Air | Compressed Air | RIM | New | NN886 | Compressed Air Controls | Compressed Air Controls | NonEquip | 12.5 | Compressed Air | 74.82% | Tech/Econ | 2.192% | 43.4428 | MachineDrives | 0.0058501 | 0.0056955 | 0.055306
Econ | Water and Wastewater | Compressed Air | Compressed Air | RIM | Existing | NE885 | Compressed Air Controls | Compressed Air Controls | NonEquip | 12.5 | Compressed Air | 74.82% | Tech/Econ | 2.192% | 72202.0014 | MachineDrives | 9.7228 | 9.466 | 0.055306
Econ | Other | Motors Pumps | Motors Pumps | RIM | New | NN861 | Pump Improved Controls | Pump Improved Controls | NonEquip | 15 | Motors Pumps | 33.73% | Tech/Econ | 1.792% | 721.4145 | MachineDrives | 0.097146 | 0.094581 | 0.063804
Econ | Other | Motors Pumps | Motors Pumps | RIM | New | NN852 | Motor Improved Controls | Motor Improved Controls | NonEquip | 15 | Motors Pumps | 42.04% | Tech/Econ | 0.4056% | 203.797 | MachineDrives | 0.027444 | 0.026719 | 0.10371
Econ | Other | Motors Pumps | Motors Pumps | RIM | Existing | NE860 | Pump Improved Controls | Pump Improved Controls | NonEquip | 15 | Motors Pumps | 33.73% | Tech/Econ | 1.792% | 1198990.89 | MachineDrives | 161.4574 | 157.193 | 0.063804
Econ | Other | Motors Pumps | Motors Pumps | RIM | Existing | NE851 | Motor Improved Controls | Motor Improved Controls | NonEquip | 15 | Motors Pumps | 42.04% | Tech/Econ | 0.4056% | 338710.6677 | MachineDrives | 45.6111 | 44.4065 | 0.10371
Econ | Other | Industrial Lighting | Industrial Lighting | RIM | New | NN838 | Lighting Controls | Lighting Controls | NonEquip | 10 | Industrial Lighting | 33.43% | Tech/Econ | 16.92% | 2219.0063 | Lighting | 0.31673 | 0.30787 | 0.13992
Econ | Other | Industrial Lighting | Industrial Lighting | RIM | Existing | NE837 | Lighting Controls | Lighting Controls | NonEquip | 10 | Industrial Lighting | 33.43% | Tech/Econ | 16.92% | 3687988.521 | Lighting | 526.4134 | 511.688 | 0.13992
Econ | Other | Compressed Air | Compressed Air | RIM | New | NN809 | Compressed Air Controls | Compressed Air Controls | NonEquip | 12.5 | Compressed Air | 74.82% | Tech/Econ | 2.192% | 466.7372 | MachineDrives | 0.062851 | 0.061191 | 0.055306
Econ | Other | Compressed Air | Compressed Air | RIM | Existing | NE808 | Compressed Air Controls | Compressed Air Controls | NonEquip | 12.5 | Compressed Air | 74.82% | Tech/Econ | 2.192% | 775717.2562 | MachineDrives | 104.4589 | 101.6999 | 0.055306

## Gulf_Ach_RES_TRC
| Scenario | Segment | EndUse | EquipType | CE Test | Vintage | Measure Code | Name | Description | Type | Measure Life | Competition Group | Applicability | Adoption Curve | Energy Savings % | 2020 | 2021 | 2022 | 2023 | 2024 | 2025 | 2026 | 2027 | 2028 | 2029 | Cumulative2020 | Cumulative2021 | Cumulative2022 | Cumulative2023 | Cumulative2024 | Cumulative2025 | Cumulative2026 | Cumulative2027 | Cumulative2028 | Cumulative2029 | CumulativeSD2020 | CumulativeSD2021 | CumulativeSD2022 | CumulativeSD2023 | CumulativeSD2024 | CumulativeSD2025 | CumulativeSD2026 | CumulativeSD2027 | CumulativeSD2028 | CumulativeSD2029 | CumulativeWD2020 | CumulativeWD2021 | CumulativeWD2022 | CumulativeWD2023 | CumulativeWD2024 | CumulativeWD2025 | CumulativeWD2026 | CumulativeWD2027 | CumulativeWD2028 | CumulativeWD2029
Single Family_New_Thermostatic Shower Restriction Valve_TRC | Ach | Single Family | Domestic Hot Water | Solar | TRC | New | NN572 | Thermostatic Shower Restriction Valve | Thermostatic Shower Restriction Valve | NonEquip | 10 |  | 12.19% | average_misc | 4.798% | 18.2848 | 19.2351 | 21.1623 | 23.8074 | 24.8828 | 23.1896 | 21.4516 | 20.9288 | 20.5067 | 19.9991 | 18.2848 | 37.5199 | 58.6822 | 82.4897 | 107.3725 | 130.5621 | 152.0137 | 172.9425 | 193.4492 | 213.4483 | 0.0016469 | 0.0033795 | 0.0052856 | 0.0074299 | 0.0096711 | 0.01176 | 0.013692 | 0.015577 | 0.017424 | 0.019225 | 0.0035452 | 0.0072746 | 0.011378 | 0.015994 | 0.020818 | 0.025314 | 0.029473 | 0.033531 | 0.037507 | 0.041385
Single Family_Existing_Water Heater Blanket_TRC | Ach | Single Family | Domestic Hot Water | Solar | TRC | Existing | NE575 | Water Heater Blanket | Water Heater Blanket | NonEquip | 7 |  | 9.142% | dhw blanket_existing | 13.67% | 17.2768 | 25.5346 | 37.6454 | 54.2772 | 77.8136 | 108.3948 | 148.3858 | 195.6905 | 243.7252 | 283.6899 | 17.2768 | 42.8114 | 80.4568 | 134.734 | 212.5476 | 320.9424 | 469.3283 | 665.0188 | 908.744 | 1192.4339 | 0.0015561 | 0.0038561 | 0.0072468 | 0.012136 | 0.019144 | 0.028908 | 0.042273 | 0.059899 | 0.081851 | 0.1074 | 0.0033497 | 0.0083005 | 0.015599 | 0.026123 | 0.04121 | 0.062226 | 0.090996 | 0.12894 | 0.17619 | 0.2312
Single Family_Existing_Thermostatic Shower Restriction Valve_TRC | Ach | Single Family | Domestic Hot Water | Solar | TRC | Existing | NE569 | Thermostatic Shower Restriction Valve | Thermostatic Shower Restriction Valve | NonEquip | 10 |  | 2.11% | average_misc_existing | 4.798% | 14.597 | 14.5941 | 14.6309 | 14.6492 | 14.6807 | 14.7299 | 14.7872 | 14.8545 | 14.9406 | 15.0212 | 14.597 | 29.1911 | 43.8219 | 58.4711 | 73.1517 | 87.8817 | 102.6688 | 117.5233 | 132.4639 | 147.4852 | 0.0013148 | 0.0026293 | 0.0039471 | 0.0052665 | 0.0065888 | 0.0079156 | 0.0092475 | 0.010585 | 0.011931 | 0.013284 | 0.0028302 | 0.0056598 | 0.0084965 | 0.011337 | 0.014183 | 0.017039 | 0.019906 | 0.022786 | 0.025683 | 0.028595
Single Family_New_Ceiling Insulation(R2 to R38)_TRC | Ach | Single Family | Space Heating | Room heating | TRC | New | NN638 | Ceiling Insulation(R2 to R38) | Ceiling Insulation(R2 to R38) | NonEquip | 20 |  | 0% | shell | 34.48% | 0 | 0 | 0 | 0 | 0 | 0 | 0 | 0 | 0 | 0 | 0 | 0 | 0 | 0 | 0 | 0 | 0 | 0 | 0 | 0 | 0 | 0 | 0 | 0 | 0 | 0 | 0 | 0 | 0 | 0 | 0 | 0 | 0 | 0 | 0 | 0 | 0 | 0 | 0 | 0
Single Family_New_Ceiling Insulation(R12 to R38)_TRC | Ach | Single Family | Space Heating | Room heating | TRC | New | NN614 | Ceiling Insulation(R12 to R38) | Ceiling Insulation(R12 to R38) | NonEquip | 20 |  | 0% | shell | 11.98% | 0 | 0 | 0 | 0 | 0 | 0 | 0 | 0 | 0 | 0 | 0 | 0 | 0 | 0 | 0 | 0 | 0 | 0 | 0 | 0 | 0 | 0 | 0 | 0 | 0 | 0 | 0 | 0 | 0 | 0 | 0 | 0 | 0 | 0 | 0 | 0 | 0 | 0 | 0 | 0
Single Family_Existing_Heat Pump Tune Up_TRC | Ach | Single Family | Space Heating | Room heating | TRC | Existing | NE743 | Heat Pump Tune Up | Heat Pump Tune Up | NonEquip | 2 | Heat pump-heating | 0% | CACII_hvac_maint_existing | 5% | 0 | 0 | 0 | 0 | 0 | 0 | 0 | 0 | 0 | 0 | 0 | 0 | 0 | 0 | 0 | 0 | 0 | 0 | 0 | 0 | 0 | 0 | 0 | 0 | 0 | 0 | 0 | 0 | 0 | 0 | 0 | 0 | 0 | 0 | 0 | 0 | 0 | 0 | 0 | 0
Single Family_Existing_Duct Repair_TRC | Ach | Single Family | Space Heating | Room heating | TRC | Existing | NE683 | Duct Repair | Duct Repair | NonEquip | 11 |  | 14.08% | CACI_duct_existing | 12% | 2990.8197 | 3275.1839 | 3441.7267 | 3583.2929 | 3702.6276 | 3796.8799 | 3860.17 | 3890.4336 | 3888.5034 | 3847.7991 | 2990.8197 | 6266.0035 | 9707.7302 | 13291.0231 | 16993.6507 | 20790.5305 | 24650.7006 | 28541.1341 | 32429.6375 | 36277.4366 | 0 | 0 | 0 | 0 | 0 | 0 | 0 | 0 | 0 | 0 | 2.6633 | 5.5798 | 8.6446 | 11.8355 | 15.1326 | 18.5137 | 21.9511 | 25.4155 | 28.8782 | 32.3046
Single Family_Existing_Ceiling Insulation(R2 to R38)_TRC | Ach | Single Family | Space Heating | Room heating | TRC | Existing | NE635 | Ceiling Insulation(R2 to R38) | Ceiling Insulation(R2 to R38) | NonEquip | 20 |  | 16.25% | shell_existing | 34.48% | 2817.6426 | 2921.4299 | 2928.7856 | 2932.4493 | 2938.7591 | 2948.6151 | 2960.0794 | 2973.5512 | 2990.7954 | 3006.9306 | 2817.6426 | 5739.0725 | 8667.8581 | 11600.3073 | 14539.0665 | 17487.6815 | 20447.761 | 23421.3122 | 26412.1076 | 29419.0382 | 0 | 0 | 0 | 0 | 0 | 0 | 0 | 0 | 0 | 0 | 2.7464 | 5.5939 | 8.4485 | 11.3068 | 14.1712 | 17.0452 | 19.9304 | 22.8287 | 25.7438 | 28.6747
Single Family_Existing_Ceiling Insulation(R12 to R38)_TRC | Ach | Single Family | Space Heating | Room heating | TRC | Existing | NE611 | Ceiling Insulation(R12 to R38) | Ceiling Insulation(R12 to R38) | NonEquip | 20 |  | 15.79% | shell_existing | 11.98% | 1146.6437 | 1683.2144 | 2365.4466 | 3266.4187 | 4420.4907 | 5815.7697 | 7347.1168 | 8797.3908 | 9820.1983 | 10029.2948 | 1146.6437 | 2829.8581 | 5195.3046 | 8461.7233 | 12882.214 | 18697.9837 | 26045.1005 | 34842.4914 | 44662.6897 | 54691.9845 | 0 | 0 | 0 | 0 | 0 | 0 | 0 | 0 | 0 | 0 | 1.13 | 2.7887 | 5.1198 | 8.3387 | 12.6949 | 18.4262 | 25.6665 | 34.336 | 44.0134 | 53.8969
Single Family_Existing_Air Sealing-Infiltration Control_TRC | Ach | Single Family | Space Heating | Room heating | TRC | Existing | NE605 | Air Sealing-Infiltration Control | Air Sealing-Infiltration Control | NonEquip | 11 |  | 20.8% | shell_existing | 9% | 1132.4154 | 1662.2767 | 2335.924 | 3225.4713 | 4364.7655 | 5741.9657 | 7253.2056 | 8684.1879 | 9693.26 | 9899.56 | 1132.4154 | 2794.6921 | 5130.616 | 8356.0873 | 12720.8529 | 18462.8185 | 25716.0241 | 34400.212 | 44093.472 | 53993.032 | 0 | 0 | 0 | 0 | 0 | 0 | 0 | 0 | 0 | 0 | 1.0084 | 2.4886 | 4.5687 | 7.441 | 11.3278 | 16.4409 | 22.8998 | 30.6329 | 39.2647 | 48.0801
Single Family_New_Ceiling Insulation(R2 to R38)_TRC | Ach | Single Family | Space Cooling | Room AC | TRC | New | NN644 | Ceiling Insulation(R2 to R38) | Ceiling Insulation(R2 to R38) | NonEquip | 20 |  | 0% | shell | 29.55% | 0 | 0 | 0 | 0 | 0 | 0 | 0 | 0 | 0 | 0 | 0 | 0 | 0 | 0 | 0 | 0 | 0 | 0 | 0 | 0 | 0 | 0 | 0 | 0 | 0 | 0 | 0 | 0 | 0 | 0 | 0 | 0 | 0 | 0 | 0 | 0 | 0 | 0 | 0 | 0
Single Family_New_Ceiling Insulation(R12 to R38)_TRC | Ach | Single Family | Space Cooling | Room AC | TRC | New | NN620 | Ceiling Insulation(R12 to R38) | Ceiling Insulation(R12 to R38) | NonEquip | 20 |  | 0% | shell | 9.56% | 0 | 0 | 0 | 0 | 0 | 0 | 0 | 0 | 0 | 0 | 0 | 0 | 0 | 0 | 0 | 0 | 0 | 0 | 0 | 0 | 0 | 0 | 0 | 0 | 0 | 0 | 0 | 0 | 0 | 0 | 0 | 0 | 0 | 0 | 0 | 0 | 0 | 0 | 0 | 0
Single Family_Existing_Heat Pump Tune Up_TRC | Ach | Single Family | Space Cooling | Room AC | TRC | Existing | NE749 | Heat Pump Tune Up | Heat Pump Tune Up | NonEquip | 2 | Heat pump-cooling | 0% | CACII_hvac_maint_existing | 5% | 0 | 0 | 0 | 0 | 0 | 0 | 0 | 0 | 0 | 0 | 0 | 0 | 0 | 0 | 0 | 0 | 0 | 0 | 0 | 0 | 0 | 0 | 0 | 0 | 0 | 0 | 0 | 0 | 0 | 0 | 0 | 0 | 0 | 0 | 0 | 0 | 0 | 0 | 0 | 0
Single Family_Existing_Duct Repair_TRC | Ach | Single Family | Space Cooling | Room AC | TRC | Existing | NE677 | Duct Repair | Duct Repair | NonEquip | 11 |  | 14.08% | CACI_duct_existing | 12% | 2804.8724 | 3109.9513 | 3268.0921 | 3402.5163 | 3515.8306 | 3605.3279 | 3665.425 | 3694.1618 | 3692.329 | 3653.6783 | 2804.8724 | 5914.8237 | 9182.9158 | 12585.4322 | 16101.2627 | 19706.5906 | 23372.0156 | 27066.1774 | 30758.5064 | 34412.1847 | 1.7316 | 3.6515 | 5.669 | 7.7695 | 9.94 | 12.1657 | 14.4285 | 16.7091 | 18.9885 | 21.2441 | 0 | 0 | 0 | 0 | 0 | 0 | 0 | 0 | 0 | 0
Single Family_Existing_Ceiling Insulation(R2 to R38)_TRC | Ach | Single Family | Space Cooling | Room AC | TRC | Existing | NE641 | Ceiling Insulation(R2 to R38) | Ceiling Insulation(R2 to R38) | NonEquip | 20 |  | 16.25% | shell_existing | 29.55% | 2264.0987 | 2376.8401 | 2382.8246 | 2385.8053 | 2390.939 | 2398.9576 | 2408.2849 | 2419.2454 | 2433.275 | 2446.4024 | 2264.0987 | 4640.9388 | 7023.7634 | 9409.5687 | 11800.5077 | 14199.4653 | 16607.7502 | 19026.9955 | 21460.2705 | 23906.673 | 1.0762 | 2.206 | 3.3387 | 4.4727 | 5.6092 | 6.7496 | 7.8943 | 9.0443 | 10.2009 | 11.3638 | 0 | 0 | 0 | 0 | 0 | 0 | 0 | 0 | 0 | 0
Single Family_Existing_Ceiling Insulation(R12 to R38)_TRC | Ach | Single Family | Space Cooling | Room AC | TRC | Existing | NE617 | Ceiling Insulation(R12 to R38) | Ceiling Insulation(R12 to R38) | NonEquip | 20 |  | 15.79% | shell_existing | 9.56% | 858.3195 | 1275.7188 | 1792.7869 | 2475.6393 | 3350.3178 | 4407.8086 | 5568.4262 | 6667.5981 | 7442.7903 | 7601.2659 | 858.3195 | 2134.0383 | 3926.8252 | 6402.4645 | 9752.7823 | 14160.591 | 19729.0172 | 26396.6153 | 33839.4056 | 41440.6715 | 0.55704 | 1.385 | 2.5485 | 4.1551 | 6.3294 | 9.19 | 12.8038 | 17.131 | 21.9613 | 26.8944 | 0 | 0 | 0 | 0 | 0 | 0 | 0 | 0 | 0 | 0
Single Family_Existing_Air Sealing-Infiltration Control_TRC | Ach | Single Family | Space Cooling | Room AC | TRC | Existing | NE599 | Air Sealing-Infiltration Control | Air Sealing-Infiltration Control | NonEquip | 11 |  | 20.8% | shell_existing | 9% | 1062.0259 | 1578.4485 | 2218.1429 | 3062.8722 | 4144.7931 | 5452.6799 | 6887.9113 | 8246.9695 | 9205.3484 | 9401.2822 | 1062.0259 | 2640.4745 | 4858.6173 | 7921.4896 | 12066.2826 | 17518.9626 | 24406.8739 | 32653.8434 | 41859.1918 | 51260.474 | 0.65563 | 1.6301 | 2.9994 | 4.8903 | 7.449 | 10.8152 | 15.0674 | 20.1586 | 25.8414 | 31.6452 | 0 | 0 | 0 | 0 | 0 | 0 | 0 | 0 | 0 | 0
Single Family_Turnover_High Efficiency Induction Cooktop_TRC | Ach | Single Family | Cooking | Range | TRC | Turnover | ET65 | High Efficiency Induction Cooktop | High Efficiency Induction Cooktop | Equip | 10 | Range | 77.95% | custom_misc appliance | 18.82% | 32820.5149 | 46404.0267 | 70710.2252 | 106250.4433 | 157174.6278 | 226856.7949 | 315319.7963 | 414123.0565 | 502064.696 | 543864.9489 | 32820.5149 | 79224.5415 | 149934.7667 | 256185.2101 | 413359.8378 | 640216.6327 | 955536.429 | 1369659.4855 | 1871724.1816 | 2415589.1305 | 7.7831 | 18.7874 | 35.5557 | 60.752 | 98.0246 | 151.8217 | 226.597 | 324.8026 | 443.8628 | 572.8355 | 1.8674 | 4.5076 | 8.5307 | 14.5759 | 23.5185 | 36.4258 | 54.3662 | 77.9282 | 106.4937 | 137.4374
Single Family_New_High Efficiency Induction Cooktop_TRC | Ach | Single Family | Cooking | Range | TRC | New | EN71 | High Efficiency Induction Cooktop | High Efficiency Induction Cooktop | Equip | 10 | Range | 77.95% | custom_misc appliance | 18.82% | 5638.8881 | 6879.024 | 8928.5009 | 12570.6776 | 18222.7599 | 25519.7688 | 34113.3423 | 43669.8018 | 52098.2504 | 56449.6465 | 5638.8881 | 12517.9121 | 21446.413 | 34017.0906 | 52239.8505 | 77759.6193 | 111872.9616 | 155542.7634 | 207641.0138 | 264090.6603 | 1.3372 | 2.9685 | 5.0858 | 8.0669 | 12.3882 | 18.44 | 26.5297 | 36.8856 | 49.2402 | 62.6268 | 0.32083 | 0.71222 | 1.2202 | 1.9354 | 2.9722 | 4.4242 | 6.3651 | 8.8498 | 11.8139 | 15.0257
Single Family_Turnover_Variable Speed Pool Pump_TRC | Ach | Single Family | Miscellaneous | Pool pump | TRC | Turnover | ET524 | Variable Speed Pool Pump | Variable Speed Pool Pump | Equip | 10 | Pool pump | 57% | average_misc | 72.24% | 162048.6905 | 198185.2837 | 256779.6348 | 309260.5345 | 330867.1612 | 318787.489 | 307584.5368 | 308828.3398 | 308462.0164 | 301686.6427 | 162048.6905 | 360233.9742 | 617013.6089 | 926274.1434 | 1257141.3046 | 1575928.7936 | 1883513.3304 | 2192341.6702 | 2500803.6866 | 2802490.3292 | 88.0699 | 195.7793 | 335.3335 | 503.4098 | 683.2289 | 856.483 | 1023.6485 | 1191.49 | 1359.1324 | 1523.0925 | 0 | 0 | 0 | 0 | 0 | 0 | 0 | 0 | 0 | 0
Single Family_Turnover_Two Speed Pool Pump_TRC | Ach | Single Family | Miscellaneous | Pool pump | TRC | Turnover | ET515 | Two Speed Pool Pump | Two Speed Pool Pump | Equip | 10 | Pool pump | 0% | average_misc | 23.9% | 0 | 0 | 0 | 0 | 0 | 0 | 0 | 0 | 0 | 0 | 0 | 0 | 0 | 0 | 0 | 0 | 0 | 0 | 0 | 0 | 0 | 0 | 0 | 0 | 0 | 0 | 0 | 0 | 0 | 0 | 0 | 0 | 0 | 0 | 0 | 0 | 0 | 0 | 0 | 0
Single Family_New_Variable Speed Pool Pump_TRC | Ach | Single Family | Miscellaneous | Pool pump | TRC | New | EN530 | Variable Speed Pool Pump | Variable Speed Pool Pump | Equip | 10 | Pool pump | 57% | average_misc | 72.24% | 22621.2701 | 23870.7425 | 26343.9124 | 29728.6925 | 31167.9865 | 29137.3185 | 27037.1495 | 26460.1515 | 26006.8958 | 25441.9039 | 22621.2701 | 46492.0125 | 72835.9249 | 102564.6174 | 133732.6039 | 162869.9225 | 189907.072 | 216367.2235 | 242374.1193 | 267816.0232 | 12.2942 | 25.2674 | 39.5847 | 55.7416 | 72.6808 | 88.5163 | 103.2104 | 117.5909 | 131.7251 | 145.5522 | 0 | 0 | 0 | 0 | 0 | 0 | 0 | 0 | 0 | 0
Single Family_New_Two Speed Pool Pump_TRC | Ach | Single Family | Miscellaneous | Pool pump | TRC | New | EN521 | Two Speed Pool Pump | Two Speed Pool Pump | Equip | 10 | Pool pump | 0% | average_misc | 23.9% | 0 | 0 | 0 | 0 | 0 | 0 | 0 | 0 | 0 | 0 | 0 | 0 | 0 | 0 | 0 | 0 | 0 | 0 | 0 | 0 | 0 | 0 | 0 | 0 | 0 | 0 | 0 | 0 | 0 | 0 | 0 | 0 | 0 | 0 | 0 | 0 | 0 | 0 | 0 | 0
Single Family_New_Thermostatic Shower Restriction Valve_TRC | Ach | Single Family | Domestic Hot Water | Point-of-use | TRC | New | NN572 | Thermostatic Shower Restriction Valve | Thermostatic Shower Restriction Valve | NonEquip | 10 |  | 12.19% | average_misc | 4.798% | 38.9855 | 41.0115 | 45.1205 | 50.7602 | 53.0531 | 49.4431 | 45.7373 | 44.6227 | 43.7226 | 42.6404 | 38.9855 | 79.997 | 125.1175 | 175.8777 | 228.9308 | 278.3739 | 324.1112 | 368.7339 | 412.4566 | 455.097 | 0.0035115 | 0.0072054 | 0.011269 | 0.015841 | 0.02062 | 0.025073 | 0.029193 | 0.033212 | 0.03715 | 0.040991 | 0.0075588 | 0.01551 | 0.024259 | 0.0341 | 0.044387 | 0.053973 | 0.062841 | 0.071493 | 0.07997 | 0.088237
Single Family_Existing_Water Heater Blanket_TRC | Ach | Single Family | Domestic Hot Water | Point-of-use | TRC | Existing | NE575 | Water Heater Blanket | Water Heater Blanket | NonEquip | 7 |  | 9.142% | dhw blanket_existing | 13.67% | 37.4939 | 54.4428 | 80.2645 | 115.7254 | 165.9079 | 231.1106 | 316.3762 | 417.2354 | 519.651 | 604.8606 | 37.4939 | 91.9367 | 172.2011 | 287.9266 | 453.8345 | 684.9451 | 1001.3213 | 1418.5567 | 1938.2077 | 2543.0682 | 0.0033771 | 0.0082808 | 0.01551 | 0.025934 | 0.040877 | 0.061694 | 0.09019 | 0.12777 | 0.17458 | 0.22906 | 0.0072696 | 0.017825 | 0.033387 | 0.055825 | 0.087992 | 0.1328 | 0.19414 | 0.27504 | 0.37579 | 0.49307
Single Family_Existing_Thermostatic Shower Restriction Valve_TRC | Ach | Single Family | Domestic Hot Water | Point-of-use | TRC | Existing | NE569 | Thermostatic Shower Restriction Valve | Thermostatic Shower Restriction Valve | NonEquip | 10 |  | 2.11% | average_misc_existing | 4.798% | 31.6782 | 31.1164 | 31.1947 | 31.2337 | 31.3009 | 31.4059 | 31.528 | 31.6715 | 31.8552 | 32.027 | 31.6782 | 62.7946 | 93.9893 | 125.223 | 156.5239 | 187.9299 | 219.4579 | 251.1294 | 282.9846 | 315.0116 | 0.0028533 | 0.005656 | 0.0084657 | 0.011279 | 0.014098 | 0.016927 | 0.019767 | 0.022619 | 0.025489 | 0.028373 | 0.006142 | 0.012175 | 0.018223 | 0.024279 | 0.030348 | 0.036437 | 0.04255 | 0.048691 | 0.054867 | 0.061077
Single Family_Turnover_LED Specialty Lamps-5W Chandelier_TRC | Ach | Single Family | Lighting | Interior specialty | TRC | Turnover | ET434 | LED Specialty Lamps-5W Chandelier | LED Specialty Lamps-5W Chandelier | Equip | 10 | Interior specialty | 50% | cfl | 58.33% | 30403.2781 | 33529.3897 | 39300.0695 | 44794.8348 | 49546.7592 | 52961.6257 | 54429.0119 | 53588.0782 | 50470.0932 | 45385.3932 | 30403.2781 | 63932.6678 | 103232.7373 | 148027.5721 | 197574.3313 | 250535.9571 | 304964.969 | 358553.0471 | 409023.1404 | 454408.5335 | 2.6743 | 5.6236 | 9.0805 | 13.0207 | 17.3789 | 22.0375 | 26.8251 | 31.5388 | 35.9782 | 39.9703 | 2.8079 | 5.9044 | 9.5339 | 13.6709 | 18.2468 | 23.138 | 28.1647 | 33.1138 | 37.7749 | 41.9664
Single Family_New_LED Specialty Lamps-5W Chandelier_TRC | Ach | Single Family | Lighting | Interior specialty | TRC | New | EN440 | LED Specialty Lamps-5W Chandelier | LED Specialty Lamps-5W Chandelier | Equip | 10 | Interior specialty | 50% | cfl | 58.33% | 4244.1612 | 4038.5008 | 4031.9303 | 4306.0518 | 4667.3496 | 4840.7162 | 4784.3931 | 4591.3813 | 4255.2093 | 3827.4509 | 4244.1612 | 8282.662 | 12314.5923 | 16620.6441 | 21287.9937 | 26128.7099 | 30913.103 | 35504.4843 | 39759.6936 | 43587.1445 | 0.37332 | 0.72855 | 1.0832 | 1.462 | 1.8725 | 2.2983 | 2.7192 | 3.123 | 3.4973 | 3.834 | 0.39196 | 0.76494 | 1.1373 | 1.535 | 1.966 | 2.4131 | 2.8549 | 3.279 | 3.672 | 4.0254
Single Family_Turnover_LED - 9W Flood_TRC | Ach | Single Family | Lighting | Interior screw-in | TRC | Turnover | ET416 | LED - 9W Flood | LED - 9W Flood | Equip | 10 | Interior screw-in | 50% | cfl | 53.85% | 852708.6726 | 921266.3305 | 1057309.944 | 1180364.16 | 1280589.0757 | 1346373.2219 | 1366389.1949 | 1334732.3376 | 1252990.1758 | 1127243.5813 | 852708.6726 | 1773975.0031 | 2831284.947 | 4011649.107 | 5292238.1827 | 6638611.4046 | 8005000.5995 | 9339732.9371 | 10592723.1128 | 11719966.6941 | 75.0053 | 156.0411 | 249.0434 | 352.8697 | 465.5119 | 583.9406 | 704.1299 | 821.5346 | 931.7492 | 1030.9029 | 78.751 | 163.8335 | 261.4802 | 370.4914 | 488.7587 | 613.1015 | 739.2929 | 862.5606 | 978.2791 | 1082.3844
Single Family_Turnover_CFL-13W_TRC | Ach | Single Family | Lighting | Interior screw-in | TRC | Turnover | ET380 | CFL-13W | CFL-13W | Equip | 7.8 | Interior screw-in | 50% | cfl | 27.78% | 442540.2543 | 483206.4584 | 560757.5304 | 632826.1968 | 693021.1301 | 733444.481 | 746295.9774 | 727484.168 | 678366.1747 | 603977.6857 | 442540.2543 | 925746.7127 | 1486504.2431 | 2119330.4399 | 2812351.57 | 3545796.051 | 4292092.0284 | 5019576.1965 | 5697942.3712 | 6301920.0569 | 38.9264 | 81.4298 | 130.7548 | 186.419 | 247.378 | 311.8926 | 377.5378 | 441.5282 | 501.1981 | 554.3248 | 40.8703 | 85.4963 | 137.2844 | 195.7284 | 259.7316 | 327.468 | 396.3914 | 463.5774 | 526.2271 | 582.0068
Single Family_New_LED - 9W Flood_TRC | Ach | Single Family | Lighting | Interior screw-in | TRC | New | EN422 | LED - 9W Flood | LED - 9W Flood | Equip | 10 | Interior screw-in | 50% | cfl | 53.85% | 91564.8496 | 85356.4554 | 83440.8388 | 87281.8552 | 92794.3474 | 94660.8556 | 92390.5327 | 87968.2616 | 81262.6794 | 73125.3479 | 91564.8496 | 176921.305 | 260362.1438 | 347643.999 | 440438.3464 | 535099.2021 | 627489.7348 | 715457.9964 | 796720.6759 | 869846.0237 | 8.0542 | 15.5622 | 22.9018 | 30.5792 | 38.7415 | 47.068 | 55.1948 | 62.9326 | 70.0805 | 76.5127 | 8.4564 | 16.3394 | 24.0455 | 32.1063 | 40.6762 | 49.4185 | 57.9511 | 66.0753 | 73.5802 | 80.3337
Single Family_New_CFL-13W_TRC | Ach | Single Family | Lighting | Interior screw-in | TRC | New | EN386 | CFL-13W | CFL-13W | Equip | 7.8 | Interior screw-in | 50% | cfl | 27.78% | 47520.4875 | 44769.671 | 44253.8907 | 46794.2406 | 50217.8605 | 51567.0403 | 50461.9644 | 47946.3304 | 43995.4391 | 39180.5987 | 47520.4875 | 92290.1585 | 136544.0492 | 183338.2898 | 233556.1503 | 285123.1906 | 335585.155 | 383531.4854 | 427526.9245 | 466707.5232 | 4.18 | 8.118 | 12.0106 | 16.1267 | 20.5439 | 25.0798 | 29.5185 | 33.7359 | 37.6058 | 41.0522 | 4.3887 | 8.5234 | 12.6104 | 16.932 | 21.5698 | 26.3322 | 30.9926 | 35.4206 | 39.4838 | 43.1023
Single Family_Turnover_Energy Star Personal Computer_TRC | Ach | Single Family | Electronics | Home office | TRC | Turnover | ET128 | Energy Star Personal Computer | Energy Star Personal Computer | Equip | 4 | Home office | 35% | average_misc | 43.62% | 112019.0384 | 137012.7762 | 177538.9266 | 213845.8686 | 228809.1442 | 220477.5274 | 212750.6562 | 213632.295 | 213400.1899 | 208733.6847 | 112019.0384 | 249031.8146 | 426570.7412 | 640416.6098 | 869225.7539 | 1089703.2813 | 1302453.9375 | 1516086.2324 | 1729486.4223 | 1938220.1071 | 17.7602 | 39.483 | 67.631 | 101.5354 | 137.8121 | 172.7679 | 206.4987 | 240.3692 | 274.2029 | 307.2967 | 3.8074 | 8.4644 | 14.4988 | 21.7673 | 29.5443 | 37.0382 | 44.2694 | 51.5306 | 58.7839 | 65.8786
Single Family_New_Energy Star Personal Computer_TRC | Ach | Single Family | Electronics | Home office | TRC | New | EN134 | Energy Star Personal Computer | Energy Star Personal Computer | Equip | 4 | Home office | 35% | average_misc | 43.62% | 6014.3674 | 6347.2009 | 7005.5129 | 7906.4007 | 8290.0111 | 7750.6709 | 7192.7334 | 7039.9364 | 6920.0348 | 6770.3749 | 6014.3674 | 12361.5682 | 19367.0812 | 27273.4819 | 35563.493 | 43314.1638 | 50506.8973 | 57546.8337 | 64466.8685 | 71237.2434 | 0.95355 | 1.9599 | 3.0706 | 4.3241 | 5.6384 | 6.8673 | 8.0077 | 9.1238 | 10.221 | 11.2944 | 0.20442 | 0.42016 | 0.65827 | 0.92701 | 1.2088 | 1.4722 | 1.7167 | 1.956 | 2.1912 | 2.4213
Single Family_New_Ceiling Insulation(R2 to R38)_TRC | Ach | Single Family | Space Heating | Heat pump-heating | TRC | New | NN638 | Ceiling Insulation(R2 to R38) | Ceiling Insulation(R2 to R38) | NonEquip | 20 |  | 0% | shell | 34.48% | 0 | 0 | 0 | 0 | 0 | 0 | 0 | 0 | 0 | 0 | 0 | 0 | 0 | 0 | 0 | 0 | 0 | 0 | 0 | 0 | 0 | 0 | 0 | 0 | 0 | 0 | 0 | 0 | 0 | 0 | 0 | 0 | 0 | 0 | 0 | 0 | 0 | 0 | 0 | 0
Single Family_New_Ceiling Insulation(R12 to R38)_TRC | Ach | Single Family | Space Heating | Heat pump-heating | TRC | New | NN614 | Ceiling Insulation(R12 to R38) | Ceiling Insulation(R12 to R38) | NonEquip | 20 |  | 0% | shell | 11.98% | 0 | 0 | 0 | 0 | 0 | 0 | 0 | 0 | 0 | 0 | 0 | 0 | 0 | 0 | 0 | 0 | 0 | 0 | 0 | 0 | 0 | 0 | 0 | 0 | 0 | 0 | 0 | 0 | 0 | 0 | 0 | 0 | 0 | 0 | 0 | 0 | 0 | 0 | 0 | 0
Single Family_Existing_Heat Pump Tune Up_TRC | Ach | Single Family | Space Heating | Heat pump-heating | TRC | Existing | NE743 | Heat Pump Tune Up | Heat Pump Tune Up | NonEquip | 2 | Heat pump-heating | 22.5% | CACII_hvac_maint_existing | 5% | 24387.2683 | 24887.1086 | 21272.0111 | 14623.0731 | 8172.9796 | 3903.342 | 1695.9824 | 703.3889 | 286.0606 | 115.2862 | 24387.2683 | 49274.3768 | 70546.3879 | 85169.4611 | 93342.4407 | 97245.7827 | 98941.7652 | 99645.154 | 99931.2147 | 100046.5009 | 0 | 0 | 0 | 0 | 0 | 0 | 0 | 0 | 0 | 0 | 21.7165 | 43.8782 | 62.8206 | 75.8423 | 83.1202 | 86.5961 | 88.1064 | 88.7327 | 88.9875 | 89.0901
Single Family_Existing_Duct Repair_TRC | Ach | Single Family | Space Heating | Heat pump-heating | TRC | Existing | NE683 | Duct Repair | Duct Repair | NonEquip | 11 |  | 14.08% | CACI_duct_existing | 12% | 22603.1762 | 23669.3524 | 24872.9371 | 25896.0188 | 26758.4357 | 27439.5856 | 27896.9758 | 28115.6868 | 28101.7373 | 27807.5729 | 22603.1762 | 46272.5285 | 71145.4657 | 97041.4845 | 123799.9201 | 151239.5057 | 179136.4815 | 207252.1683 | 235353.9056 | 263161.4785 | 0 | 0 | 0 | 0 | 0 | 0 | 0 | 0 | 0 | 0 | 20.1278 | 41.2051 | 63.3541 | 86.4142 | 110.2422 | 134.6768 | 159.5187 | 184.5554 | 209.5796 | 234.3419
Single Family_Existing_Ceiling Insulation(R2 to R38)_TRC | Ach | Single Family | Space Heating | Heat pump-heating | TRC | Existing | NE635 | Ceiling Insulation(R2 to R38) | Ceiling Insulation(R2 to R38) | NonEquip | 20 |  | 16.25% | shell_existing | 34.48% | 21294.3869 | 21112.816 | 21165.9746 | 21192.4515 | 21238.0523 | 21309.2798 | 21392.1314 | 21489.4903 | 21614.1118 | 21730.719 | 21294.3869 | 42407.2029 | 63573.1775 | 84765.629 | 106003.6813 | 127312.9611 | 148705.0925 | 170194.5828 | 191808.6946 | 213539.4136 | 0 | 0 | 0 | 0 | 0 | 0 | 0 | 0 | 0 | 0 | 20.7556 | 41.3342 | 61.9647 | 82.6209 | 103.3216 | 124.0918 | 144.9426 | 165.8884 | 186.9556 | 208.1365
Single Family_Existing_Ceiling Insulation(R12 to R38)_TRC | Ach | Single Family | Space Heating | Heat pump-heating | TRC | Existing | NE611 | Ceiling Insulation(R12 to R38) | Ceiling Insulation(R12 to R38) | NonEquip | 20 |  | 15.79% | shell_existing | 11.98% | 8663.8383 | 12161.5769 | 17091.429 | 23602.8186 | 31943.9375 | 42028.348 | 53095.8887 | 63577.2583 | 70969.1863 | 72480.4095 | 8663.8383 | 20825.4152 | 37916.8442 | 61519.6628 | 93463.6002 | 135491.9483 | 188587.837 | 252165.0953 | 323134.2816 | 395614.6911 | 0 | 0 | 0 | 0 | 0 | 0 | 0 | 0 | 0 | 0 | 8.5379 | 20.5227 | 37.3656 | 60.6253 | 92.1048 | 133.5222 | 185.8462 | 248.4992 | 318.4366 | 389.8633
Single Family_Existing_Air Sealing-Infiltration Control_TRC | Ach | Single Family | Space Heating | Heat pump-heating | TRC | Existing | NE605 | Air Sealing-Infiltration Control | Air Sealing-Infiltration Control | NonEquip | 11 |  | 20.8% | shell_existing | 9% | 8556.3316 | 12010.2977 | 16878.1149 | 23306.9368 | 31541.2491 | 41494.9941 | 52417.2144 | 62759.1598 | 70051.8209 | 71542.8327 | 8556.3316 | 20566.6293 | 37444.7442 | 60751.681 | 92292.9301 | 133787.9242 | 186205.1386 | 248964.2984 | 319016.1193 | 390558.952 | 0 | 0 | 0 | 0 | 0 | 0 | 0 | 0 | 0 | 0 | 7.6193 | 18.3143 | 33.3441 | 54.0986 | 82.1857 | 119.1364 | 165.8133 | 221.6995 | 284.0797 | 347.7877
Single Family_Turnover_21 SEER ASHP from base electric resistance heating_TRC | Ach | Single Family | Space Heating | Heat pump-heating | TRC | Turnover | ET299 | 21 SEER ASHP from base electric resistance heating | 21 SEER ASHP from base electric resistance heating | Equip | 15 | Heat pump-heating | 40.59% | CACI | 65.9% | 214628.5679 | 211294.9781 | 224441.7696 | 236257.8056 | 246807.5734 | 256114.9422 | 263502.4984 | 268963.6161 | 272304.7675 | 272871.7099 | 214628.5679 | 425923.546 | 650365.3156 | 886623.1212 | 1133430.6946 | 1389545.6368 | 1653048.1352 | 1922011.7512 | 2194316.5187 | 2467188.2286 | 0 | 0 | 0 | 0 | 0 | 0 | 0 | 0 | 0 | 0 | 71.1793 | 141.2531 | 215.6868 | 294.0393 | 375.8904 | 460.8282 | 548.2161 | 637.415 | 727.722 | 818.2171
Single Family_New_21 SEER ASHP from base electric resistance heating_TRC | Ach | Single Family | Space Heating | Heat pump-heating | TRC | New | EN305 | 21 SEER ASHP from base electric resistance heating | 21 SEER ASHP from base electric resistance heating | Equip | 15 | Heat pump-heating | 40.59% | CACI | 65.9% | 39180.0112 | 33280.456 | 30111.2615 | 29699.0831 | 30403.1886 | 30611.7952 | 30289.1238 | 30135.2143 | 30022.5543 | 30092.4542 | 39180.0112 | 72460.4672 | 102571.7287 | 132270.8118 | 162674.0004 | 193285.7955 | 223574.9194 | 253710.1337 | 283732.6879 | 313825.1421 | 0 | 0 | 0 | 0 | 0 | 0 | 0 | 0 | 0 | 0 | 12.9936 | 24.0308 | 34.0168 | 43.8662 | 53.9491 | 64.1012 | 74.1463 | 84.1403 | 94.097 | 104.0768
Single Family_New_Ceiling Insulation(R2 to R38)_TRC | Ach | Single Family | Space Cooling | Heat pump-cooling | TRC | New | NN644 | Ceiling Insulation(R2 to R38) | Ceiling Insulation(R2 to R38) | NonEquip | 20 |  | 0% | shell | 29.55% | 0 | 0 | 0 | 0 | 0 | 0 | 0 | 0 | 0 | 0 | 0 | 0 | 0 | 0 | 0 | 0 | 0 | 0 | 0 | 0 | 0 | 0 | 0 | 0 | 0 | 0 | 0 | 0 | 0 | 0 | 0 | 0 | 0 | 0 | 0 | 0 | 0 | 0 | 0 | 0
Single Family_New_Ceiling Insulation(R12 to R38)_TRC | Ach | Single Family | Space Cooling | Heat pump-cooling | TRC | New | NN620 | Ceiling Insulation(R12 to R38) | Ceiling Insulation(R12 to R38) | NonEquip | 20 |  | 0% | shell | 9.56% | 0 | 0 | 0 | 0 | 0 | 0 | 0 | 0 | 0 | 0 | 0 | 0 | 0 | 0 | 0 | 0 | 0 | 0 | 0 | 0 | 0 | 0 | 0 | 0 | 0 | 0 | 0 | 0 | 0 | 0 | 0 | 0 | 0 | 0 | 0 | 0 | 0 | 0 | 0 | 0
Single Family_Existing_Heat Pump Tune Up_TRC | Ach | Single Family | Space Cooling | Heat pump-cooling | TRC | Existing | NE749 | Heat Pump Tune Up | Heat Pump Tune Up | NonEquip | 2 | Heat pump-cooling | 22.5% | CACII_hvac_maint_existing | 5% | 77743.4114 | 79336.8367 | 67812.3804 | 46616.4385 | 26054.3867 | 12443.3421 | 5406.5695 | 2242.3114 | 911.9238 | 367.5173 | 77743.4114 | 157080.2482 | 224892.6285 | 271509.0671 | 297563.4538 | 310006.7959 | 315413.3654 | 317655.6769 | 318567.6007 | 318935.118 | 47.9942 | 96.9721 | 138.8355 | 167.6137 | 183.6982 | 191.38 | 194.7177 | 196.1019 | 196.6649 | 196.8918 | 0 | 0 | 0 | 0 | 0 | 0 | 0 | 0 | 0 | 0
Single Family_Existing_Duct Repair_TRC | Ach | Single Family | Space Cooling | Heat pump-cooling | TRC | Existing | NE677 | Duct Repair | Duct Repair | NonEquip | 11 |  | 14.08% | CACI_duct_existing | 12% | 72055.9599 | 75454.7898 | 79291.66 | 82553.1102 | 85302.382 | 87473.7985 | 88931.8986 | 89629.1205 | 89584.6514 | 88646.8938 | 72055.9599 | 147510.7497 | 226802.4097 | 309355.5199 | 394657.9018 | 482131.7003 | 571063.5988 | 660692.7193 | 750277.3707 | 838924.2645 | 44.4831 | 91.0645 | 140.0145 | 190.9779 | 243.6386 | 297.6398 | 352.5411 | 407.8728 | 463.1771 | 517.9025 | 0 | 0 | 0 | 0 | 0 | 0 | 0 | 0 | 0 | 0
Single Family_Existing_Ceiling Insulation(R2 to R38)_TRC | Ach | Single Family | Space Cooling | Heat pump-cooling | TRC | Existing | NE641 | Ceiling Insulation(R2 to R38) | Ceiling Insulation(R2 to R38) | NonEquip | 20 |  | 16.25% | shell_existing | 29.55% | 58163.7185 | 57667.7737 | 57812.9718 | 57885.291 | 58009.8455 | 58204.3971 | 58430.699 | 58696.6259 | 59037.0186 | 59355.5206 | 58163.7185 | 115831.4922 | 173644.464 | 231529.755 | 289539.6005 | 347743.9976 | 406174.6965 | 464871.3224 | 523908.341 | 583263.8616 | 27.6475 | 55.0592 | 82.54 | 110.0551 | 137.6295 | 165.2963 | 193.0707 | 220.9715 | 249.0341 | 277.248 | 0 | 0 | 0 | 0 | 0 | 0 | 0 | 0 | 0 | 0
Single Family_Existing_Ceiling Insulation(R12 to R38)_TRC | Ach | Single Family | Space Cooling | Heat pump-cooling | TRC | Existing | NE617 | Ceiling Insulation(R12 to R38) | Ceiling Insulation(R12 to R38) | NonEquip | 20 |  | 15.79% | shell_existing | 9.56% | 22044.9132 | 30944.8189 | 43488.7003 | 60056.7635 | 81280.5254 | 106940.0481 | 135101.1201 | 161770.6948 | 180579.265 | 184424.5334 | 22044.9132 | 52989.7321 | 96478.4325 | 156535.1959 | 237815.7213 | 344755.7695 | 479856.8896 | 641627.5844 | 822206.8494 | 1006631.3828 | 14.3068 | 34.3895 | 62.613 | 101.589 | 154.3388 | 223.7413 | 311.4199 | 416.4066 | 533.5998 | 653.2885 | 0 | 0 | 0 | 0 | 0 | 0 | 0 | 0 | 0 | 0
Single Family_Existing_Air Sealing-Infiltration Control_TRC | Ach | Single Family | Space Cooling | Heat pump-cooling | TRC | Existing | NE599 | Air Sealing-Infiltration Control | Air Sealing-Infiltration Control | NonEquip | 11 |  | 20.8% | shell_existing | 9% | 27276.8707 | 38288.0644 | 53806.8136 | 74302.5001 | 100554.9262 | 132290.1933 | 167114.4587 | 200089.7425 | 223342.9905 | 228097.1506 | 27276.8707 | 65564.9351 | 119371.7488 | 193674.2489 | 294229.1751 | 426519.3684 | 593633.827 | 793723.5695 | 1017066.56 | 1245163.7106 | 16.8391 | 40.4759 | 73.6931 | 119.5631 | 181.6398 | 263.308 | 366.4746 | 489.9983 | 627.8771 | 768.6908 | 0 | 0 | 0 | 0 | 0 | 0 | 0 | 0 | 0 | 0
Single Family_Turnover_21 SEER ASHP from base electric resistance heating_TRC | Ach | Single Family | Space Cooling | Heat pump-cooling | TRC | Turnover | ET290 | 21 SEER ASHP from base electric resistance heating | 21 SEER ASHP from base electric resistance heating | Equip | 15 | Heat pump-cooling | 40.59% | CACI | 33.33% | 346072.9351 | 340800.1785 | 362113.6137 | 381292.1497 | 398437.9618 | 413587.7573 | 425645.4789 | 434597.6287 | 440128.6018 | 441177.5344 | 346072.9351 | 686873.1136 | 1048986.7274 | 1430278.8771 | 1828716.8389 | 2242304.5962 | 2667950.0751 | 3102547.7038 | 3542676.3056 | 3983853.84 | 147.5258 | 292.804 | 447.1677 | 609.707 | 779.5552 | 955.8616 | 1137.3081 | 1322.5707 | 1510.1911 | 1698.2586 | 0 | 0 | 0 | 0 | 0 | 0 | 0 | 0 | 0 | 0
Single Family_New_21 SEER ASHP from base electric resistance heating_TRC | Ach | Single Family | Space Cooling | Heat pump-cooling | TRC | New | EN296 | 21 SEER ASHP from base electric resistance heating | 21 SEER ASHP from base electric resistance heating | Equip | 15 | Heat pump-cooling | 40.59% | CACI | 33.33% | 63174.9147 | 53678.4426 | 48581.4103 | 47930.8069 | 49081.8994 | 49433.5223 | 48927.159 | 48693.1759 | 48525.7197 | 48653.3204 | 63174.9147 | 116853.3573 | 165434.7676 | 213365.5745 | 262447.4739 | 311880.9962 | 360808.1551 | 409501.331 | 458027.0508 | 506680.3712 | 26.9305 | 49.8129 | 70.5224 | 90.9546 | 111.8775 | 132.9503 | 153.8072 | 174.5644 | 195.2502 | 215.9904 | 0 | 0 | 0 | 0 | 0 | 0 | 0 | 0 | 0 | 0
Single Family_New_Thermostatic Shower Restriction Valve_TRC | Ach | Single Family | Domestic Hot Water | Heat pump water heater | TRC | New | NN572 | Thermostatic Shower Restriction Valve | Thermostatic Shower Restriction Valve | NonEquip | 10 |  | 12.19% | average_misc | 4.798% | 0.93754 | 0.98627 | 1.0851 | 1.2207 | 1.2758 | 1.189 | 1.0999 | 1.0731 | 1.0515 | 1.0254 | 0.93754 | 1.9238 | 3.0089 | 4.2296 | 5.5055 | 6.6945 | 7.7944 | 8.8675 | 9.919 | 10.9444 | 8.4445e-05 | 0.00017328 | 0.00027101 | 0.00038096 | 0.00049588 | 0.00060298 | 0.00070205 | 0.0007987 | 0.00089341 | 0.00098577 | 0.00018178 | 0.000373 | 0.00058338 | 0.00082006 | 0.0010674 | 0.001298 | 0.0015112 | 0.0017193 | 0.0019232 | 0.002122
Single Family_Existing_Water Heater Blanket_TRC | Ach | Single Family | Domestic Hot Water | Heat pump water heater | TRC | Existing | NE575 | Water Heater Blanket | Water Heater Blanket | NonEquip | 7 |  | 9.142% | dhw blanket_existing | 13.67% | 0.87004 | 1.3093 | 1.9302 | 2.783 | 3.9898 | 5.5579 | 7.6084 | 10.0339 | 12.4968 | 14.546 | 0.87004 | 2.1793 | 4.1095 | 6.8926 | 10.8824 | 16.4403 | 24.0487 | 34.0826 | 46.5794 | 61.1254 | 7.8365e-05 | 0.00019629 | 0.00037015 | 0.00062082 | 0.00098019 | 0.0014808 | 0.0021661 | 0.0030698 | 0.0041954 | 0.0055056 | 0.00016869 | 0.00042254 | 0.00079679 | 0.0013364 | 0.00211 | 0.0031876 | 0.0046627 | 0.0066082 | 0.0090311 | 0.011851
Single Family_Existing_Thermostatic Shower Restriction Valve_TRC | Ach | Single Family | Domestic Hot Water | Heat pump water heater | TRC | Existing | NE569 | Thermostatic Shower Restriction Valve | Thermostatic Shower Restriction Valve | NonEquip | 10 |  | 2.11% | average_misc_existing | 4.798% | 0.73508 | 0.7483 | 0.75019 | 0.75113 | 0.75274 | 0.75527 | 0.7582 | 0.76165 | 0.76607 | 0.7702 | 0.73508 | 1.4834 | 2.2336 | 2.9847 | 3.7374 | 4.4927 | 5.2509 | 6.0126 | 6.7786 | 7.5488 | 6.621e-05 | 0.00013361 | 0.00020118 | 0.00026883 | 0.00033663 | 0.00040466 | 0.00047295 | 0.00054156 | 0.00061056 | 0.00067993 | 0.00014252 | 0.00028761 | 0.00043306 | 0.00057869 | 0.00072464 | 0.00087108 | 0.0010181 | 0.0011658 | 0.0013143 | 0.0014636
Single Family_Turnover_Heat Pump Water Heater_TRC | Ach | Single Family | Domestic Hot Water | Heat pump water heater | TRC | Turnover | ET74 | Heat Pump Water Heater | Heat Pump Water Heater | Equip | 10 | Heat pump water heater | 49% | custom_misc appliance | 62.51% | 231.3688 | 326.7008 | 497.1779 | 746.0971 | 1102.2551 | 1588.8632 | 2205.5708 | 2892.9053 | 3502.6726 | 3789.361 | 231.3688 | 558.0696 | 1055.2475 | 1801.3446 | 2903.5997 | 4492.4629 | 6698.0337 | 9590.939 | 13093.6116 | 16882.9726 | 0.015557 | 0.037523 | 0.070952 | 0.12112 | 0.19523 | 0.30206 | 0.45036 | 0.64487 | 0.88038 | 1.1352 | 0.058109 | 0.14016 | 0.26503 | 0.45241 | 0.72925 | 1.1283 | 1.6822 | 2.4088 | 3.2885 | 4.2402
Single Family_New_Heat Pump Water Heater_TRC | Ach | Single Family | Domestic Hot Water | Heat pump water heater | TRC | New | EN80 | Heat Pump Water Heater | Heat Pump Water Heater | Equip | 10 | Heat pump water heater | 49% | custom_misc appliance | 62.51% | 29.8046 | 36.3086 | 47.0594 | 66.1632 | 95.7833 | 133.9674 | 178.8517 | 228.6576 | 272.4363 | 294.8123 | 29.8046 | 66.1132 | 113.1726 | 179.3358 | 275.1191 | 409.0865 | 587.9382 | 816.5958 | 1089.0321 | 1383.8444 | 0.002004 | 0.0044453 | 0.0076094 | 0.012058 | 0.018498 | 0.027506 | 0.039532 | 0.054906 | 0.073224 | 0.093046 | 0.0074855 | 0.016604 | 0.028424 | 0.045041 | 0.069097 | 0.10274 | 0.14766 | 0.20509 | 0.27351 | 0.34756
Single Family_New_Thermostatic Shower Restriction Valve_TRC | Ach | Single Family | Domestic Hot Water | Conventional Tank | TRC | New | NN572 | Thermostatic Shower Restriction Valve | Thermostatic Shower Restriction Valve | NonEquip | 10 |  | 12.19% | average_misc | 4.798% | 1906.237 | 2005.3024 | 2206.2171 | 2481.9773 | 2594.0883 | 2417.5731 | 2236.3767 | 2181.8777 | 2137.8667 | 2084.9504 | 1906.237 | 3911.5394 | 6117.7565 | 8599.7338 | 11193.8221 | 13611.3952 | 15847.7719 | 18029.6496 | 20167.5163 | 22252.4667 | 0.1717 | 0.35232 | 0.55103 | 0.77459 | 1.0082 | 1.226 | 1.4274 | 1.6239 | 1.8165 | 2.0043 | 0.36959 | 0.75839 | 1.1862 | 1.6674 | 2.1703 | 2.6391 | 3.0727 | 3.4957 | 3.9102 | 4.3145
Single Family_Existing_Water Heater Blanket_TRC | Ach | Single Family | Domestic Hot Water | Conventional Tank | TRC | Existing | NE575 | Water Heater Blanket | Water Heater Blanket | NonEquip | 7 |  | 9.142% | dhw blanket_existing | 13.67% | 1801.1421 | 2662.0387 | 3924.6195 | 5658.5216 | 8112.2476 | 11300.4073 | 15469.5599 | 20401.1837 | 25408.9047 | 29575.3196 | 1801.1421 | 4463.1808 | 8387.8004 | 14046.322 | 22158.5696 | 33458.9769 | 48928.5368 | 69329.7205 | 94738.6251 | 124313.9447 | 0.16223 | 0.402 | 0.7555 | 1.2652 | 1.9958 | 3.0137 | 4.407 | 6.2446 | 8.5332 | 11.1971 | 0.34922 | 0.86535 | 1.6263 | 2.7234 | 4.2962 | 6.4872 | 9.4866 | 13.4421 | 18.3685 | 24.1028
Single Family_Existing_Thermostatic Shower Restriction Valve_TRC | Ach | Single Family | Domestic Hot Water | Conventional Tank | TRC | Existing | NE569 | Thermostatic Shower Restriction Valve | Thermostatic Shower Restriction Valve | NonEquip | 10 |  | 2.11% | average_misc_existing | 4.798% | 1521.7655 | 1521.4688 | 1525.2996 | 1527.2076 | 1530.4938 | 1535.6267 | 1541.5973 | 1548.6133 | 1557.594 | 1565.9972 | 1521.7655 | 3043.2343 | 4568.5338 | 6095.7414 | 7626.2352 | 9161.8619 | 10703.4592 | 12252.0725 | 13809.6665 | 15375.6637 | 0.13707 | 0.27411 | 0.41149 | 0.54905 | 0.6869 | 0.82522 | 0.96407 | 1.1036 | 1.2438 | 1.3849 | 0.29505 | 0.59004 | 0.88578 | 1.1819 | 1.4786 | 1.7764 | 2.0753 | 2.3755 | 2.6775 | 2.9811
Single Family_Turnover_Heat Pump Water Heater_TRC | Ach | Single Family | Domestic Hot Water | Conventional Tank | TRC | Turnover | ET971 | Heat Pump Water Heater | Heat Pump Water Heater | Equip | 10 | Conventional Tank | 49% | custom_misc appliance | 62.51% | 376339.9912 | 531405.0757 | 808699.7349 | 1213586.9034 | 1792906.4134 | 2584413.6254 | 3587538.0604 | 4705542.9379 | 5697378.3855 | 6163700.1035 | 376339.9912 | 907745.0669 | 1716444.8019 | 2930031.7053 | 4722938.1187 | 7307351.7441 | 10894889.8045 | 15600432.7424 | 21297811.1279 | 27461511.2314 | 25.3042 | 61.0346 | 115.4096 | 197.0082 | 317.5588 | 491.3285 | 732.5458 | 1048.935 | 1432.0129 | 1846.445 | 94.5187 | 227.9823 | 431.0892 | 735.8844 | 1186.1771 | 1835.2588 | 2736.2775 | 3918.0858 | 5348.9959 | 6897.0239
Single Family_New_Heat Pump Water Heater_TRC | Ach | Single Family | Domestic Hot Water | Conventional Tank | TRC | New | EN977 | Heat Pump Water Heater | Heat Pump Water Heater | Equip | 10 | Conventional Tank | 49% | custom_misc appliance | 62.51% | 60599.4361 | 73823.5542 | 95682.3383 | 134524.7844 | 194749.0174 | 272386.01 | 363645.7885 | 464912.4847 | 553924.39 | 599419.8733 | 60599.4361 | 134422.9903 | 230105.3286 | 364630.113 | 559379.1304 | 831765.1404 | 1195410.9289 | 1660323.4136 | 2214247.8036 | 2813667.6769 | 4.0746 | 9.0383 | 15.4717 | 24.5168 | 37.6113 | 55.9259 | 80.3765 | 111.6361 | 148.8806 | 189.1842 | 15.2197 | 33.7607 | 57.7915 | 91.5777 | 140.4894 | 208.8998 | 300.2303 | 416.9942 | 556.1136 | 706.6593
Single Family_New_Ceiling Insulation(R2 to R38)_TRC | Ach | Single Family | Space Heating | Central forced air | TRC | New | NN638 | Ceiling Insulation(R2 to R38) | Ceiling Insulation(R2 to R38) | NonEquip | 20 |  | 0% | shell | 34.48% | 0 | 0 | 0 | 0 | 0 | 0 | 0 | 0 | 0 | 0 | 0 | 0 | 0 | 0 | 0 | 0 | 0 | 0 | 0 | 0 | 0 | 0 | 0 | 0 | 0 | 0 | 0 | 0 | 0 | 0 | 0 | 0 | 0 | 0 | 0 | 0 | 0 | 0 | 0 | 0
Single Family_New_Ceiling Insulation(R12 to R38)_TRC | Ach | Single Family | Space Heating | Central forced air | TRC | New | NN614 | Ceiling Insulation(R12 to R38) | Ceiling Insulation(R12 to R38) | NonEquip | 20 |  | 0% | shell | 11.98% | 0 | 0 | 0 | 0 | 0 | 0 | 0 | 0 | 0 | 0 | 0 | 0 | 0 | 0 | 0 | 0 | 0 | 0 | 0 | 0 | 0 | 0 | 0 | 0 | 0 | 0 | 0 | 0 | 0 | 0 | 0 | 0 | 0 | 0 | 0 | 0 | 0 | 0 | 0 | 0
Single Family_Existing_Heat Pump Tune Up_TRC | Ach | Single Family | Space Heating | Central forced air | TRC | Existing | NE743 | Heat Pump Tune Up | Heat Pump Tune Up | NonEquip | 2 | Heat pump-heating | 0% | CACII_hvac_maint_existing | 5% | 0 | 0 | 0 | 0 | 0 | 0 | 0 | 0 | 0 | 0 | 0 | 0 | 0 | 0 | 0 | 0 | 0 | 0 | 0 | 0 | 0 | 0 | 0 | 0 | 0 | 0 | 0 | 0 | 0 | 0 | 0 | 0 | 0 | 0 | 0 | 0 | 0 | 0 | 0 | 0
Single Family_Existing_Duct Repair_TRC | Ach | Single Family | Space Heating | Central forced air | TRC | Existing | NE683 | Duct Repair | Duct Repair | NonEquip | 11 |  | 14.08% | CACI_duct_existing | 12% | 68178.4812 | 71994.3662 | 75655.2741 | 78767.1513 | 81390.339 | 83462.1724 | 84853.4028 | 85518.6495 | 85476.2198 | 84581.4686 | 68178.4812 | 140172.8474 | 215828.1215 | 294595.2727 | 375985.6118 | 459447.7842 | 544301.187 | 629819.8364 | 715296.0562 | 799877.5248 | 0 | 0 | 0 | 0 | 0 | 0 | 0 | 0 | 0 | 0 | 60.7121 | 124.8221 | 192.1922 | 262.3333 | 334.8103 | 409.1323 | 484.6932 | 560.8464 | 636.9619 | 712.2806
Single Family_Existing_Ceiling Insulation(R2 to R38)_TRC | Ach | Single Family | Space Heating | Central forced air | TRC | Existing | NE635 | Ceiling Insulation(R2 to R38) | Ceiling Insulation(R2 to R38) | NonEquip | 20 |  | 16.25% | shell_existing | 34.48% | 64230.75 | 64218.2254 | 64379.9164 | 64460.4503 | 64599.1529 | 64815.8035 | 65067.8109 | 65363.9443 | 65743.002 | 66097.6825 | 64230.75 | 128448.9754 | 192828.8918 | 257289.342 | 321888.4949 | 386704.2984 | 451772.1093 | 517136.0535 | 582879.0556 | 648976.7381 | 0 | 0 | 0 | 0 | 0 | 0 | 0 | 0 | 0 | 0 | 62.6056 | 125.199 | 187.95 | 250.7795 | 313.7442 | 376.9201 | 440.3416 | 504.0517 | 568.1313 | 632.5567
Single Family_Existing_Ceiling Insulation(R12 to R38)_TRC | Ach | Single Family | Space Heating | Central forced air | TRC | Existing | NE611 | Ceiling Insulation(R12 to R38) | Ceiling Insulation(R12 to R38) | NonEquip | 20 |  | 15.79% | shell_existing | 11.98% | 26138.7957 | 37000.046 | 51996.7227 | 71801.6921 | 97170.2469 | 127840.9628 | 161502.6947 | 193382.2976 | 215865.4255 | 220461.7378 | 26138.7957 | 63138.8417 | 115135.5644 | 186937.2565 | 284107.5034 | 411948.4662 | 573451.1609 | 766833.4585 | 982698.884 | 1203160.6218 | 0 | 0 | 0 | 0 | 0 | 0 | 0 | 0 | 0 | 0 | 25.7588 | 62.2209 | 113.4617 | 184.2196 | 279.9772 | 405.9596 | 565.1144 | 755.6854 | 968.4126 | 1185.6693
Single Family_Existing_Air Sealing-Infiltration Control_TRC | Ach | Single Family | Space Heating | Central forced air | TRC | Existing | NE605 | Air Sealing-Infiltration Control | Air Sealing-Infiltration Control | NonEquip | 11 |  | 20.8% | shell_existing | 9% | 25814.4481 | 36539.7983 | 51347.7638 | 70901.5957 | 95945.3093 | 126218.6177 | 159438.3591 | 190893.8958 | 213075.0952 | 217609.9354 | 25814.4481 | 62354.2465 | 113702.0103 | 184603.606 | 280548.9153 | 406767.533 | 566205.892 | 757099.7879 | 970174.8831 | 1187784.8185 | 0 | 0 | 0 | 0 | 0 | 0 | 0 | 0 | 0 | 0 | 22.9874 | 55.5257 | 101.2502 | 164.3871 | 249.8252 | 362.2212 | 504.199 | 674.1876 | 863.9282 | 1057.7071
Single Family_New_Ceiling Insulation(R2 to R38)_TRC | Ach | Single Family | Space Cooling | CAC | TRC | New | NN644 | Ceiling Insulation(R2 to R38) | Ceiling Insulation(R2 to R38) | NonEquip | 20 |  | 0% | shell | 29.55% | 0 | 0 | 0 | 0 | 0 | 0 | 0 | 0 | 0 | 0 | 0 | 0 | 0 | 0 | 0 | 0 | 0 | 0 | 0 | 0 | 0 | 0 | 0 | 0 | 0 | 0 | 0 | 0 | 0 | 0 | 0 | 0 | 0 | 0 | 0 | 0 | 0 | 0 | 0 | 0
Single Family_New_Ceiling Insulation(R12 to R38)_TRC | Ach | Single Family | Space Cooling | CAC | TRC | New | NN620 | Ceiling Insulation(R12 to R38) | Ceiling Insulation(R12 to R38) | NonEquip | 20 |  | 0% | shell | 9.56% | 0 | 0 | 0 | 0 | 0 | 0 | 0 | 0 | 0 | 0 | 0 | 0 | 0 | 0 | 0 | 0 | 0 | 0 | 0 | 0 | 0 | 0 | 0 | 0 | 0 | 0 | 0 | 0 | 0 | 0 | 0 | 0 | 0 | 0 | 0 | 0 | 0 | 0 | 0 | 0
Single Family_Existing_Heat Pump Tune Up_TRC | Ach | Single Family | Space Cooling | CAC | TRC | Existing | NE749 | Heat Pump Tune Up | Heat Pump Tune Up | NonEquip | 2 | Heat pump-cooling | 0% | CACII_hvac_maint_existing | 5% | 0 | 0 | 0 | 0 | 0 | 0 | 0 | 0 | 0 | 0 | 0 | 0 | 0 | 0 | 0 | 0 | 0 | 0 | 0 | 0 | 0 | 0 | 0 | 0 | 0 | 0 | 0 | 0 | 0 | 0 | 0 | 0 | 0 | 0 | 0 | 0 | 0 | 0 | 0 | 0
Single Family_Existing_Duct Repair_TRC | Ach | Single Family | Space Cooling | CAC | TRC | Existing | NE677 | Duct Repair | Duct Repair | NonEquip | 11 |  | 14.08% | CACI_duct_existing | 12% | 131942.1754 | 139326.8539 | 146411.6137 | 152433.8635 | 157510.3786 | 161519.8873 | 164212.2611 | 165499.6775 | 165417.5656 | 163686.0014 | 131942.1754 | 271269.0293 | 417680.643 | 570114.5065 | 727624.8851 | 889144.7724 | 1053357.0335 | 1218856.711 | 1384274.2766 | 1547960.278 | 81.4533 | 167.4655 | 257.8515 | 351.9552 | 449.1928 | 548.9057 | 650.2807 | 752.4505 | 854.5695 | 955.6196 | 0 | 0 | 0 | 0 | 0 | 0 | 0 | 0 | 0 | 0
Single Family_Existing_Ceiling Insulation(R2 to R38)_TRC | Ach | Single Family | Space Cooling | CAC | TRC | Existing | NE641 | Ceiling Insulation(R2 to R38) | Ceiling Insulation(R2 to R38) | NonEquip | 20 |  | 16.25% | shell_existing | 29.55% | 106503.9944 | 106483.2267 | 106751.3341 | 106884.8711 | 107114.8603 | 107474.0988 | 107891.9639 | 108382.9965 | 109011.5298 | 109599.642 | 106503.9944 | 212987.2211 | 319738.5553 | 426623.4263 | 533738.2867 | 641212.3854 | 749104.3493 | 857487.3458 | 966498.8756 | 1076098.5177 | 50.6255 | 101.2411 | 151.9842 | 202.7907 | 253.7066 | 304.7932 | 356.0785 | 407.5972 | 459.4146 | 511.5116 | 0 | 0 | 0 | 0 | 0 | 0 | 0 | 0 | 0 | 0
Single Family_Existing_Ceiling Insulation(R12 to R38)_TRC | Ach | Single Family | Space Cooling | CAC | TRC | Existing | NE617 | Ceiling Insulation(R12 to R38) | Ceiling Insulation(R12 to R38) | NonEquip | 20 |  | 15.79% | shell_existing | 9.56% | 40375.6483 | 57152.6272 | 80317.449 | 110909.466 | 150095.3512 | 197471.292 | 249467.3466 | 298710.6116 | 333439.4826 | 340539.2394 | 40375.6483 | 97528.2756 | 177845.7246 | 288755.1905 | 438850.5418 | 636321.8338 | 885789.1804 | 1184499.792 | 1517939.2746 | 1858478.514 | 26.2032 | 63.2944 | 115.4192 | 187.3977 | 284.8074 | 412.9632 | 574.8638 | 768.7224 | 985.1196 | 1206.1244 | 0 | 0 | 0 | 0 | 0 | 0 | 0 | 0 | 0 | 0
Single Family_Existing_Air Sealing-Infiltration Control_TRC | Ach | Single Family | Space Cooling | CAC | TRC | Existing | NE599 | Air Sealing-Infiltration Control | Air Sealing-Infiltration Control | NonEquip | 11 |  | 20.8% | shell_existing | 9% | 49958.0711 | 70715.0194 | 99373.5378 | 137217.6943 | 185688.1079 | 244281.8742 | 308580.7178 | 369466.9756 | 412402.671 | 421180.5702 | 49958.0711 | 120673.0905 | 220046.6283 | 357264.3226 | 542952.4305 | 787234.3047 | 1095815.0226 | 1465281.9982 | 1877684.6692 | 2298865.2394 | 30.8412 | 74.4965 | 135.8438 | 220.554 | 335.1869 | 485.9922 | 676.4917 | 904.5789 | 1159.1721 | 1419.1842 | 0 | 0 | 0 | 0 | 0 | 0 | 0 | 0 | 0 | 0
Single Family_New_Ceiling Insulation(R2 to R38)_TRC | Ach | Single Family | Space Heating | Baseboards | TRC | New | NN638 | Ceiling Insulation(R2 to R38) | Ceiling Insulation(R2 to R38) | NonEquip | 20 |  | 0% | shell | 34.48% | 0 | 0 | 0 | 0 | 0 | 0 | 0 | 0 | 0 | 0 | 0 | 0 | 0 | 0 | 0 | 0 | 0 | 0 | 0 | 0 | 0 | 0 | 0 | 0 | 0 | 0 | 0 | 0 | 0 | 0 | 0 | 0 | 0 | 0 | 0 | 0 | 0 | 0 | 0 | 0
Single Family_New_Ceiling Insulation(R12 to R38)_TRC | Ach | Single Family | Space Heating | Baseboards | TRC | New | NN614 | Ceiling Insulation(R12 to R38) | Ceiling Insulation(R12 to R38) | NonEquip | 20 |  | 0% | shell | 11.98% | 0 | 0 | 0 | 0 | 0 | 0 | 0 | 0 | 0 | 0 | 0 | 0 | 0 | 0 | 0 | 0 | 0 | 0 | 0 | 0 | 0 | 0 | 0 | 0 | 0 | 0 | 0 | 0 | 0 | 0 | 0 | 0 | 0 | 0 | 0 | 0 | 0 | 0 | 0 | 0
Single Family_Existing_Heat Pump Tune Up_TRC | Ach | Single Family | Space Heating | Baseboards | TRC | Existing | NE743 | Heat Pump Tune Up | Heat Pump Tune Up | NonEquip | 2 | Heat pump-heating | 0% | CACII_hvac_maint_existing | 5% | 0 | 0 | 0 | 0 | 0 | 0 | 0 | 0 | 0 | 0 | 0 | 0 | 0 | 0 | 0 | 0 | 0 | 0 | 0 | 0 | 0 | 0 | 0 | 0 | 0 | 0 | 0 | 0 | 0 | 0 | 0 | 0 | 0 | 0 | 0 | 0 | 0 | 0 | 0 | 0
Single Family_Existing_Duct Repair_TRC | Ach | Single Family | Space Heating | Baseboards | TRC | Existing | NE683 | Duct Repair | Duct Repair | NonEquip | 11 |  | 14.08% | CACI_duct_existing | 12% | 12.3612 | 13.12 | 13.7871 | 14.3542 | 14.8323 | 15.2098 | 15.4634 | 15.5846 | 15.5769 | 15.4138 | 12.3612 | 25.4812 | 39.2683 | 53.6226 | 68.4548 | 83.6647 | 99.128 | 114.7127 | 130.2895 | 145.7033 | 0 | 0 | 0 | 0 | 0 | 0 | 0 | 0 | 0 | 0 | 0.011007 | 0.022691 | 0.034968 | 0.04775 | 0.060958 | 0.074502 | 0.088272 | 0.10215 | 0.11602 | 0.12975
Single Family_Existing_Ceiling Insulation(R2 to R38)_TRC | Ach | Single Family | Space Heating | Baseboards | TRC | Existing | NE635 | Ceiling Insulation(R2 to R38) | Ceiling Insulation(R2 to R38) | NonEquip | 20 |  | 16.25% | shell_existing | 34.48% | 11.6455 | 11.7029 | 11.7324 | 11.747 | 11.7723 | 11.8118 | 11.8577 | 11.9117 | 11.9808 | 12.0454 | 11.6455 | 23.3483 | 35.0807 | 46.8277 | 58.6001 | 70.4118 | 82.2696 | 94.1812 | 106.162 | 118.2074 | 0 | 0 | 0 | 0 | 0 | 0 | 0 | 0 | 0 | 0 | 0.011351 | 0.022758 | 0.034193 | 0.045643 | 0.057117 | 0.06863 | 0.080188 | 0.091798 | 0.10348 | 0.11522
Single Family_Existing_Ceiling Insulation(R12 to R38)_TRC | Ach | Single Family | Space Heating | Baseboards | TRC | Existing | NE611 | Ceiling Insulation(R12 to R38) | Ceiling Insulation(R12 to R38) | NonEquip | 20 |  | 15.79% | shell_existing | 11.98% | 4.7391 | 6.7428 | 9.4757 | 13.0849 | 17.7079 | 23.2973 | 29.4317 | 35.2413 | 39.3385 | 40.1761 | 4.7391 | 11.4819 | 20.9576 | 34.0425 | 51.7504 | 75.0477 | 104.4793 | 139.7206 | 179.0591 | 219.2353 | 0 | 0 | 0 | 0 | 0 | 0 | 0 | 0 | 0 | 0 | 0.0046702 | 0.011315 | 0.020653 | 0.033548 | 0.050998 | 0.073957 | 0.10296 | 0.13769 | 0.17646 | 0.21605
Single Family_Existing_Air Sealing-Infiltration Control_TRC | Ach | Single Family | Space Heating | Baseboards | TRC | Existing | NE605 | Air Sealing-Infiltration Control | Air Sealing-Infiltration Control | NonEquip | 11 |  | 20.8% | shell_existing | 9% | 4.6803 | 6.6589 | 9.3574 | 12.9208 | 17.4847 | 23.0016 | 29.0555 | 34.7878 | 38.83 | 39.6564 | 4.6803 | 11.3392 | 20.6966 | 33.6175 | 51.1022 | 74.1038 | 103.1593 | 137.9471 | 176.7771 | 216.4335 | 0 | 0 | 0 | 0 | 0 | 0 | 0 | 0 | 0 | 0 | 0.0041678 | 0.010097 | 0.01843 | 0.029936 | 0.045506 | 0.065988 | 0.091862 | 0.12284 | 0.15742 | 0.19273
Multi-Family_New_Thermostatic Shower Restriction Valve_TRC | Ach | Multi-Family | Domestic Hot Water | Solar | TRC | New | NN573 | Thermostatic Shower Restriction Valve | Thermostatic Shower Restriction Valve | NonEquip | 10 |  | 16% | average_misc | 4.403% | 1.5162 | 1.595 | 1.7548 | 1.9741 | 2.0633 | 1.9229 | 1.7787 | 1.7354 | 1.7004 | 1.6583 | 1.5162 | 3.1111 | 4.8659 | 6.84 | 8.9032 | 10.8261 | 12.6048 | 14.3402 | 16.0406 | 17.6989 | 0.00013656 | 0.00028022 | 0.00043827 | 0.00061608 | 0.00080192 | 0.00097512 | 0.0011353 | 0.0012916 | 0.0014448 | 0.0015942 | 0.00029396 | 0.0006032 | 0.00094343 | 0.0013262 | 0.0017262 | 0.002099 | 0.0024439 | 0.0027804 | 0.0031101 | 0.0034316
Multi-Family_Existing_Water Heater Blanket_TRC | Ach | Multi-Family | Domestic Hot Water | Solar | TRC | Existing | NE576 | Water Heater Blanket | Water Heater Blanket | NonEquip | 7 |  | 9.142% | dhw blanket_existing | 15.96% | 1.3075 | 1.9325 | 2.8491 | 4.1078 | 5.8891 | 8.2036 | 11.2302 | 14.8103 | 18.4457 | 21.4703 | 1.3075 | 3.2401 | 6.0892 | 10.197 | 16.0861 | 24.2897 | 35.5199 | 50.3302 | 68.776 | 90.2463 | 0.00011777 | 0.00029184 | 0.00054846 | 0.00091845 | 0.0014489 | 0.0021878 | 0.0031993 | 0.0045333 | 0.0061947 | 0.0081286 | 0.00025352 | 0.00062821 | 0.0011806 | 0.0019771 | 0.0031189 | 0.0047094 | 0.0068868 | 0.0097584 | 0.013335 | 0.017498
Multi-Family_Existing_Thermostatic Shower Restriction Valve_TRC | Ach | Multi-Family | Domestic Hot Water | Solar | TRC | Existing | NE570 | Thermostatic Shower Restriction Valve | Thermostatic Shower Restriction Valve | NonEquip | 10 |  | 36% | average_misc_existing | 4.403% | 15.7348 | 15.7317 | 15.7713 | 15.791 | 15.825 | 15.8781 | 15.9398 | 16.0124 | 16.1052 | 16.1921 | 15.7348 | 31.4665 | 47.2378 | 63.0288 | 78.8538 | 94.7319 | 110.6717 | 126.6841 | 142.7893 | 158.9814 | 0.0014172 | 0.0028342 | 0.0042547 | 0.0056771 | 0.0071024 | 0.0085326 | 0.0099683 | 0.011411 | 0.012861 | 0.01432 | 0.0030508 | 0.0061009 | 0.0091588 | 0.01222 | 0.015289 | 0.018367 | 0.021458 | 0.024562 | 0.027685 | 0.030824
Multi-Family_New_Ceiling Insulation(R2 to R38)_TRC | Ach | Multi-Family | Space Heating | Room heating | TRC | New | NN639 | Ceiling Insulation(R2 to R38) | Ceiling Insulation(R2 to R38) | NonEquip | 20 |  | 0% | shell | 48.5% | 0 | 0 | 0 | 0 | 0 | 0 | 0 | 0 | 0 | 0 | 0 | 0 | 0 | 0 | 0 | 0 | 0 | 0 | 0 | 0 | 0 | 0 | 0 | 0 | 0 | 0 | 0 | 0 | 0 | 0 | 0 | 0 | 0 | 0 | 0 | 0 | 0 | 0 | 0 | 0
Multi-Family_Existing_Heat Pump Tune Up_TRC | Ach | Multi-Family | Space Heating | Room heating | TRC | Existing | NE744 | Heat Pump Tune Up | Heat Pump Tune Up | NonEquip | 2 | Heat pump-heating | 0% | CACII_hvac_maint_existing | 5% | 0 | 0 | 0 | 0 | 0 | 0 | 0 | 0 | 0 | 0 | 0 | 0 | 0 | 0 | 0 | 0 | 0 | 0 | 0 | 0 | 0 | 0 | 0 | 0 | 0 | 0 | 0 | 0 | 0 | 0 | 0 | 0 | 0 | 0 | 0 | 0 | 0 | 0 | 0 | 0
Multi-Family_Existing_Duct Repair_TRC | Ach | Multi-Family | Space Heating | Room heating | TRC | Existing | NE684 | Duct Repair | Duct Repair | NonEquip | 11 |  | 65% | CACI_duct_existing | 12% | 5500.7682 | 6023.7758 | 6330.0844 | 6590.4554 | 6809.9378 | 6983.2883 | 7099.6927 | 7155.354 | 7151.8039 | 7076.9399 | 5500.7682 | 11524.544 | 17854.6284 | 24445.0838 | 31255.0216 | 38238.31 | 45338.0027 | 52493.3566 | 59645.1605 | 66722.1004 | 0 | 0 | 0 | 0 | 0 | 0 | 0 | 0 | 0 | 0 | 4.8984 | 10.2625 | 15.8993 | 21.768 | 27.8322 | 34.0507 | 40.3729 | 46.7447 | 53.1132 | 59.4152
Multi-Family_Existing_Ceiling Insulation(R2 to R38)_TRC | Ach | Multi-Family | Space Heating | Room heating | TRC | Existing | NE636 | Ceiling Insulation(R2 to R38) | Ceiling Insulation(R2 to R38) | NonEquip | 20 |  | 16.25% | shell_existing | 48.5% | 1565.3076 | 1622.9654 | 1627.0517 | 1629.087 | 1632.5924 | 1638.0678 | 1644.4367 | 1651.9207 | 1661.5005 | 1670.4643 | 1565.3076 | 3188.2729 | 4815.3247 | 6444.4117 | 8077.0041 | 9715.0719 | 11359.5086 | 13011.4293 | 14672.9299 | 16343.3941 | 0 | 0 | 0 | 0 | 0 | 0 | 0 | 0 | 0 | 0 | 1.6049 | 3.269 | 4.9373 | 6.6076 | 8.2815 | 9.9611 | 11.6472 | 13.3409 | 15.0445 | 16.7573
Multi-Family_Existing_Air Sealing-Infiltration Control_TRC | Ach | Multi-Family | Space Heating | Room heating | TRC | Existing | NE606 | Air Sealing-Infiltration Control | Air Sealing-Infiltration Control | NonEquip | 11 |  | 52% | shell_existing | 9% | 1023.8618 | 1502.9076 | 2111.9704 | 2916.2908 | 3946.5416 | 5192.1125 | 6559.1615 | 7853.8723 | 8767.0394 | 8953.8536 | 1023.8618 | 2526.7694 | 4638.7399 | 7555.0306 | 11501.5722 | 16693.6847 | 23252.8463 | 31106.7186 | 39873.758 | 48827.6116 | 0 | 0 | 0 | 0 | 0 | 0 | 0 | 0 | 0 | 0 | 0.91174 | 2.2501 | 4.1307 | 6.7277 | 10.242 | 14.8655 | 20.7064 | 27.7001 | 35.5071 | 43.4804
Multi-Family_New_Ceiling Insulation(R2 to R38)_TRC | Ach | Multi-Family | Space Cooling | Room AC | TRC | New | NN645 | Ceiling Insulation(R2 to R38) | Ceiling Insulation(R2 to R38) | NonEquip | 20 |  | 0% | shell | 36.07% | 0 | 0 | 0 | 0 | 0 | 0 | 0 | 0 | 0 | 0 | 0 | 0 | 0 | 0 | 0 | 0 | 0 | 0 | 0 | 0 | 0 | 0 | 0 | 0 | 0 | 0 | 0 | 0 | 0 | 0 | 0 | 0 | 0 | 0 | 0 | 0 | 0 | 0 | 0 | 0
Multi-Family_Existing_Heat Pump Tune Up_TRC | Ach | Multi-Family | Space Cooling | Room AC | TRC | Existing | NE750 | Heat Pump Tune Up | Heat Pump Tune Up | NonEquip | 2 | Heat pump-cooling | 0% | CACII_hvac_maint_existing | 5% | 0 | 0 | 0 | 0 | 0 | 0 | 0 | 0 | 0 | 0 | 0 | 0 | 0 | 0 | 0 | 0 | 0 | 0 | 0 | 0 | 0 | 0 | 0 | 0 | 0 | 0 | 0 | 0 | 0 | 0 | 0 | 0 | 0 | 0 | 0 | 0 | 0 | 0 | 0 | 0
Multi-Family_Existing_Duct Repair_TRC | Ach | Multi-Family | Space Cooling | Room AC | TRC | Existing | NE678 | Duct Repair | Duct Repair | NonEquip | 11 |  | 65% | CACI_duct_existing | 12% | 4378.5677 | 4854.8136 | 5101.6805 | 5311.5244 | 5488.4145 | 5628.1249 | 5721.9401 | 5766.7999 | 5763.9387 | 5703.6027 | 4378.5677 | 9233.3813 | 14335.0617 | 19646.5862 | 25135.0007 | 30763.1256 | 36485.0657 | 42251.8656 | 48015.8043 | 53719.407 | 2.7031 | 5.7001 | 8.8496 | 12.1286 | 15.5169 | 18.9913 | 22.5237 | 26.0838 | 29.6421 | 33.1632 | 0 | 0 | 0 | 0 | 0 | 0 | 0 | 0 | 0 | 0
Multi-Family_Existing_Ceiling Insulation(R2 to R38)_TRC | Ach | Multi-Family | Space Cooling | Room AC | TRC | Existing | NE642 | Ceiling Insulation(R2 to R38) | Ceiling Insulation(R2 to R38) | NonEquip | 20 |  | 16.25% | shell_existing | 36.07% | 926.4039 | 972.5344 | 974.9831 | 976.2027 | 978.3033 | 981.5843 | 985.4007 | 989.8854 | 995.626 | 1000.9973 | 926.4039 | 1898.9383 | 2873.9214 | 3850.1242 | 4828.4274 | 5810.0117 | 6795.4124 | 7785.2979 | 8780.9238 | 9781.9212 | 0.42168 | 0.86436 | 1.3082 | 1.7525 | 2.1978 | 2.6446 | 3.0932 | 3.5437 | 3.9969 | 4.4526 | 0 | 0 | 0 | 0 | 0 | 0 | 0 | 0 | 0 | 0
Multi-Family_Existing_Air Sealing-Infiltration Control_TRC | Ach | Multi-Family | Space Cooling | Room AC | TRC | Existing | NE600 | Air Sealing-Infiltration Control | Air Sealing-Infiltration Control | NonEquip | 11 |  | 52% | shell_existing | 9% | 814.9859 | 1211.2563 | 1702.1256 | 2350.361 | 3180.6834 | 4184.5412 | 5286.3034 | 6329.7651 | 7065.7247 | 7216.2861 | 814.9859 | 2026.2421 | 3728.3677 | 6078.7287 | 9259.4121 | 13443.9533 | 18730.2567 | 25060.0218 | 32125.7465 | 39342.0327 | 0.50312 | 1.2509 | 2.3017 | 3.7526 | 5.7162 | 8.2995 | 11.563 | 15.4706 | 19.8325 | 24.2875 | 0 | 0 | 0 | 0 | 0 | 0 | 0 | 0 | 0 | 0
Multi-Family_Turnover_High Efficiency Induction Cooktop_TRC | Ach | Multi-Family | Cooking | Range | TRC | Turnover | ET66 | High Efficiency Induction Cooktop | High Efficiency Induction Cooktop | Equip | 10 | Range | 80% | custom_misc appliance | 18.82% | 6998.9815 | 9895.6681 | 15078.9699 | 22657.9286 | 33517.5213 | 48377.2576 | 67242.0106 | 88311.8259 | 107065.3984 | 115979.3108 | 6998.9815 | 16894.6496 | 31973.6194 | 54631.548 | 88149.0693 | 136526.3269 | 203768.3374 | 292080.1633 | 399145.5616 | 515124.8725 | 1.6597 | 4.0064 | 7.5823 | 12.9554 | 20.9038 | 32.376 | 48.3219 | 69.2642 | 94.6538 | 122.1573 | 0.39821 | 0.96124 | 1.8192 | 3.1083 | 5.0153 | 7.7678 | 11.5936 | 16.6182 | 22.7098 | 29.3086
Multi-Family_New_High Efficiency Induction Cooktop_TRC | Ach | Multi-Family | Cooking | Range | TRC | New | EN72 | High Efficiency Induction Cooktop | High Efficiency Induction Cooktop | Equip | 10 | Range | 80% | custom_misc appliance | 18.82% | 1202.494 | 1466.9533 | 1904.0046 | 2680.6995 | 3886.0072 | 5442.0959 | 7274.6772 | 9312.5941 | 11109.9625 | 12037.8986 | 1202.494 | 2669.4473 | 4573.4519 | 7254.1515 | 11140.1587 | 16582.2546 | 23856.9318 | 33169.5259 | 44279.4883 | 56317.3869 | 0.28516 | 0.63304 | 1.0846 | 1.7203 | 2.6418 | 3.9323 | 5.6575 | 7.8659 | 10.5005 | 13.3552 | 0.068417 | 0.15188 | 0.26021 | 0.41273 | 0.63383 | 0.94346 | 1.3574 | 1.8872 | 2.5193 | 3.2042
Multi-Family_Turnover_Variable Speed Pool Pump_TRC | Ach | Multi-Family | Miscellaneous | Pool pump | TRC | Turnover | ET525 | Variable Speed Pool Pump | Variable Speed Pool Pump | Equip | 10 | Pool pump | 57% | average_misc | 72.24% | 0 | 0 | 0 | 0 | 0 | 0 | 0 | 0 | 0 | 0 | 0 | 0 | 0 | 0 | 0 | 0 | 0 | 0 | 0 | 0 | 0 | 0 | 0 | 0 | 0 | 0 | 0 | 0 | 0 | 0 | 0 | 0 | 0 | 0 | 0 | 0 | 0 | 0 | 0 | 0
Multi-Family_Turnover_Two Speed Pool Pump_TRC | Ach | Multi-Family | Miscellaneous | Pool pump | TRC | Turnover | ET516 | Two Speed Pool Pump | Two Speed Pool Pump | Equip | 10 | Pool pump | 0% | average_misc | 23.9% | 0 | 0 | 0 | 0 | 0 | 0 | 0 | 0 | 0 | 0 | 0 | 0 | 0 | 0 | 0 | 0 | 0 | 0 | 0 | 0 | 0 | 0 | 0 | 0 | 0 | 0 | 0 | 0 | 0 | 0 | 0 | 0 | 0 | 0 | 0 | 0 | 0 | 0 | 0 | 0
Multi-Family_New_Variable Speed Pool Pump_TRC | Ach | Multi-Family | Miscellaneous | Pool pump | TRC | New | EN531 | Variable Speed Pool Pump | Variable Speed Pool Pump | Equip | 10 | Pool pump | 57% | average_misc | 72.24% | 0 | 0 | 0 | 0 | 0 | 0 | 0 | 0 | 0 | 0 | 0 | 0 | 0 | 0 | 0 | 0 | 0 | 0 | 0 | 0 | 0 | 0 | 0 | 0 | 0 | 0 | 0 | 0 | 0 | 0 | 0 | 0 | 0 | 0 | 0 | 0 | 0 | 0 | 0 | 0
Multi-Family_New_Two Speed Pool Pump_TRC | Ach | Multi-Family | Miscellaneous | Pool pump | TRC | New | EN522 | Two Speed Pool Pump | Two Speed Pool Pump | Equip | 10 | Pool pump | 0% | average_misc | 23.9% | 0 | 0 | 0 | 0 | 0 | 0 | 0 | 0 | 0 | 0 | 0 | 0 | 0 | 0 | 0 | 0 | 0 | 0 | 0 | 0 | 0 | 0 | 0 | 0 | 0 | 0 | 0 | 0 | 0 | 0 | 0 | 0 | 0 | 0 | 0 | 0 | 0 | 0 | 0 | 0
Multi-Family_New_Thermostatic Shower Restriction Valve_TRC | Ach | Multi-Family | Domestic Hot Water | Point-of-use | TRC | New | NN573 | Thermostatic Shower Restriction Valve | Thermostatic Shower Restriction Valve | NonEquip | 10 |  | 16% | average_misc | 4.403% | 4.1738 | 4.3907 | 4.8306 | 5.4344 | 5.6799 | 5.2934 | 4.8966 | 4.7773 | 4.681 | 4.5651 | 4.1738 | 8.5645 | 13.3951 | 18.8295 | 24.5094 | 29.8027 | 34.6994 | 39.4767 | 44.1577 | 48.7227 | 0.00037594 | 0.00077141 | 0.0012065 | 0.001696 | 0.0022076 | 0.0026844 | 0.0031254 | 0.0035557 | 0.0039773 | 0.0043885 | 0.00080924 | 0.0016605 | 0.0025971 | 0.0036508 | 0.004752 | 0.0057784 | 0.0067277 | 0.007654 | 0.0085616 | 0.0094467
Multi-Family_Existing_Water Heater Blanket_TRC | Ach | Multi-Family | Domestic Hot Water | Point-of-use | TRC | Existing | NE576 | Water Heater Blanket | Water Heater Blanket | NonEquip | 7 |  | 9.142% | dhw blanket_existing | 15.96% | 3.6638 | 5.32 | 7.8432 | 11.3083 | 16.212 | 22.5833 | 30.9152 | 40.7708 | 50.7785 | 59.1049 | 3.6638 | 8.9837 | 16.8269 | 28.1352 | 44.3472 | 66.9305 | 97.8457 | 138.6165 | 189.3951 | 248.5 | 0.00033 | 0.00080917 | 0.0015156 | 0.0025342 | 0.0039944 | 0.0060285 | 0.008813 | 0.012485 | 0.017059 | 0.022383 | 0.00071036 | 0.0017418 | 0.0032625 | 0.005455 | 0.0085983 | 0.012977 | 0.018971 | 0.026876 | 0.036721 | 0.048181
Multi-Family_Existing_Thermostatic Shower Restriction Valve_TRC | Ach | Multi-Family | Domestic Hot Water | Point-of-use | TRC | Existing | NE570 | Thermostatic Shower Restriction Valve | Thermostatic Shower Restriction Valve | NonEquip | 10 |  | 36% | average_misc_existing | 4.403% | 44.0891 | 43.3072 | 43.4162 | 43.4705 | 43.5641 | 43.7102 | 43.8801 | 44.0798 | 44.3355 | 44.5747 | 44.0891 | 87.3963 | 130.8126 | 174.2831 | 217.8472 | 261.5574 | 305.4375 | 349.5173 | 393.8528 | 438.4274 | 0.0039711 | 0.0078719 | 0.011782 | 0.015698 | 0.019622 | 0.023559 | 0.027511 | 0.031481 | 0.035475 | 0.03949 | 0.0085483 | 0.016945 | 0.025363 | 0.033791 | 0.042238 | 0.050712 | 0.05922 | 0.067767 | 0.076363 | 0.085005
Multi-Family_Turnover_LED Specialty Lamps-5W Chandelier_TRC | Ach | Multi-Family | Lighting | Interior specialty | TRC | Turnover | ET435 | LED Specialty Lamps-5W Chandelier | LED Specialty Lamps-5W Chandelier | Equip | 10 | Interior specialty | 50% | cfl | 58.33% | 5954.3345 | 6566.5683 | 7696.7279 | 8772.851 | 9703.4924 | 10372.2774 | 10659.6579 | 10494.9651 | 9884.3228 | 8888.509 | 5954.3345 | 12520.9027 | 20217.6306 | 28990.4817 | 38693.974 | 49066.2514 | 59725.9093 | 70220.8743 | 80105.1971 | 88993.7062 | 0.52375 | 1.1014 | 1.7784 | 2.55 | 3.4036 | 4.3159 | 5.2536 | 6.1767 | 7.0462 | 7.828 | 0.54991 | 1.1564 | 1.8672 | 2.6774 | 3.5735 | 4.5315 | 5.5159 | 6.4852 | 7.398 | 8.2189
Multi-Family_New_LED Specialty Lamps-5W Chandelier_TRC | Ach | Multi-Family | Lighting | Interior specialty | TRC | New | EN441 | LED Specialty Lamps-5W Chandelier | LED Specialty Lamps-5W Chandelier | Equip | 10 | Interior specialty | 50% | cfl | 58.33% | 831.1984 | 790.9208 | 789.634 | 843.3193 | 914.0778 | 948.0308 | 937.0002 | 899.1997 | 833.3621 | 749.5877 | 831.1984 | 1622.1192 | 2411.7531 | 3255.0725 | 4169.1503 | 5117.181 | 6054.1812 | 6953.381 | 7786.7431 | 8536.3307 | 0.073113 | 0.14268 | 0.21214 | 0.28632 | 0.36672 | 0.45011 | 0.53253 | 0.61163 | 0.68493 | 0.75087 | 0.076764 | 0.14981 | 0.22273 | 0.30062 | 0.38504 | 0.47259 | 0.55913 | 0.64217 | 0.71914 | 0.78836
Multi-Family_Turnover_LED - 9W Flood_TRC | Ach | Multi-Family | Lighting | Interior screw-in | TRC | Turnover | ET417 | LED - 9W Flood | LED - 9W Flood | Equip | 10 | Interior screw-in | 50% | cfl | 53.85% | 164846.746 | 178100.4013 | 204400.529 | 228189.5296 | 247565.1402 | 260282.6166 | 264152.1305 | 258032.1857 | 242229.6851 | 217920.1905 | 164846.746 | 342947.1473 | 547347.6763 | 775537.2059 | 1023102.3461 | 1283384.9627 | 1547537.0932 | 1805569.2789 | 2047798.964 | 2265719.1545 | 14.5001 | 30.1661 | 48.1454 | 68.2172 | 89.9934 | 112.8881 | 136.1233 | 158.8201 | 180.127 | 199.2955 | 15.2242 | 31.6725 | 50.5497 | 71.6239 | 94.4875 | 118.5256 | 142.9211 | 166.7513 | 189.1222 | 209.248
Multi-Family_Turnover_CFL-13W_TRC | Ach | Multi-Family | Lighting | Interior screw-in | TRC | Turnover | ET381 | CFL-13W | CFL-13W | Equip | 7.8 | Interior screw-in | 50% | cfl | 27.78% | 85552.4557 | 93414.099 | 108406.3727 | 122338.7808 | 133975.7433 | 141790.4379 | 144274.9058 | 140638.1824 | 131142.6283 | 116761.7492 | 85552.4557 | 178966.5546 | 287372.9273 | 409711.7081 | 543687.4514 | 685477.8893 | 829752.7952 | 970390.9776 | 1101533.6059 | 1218295.355 | 7.5253 | 15.7421 | 25.2777 | 36.0388 | 47.8234 | 60.2955 | 72.9861 | 85.3568 | 96.8923 | 107.1628 | 7.9011 | 16.5283 | 26.54 | 37.8385 | 50.2116 | 63.3065 | 76.6309 | 89.6194 | 101.7309 | 112.5143
Multi-Family_New_LED - 9W Flood_TRC | Ach | Multi-Family | Lighting | Interior screw-in | TRC | New | EN423 | LED - 9W Flood | LED - 9W Flood | Equip | 10 | Interior screw-in | 50% | cfl | 53.85% | 17701.4354 | 16501.2206 | 16130.8911 | 16873.4414 | 17939.1236 | 18299.9593 | 17861.0576 | 17006.1384 | 15709.8065 | 14136.687 | 17701.4354 | 34202.656 | 50333.5472 | 67206.9886 | 85146.1121 | 103446.0714 | 121307.129 | 138313.2674 | 154023.0739 | 168159.761 | 1.557 | 3.0085 | 4.4274 | 5.9116 | 7.4896 | 9.0992 | 10.6703 | 12.1662 | 13.5481 | 14.7915 | 1.6348 | 3.1587 | 4.6485 | 6.2068 | 7.8636 | 9.5536 | 11.2032 | 12.7738 | 14.2246 | 15.5302
Multi-Family_New_CFL-13W_TRC | Ach | Multi-Family | Lighting | Interior screw-in | TRC | New | EN387 | CFL-13W | CFL-13W | Equip | 7.8 | Interior screw-in | 50% | cfl | 27.78% | 9186.7223 | 8654.9308 | 8555.2195 | 9046.3233 | 9708.1819 | 9969.0071 | 9755.3724 | 9269.0467 | 8505.2553 | 7574.4441 | 9186.7223 | 17841.6531 | 26396.8726 | 35443.1959 | 45151.3778 | 55120.3848 | 64875.7572 | 74144.804 | 82650.0593 | 90224.5034 | 0.80808 | 1.5694 | 2.3219 | 3.1176 | 3.9716 | 4.8485 | 5.7066 | 6.5219 | 7.27 | 7.9363 | 0.84843 | 1.6477 | 2.4379 | 3.2733 | 4.1699 | 5.0906 | 5.9915 | 6.8476 | 7.6331 | 8.3326
Multi-Family_Turnover_Energy Star Personal Computer_TRC | Ach | Multi-Family | Electronics | Home office | TRC | Turnover | ET129 | Energy Star Personal Computer | Energy Star Personal Computer | Equip | 4 | Home office | 35% | average_misc | 43.62% | 17758.0775 | 21720.2677 | 28144.7695 | 33900.4116 | 36272.4995 | 34951.7107 | 33726.7905 | 33866.5544 | 33829.7594 | 33089.9908 | 17758.0775 | 39478.3452 | 67623.1147 | 101523.5263 | 137796.0258 | 172747.7365 | 206474.527 | 240341.0814 | 274170.8407 | 307260.8315 | 2.8155 | 6.2591 | 10.7214 | 16.0961 | 21.847 | 27.3884 | 32.7357 | 38.1051 | 43.4686 | 48.7149 | 0.60358 | 1.3418 | 2.2985 | 3.4507 | 4.6836 | 5.8716 | 7.0179 | 8.169 | 9.3189 | 10.4436
Multi-Family_New_Energy Star Personal Computer_TRC | Ach | Multi-Family | Electronics | Home office | TRC | New | EN135 | Energy Star Personal Computer | Energy Star Personal Computer | Equip | 4 | Home office | 35% | average_misc | 43.62% | 953.4415 | 1006.2047 | 1110.5652 | 1253.3805 | 1314.1932 | 1228.693 | 1140.2447 | 1116.0222 | 1097.0145 | 1073.2894 | 953.4415 | 1959.6462 | 3070.2114 | 4323.5919 | 5637.7851 | 6866.4781 | 8006.7229 | 9122.7451 | 10219.7596 | 11293.049 | 0.15116 | 0.31069 | 0.48677 | 0.68549 | 0.89385 | 1.0887 | 1.2694 | 1.4464 | 1.6203 | 1.7905 | 0.032407 | 0.066607 | 0.10435 | 0.14696 | 0.19162 | 0.23339 | 0.27214 | 0.31008 | 0.34736 | 0.38384
Multi-Family_New_Ceiling Insulation(R2 to R38)_TRC | Ach | Multi-Family | Space Heating | Heat pump-heating | TRC | New | NN639 | Ceiling Insulation(R2 to R38) | Ceiling Insulation(R2 to R38) | NonEquip | 20 |  | 0% | shell | 48.5% | 0 | 0 | 0 | 0 | 0 | 0 | 0 | 0 | 0 | 0 | 0 | 0 | 0 | 0 | 0 | 0 | 0 | 0 | 0 | 0 | 0 | 0 | 0 | 0 | 0 | 0 | 0 | 0 | 0 | 0 | 0 | 0 | 0 | 0 | 0 | 0 | 0 | 0 | 0 | 0
Multi-Family_Existing_Heat Pump Tune Up_TRC | Ach | Multi-Family | Space Heating | Heat pump-heating | TRC | Existing | NE744 | Heat Pump Tune Up | Heat Pump Tune Up | NonEquip | 2 | Heat pump-heating | 25% | CACII_hvac_maint_existing | 5% | 3882.8517 | 3962.2518 | 3386.5541 | 2327.9433 | 1301.0722 | 621.3671 | 269.9775 | 111.9696 | 45.5371 | 18.3524 | 3882.8517 | 7845.1035 | 11231.6576 | 13559.6009 | 14860.6732 | 15482.0403 | 15752.0178 | 15863.9874 | 15909.5245 | 15927.8769 | 0 | 0 | 0 | 0 | 0 | 0 | 0 | 0 | 0 | 0 | 3.4576 | 6.986 | 10.0016 | 12.0746 | 13.2332 | 13.7866 | 14.027 | 14.1267 | 14.1672 | 14.1836
Multi-Family_Existing_Duct Repair_TRC | Ach | Multi-Family | Space Heating | Heat pump-heating | TRC | Existing | NE684 | Duct Repair | Duct Repair | NonEquip | 11 |  | 65% | CACI_duct_existing | 12% | 15485.7369 | 16216.1885 | 17040.7804 | 17741.7073 | 18332.5606 | 18799.2254 | 19112.5896 | 19262.4314 | 19252.8744 | 19051.3385 | 15485.7369 | 31701.9254 | 48742.7058 | 66484.4131 | 84816.9737 | 103616.1991 | 122728.7887 | 141991.2201 | 161244.0945 | 180295.433 | 0 | 0 | 0 | 0 | 0 | 0 | 0 | 0 | 0 | 0 | 13.7898 | 28.2302 | 43.4048 | 59.2035 | 75.5284 | 92.2689 | 109.2884 | 126.4413 | 143.5858 | 160.5508
Multi-Family_Existing_Ceiling Insulation(R2 to R38)_TRC | Ach | Multi-Family | Space Heating | Heat pump-heating | TRC | Existing | NE636 | Ceiling Insulation(R2 to R38) | Ceiling Insulation(R2 to R38) | NonEquip | 20 |  | 16.25% | shell_existing | 48.5% | 4406.6465 | 4369.0724 | 4380.073 | 4385.5521 | 4394.9887 | 4409.7285 | 4426.8737 | 4447.0211 | 4472.8102 | 4496.9408 | 4406.6465 | 8775.7189 | 13155.7919 | 17541.3439 | 21936.3326 | 26346.0611 | 30772.9348 | 35219.9558 | 39692.766 | 44189.7068 | 0 | 0 | 0 | 0 | 0 | 0 | 0 | 0 | 0 | 0 | 4.5182 | 8.998 | 13.4889 | 17.9856 | 22.4918 | 27.0132 | 31.5522 | 36.1119 | 40.6979 | 45.3087
Multi-Family_Existing_Air Sealing-Infiltration Control_TRC | Ach | Multi-Family | Space Heating | Heat pump-heating | TRC | Existing | NE606 | Air Sealing-Infiltration Control | Air Sealing-Infiltration Control | NonEquip | 11 |  | 52% | shell_existing | 9% | 2881.653 | 4044.8357 | 5684.2459 | 7849.5654 | 10623.3212 | 13976.7684 | 17657.1586 | 21142.7135 | 23601.0699 | 24104.0194 | 2881.653 | 6926.4887 | 12610.7346 | 20460.3 | 31083.6212 | 45060.3896 | 62717.5483 | 83860.2618 | 107461.3317 | 131565.3511 | 0 | 0 | 0 | 0 | 0 | 0 | 0 | 0 | 0 | 0 | 2.5661 | 6.1679 | 11.2297 | 18.2196 | 27.6796 | 40.1257 | 55.8492 | 74.6765 | 95.6929 | 117.1572
Multi-Family_New_Ceiling Insulation(R2 to R38)_TRC | Ach | Multi-Family | Space Cooling | Heat pump-cooling | TRC | New | NN645 | Ceiling Insulation(R2 to R38) | Ceiling Insulation(R2 to R38) | NonEquip | 20 |  | 0% | shell | 36.07% | 0 | 0 | 0 | 0 | 0 | 0 | 0 | 0 | 0 | 0 | 0 | 0 | 0 | 0 | 0 | 0 | 0 | 0 | 0 | 0 | 0 | 0 | 0 | 0 | 0 | 0 | 0 | 0 | 0 | 0 | 0 | 0 | 0 | 0 | 0 | 0 | 0 | 0 | 0 | 0
Multi-Family_Existing_Heat Pump Tune Up_TRC | Ach | Multi-Family | Space Cooling | Heat pump-cooling | TRC | Existing | NE750 | Heat Pump Tune Up | Heat Pump Tune Up | NonEquip | 2 | Heat pump-cooling | 25% | CACII_hvac_maint_existing | 5% | 10025.3877 | 10230.3959 | 8743.9647 | 6010.6685 | 3359.3231 | 1604.3483 | 697.0724 | 289.1017 | 117.5753 | 47.3851 | 10025.3877 | 20255.7836 | 28999.7482 | 35010.4167 | 38369.7399 | 39974.0881 | 40671.1605 | 40960.2622 | 41077.8374 | 41125.2226 | 6.1891 | 12.5047 | 17.9027 | 21.6134 | 23.6872 | 24.6777 | 25.108 | 25.2865 | 25.359 | 25.3883 | 0 | 0 | 0 | 0 | 0 | 0 | 0 | 0 | 0 | 0
Multi-Family_Existing_Duct Repair_TRC | Ach | Multi-Family | Space Cooling | Heat pump-cooling | TRC | Existing | NE678 | Duct Repair | Duct Repair | NonEquip | 11 |  | 65% | CACI_duct_existing | 12% | 39983.6327 | 41869.6331 | 43998.7007 | 45808.4695 | 47334.032 | 48538.9444 | 49348.0397 | 49734.926 | 49710.2503 | 49189.8915 | 39983.6327 | 81853.2658 | 125851.9665 | 171660.436 | 218994.468 | 267533.4124 | 316881.4522 | 366616.3782 | 416326.6285 | 465516.5199 | 24.6835 | 50.5314 | 77.6936 | 105.9731 | 135.1943 | 165.1594 | 195.624 | 226.3274 | 257.0156 | 287.3825 | 0 | 0 | 0 | 0 | 0 | 0 | 0 | 0 | 0 | 0
Multi-Family_Existing_Ceiling Insulation(R2 to R38)_TRC | Ach | Multi-Family | Space Cooling | Heat pump-cooling | TRC | Existing | NE642 | Ceiling Insulation(R2 to R38) | Ceiling Insulation(R2 to R38) | NonEquip | 20 |  | 16.25% | shell_existing | 36.07% | 8459.6142 | 8387.4816 | 8408.5999 | 8419.1184 | 8437.2342 | 8465.5307 | 8498.4452 | 8537.1229 | 8586.6312 | 8632.9557 | 8459.6142 | 16847.0958 | 25255.6957 | 33674.8141 | 42112.0483 | 50577.579 | 59076.0242 | 67613.147 | 76199.7783 | 84832.734 | 3.8507 | 7.6685 | 11.496 | 15.3282 | 19.1687 | 23.0221 | 26.8904 | 30.7764 | 34.6848 | 38.6144 | 0 | 0 | 0 | 0 | 0 | 0 | 0 | 0 | 0 | 0
Multi-Family_Existing_Air Sealing-Infiltration Control_TRC | Ach | Multi-Family | Space Cooling | Heat pump-cooling | TRC | Existing | NE600 | Air Sealing-Infiltration Control | Air Sealing-Infiltration Control | NonEquip | 11 |  | 52% | shell_existing | 9% | 7440.3274 | 10443.6248 | 14676.5248 | 20267.304 | 27429.0449 | 36087.5286 | 45590.1678 | 54589.749 | 60937.1393 | 62235.7375 | 7440.3274 | 17883.9522 | 32560.4769 | 52827.781 | 80256.8259 | 116344.3545 | 161934.5223 | 216524.2712 | 277461.4106 | 339697.1481 | 4.5932 | 11.0405 | 20.1009 | 32.6128 | 49.5458 | 71.8242 | 99.9689 | 133.6694 | 171.2884 | 209.709 | 0 | 0 | 0 | 0 | 0 | 0 | 0 | 0 | 0 | 0
Multi-Family_New_Thermostatic Shower Restriction Valve_TRC | Ach | Multi-Family | Domestic Hot Water | Heat pump water heater | TRC | New | NN573 | Thermostatic Shower Restriction Valve | Thermostatic Shower Restriction Valve | NonEquip | 10 |  | 16% | average_misc | 4.403% | 0.24642 | 0.25923 | 0.2852 | 0.32085 | 0.33535 | 0.31253 | 0.2891 | 0.28206 | 0.27637 | 0.26953 | 0.24642 | 0.50566 | 0.79086 | 1.1117 | 1.4471 | 1.7596 | 2.0487 | 2.3307 | 2.6071 | 2.8766 | 2.2196e-05 | 4.5545e-05 | 7.1233e-05 | 0.00010013 | 0.00013034 | 0.00015849 | 0.00018453 | 0.00020993 | 0.00023482 | 0.0002591 | 4.7778e-05 | 9.804e-05 | 0.00015334 | 0.00021555 | 0.00028057 | 0.00034116 | 0.00039721 | 0.0004519 | 0.00050548 | 0.00055774
Multi-Family_Existing_Water Heater Blanket_TRC | Ach | Multi-Family | Domestic Hot Water | Heat pump water heater | TRC | Existing | NE576 | Water Heater Blanket | Water Heater Blanket | NonEquip | 7 |  | 9.142% | dhw blanket_existing | 15.96% | 0.20872 | 0.3141 | 0.46307 | 0.66765 | 0.95717 | 1.3333 | 1.8253 | 2.4072 | 2.998 | 3.4896 | 0.20872 | 0.52282 | 0.98589 | 1.6535 | 2.6107 | 3.9441 | 5.7693 | 8.1765 | 11.1745 | 14.6641 | 1.88e-05 | 4.7091e-05 | 8.88e-05 | 0.00014894 | 0.00023515 | 0.00035524 | 0.00051965 | 0.00073646 | 0.0010065 | 0.0013208 | 4.0469e-05 | 0.00010137 | 0.00019115 | 0.0003206 | 0.00050618 | 0.0007647 | 0.0011186 | 0.0015853 | 0.0021666 | 0.0028432
Multi-Family_Existing_Thermostatic Shower Restriction Valve_TRC | Ach | Multi-Family | Domestic Hot Water | Heat pump water heater | TRC | Existing | NE570 | Thermostatic Shower Restriction Valve | Thermostatic Shower Restriction Valve | NonEquip | 10 |  | 36% | average_misc_existing | 4.403% | 2.5117 | 2.5569 | 2.5633 | 2.5665 | 2.5721 | 2.5807 | 2.5907 | 2.6025 | 2.6176 | 2.6317 | 2.5117 | 5.0686 | 7.632 | 10.1985 | 12.7706 | 15.3513 | 17.942 | 20.5445 | 23.1621 | 25.7939 | 0.00022623 | 0.00045654 | 0.00068742 | 0.00091859 | 0.0011503 | 0.0013827 | 0.0016161 | 0.0018505 | 0.0020862 | 0.0023233 | 0.00048699 | 0.00098274 | 0.0014797 | 0.0019774 | 0.002476 | 0.0029764 | 0.0034787 | 0.0039833 | 0.0044908 | 0.0050011
Multi-Family_New_Thermostatic Shower Restriction Valve_TRC | Ach | Multi-Family | Domestic Hot Water | Conventional Tank | TRC | New | NN573 | Thermostatic Shower Restriction Valve | Thermostatic Shower Restriction Valve | NonEquip | 10 |  | 16% | average_misc | 4.403% | 480.3278 | 505.29 | 555.9158 | 625.401 | 653.6504 | 609.1727 | 563.5154 | 549.7829 | 538.6931 | 525.3594 | 480.3278 | 985.6177 | 1541.5336 | 2166.9346 | 2820.585 | 3429.7577 | 3993.2731 | 4543.0559 | 5081.749 | 5607.1085 | 0.043264 | 0.088775 | 0.13885 | 0.19518 | 0.25405 | 0.30892 | 0.35968 | 0.4092 | 0.45772 | 0.50504 | 0.093129 | 0.1911 | 0.29888 | 0.42014 | 0.54687 | 0.66498 | 0.77424 | 0.88084 | 0.98528 | 1.0871
Multi-Family_Existing_Water Heater Blanket_TRC | Ach | Multi-Family | Domestic Hot Water | Conventional Tank | TRC | Existing | NE576 | Water Heater Blanket | Water Heater Blanket | NonEquip | 7 |  | 9.142% | dhw blanket_existing | 15.96% | 414.2374 | 612.2315 | 902.6074 | 1301.3805 | 1865.703 | 2598.9349 | 3557.7815 | 4691.9857 | 5843.6912 | 6801.9081 | 414.2374 | 1026.4689 | 1929.0763 | 3230.4568 | 5096.1597 | 7695.0947 | 11252.8761 | 15944.8618 | 21788.553 | 28590.461 | 0.037311 | 0.092455 | 0.17375 | 0.29097 | 0.45902 | 0.6931 | 1.0136 | 1.4362 | 1.9625 | 2.5752 | 0.080315 | 0.19902 | 0.37402 | 0.62634 | 0.98808 | 1.492 | 2.1818 | 3.0915 | 4.2245 | 5.5433
Multi-Family_Existing_Thermostatic Shower Restriction Valve_TRC | Ach | Multi-Family | Domestic Hot Water | Conventional Tank | TRC | Existing | NE570 | Thermostatic Shower Restriction Valve | Thermostatic Shower Restriction Valve | NonEquip | 10 |  | 36% | average_misc_existing | 4.403% | 4984.8476 | 4983.8755 | 4996.4241 | 5002.6742 | 5013.4387 | 5030.2526 | 5049.8105 | 5072.793 | 5102.2111 | 5129.7373 | 4984.8476 | 9968.7231 | 14965.1472 | 19967.8215 | 24981.2602 | 30011.5129 | 35061.3234 | 40134.1164 | 45236.3275 | 50366.0647 | 0.44899 | 0.89789 | 1.3479 | 1.7985 | 2.2501 | 2.7032 | 3.158 | 3.6149 | 4.0745 | 4.5365 | 0.96649 | 1.9328 | 2.9015 | 3.8715 | 4.8435 | 5.8188 | 6.7979 | 7.7815 | 8.7707 | 9.7653
Multi-Family_New_Ceiling Insulation(R2 to R38)_TRC | Ach | Multi-Family | Space Heating | Central forced air | TRC | New | NN639 | Ceiling Insulation(R2 to R38) | Ceiling Insulation(R2 to R38) | NonEquip | 20 |  | 0% | shell | 48.5% | 0 | 0 | 0 | 0 | 0 | 0 | 0 | 0 | 0 | 0 | 0 | 0 | 0 | 0 | 0 | 0 | 0 | 0 | 0 | 0 | 0 | 0 | 0 | 0 | 0 | 0 | 0 | 0 | 0 | 0 | 0 | 0 | 0 | 0 | 0 | 0 | 0 | 0 | 0 | 0
Multi-Family_Existing_Heat Pump Tune Up_TRC | Ach | Multi-Family | Space Heating | Central forced air | TRC | Existing | NE744 | Heat Pump Tune Up | Heat Pump Tune Up | NonEquip | 2 | Heat pump-heating | 0% | CACII_hvac_maint_existing | 5% | 0 | 0 | 0 | 0 | 0 | 0 | 0 | 0 | 0 | 0 | 0 | 0 | 0 | 0 | 0 | 0 | 0 | 0 | 0 | 0 | 0 | 0 | 0 | 0 | 0 | 0 | 0 | 0 | 0 | 0 | 0 | 0 | 0 | 0 | 0 | 0 | 0 | 0 | 0 | 0
Multi-Family_Existing_Duct Repair_TRC | Ach | Multi-Family | Space Heating | Central forced air | TRC | Existing | NE684 | Duct Repair | Duct Repair | NonEquip | 11 |  | 65% | CACI_duct_existing | 12% | 70359.9267 | 74297.9051 | 78075.9478 | 81287.3929 | 83994.5124 | 86132.6364 | 87568.3807 | 88254.9127 | 88211.1254 | 87287.7457 | 70359.9267 | 144657.8318 | 222733.7795 | 304021.1725 | 388015.6849 | 474148.3213 | 561716.702 | 649971.6147 | 738182.7401 | 825470.4858 | 0 | 0 | 0 | 0 | 0 | 0 | 0 | 0 | 0 | 0 | 62.6546 | 128.8159 | 198.3416 | 270.7269 | 345.523 | 422.223 | 500.2015 | 578.7913 | 657.3422 | 735.0708
Multi-Family_Existing_Ceiling Insulation(R2 to R38)_TRC | Ach | Multi-Family | Space Heating | Central forced air | TRC | Existing | NE636 | Ceiling Insulation(R2 to R38) | Ceiling Insulation(R2 to R38) | NonEquip | 20 |  | 16.25% | shell_existing | 48.5% | 20021.7353 | 20017.8312 | 20068.2328 | 20093.3365 | 20136.5723 | 20204.1057 | 20282.6603 | 20374.9698 | 20493.1281 | 20603.6875 | 20021.7353 | 40039.5665 | 60107.7993 | 80201.1358 | 100337.7081 | 120541.8138 | 140824.4741 | 161199.4439 | 181692.5719 | 202296.2595 | 0 | 0 | 0 | 0 | 0 | 0 | 0 | 0 | 0 | 0 | 20.5288 | 41.0535 | 61.6299 | 82.2321 | 102.8786 | 123.5944 | 144.3907 | 165.2816 | 186.2937 | 207.4191
Multi-Family_Existing_Air Sealing-Infiltration Control_TRC | Ach | Multi-Family | Space Heating | Central forced air | TRC | Existing | NE606 | Air Sealing-Infiltration Control | Air Sealing-Infiltration Control | NonEquip | 11 |  | 52% | shell_existing | 9% | 13096.1422 | 18537.0255 | 26049.2727 | 35969.8468 | 48677.0731 | 64040.0792 | 80901.4106 | 96870.5137 | 108133.616 | 110437.8021 | 13096.1422 | 31633.1677 | 57682.4404 | 93652.2872 | 142329.3603 | 206369.4395 | 287270.8501 | 384141.3638 | 492274.9798 | 602712.7819 | 0 | 0 | 0 | 0 | 0 | 0 | 0 | 0 | 0 | 0 | 11.6619 | 28.1689 | 51.3655 | 83.3962 | 126.7425 | 183.7693 | 255.811 | 342.0729 | 438.3645 | 536.708
Multi-Family_New_Ceiling Insulation(R2 to R38)_TRC | Ach | Multi-Family | Space Cooling | CAC | TRC | New | NN645 | Ceiling Insulation(R2 to R38) | Ceiling Insulation(R2 to R38) | NonEquip | 20 |  | 0% | shell | 36.07% | 0 | 0 | 0 | 0 | 0 | 0 | 0 | 0 | 0 | 0 | 0 | 0 | 0 | 0 | 0 | 0 | 0 | 0 | 0 | 0 | 0 | 0 | 0 | 0 | 0 | 0 | 0 | 0 | 0 | 0 | 0 | 0 | 0 | 0 | 0 | 0 | 0 | 0 | 0 | 0
Multi-Family_Existing_Heat Pump Tune Up_TRC | Ach | Multi-Family | Space Cooling | CAC | TRC | Existing | NE750 | Heat Pump Tune Up | Heat Pump Tune Up | NonEquip | 2 | Heat pump-cooling | 0% | CACII_hvac_maint_existing | 5% | 0 | 0 | 0 | 0 | 0 | 0 | 0 | 0 | 0 | 0 | 0 | 0 | 0 | 0 | 0 | 0 | 0 | 0 | 0 | 0 | 0 | 0 | 0 | 0 | 0 | 0 | 0 | 0 | 0 | 0 | 0 | 0 | 0 | 0 | 0 | 0 | 0 | 0 | 0 | 0
Multi-Family_Existing_Duct Repair_TRC | Ach | Multi-Family | Space Cooling | CAC | TRC | Existing | NE678 | Duct Repair | Duct Repair | NonEquip | 11 |  | 65% | CACI_duct_existing | 12% | 157103.0088 | 165895.9153 | 174331.7096 | 181502.3779 | 187546.9638 | 192321.0694 | 195526.8679 | 197059.7893 | 196962.0189 | 194900.2525 | 157103.0088 | 322998.9242 | 497330.6338 | 678833.0117 | 866379.9755 | 1058701.0449 | 1254227.9127 | 1451287.702 | 1648249.721 | 1843149.9735 | 96.9862 | 199.4005 | 307.0227 | 419.0716 | 534.852 | 653.5798 | 774.2866 | 895.9397 | 1017.5324 | 1137.8524 | 0 | 0 | 0 | 0 | 0 | 0 | 0 | 0 | 0 | 0
Multi-Family_Existing_Ceiling Insulation(R2 to R38)_TRC | Ach | Multi-Family | Space Cooling | CAC | TRC | Existing | NE642 | Ceiling Insulation(R2 to R38) | Ceiling Insulation(R2 to R38) | NonEquip | 20 |  | 16.25% | shell_existing | 36.07% | 33239.3721 | 33232.8906 | 33316.5656 | 33358.2419 | 33430.0204 | 33542.1369 | 33672.5506 | 33825.7994 | 34021.9616 | 34205.5085 | 33239.3721 | 66472.2628 | 99788.8284 | 133147.0703 | 166577.0907 | 200119.2276 | 233791.7782 | 267617.5776 | 301639.5392 | 335845.0477 | 15.13 | 30.257 | 45.4222 | 60.6063 | 75.8231 | 91.0909 | 106.418 | 121.815 | 137.3012 | 152.871 | 0 | 0 | 0 | 0 | 0 | 0 | 0 | 0 | 0 | 0
Multi-Family_Existing_Air Sealing-Infiltration Control_TRC | Ach | Multi-Family | Space Cooling | CAC | TRC | Existing | NE600 | Air Sealing-Infiltration Control | Air Sealing-Infiltration Control | NonEquip | 11 |  | 52% | shell_existing | 9% | 29241.6925 | 41390.3569 | 58164.0617 | 80315.194 | 108688.4966 | 142991.7513 | 180640.5381 | 216297.1152 | 241445.9086 | 246590.8055 | 29241.6925 | 70632.0495 | 128796.1111 | 209111.3051 | 317799.8017 | 460791.5529 | 641432.091 | 857729.2062 | 1099175.1148 | 1345765.9203 | 18.0521 | 43.6041 | 79.5111 | 129.093 | 196.1909 | 284.4656 | 395.9824 | 529.5116 | 678.5661 | 830.7967 | 0 | 0 | 0 | 0 | 0 | 0 | 0 | 0 | 0 | 0
Multi-Family_New_Ceiling Insulation(R2 to R38)_TRC | Ach | Multi-Family | Space Heating | Baseboards | TRC | New | NN639 | Ceiling Insulation(R2 to R38) | Ceiling Insulation(R2 to R38) | NonEquip | 20 |  | 0% | shell | 48.5% | 0 | 0 | 0 | 0 | 0 | 0 | 0 | 0 | 0 | 0 | 0 | 0 | 0 | 0 | 0 | 0 | 0 | 0 | 0 | 0 | 0 | 0 | 0 | 0 | 0 | 0 | 0 | 0 | 0 | 0 | 0 | 0 | 0 | 0 | 0 | 0 | 0 | 0 | 0 | 0
Multi-Family_Existing_Heat Pump Tune Up_TRC | Ach | Multi-Family | Space Heating | Baseboards | TRC | Existing | NE744 | Heat Pump Tune Up | Heat Pump Tune Up | NonEquip | 2 | Heat pump-heating | 0% | CACII_hvac_maint_existing | 5% | 0 | 0 | 0 | 0 | 0 | 0 | 0 | 0 | 0 | 0 | 0 | 0 | 0 | 0 | 0 | 0 | 0 | 0 | 0 | 0 | 0 | 0 | 0 | 0 | 0 | 0 | 0 | 0 | 0 | 0 | 0 | 0 | 0 | 0 | 0 | 0 | 0 | 0 | 0 | 0
Multi-Family_Existing_Duct Repair_TRC | Ach | Multi-Family | Space Heating | Baseboards | TRC | Existing | NE684 | Duct Repair | Duct Repair | NonEquip | 11 |  | 65% | CACI_duct_existing | 12% | 14.7829 | 15.6904 | 16.4882 | 17.1664 | 17.7381 | 18.1896 | 18.4929 | 18.6378 | 18.6286 | 18.4336 | 14.7829 | 30.4733 | 46.9615 | 64.1279 | 81.8661 | 100.0557 | 118.5486 | 137.1864 | 155.815 | 174.2486 | 0 | 0 | 0 | 0 | 0 | 0 | 0 | 0 | 0 | 0 | 0.013164 | 0.027136 | 0.041819 | 0.057105 | 0.072901 | 0.089098 | 0.10557 | 0.12216 | 0.13875 | 0.15517
Multi-Family_Existing_Ceiling Insulation(R2 to R38)_TRC | Ach | Multi-Family | Space Heating | Baseboards | TRC | Existing | NE636 | Ceiling Insulation(R2 to R38) | Ceiling Insulation(R2 to R38) | NonEquip | 20 |  | 16.25% | shell_existing | 48.5% | 4.2067 | 4.2274 | 4.238 | 4.2433 | 4.2525 | 4.2667 | 4.2833 | 4.3028 | 4.3278 | 4.3511 | 4.2067 | 8.4341 | 12.6721 | 16.9155 | 21.1679 | 25.4347 | 29.718 | 34.0208 | 38.3486 | 42.6997 | 0 | 0 | 0 | 0 | 0 | 0 | 0 | 0 | 0 | 0 | 0.0043132 | 0.0086476 | 0.012993 | 0.017344 | 0.021704 | 0.026079 | 0.030471 | 0.034882 | 0.03932 | 0.043781
Multi-Family_Existing_Air Sealing-Infiltration Control_TRC | Ach | Multi-Family | Space Heating | Baseboards | TRC | Existing | NE606 | Air Sealing-Infiltration Control | Air Sealing-Infiltration Control | NonEquip | 11 |  | 52% | shell_existing | 9% | 2.7516 | 3.9147 | 5.5011 | 7.5962 | 10.2797 | 13.5241 | 17.0849 | 20.4573 | 22.8359 | 23.3225 | 2.7516 | 6.6662 | 12.1674 | 19.7636 | 30.0433 | 43.5674 | 60.6523 | 81.1096 | 103.9454 | 127.2679 | 0 | 0 | 0 | 0 | 0 | 0 | 0 | 0 | 0 | 0 | 0.0024502 | 0.0059362 | 0.010835 | 0.017599 | 0.026753 | 0.038796 | 0.05401 | 0.072227 | 0.092562 | 0.11333
Manufactured Home_New_Thermostatic Shower Restriction Valve_TRC | Ach | Manufactured Home | Domestic Hot Water | Solar | TRC | New | NN574 | Thermostatic Shower Restriction Valve | Thermostatic Shower Restriction Valve | NonEquip | 10 |  | 16% | average_misc | 2.95% | 0 | 0 | 0 | 0 | 0 | 0 | 0 | 0 | 0 | 0 | 0 | 0 | 0 | 0 | 0 | 0 | 0 | 0 | 0 | 0 | 0 | 0 | 0 | 0 | 0 | 0 | 0 | 0 | 0 | 0 | 0 | 0 | 0 | 0 | 0 | 0 | 0 | 0 | 0 | 0
Manufactured Home_Existing_Water Heater Blanket_TRC | Ach | Manufactured Home | Domestic Hot Water | Solar | TRC | Existing | NE577 | Water Heater Blanket | Water Heater Blanket | NonEquip | 7 |  | 9.142% | dhw blanket_existing | 10.78% | 0 | 0 | 0 | 0 | 0 | 0 | 0 | 0 | 0 | 0 | 0 | 0 | 0 | 0 | 0 | 0 | 0 | 0 | 0 | 0 | 0 | 0 | 0 | 0 | 0 | 0 | 0 | 0 | 0 | 0 | 0 | 0 | 0 | 0 | 0 | 0 | 0 | 0 | 0 | 0
Manufactured Home_Existing_Thermostatic Shower Restriction Valve_TRC | Ach | Manufactured Home | Domestic Hot Water | Solar | TRC | Existing | NE571 | Thermostatic Shower Restriction Valve | Thermostatic Shower Restriction Valve | NonEquip | 10 |  | 36% | average_misc_existing | 2.95% | 0 | 0 | 0 | 0 | 0 | 0 | 0 | 0 | 0 | 0 | 0 | 0 | 0 | 0 | 0 | 0 | 0 | 0 | 0 | 0 | 0 | 0 | 0 | 0 | 0 | 0 | 0 | 0 | 0 | 0 | 0 | 0 | 0 | 0 | 0 | 0 | 0 | 0 | 0 | 0
Manufactured Home_New_Ceiling Insulation(R2 to R38)_TRC | Ach | Manufactured Home | Space Heating | Room heating | TRC | New | NN640 | Ceiling Insulation(R2 to R38) | Ceiling Insulation(R2 to R38) | NonEquip | 20 |  | 0% | shell | 48.55% | 0 | 0 | 0 | 0 | 0 | 0 | 0 | 0 | 0 | 0 | 0 | 0 | 0 | 0 | 0 | 0 | 0 | 0 | 0 | 0 | 0 | 0 | 0 | 0 | 0 | 0 | 0 | 0 | 0 | 0 | 0 | 0 | 0 | 0 | 0 | 0 | 0 | 0 | 0 | 0
Manufactured Home_Existing_Heat Pump Tune Up_TRC | Ach | Manufactured Home | Space Heating | Room heating | TRC | Existing | NE745 | Heat Pump Tune Up | Heat Pump Tune Up | NonEquip | 2 | Heat pump-heating | 0% | CACII_hvac_maint_existing | 5% | 0 | 0 | 0 | 0 | 0 | 0 | 0 | 0 | 0 | 0 | 0 | 0 | 0 | 0 | 0 | 0 | 0 | 0 | 0 | 0 | 0 | 0 | 0 | 0 | 0 | 0 | 0 | 0 | 0 | 0 | 0 | 0 | 0 | 0 | 0 | 0 | 0 | 0 | 0 | 0
Manufactured Home_Existing_Duct Repair_TRC | Ach | Manufactured Home | Space Heating | Room heating | TRC | Existing | NE685 | Duct Repair | Duct Repair | NonEquip | 11 |  | 65% | CACI_duct_existing | 12% | 6028.5992 | 6250.6615 | 6266.3997 | 6274.2384 | 6287.739 | 6308.8266 | 6333.3557 | 6362.1797 | 6399.0752 | 6433.5979 | 6028.5992 | 12279.2607 | 18545.6604 | 24819.8988 | 31107.6379 | 37416.4645 | 43749.8202 | 50111.9999 | 56511.0751 | 62944.6731 | 0 | 0 | 0 | 0 | 0 | 0 | 0 | 0 | 0 | 0 | 5.3684 | 10.9345 | 16.5147 | 22.1018 | 27.701 | 33.3189 | 38.9587 | 44.6241 | 50.3224 | 56.0514
Manufactured Home_Existing_Ceiling Insulation(R2 to R38)_TRC | Ach | Manufactured Home | Space Heating | Room heating | TRC | Existing | NE637 | Ceiling Insulation(R2 to R38) | Ceiling Insulation(R2 to R38) | NonEquip | 20 |  | 16.25% | shell_existing | 48.55% | 1871.4772 | 2747.268 | 3860.8218 | 5331.4189 | 7215.1433 | 9492.5799 | 11992.1078 | 14359.2866 | 16028.7064 | 16369.9258 | 1871.4772 | 4618.7453 | 8479.5671 | 13810.986 | 21026.1293 | 30518.7092 | 42510.817 | 56870.1035 | 72898.81 | 89268.7357 | 0 | 0 | 0 | 0 | 0 | 0 | 0 | 0 | 0 | 0 | 1.8145 | 4.478 | 8.2212 | 13.3902 | 20.3855 | 29.5888 | 41.2155 | 55.1373 | 70.6776 | 86.5487
Manufactured Home_Existing_Air Sealing-Infiltration Control_TRC | Ach | Manufactured Home | Space Heating | Room heating | TRC | Existing | NE607 | Air Sealing-Infiltration Control | Air Sealing-Infiltration Control | NonEquip | 11 |  | 52% | shell_existing | 9% | 1172.3168 | 1720.7018 | 2417.7305 | 3337.8729 | 4515.8862 | 5939.1945 | 7500.1559 | 8977.3887 | 10018.6255 | 10231.4975 | 1172.3168 | 2893.0187 | 5310.7492 | 8648.6221 | 13164.5083 | 19103.7028 | 26603.8587 | 35581.2474 | 45599.8729 | 55831.3703 | 0 | 0 | 0 | 0 | 0 | 0 | 0 | 0 | 0 | 0 | 1.0439 | 2.5762 | 4.7292 | 7.7015 | 11.7228 | 17.0116 | 23.6904 | 31.6846 | 40.6061 | 49.7171
Manufactured Home_New_Ceiling Insulation(R2 to R38)_TRC | Ach | Manufactured Home | Space Cooling | Room AC | TRC | New | NN646 | Ceiling Insulation(R2 to R38) | Ceiling Insulation(R2 to R38) | NonEquip | 20 |  | 0% | shell | 25.25% | 0 | 0 | 0 | 0 | 0 | 0 | 0 | 0 | 0 | 0 | 0 | 0 | 0 | 0 | 0 | 0 | 0 | 0 | 0 | 0 | 0 | 0 | 0 | 0 | 0 | 0 | 0 | 0 | 0 | 0 | 0 | 0 | 0 | 0 | 0 | 0 | 0 | 0 | 0 | 0
Manufactured Home_Existing_Heat Pump Tune Up_TRC | Ach | Manufactured Home | Space Cooling | Room AC | TRC | Existing | NE751 | Heat Pump Tune Up | Heat Pump Tune Up | NonEquip | 2 | Heat pump-cooling | 0% | CACII_hvac_maint_existing | 5% | 0 | 0 | 0 | 0 | 0 | 0 | 0 | 0 | 0 | 0 | 0 | 0 | 0 | 0 | 0 | 0 | 0 | 0 | 0 | 0 | 0 | 0 | 0 | 0 | 0 | 0 | 0 | 0 | 0 | 0 | 0 | 0 | 0 | 0 | 0 | 0 | 0 | 0 | 0 | 0
Manufactured Home_Existing_Duct Repair_TRC | Ach | Manufactured Home | Space Cooling | Room AC | TRC | Existing | NE679 | Duct Repair | Duct Repair | NonEquip | 11 |  | 65% | CACI_duct_existing | 12% | 4105.4951 | 4309.9292 | 4320.7809 | 4326.1859 | 4335.4947 | 4350.035 | 4366.9482 | 4386.8228 | 4412.2628 | 4436.0668 | 4105.4951 | 8415.4243 | 12736.2053 | 17062.3911 | 21397.8859 | 25747.9208 | 30114.869 | 34501.6918 | 38913.9546 | 43350.0214 | 2.5345 | 5.1952 | 7.8626 | 10.5333 | 13.2098 | 15.8953 | 18.5911 | 21.2993 | 24.0232 | 26.7618 | 0 | 0 | 0 | 0 | 0 | 0 | 0 | 0 | 0 | 0
Manufactured Home_Existing_Ceiling Insulation(R2 to R38)_TRC | Ach | Manufactured Home | Space Cooling | Room AC | TRC | Existing | NE643 | Ceiling Insulation(R2 to R38) | Ceiling Insulation(R2 to R38) | NonEquip | 20 |  | 16.25% | shell_existing | 25.25% | 662.904 | 985.2857 | 1384.6528 | 1912.0707 | 2587.6534 | 3404.4378 | 4300.8735 | 5149.8432 | 5748.5673 | 5870.9428 | 662.904 | 1648.1897 | 3032.8426 | 4944.9133 | 7532.5667 | 10937.0045 | 15237.8779 | 20387.7211 | 26136.2884 | 32007.2313 | 0.31662 | 0.78721 | 1.4486 | 2.3618 | 3.5977 | 5.2238 | 7.278 | 9.7376 | 12.4833 | 15.2874 | 0 | 0 | 0 | 0 | 0 | 0 | 0 | 0 | 0 | 0
Manufactured Home_Existing_Air Sealing-Infiltration Control_TRC | Ach | Manufactured Home | Space Cooling | Room AC | TRC | Existing | NE601 | Air Sealing-Infiltration Control | Air Sealing-Infiltration Control | NonEquip | 11 |  | 52% | shell_existing | 9% | 798.47 | 1186.7003 | 1667.5545 | 2302.4515 | 3115.4845 | 4098.118 | 5176.1654 | 6196.7445 | 6916.2925 | 7063.3815 | 798.47 | 1985.1703 | 3652.7248 | 5955.1763 | 9070.6608 | 13168.7788 | 18344.9442 | 24541.6887 | 31457.9812 | 38521.3627 | 0.49293 | 1.2255 | 2.255 | 3.6764 | 5.5997 | 8.1296 | 11.3251 | 15.1506 | 19.4203 | 23.7808 | 0 | 0 | 0 | 0 | 0 | 0 | 0 | 0 | 0 | 0
Manufactured Home_Turnover_High Efficiency Induction Cooktop_TRC | Ach | Manufactured Home | Cooking | Range | TRC | Turnover | ET67 | High Efficiency Induction Cooktop | High Efficiency Induction Cooktop | Equip | 10 | Range | 80% | custom_misc appliance | 18.82% | 2305.3826 | 3259.5173 | 4966.8363 | 7463.2567 | 11040.2795 | 15934.9028 | 22148.7318 | 29088.8825 | 35266.0899 | 38202.2284 | 2305.3826 | 5564.9 | 10531.7363 | 17994.9929 | 29035.2724 | 44970.1752 | 67118.9069 | 96207.7894 | 131473.8793 | 169676.1077 | 0.5467 | 1.3197 | 2.4975 | 4.2674 | 6.8855 | 10.6643 | 15.9167 | 22.8148 | 31.1779 | 40.2372 | 0.13117 | 0.31662 | 0.59921 | 1.0238 | 1.652 | 2.5586 | 3.8188 | 5.4738 | 7.4803 | 9.6539
Manufactured Home_New_High Efficiency Induction Cooktop_TRC | Ach | Manufactured Home | Cooking | Range | TRC | New | EN73 | High Efficiency Induction Cooktop | High Efficiency Induction Cooktop | Equip | 10 | Range | 80% | custom_misc appliance | 18.82% | 396.0875 | 483.1972 | 627.1569 | 882.9911 | 1280.0053 | 1792.5627 | 2396.1936 | 3067.4596 | 3659.4917 | 3965.143 | 396.0875 | 879.2847 | 1506.4416 | 2389.4326 | 3669.438 | 5462.0007 | 7858.1943 | 10925.6538 | 14585.1455 | 18550.2885 | 0.093929 | 0.20851 | 0.35724 | 0.56663 | 0.87017 | 1.2953 | 1.8635 | 2.5909 | 3.4587 | 4.399 | 0.022536 | 0.050028 | 0.085711 | 0.13595 | 0.20878 | 0.31077 | 0.4471 | 0.62163 | 0.82984 | 1.0554
Manufactured Home_Turnover_Variable Speed Pool Pump_TRC | Ach | Manufactured Home | Miscellaneous | Pool pump | TRC | Turnover | ET526 | Variable Speed Pool Pump | Variable Speed Pool Pump | Equip | 10 | Pool pump | 57% | average_misc | 72.24% | 0 | 0 | 0 | 0 | 0 | 0 | 0 | 0 | 0 | 0 | 0 | 0 | 0 | 0 | 0 | 0 | 0 | 0 | 0 | 0 | 0 | 0 | 0 | 0 | 0 | 0 | 0 | 0 | 0 | 0 | 0 | 0 | 0 | 0 | 0 | 0 | 0 | 0 | 0 | 0
Manufactured Home_Turnover_Two Speed Pool Pump_TRC | Ach | Manufactured Home | Miscellaneous | Pool pump | TRC | Turnover | ET517 | Two Speed Pool Pump | Two Speed Pool Pump | Equip | 10 | Pool pump | 0% | average_misc | 23.9% | 0 | 0 | 0 | 0 | 0 | 0 | 0 | 0 | 0 | 0 | 0 | 0 | 0 | 0 | 0 | 0 | 0 | 0 | 0 | 0 | 0 | 0 | 0 | 0 | 0 | 0 | 0 | 0 | 0 | 0 | 0 | 0 | 0 | 0 | 0 | 0 | 0 | 0 | 0 | 0
Manufactured Home_New_Variable Speed Pool Pump_TRC | Ach | Manufactured Home | Miscellaneous | Pool pump | TRC | New | EN532 | Variable Speed Pool Pump | Variable Speed Pool Pump | Equip | 10 | Pool pump | 57% | average_misc | 72.24% | 0 | 0 | 0 | 0 | 0 | 0 | 0 | 0 | 0 | 0 | 0 | 0 | 0 | 0 | 0 | 0 | 0 | 0 | 0 | 0 | 0 | 0 | 0 | 0 | 0 | 0 | 0 | 0 | 0 | 0 | 0 | 0 | 0 | 0 | 0 | 0 | 0 | 0 | 0 | 0
Manufactured Home_New_Two Speed Pool Pump_TRC | Ach | Manufactured Home | Miscellaneous | Pool pump | TRC | New | EN523 | Two Speed Pool Pump | Two Speed Pool Pump | Equip | 10 | Pool pump | 0% | average_misc | 23.9% | 0 | 0 | 0 | 0 | 0 | 0 | 0 | 0 | 0 | 0 | 0 | 0 | 0 | 0 | 0 | 0 | 0 | 0 | 0 | 0 | 0 | 0 | 0 | 0 | 0 | 0 | 0 | 0 | 0 | 0 | 0 | 0 | 0 | 0 | 0 | 0 | 0 | 0 | 0 | 0
Manufactured Home_New_Thermostatic Shower Restriction Valve_TRC | Ach | Manufactured Home | Domestic Hot Water | Point-of-use | TRC | New | NN574 | Thermostatic Shower Restriction Valve | Thermostatic Shower Restriction Valve | NonEquip | 10 |  | 16% | average_misc | 2.95% | 0.007688 | 0.0080876 | 0.0088979 | 0.01001 | 0.010462 | 0.0097503 | 0.0090195 | 0.0087997 | 0.0086222 | 0.0084088 | 0.007688 | 0.015776 | 0.024673 | 0.034683 | 0.045146 | 0.054896 | 0.063915 | 0.072715 | 0.081337 | 0.089746 | 6.9247e-07 | 1.4209e-06 | 2.2224e-06 | 3.124e-06 | 4.0663e-06 | 4.9445e-06 | 5.7569e-06 | 6.5495e-06 | 7.3261e-06 | 8.0835e-06 | 1.4906e-06 | 3.0587e-06 | 4.7839e-06 | 6.7247e-06 | 8.7531e-06 | 1.0644e-05 | 1.2392e-05 | 1.4098e-05 | 1.577e-05 | 1.7401e-05
Manufactured Home_Existing_Water Heater Blanket_TRC | Ach | Manufactured Home | Domestic Hot Water | Point-of-use | TRC | Existing | NE577 | Water Heater Blanket | Water Heater Blanket | NonEquip | 7 |  | 9.142% | dhw blanket_existing | 10.78% | 0.0067913 | 0.0098613 | 0.014538 | 0.020962 | 0.030051 | 0.041862 | 0.057306 | 0.075575 | 0.094125 | 0.10956 | 0.0067913 | 0.016653 | 0.031191 | 0.052153 | 0.082204 | 0.12407 | 0.18137 | 0.25695 | 0.35107 | 0.46063 | 6.117e-07 | 1.4999e-06 | 2.8094e-06 | 4.6974e-06 | 7.4042e-06 | 1.1175e-05 | 1.6336e-05 | 2.3143e-05 | 3.1621e-05 | 4.1489e-05 | 1.3168e-06 | 3.2287e-06 | 6.0475e-06 | 1.0112e-05 | 1.5938e-05 | 2.4055e-05 | 3.5165e-05 | 4.9818e-05 | 6.8068e-05 | 8.931e-05
Manufactured Home_Existing_Thermostatic Shower Restriction Valve_TRC | Ach | Manufactured Home | Domestic Hot Water | Point-of-use | TRC | Existing | NE571 | Thermostatic Shower Restriction Valve | Thermostatic Shower Restriction Valve | NonEquip | 10 |  | 36% | average_misc_existing | 2.95% | 0.081211 | 0.079771 | 0.079972 | 0.080072 | 0.080244 | 0.080513 | 0.080826 | 0.081194 | 0.081665 | 0.082105 | 0.081211 | 0.16098 | 0.24095 | 0.32103 | 0.40127 | 0.48178 | 0.56261 | 0.6438 | 0.72547 | 0.80757 | 7.3148e-06 | 1.45e-05 | 2.1703e-05 | 2.8915e-05 | 3.6143e-05 | 4.3395e-05 | 5.0675e-05 | 5.7988e-05 | 6.5344e-05 | 7.2739e-05 | 1.5746e-05 | 3.1212e-05 | 4.6718e-05 | 6.2243e-05 | 7.7801e-05 | 9.3411e-05 | 0.00010908 | 0.00012482 | 0.00014066 | 0.00015658
Manufactured Home_Turnover_LED Specialty Lamps-5W Chandelier_TRC | Ach | Manufactured Home | Lighting | Interior specialty | TRC | Turnover | ET436 | LED Specialty Lamps-5W Chandelier | LED Specialty Lamps-5W Chandelier | Equip | 10 | Interior specialty | 50% | cfl | 58.33% | 2152.5639 | 2373.8938 | 2782.4602 | 3171.4917 | 3507.9298 | 3749.7037 | 3853.5952 | 3794.0567 | 3573.3022 | 3213.3035 | 2152.5639 | 4526.4577 | 7308.9179 | 10480.4096 | 13988.3394 | 17738.043 | 21591.6382 | 25385.6949 | 28958.9971 | 32172.3006 | 0.18934 | 0.39815 | 0.6429 | 0.92187 | 1.2304 | 1.5603 | 1.8992 | 2.233 | 2.5473 | 2.8299 | 0.1988 | 0.41804 | 0.67501 | 0.96791 | 1.2919 | 1.6382 | 1.9941 | 2.3445 | 2.6745 | 2.9712
Manufactured Home_New_LED Specialty Lamps-5W Chandelier_TRC | Ach | Manufactured Home | Lighting | Interior specialty | TRC | New | EN442 | LED Specialty Lamps-5W Chandelier | LED Specialty Lamps-5W Chandelier | Equip | 10 | Interior specialty | 50% | cfl | 58.33% | 300.4883 | 285.9274 | 285.4622 | 304.8701 | 330.4502 | 342.7246 | 338.7369 | 325.0716 | 301.2705 | 270.985 | 300.4883 | 586.4157 | 871.8779 | 1176.7481 | 1507.1982 | 1849.9228 | 2188.6597 | 2513.7313 | 2815.0017 | 3085.9868 | 0.026431 | 0.051582 | 0.076691 | 0.10351 | 0.13258 | 0.16272 | 0.19252 | 0.22111 | 0.24761 | 0.27145 | 0.027751 | 0.054158 | 0.080521 | 0.10868 | 0.1392 | 0.17085 | 0.20213 | 0.23215 | 0.25998 | 0.285
Manufactured Home_Turnover_LED - 9W Flood_TRC | Ach | Manufactured Home | Lighting | Interior screw-in | TRC | Turnover | ET418 | LED - 9W Flood | LED - 9W Flood | Equip | 10 | Interior screw-in | 50% | cfl | 53.85% | 60122.6422 | 64956.4942 | 74548.6348 | 83224.9211 | 90291.5629 | 94929.8606 | 96341.1435 | 94109.087 | 88345.6242 | 79479.5041 | 60122.6422 | 125079.1363 | 199627.7711 | 282852.6922 | 373144.255 | 468074.1156 | 564415.259 | 658524.3461 | 746869.9703 | 826349.4744 | 5.2885 | 11.0021 | 17.5595 | 24.8801 | 32.8222 | 41.1724 | 49.6467 | 57.9246 | 65.6956 | 72.6867 | 5.5526 | 11.5515 | 18.4364 | 26.1225 | 34.4613 | 43.2285 | 52.1259 | 60.8173 | 68.9763 | 76.3166
Manufactured Home_Turnover_CFL-13W_TRC | Ach | Manufactured Home | Lighting | Interior screw-in | TRC | Turnover | ET382 | CFL-13W | CFL-13W | Equip | 7.8 | Interior screw-in | 50% | cfl | 27.78% | 31202.5551 | 34069.8411 | 39537.7993 | 44619.2049 | 48863.4193 | 51713.5822 | 52619.7134 | 51293.3335 | 47830.1301 | 42585.1588 | 31202.5551 | 65272.3962 | 104810.1955 | 149429.4004 | 198292.8197 | 250006.4019 | 302626.1153 | 353919.4488 | 401749.5789 | 444334.7377 | 2.7446 | 5.7414 | 9.2192 | 13.144 | 17.4421 | 21.9909 | 26.6194 | 31.1312 | 35.3384 | 39.0842 | 2.8817 | 6.0282 | 9.6796 | 13.8004 | 18.3131 | 23.0891 | 27.9487 | 32.6858 | 37.1031 | 41.036
Manufactured Home_New_LED - 9W Flood_TRC | Ach | Manufactured Home | Lighting | Interior screw-in | TRC | New | EN424 | LED - 9W Flood | LED - 9W Flood | Equip | 10 | Interior screw-in | 50% | cfl | 53.85% | 6456.0393 | 6018.2988 | 5883.2329 | 6154.0546 | 6542.7285 | 6674.332 | 6514.2564 | 6202.4517 | 5729.6556 | 5155.9099 | 6456.0393 | 12474.3381 | 18357.571 | 24511.6256 | 31054.3541 | 37728.6861 | 44242.9425 | 50445.3942 | 56175.0497 | 61330.9597 | 0.56788 | 1.0973 | 1.6148 | 2.1561 | 2.7316 | 3.3187 | 3.8917 | 4.4372 | 4.9412 | 5.3947 | 0.59624 | 1.1521 | 1.6954 | 2.2637 | 2.868 | 3.4844 | 4.086 | 4.6588 | 5.188 | 5.6642
Manufactured Home_New_CFL-13W_TRC | Ach | Manufactured Home | Lighting | Interior screw-in | TRC | New | EN388 | CFL-13W | CFL-13W | Equip | 7.8 | Interior screw-in | 50% | cfl | 27.78% | 3350.5667 | 3156.6126 | 3120.246 | 3299.3606 | 3540.7526 | 3635.8804 | 3557.9638 | 3380.5919 | 3102.0231 | 2762.5392 | 3350.5667 | 6507.1792 | 9627.4253 | 12926.7858 | 16467.5384 | 20103.4188 | 23661.3826 | 27041.9746 | 30143.9977 | 32906.5369 | 0.29472 | 0.57238 | 0.84684 | 1.1371 | 1.4485 | 1.7683 | 2.0813 | 2.3786 | 2.6515 | 2.8945 | 0.30944 | 0.60096 | 0.88913 | 1.1938 | 1.5208 | 1.8566 | 2.1852 | 2.4974 | 2.7839 | 3.039
Manufactured Home_Turnover_Energy Star Personal Computer_TRC | Ach | Manufactured Home | Electronics | Home office | TRC | Turnover | ET130 | Energy Star Personal Computer | Energy Star Personal Computer | Equip | 4 | Home office | 35% | average_misc | 43.62% | 6420.6419 | 7853.2184 | 10176.0726 | 12257.0927 | 13114.749 | 12637.2023 | 12194.318 | 12244.8513 | 12231.5476 | 11964.0756 | 6420.6419 | 14273.8603 | 24449.9329 | 36707.0256 | 49821.7747 | 62458.977 | 74653.295 | 86898.1463 | 99129.6938 | 111093.7694 | 1.018 | 2.2631 | 3.8764 | 5.8197 | 7.899 | 9.9026 | 11.836 | 13.7773 | 15.7166 | 17.6135 | 0.21823 | 0.48516 | 0.83103 | 1.2476 | 1.6934 | 2.1229 | 2.5374 | 2.9536 | 3.3693 | 3.776
Manufactured Home_New_Energy Star Personal Computer_TRC | Ach | Manufactured Home | Electronics | Home office | TRC | New | EN136 | Energy Star Personal Computer | Energy Star Personal Computer | Equip | 4 | Home office | 35% | average_misc | 43.62% | 344.728 | 363.8052 | 401.5379 | 453.1745 | 475.162 | 444.2484 | 412.2689 | 403.511 | 396.6385 | 388.0604 | 344.728 | 708.5332 | 1110.0711 | 1563.2455 | 2038.4075 | 2482.656 | 2894.9249 | 3298.4358 | 3695.0744 | 4083.1348 | 0.054655 | 0.11233 | 0.176 | 0.24785 | 0.32318 | 0.39361 | 0.45898 | 0.52295 | 0.58584 | 0.64736 | 0.011717 | 0.024083 | 0.03773 | 0.053134 | 0.069284 | 0.084384 | 0.098396 | 0.11211 | 0.12559 | 0.13878
Manufactured Home_New_Ceiling Insulation(R2 to R38)_TRC | Ach | Manufactured Home | Space Heating | Heat pump-heating | TRC | New | NN640 | Ceiling Insulation(R2 to R38) | Ceiling Insulation(R2 to R38) | NonEquip | 20 |  | 0% | shell | 48.55% | 0 | 0 | 0 | 0 | 0 | 0 | 0 | 0 | 0 | 0 | 0 | 0 | 0 | 0 | 0 | 0 | 0 | 0 | 0 | 0 | 0 | 0 | 0 | 0 | 0 | 0 | 0 | 0 | 0 | 0 | 0 | 0 | 0 | 0 | 0 | 0 | 0 | 0 | 0 | 0
Manufactured Home_Existing_Heat Pump Tune Up_TRC | Ach | Manufactured Home | Space Heating | Heat pump-heating | TRC | Existing | NE745 | Heat Pump Tune Up | Heat Pump Tune Up | NonEquip | 2 | Heat pump-heating | 25% | CACII_hvac_maint_existing | 5% | 1047.2869 | 1068.6282 | 913.2492 | 627.6573 | 350.7026 | 167.4337 | 72.7211 | 30.1493 | 12.2583 | 4.9401 | 1047.2869 | 2115.9151 | 3029.1643 | 3656.8217 | 4007.5242 | 4174.9579 | 4247.6791 | 4277.8284 | 4290.0868 | 4295.0268 | 0 | 0 | 0 | 0 | 0 | 0 | 0 | 0 | 0 | 0 | 0.9326 | 1.8842 | 2.6974 | 3.2564 | 3.5686 | 3.7177 | 3.7825 | 3.8094 | 3.8203 | 3.8247
Manufactured Home_Existing_Duct Repair_TRC | Ach | Manufactured Home | Space Heating | Heat pump-heating | TRC | Existing | NE685 | Duct Repair | Duct Repair | NonEquip | 11 |  | 65% | CACI_duct_existing | 12% | 4045.8514 | 4011.3536 | 4021.4536 | 4026.4841 | 4035.148 | 4048.681 | 4064.4225 | 4082.9203 | 4106.5979 | 4128.7528 | 4045.8514 | 8057.205 | 12078.6586 | 16105.1426 | 20140.2906 | 24188.9716 | 28253.3941 | 32336.3144 | 36442.9123 | 40571.6651 | 0 | 0 | 0 | 0 | 0 | 0 | 0 | 0 | 0 | 0 | 3.6028 | 7.1748 | 10.7559 | 14.3414 | 17.9347 | 21.54 | 25.1593 | 28.7951 | 32.4519 | 36.1285
Manufactured Home_Existing_Ceiling Insulation(R2 to R38)_TRC | Ach | Manufactured Home | Space Heating | Heat pump-heating | TRC | Existing | NE637 | Ceiling Insulation(R2 to R38) | Ceiling Insulation(R2 to R38) | NonEquip | 20 |  | 16.25% | shell_existing | 48.55% | 1255.9665 | 1763.0556 | 2477.6772 | 3421.4309 | 4630.3085 | 6091.8504 | 7695.919 | 9215.0528 | 10286.4007 | 10505.3778 | 1255.9665 | 3019.0221 | 5496.6993 | 8918.1302 | 13548.4386 | 19640.289 | 27336.208 | 36551.2608 | 46837.6615 | 57343.0393 | 0 | 0 | 0 | 0 | 0 | 0 | 0 | 0 | 0 | 0 | 1.2177 | 2.927 | 5.3292 | 8.6464 | 13.1356 | 19.0419 | 26.5033 | 35.4375 | 45.4105 | 55.5958
Manufactured Home_Existing_Air Sealing-Infiltration Control_TRC | Ach | Manufactured Home | Space Heating | Heat pump-heating | TRC | Existing | NE607 | Air Sealing-Infiltration Control | Air Sealing-Infiltration Control | NonEquip | 11 |  | 52% | shell_existing | 9% | 786.5572 | 1103.9749 | 1551.2361 | 2141.7539 | 2897.8212 | 3811.3182 | 4813.1319 | 5761.1861 | 6429.4209 | 6566.0421 | 786.5572 | 1890.5321 | 3441.7682 | 5583.5221 | 8481.3434 | 12292.6616 | 17105.7935 | 22866.9796 | 29296.4004 | 35862.4426 | 0 | 0 | 0 | 0 | 0 | 0 | 0 | 0 | 0 | 0 | 0.70042 | 1.6835 | 3.0649 | 4.9721 | 7.5525 | 10.9465 | 15.2325 | 20.3628 | 26.0881 | 31.935
Manufactured Home_Turnover_21 SEER ASHP from base electric resistance heating_TRC | Ach | Manufactured Home | Space Heating | Heat pump-heating | TRC | Turnover | ET301 | 21 SEER ASHP from base electric resistance heating | 21 SEER ASHP from base electric resistance heating | Equip | 15 | Heat pump-heating | 32% | CACI | 65.9% | 6523.3196 | 6422 | 6821.5774 | 7180.7084 | 7501.3531 | 7784.2369 | 8008.7708 | 8174.7534 | 8276.3028 | 8293.5342 | 6523.3196 | 12945.3196 | 19766.897 | 26947.6055 | 34448.9586 | 42233.1955 | 50241.9663 | 58416.7197 | 66693.0226 | 74986.5568 | 0 | 0 | 0 | 0 | 0 | 0 | 0 | 0 | 0 | 0 | 2.1634 | 4.2932 | 6.5555 | 8.9369 | 11.4246 | 14.0062 | 16.6622 | 19.3733 | 22.118 | 24.8685
Manufactured Home_New_Ceiling Insulation(R2 to R38)_TRC | Ach | Manufactured Home | Space Cooling | Heat pump-cooling | TRC | New | NN646 | Ceiling Insulation(R2 to R38) | Ceiling Insulation(R2 to R38) | NonEquip | 20 |  | 0% | shell | 25.25% | 0 | 0 | 0 | 0 | 0 | 0 | 0 | 0 | 0 | 0 | 0 | 0 | 0 | 0 | 0 | 0 | 0 | 0 | 0 | 0 | 0 | 0 | 0 | 0 | 0 | 0 | 0 | 0 | 0 | 0 | 0 | 0 | 0 | 0 | 0 | 0 | 0 | 0 | 0 | 0
Manufactured Home_Existing_Heat Pump Tune Up_TRC | Ach | Manufactured Home | Space Cooling | Heat pump-cooling | TRC | Existing | NE751 | Heat Pump Tune Up | Heat Pump Tune Up | NonEquip | 2 | Heat pump-cooling | 25% | CACII_hvac_maint_existing | 5% | 5075.3866 | 5179.1309 | 4426.4571 | 3042.5527 | 1700.264 | 811.8853 | 352.6902 | 146.2467 | 59.4692 | 23.9663 | 5075.3866 | 10254.5175 | 14680.9746 | 17723.5273 | 19423.7913 | 20235.6766 | 20588.3668 | 20734.6135 | 20794.0826 | 20818.0489 | 3.1332 | 6.3305 | 9.0632 | 10.9415 | 11.9911 | 12.4923 | 12.71 | 12.8003 | 12.837 | 12.8518 | 0 | 0 | 0 | 0 | 0 | 0 | 0 | 0 | 0 | 0
Manufactured Home_Existing_Duct Repair_TRC | Ach | Manufactured Home | Space Cooling | Heat pump-cooling | TRC | Existing | NE679 | Duct Repair | Duct Repair | NonEquip | 11 |  | 65% | CACI_duct_existing | 12% | 19604.1899 | 19437.0308 | 19485.9701 | 19510.3454 | 19552.3267 | 19617.9007 | 19694.1762 | 19783.8073 | 19898.5373 | 20005.889 | 19604.1899 | 39041.2207 | 58527.1907 | 78037.5361 | 97589.8628 | 117207.7635 | 136901.9396 | 156685.7469 | 176584.2843 | 196590.1733 | 12.1025 | 24.1018 | 36.1312 | 48.1758 | 60.2462 | 72.3572 | 84.5152 | 96.7286 | 109.0128 | 121.3632 | 0 | 0 | 0 | 0 | 0 | 0 | 0 | 0 | 0 | 0
Manufactured Home_Existing_Ceiling Insulation(R2 to R38)_TRC | Ach | Manufactured Home | Space Cooling | Heat pump-cooling | TRC | Existing | NE643 | Ceiling Insulation(R2 to R38) | Ceiling Insulation(R2 to R38) | NonEquip | 20 |  | 16.25% | shell_existing | 25.25% | 3165.4395 | 4443.467 | 6244.5433 | 8623.1062 | 11669.8664 | 15353.422 | 19396.1908 | 23224.8965 | 25925.0379 | 26476.9305 | 3165.4395 | 7608.9065 | 13853.4498 | 22476.556 | 34146.4225 | 49499.8445 | 68896.0353 | 92120.9318 | 118045.9697 | 144522.9002 | 1.5119 | 3.6342 | 6.6167 | 10.7353 | 16.3091 | 23.6422 | 32.9063 | 43.999 | 56.3814 | 69.0274 | 0 | 0 | 0 | 0 | 0 | 0 | 0 | 0 | 0 | 0
Manufactured Home_Existing_Air Sealing-Infiltration Control_TRC | Ach | Manufactured Home | Space Cooling | Heat pump-cooling | TRC | Existing | NE601 | Air Sealing-Infiltration Control | Air Sealing-Infiltration Control | NonEquip | 11 |  | 52% | shell_existing | 9% | 3811.8321 | 5350.4397 | 7518.7364 | 10382.0969 | 14049.1167 | 18481.0627 | 23343.2023 | 27946.0402 | 31191.1856 | 31854.5844 | 3811.8321 | 9162.2717 | 16681.0081 | 27063.105 | 41112.2216 | 59593.2843 | 82936.4866 | 110882.5268 | 142073.7124 | 173928.2969 | 2.3532 | 5.6562 | 10.2979 | 16.7072 | 25.3803 | 36.7894 | 51.2001 | 68.4524 | 87.708 | 107.3731 | 0 | 0 | 0 | 0 | 0 | 0 | 0 | 0 | 0 | 0
Manufactured Home_Turnover_21 SEER ASHP from base electric resistance heating_TRC | Ach | Manufactured Home | Space Cooling | Heat pump-cooling | TRC | Turnover | ET292 | 21 SEER ASHP from base electric resistance heating | 21 SEER ASHP from base electric resistance heating | Equip | 15 | Heat pump-cooling | 32% | CACI | 33.33% | 15988.2511 | 15744.6546 | 16729.3157 | 17615.3464 | 18407.4671 | 19107.3737 | 19664.4294 | 20078.0105 | 20333.5363 | 20381.9961 | 15988.2511 | 31732.9057 | 48462.2214 | 66077.5678 | 84485.0349 | 103592.4087 | 123256.838 | 143334.8485 | 163668.3848 | 184050.3809 | 6.8156 | 13.5273 | 20.6587 | 28.1679 | 36.0147 | 44.1599 | 52.5426 | 61.1015 | 69.7694 | 78.458 | 0 | 0 | 0 | 0 | 0 | 0 | 0 | 0 | 0 | 0
Manufactured Home_New_Thermostatic Shower Restriction Valve_TRC | Ach | Manufactured Home | Domestic Hot Water | Heat pump water heater | TRC | New | NN574 | Thermostatic Shower Restriction Valve | Thermostatic Shower Restriction Valve | NonEquip | 10 |  | 16% | average_misc | 2.95% | 0.051793 | 0.054485 | 0.059944 | 0.067436 | 0.070482 | 0.065686 | 0.060763 | 0.059282 | 0.058086 | 0.056649 | 0.051793 | 0.10628 | 0.16622 | 0.23366 | 0.30414 | 0.36983 | 0.43059 | 0.48987 | 0.54796 | 0.60461 | 4.665e-06 | 9.5725e-06 | 1.4972e-05 | 2.1046e-05 | 2.7394e-05 | 3.3311e-05 | 3.8783e-05 | 4.4123e-05 | 4.9355e-05 | 5.4457e-05 | 1.0042e-05 | 2.0606e-05 | 3.2228e-05 | 4.5303e-05 | 5.8969e-05 | 7.1704e-05 | 8.3485e-05 | 9.4979e-05 | 0.00010624 | 0.00011722
Manufactured Home_Existing_Water Heater Blanket_TRC | Ach | Manufactured Home | Domestic Hot Water | Heat pump water heater | TRC | Existing | NE577 | Water Heater Blanket | Water Heater Blanket | NonEquip | 7 |  | 9.142% | dhw blanket_existing | 10.78% | 0.044147 | 0.066434 | 0.097943 | 0.14121 | 0.20245 | 0.28201 | 0.38606 | 0.50913 | 0.63411 | 0.73809 | 0.044147 | 0.11058 | 0.20852 | 0.34974 | 0.55219 | 0.8342 | 1.2203 | 1.7294 | 2.3635 | 3.1016 | 3.9763e-06 | 9.9601e-06 | 1.8782e-05 | 3.1501e-05 | 4.9736e-05 | 7.5137e-05 | 0.00010991 | 0.00015577 | 0.00021288 | 0.00027936 | 8.5595e-06 | 2.144e-05 | 4.043e-05 | 6.781e-05 | 0.00010706 | 0.00016174 | 0.00023659 | 0.00033531 | 0.00045825 | 0.00060136