## ReadMe
ReadMe
| "MeasureCompare" | This tab lists the measures with potentials from last study, and compares with the savings calculated this time.
| "FL2013" tab | This tab lists the industrial technical potentials by utility revised in 2009 study, the resource file is:
H:\CSPA Projects\610025 - FEECA Potential Study\TEAPOT model and output\FL TPS Refresh 2013_9_23_nexant.xlsx
Received from Rush on 5/10/2018

## REPORT
REPORT | [17 empty] | TRC: | RES MEASURES | RES PERMUTATIONS | COM MEASURES | COM PERMUTATIONS | IND MEASURES | IND PERMUTATIONS
1 Executive Summary | [18 empty] | Smart Power Strip | Smart Power Strip | Retro-Commissioning | Retro-Commissioning | Process Other Systems Optimization | Process Other Systems Optimization
| Technical Potential | [17 empty] | Water Heater Thermostat Setback | Smart Power Strip | Strip Curtains for Walk-ins | Strip Curtains for Walk-ins | Plant Energy Management | Plant Energy Management
| Table 1‑1: EE Technical Potential |  |  | used in Section 5.2 | Table 5‑10: EE Technical Potential by Sector | [13 empty] | Water Heater Blanket | Water Heater Thermostat Setback | PSC to ECM Evaporator Fan Motor (Walk-In, Refrigerator) | PSC to ECM Evaporator Fan Motor (Walk-In, Refrigerator) | Process Heat System Optimization | Process Other Systems Optimization
[19 empty] | Thermostatic Shower Restriction Valve | Water Heater Blanket | PSC to ECM Evaporator Fan Motor (Reach-In) | PSC to ECM Evaporator Fan Motor (Reach-In) | Process Heat Improved Controls | Plant Energy Management
|  | Savings Potential | [16 empty] | Low Flow Showerhead | Thermostatic Shower Restriction Valve | Floating Head Pressure Controls | Floating Head Pressure Controls | Process Heat Equipment Upgrade | Process Heat System Optimization
|  | Summer | Winter | Energy | % of Base Energy Sales | [13 empty] | Hot Water Pipe Insulation | Low Flow Showerhead | Anti-Sweat Controls | Anti-Sweat Controls | Process Refrig System Optimization | Process Heat Improved Controls
|  | Peak Demand (MW) | Peak Demand (MW) | (GWh) | [14 empty] | Faucet Aerator | Hot Water Pipe Insulation | Freezer-Cooler Replacement Gaskets | Retro-Commissioning | Process Refrig Controls | Plant Energy Management
| Residential | 390.7407 | 199.1832 | 1463.8153 | 26.46% | [13 empty] | Programmable Thermostat | Faucet Aerator | Outdoor Lighting Controls | Strip Curtains for Walk-ins | Process Refrig Equipment Upgrade | Process Heat System Optimization
| Non-Residential | 230.5233 | 129.2729 | 1104.6354 | 19.99% | [13 empty] | Home Energy Management System | Water Heater Thermostat Setback | Bi-Level Lighting Control (Exterior) | PSC to ECM Evaporator Fan Motor (Walk-In, Refrigerator) | Pump System Optimization | Process Heat Improved Controls
| Total | 621.264 | 328.4561 | 2568.4507 | 23.23% | [13 empty] | Energy Star Certified Roof Products | Water Heater Blanket | LED Street Lights | PSC to ECM Evaporator Fan Motor (Reach-In) | Pump Improved Controls | Plant Energy Management
[19 empty] | Ceiling Insulation(R2 to R38) | Thermostatic Shower Restriction Valve | Energy Star Steamer | Freezer-Cooler Replacement Gaskets | Motor Optimization | Process Heat Equipment Upgrade
| Economic Potential | [17 empty] | Ceiling Insulation(R12 to R38) | Low Flow Showerhead | LED Exterior Lighting | Floating Head Pressure Controls | Motor Improved Controls | Process Heat Equipment Upgrade
| Table 1‑2: EE Economic Potential |  |  | used in Section 6.2 | Table 6‑5: EE Economic Potential by Sector | [13 empty] | Heat Pump Tune Up | Hot Water Pipe Insulation | LED - 9W Flood | Anti-Sweat Controls | Pump Equipment Upgrade | Process Refrig System Optimization
[19 empty] | Energy Star Windows | Faucet Aerator | CFL - 15W Flood | Retro-Commissioning | Motor Equipment Upgrades | Process Refrig Controls
|  | Savings Potential | [16 empty] | Duct Repair | Programmable Thermostat | Interior Lighting Controls | Strip Curtains for Walk-ins | Fan System Optimization | Plant Energy Management
|  | Summer | Winter | Energy | % of Base Energy Sales | [13 empty] | Air Sealing-Infiltration Control | Home Energy Management System | LED Display Lighting (Interior) | PSC to ECM Evaporator Fan Motor (Walk-In, Refrigerator) | Fan Improved Controls | Process Refrig System Optimization
|  | Peak Demand (MW) | Peak Demand (MW) | (GWh) | [14 empty] | Central AC Tune Up | Energy Star Certified Roof Products | LED - 14W | PSC to ECM Evaporator Fan Motor (Reach-In) | Fan Equipment Upgrades | Process Refrig Controls
| RIM SCENARIO | [17 empty] | Energy Star Room AC | Ceiling Insulation(R2 to R38) | CFL-23W | Floating Head Pressure Controls | Lighting Controls | Plant Energy Management
| Residential | 0.44604 | 3.2525 | 4.375 | 0.07908% | [13 empty] | Removal of 2nd Refrigerator-Freezer | Ceiling Insulation(R12 to R38) | Smart Strip Plug Outlet | Anti-Sweat Controls | Efficient Lighting - Other Interior Lighting | Process Refrig Equipment Upgrade
| Non-Residential | 74.748 | 36.1623 | 109.6187 | 1.983% | [13 empty] | High Efficiency Induction Cooktop | Home Energy Management System | Network PC Power Management | Retro-Commissioning | Efficient Lighting - High Bay | Process Refrig Equipment Upgrade
| Total | 75.194 | 39.4148 | 113.9936 | 1.031% | [13 empty] | Variable Speed Pool Pump | Heat Pump Tune Up | Energy Star Servers | Strip Curtains for Walk-ins | HVAC Improved Controls | Plant Energy Management
| TRC SCENARIO | [17 empty] | Two Speed Pool Pump | Energy Star Windows | Thermal Energy Storage | PSC to ECM Evaporator Fan Motor (Walk-In, Refrigerator) | Building Envelope Improvements | Plant Energy Management
| Residential | 181.8021 | 173.4566 | 836.252 | 15.12% | [13 empty] | Solar Pool Heater | Energy Star Certified Roof Products | HVAC tune-up_RTU | PSC to ECM Evaporator Fan Motor (Reach-In) | HVAC Equipment Upgrades | Pump System Optimization
| Non-Residential | 166.5553 | 123.7623 | 925.7231 | 16.75% | [13 empty] | Heat Pump Pool Heater | Duct Repair | HVAC tune-up | Freezer-Cooler Replacement Gaskets | Efficient Lighting - Exterior | Pump Improved Controls
| Total | 348.3574 | 297.2189 | 1761.975 | 15.93% | [13 empty] | Energy Star Dehumidifier | Ceiling Insulation(R2 to R38) | Duct Sealing Repair | Floating Head Pressure Controls | Compressed Air System Optimization | Plant Energy Management
[19 empty] | LED Specialty Lamps-5W Chandelier | Ceiling Insulation(R12 to R38) | Dedicated Outdoor Air System on VRF unit | Anti-Sweat Controls | Compressed Air Controls | Motor Optimization
| Achievable Potential | [17 empty] | LED - 9W Flood | Air Sealing-Infiltration Control | Chilled Water System - Variable Speed Drives | Retro-Commissioning | Compressed Air Equipment | Motor Improved Controls
| Table 1‑3: EE Achievable Potential |  |  | used in Section 7.5 | Table 7‑3: EE Achievable Potential | [13 empty] | LED - 14W | Programmable Thermostat | Chilled Water Controls Optimization | Outdoor Lighting Controls | HVAC Recommissioning | Pump System Optimization
[19 empty] | Low Wattage T8 Fixture | Home Energy Management System | Ceiling Insulation(R2 to R38) | Bi-Level Lighting Control (Exterior) | Process Other Equipment Upgrades | Pump Improved Controls
|  | Savings Potential | [16 empty] | Linear LED | Energy Star Certified Roof Products | Airside Economizer | Retro-Commissioning |  | Plant Energy Management
|  | Summer | Winter | Energy | % of Base Energy Sales | [13 empty] | Energy Star Personal Computer | Ceiling Insulation(R2 to R38) | Wall Insulation | Outdoor Lighting Controls |  | Motor Optimization
|  | Peak Demand (MW) | Peak Demand (MW) | (GWh) | [14 empty] | Energy Star Imaging Equipment | Ceiling Insulation(R12 to R38) | Variable Refrigerant Flow (VRF) HVAC Systems | Bi-Level Lighting Control (Exterior) |  | Motor Improved Controls
| RIM SCENARIO | [17 empty] | 21 SEER ASHP from base electric resistance heating | Home Energy Management System | High Efficiency PTHP | LED Street Lights |  | Pump Equipment Upgrade
| Residential | 0 | 0 | 0 | 0% | [13 empty] | 14 SEER ASHP from base electric resistance heating | Heat Pump Tune Up | High Efficiency PTAC | LED Street Lights |  | Motor Equipment Upgrades
| Non-Residential | 4.6652 | 1.8172 | 6.0248 | 0.109% | [13 empty] | Heat Pump Water Heater | Energy Star Windows | VSD Controlled Compressor | Energy Star Steamer |  | Pump Equipment Upgrade
| Total | 4.6652 | 1.8172 | 6.0248 | 0.05448% | [13 empty] | LED - 9W Flood (Exterior) | Energy Star Certified Roof Products | Engine Block Timer | Energy Star Steamer |  | Motor Equipment Upgrades
| TRC SCENARIO | [17 empty] | CFL - 15W Flood (Exterior) | Duct Repair | Variable Speed Pool Pump | Retro-Commissioning |  | Plant Energy Management
| Residential | 19.5228 | 19.1114 | 97.9806 | 1.771% | [13 empty] | Energy Star Dishwasher | Central AC Tune Up | Two Speed Pool Pump | Outdoor Lighting Controls |  | Fan System Optimization
| Non-Residential | 20.6079 | 10.3171 | 123.9686 | 2.243% | [13 empty] | Energy Star Clothes Washer | Ceiling Insulation(R2 to R38) | Solar Powered Pool Pump | Bi-Level Lighting Control (Exterior) |  | Fan Improved Controls
| Total | 40.1307 | 29.4285 | 221.9493 | 2.007% | [13 empty] | Energy Star Air Purifier | Ceiling Insulation(R12 to R38) | Solar Pool Heater | Retro-Commissioning |  | Plant Energy Management
[19 empty] | ENERGY STAR Certified Home | Air Sealing-Infiltration Control | Heat Pump Pool Heater | Outdoor Lighting Controls |  | Fan System Optimization
5.2 EE Technical Potential | [18 empty] | Wall Insulation | Energy Star Room AC | Premium T8 - Lamp Replacement | Bi-Level Lighting Control (Exterior) |  | Fan Improved Controls
| 5.2.2 Sector Details | [18 empty] | Energy Star Room AC | Premium T8 - Fixture Replacement | LED Exterior Lighting |  | Fan Equipment Upgrades
| Residential |  |  | Figure 5‑2: Residential EE Technical Potential by End-Use (Energy Savings) | [6 empty] | Figure 5‑3: Residential EE Technical Potential by End-Use (Summer Peak Savings) | [5 empty] | Figure 5‑4: Residential EE Technical Potential by End-Use (Winter Peak Savings) |  |  | Removal of 2nd Refrigerator-Freezer | LED Linear - Lamp Replacement | LED - 9W Flood |  | Fan Equipment Upgrades
| End Use | GWh | [6 empty] | End Use | MW |  |  |  |  | End Use | MW |  |  |  | Removal of 2nd Refrigerator-Freezer | LED Linear - Fixture Replacement | CFL - 15W Flood |  | Lighting Controls
| Space Cooling | 565.787 | [6 empty] | Space Cooling | 303.5963 |  |  |  |  | Space Heating | 138.1519 |  |  |  | High Efficiency Induction Cooktop | Energy Star Commercial Oven | LED Exterior Lighting |  | Lighting Controls
| Domestic Hot Water | 276.473 | [6 empty] | Appliances | 22.5276 |  |  |  |  | Domestic Hot Water | 37.3948 |  |  |  | High Efficiency Induction Cooktop | ENERGY STAR Water Cooler | LED - 9W Flood |  | Efficient Lighting - Other Interior Lighting
| Appliances | 171.1217 | [6 empty] | Miscellaneous | 22.1846 |  |  |  |  | Appliances | 11.2819 |  |  |  | Variable Speed Pool Pump | Efficient Battery Charger | CFL - 15W Flood |  | Efficient Lighting - High Bay
| Space Heating | 162.2636 | [6 empty] | Domestic Hot Water | 19.6593 |  |  |  |  | Lighting | 5.5317 |  |  |  | Two Speed Pool Pump | Energy Star Uninterruptable Power Supply | Retro-Commissioning |  | Efficient Lighting - High Bay
| Miscellaneous | 94.6062 | [6 empty] | Cooking | 12.0187 |  |  |  |  | Cooking | 3.4436 |  |  |  | Variable Speed Pool Pump | VAV System | Interior Lighting Controls |  | Efficient Lighting - Other Interior Lighting
| Electronics | 73.3406 | [6 empty] | Electronics | 5.4636 |  |  |  |  | Electronics | 2.5031 |  |  |  | Two Speed Pool Pump | Demand Controlled Ventilation | Retro-Commissioning |  | HVAC Improved Controls
| Lighting | 70.721 | [6 empty] | Lighting | 5.2906 |  |  |  |  | Miscellaneous | 0.87613 |  |  |  | Solar Pool Heater | CO Sensors for Parking Garage Exhaust | Interior Lighting Controls |  | Building Envelope Improvements
| Cooking | 49.5023 | [6 empty] | Space Heating | 0 |  |  |  |  | Space Cooling | 0 |  |  |  | Heat Pump Pool Heater | High Speed Fans | LED Display Lighting (Interior) |  | HVAC Improved Controls
[20 empty] | Solar Pool Heater | High Bay LED | LED - 14W |  | Building Envelope Improvements
[20 empty] | Heat Pump Pool Heater | High Bay Fluorescent (T5) | CFL-23W |  | HVAC Equipment Upgrades
| Total | 1463.8153 | [6 empty] | Total | 390.7407 |  |  |  |  | Total | 199.1832 |  |  |  | Water Heater Thermostat Setback | LED Parking Lighting | LED Display Lighting (Interior) |  | HVAC Equipment Upgrades
[20 empty] | Water Heater Blanket | High Efficiency HID Lighting | LED - 14W |  | Efficient Lighting - Exterior
[20 empty] | Thermostatic Shower Restriction Valve | LED Display Lighting (Exterior) | CFL-23W |  | Efficient Lighting - Exterior
[20 empty] | Low Flow Showerhead | High Efficiency Chiller (Air Cooled, 50 tons) | Smart Strip Plug Outlet |  | Plant Energy Management
[20 empty] | Hot Water Pipe Insulation | High Efficiency Chiller (Water cooled-centrifugal, 200 tons) | Network PC Power Management |  | Compressed Air System Optimization
[20 empty] | Faucet Aerator | Refrigerated Display Case LED Lighting | Smart Strip Plug Outlet |  | Compressed Air Controls
[20 empty] | Water Heater Thermostat Setback | Energy Star Commercial Solid Door Refrigerator | Network PC Power Management |  | Plant Energy Management
[20 empty] | Water Heater Blanket | Energy Star Commercial Solid Door Freezer | Energy Star Servers |  | Compressed Air System Optimization
| Commercial |  |  | Figure 5‑5: Commercial EE Technical Potential by End-Use (Energy Savings) | [6 empty] | Figure 5‑6: Commercial EE Technical Potential by End-Use (Summer Peak Savings) | [5 empty] | Figure 5‑7: Commercial EE Technical Potential by End-Use (Winter Peak Savings) |  |  | Thermostatic Shower Restriction Valve | Energy Star Commercial Glass Door Refrigerator | Energy Star Servers |  | Compressed Air Controls
| End Use | GWh | [6 empty] | End Use | MW |  |  |  |  | End Use | MW |  |  |  | Low Flow Showerhead | Energy Star Commercial Glass Door Freezer | Retro-Commissioning |  | Compressed Air Equipment
| Interior Lighting | 307.5795 | [6 empty] | Space Cooling | 111.2682 |  |  |  |  | Interior Lighting | 33.6556 |  |  |  | Hot Water Pipe Insulation | Efficient Exhaust Hood | Thermal Energy Storage |  | Compressed Air Equipment
| Space Cooling | 281.0146 | [6 empty] | Interior Lighting | 54.2382 |  |  |  |  | Space Heating | 23.5257 |  |  |  | Faucet Aerator | Energy Star Hot Food Holding Cabinet | HVAC tune-up_RTU |  | Process Other Systems Optimization
| Refrigeration | 58.7551 | [6 empty] | Refrigeration | 8.8738 |  |  |  |  | Ventilation and Circulation | 15.1441 |  |  |  | Smart Power Strip | Energy Star Griddle | HVAC tune-up |  | Plant Energy Management
| Space Heating | 44.1962 | [6 empty] | Miscellaneous | 6.5476 |  |  |  |  | Refrigeration | 7.1244 |  |  |  | Smart Power Strip | Energy Star PCs | Duct Sealing Repair |  | Process Other Systems Optimization
| Domestic Hot Water | 39.624 | [6 empty] | Ventilation and Circulation | 5.095 |  |  |  |  | Miscellaneous | 6.7162 |  |  |  | Energy Star Dehumidifier | Thermostatic Shower Restriction Valve | Dedicated Outdoor Air System on VRF unit |  | Plant Energy Management
| Miscellaneous | 30.9436 | [6 empty] | Domestic Hot Water | 4.4011 |  |  |  |  | Domestic Hot Water | 5.4991 |  |  |  | Energy Star Dehumidifier | Tank Wrap on Water Heater | Chilled Water System - Variable Speed Drives |  | Process Heat System Optimization
| Ventilation and Circulation | 30.1215 | [6 empty] | Office Equipment | 4.0462 |  |  |  |  | Office Equipment | 2.4757 |  |  |  | LED Specialty Lamps-5W Chandelier | Low-Flow Pre-Rinse Sprayers | Chilled Water Controls Optimization |  | Process Heat Improved Controls
| Office Equipment | 28.0906 | [6 empty] | Cooking | 3.6597 |  |  |  |  | Exterior Lighting | 1.9908 |  |  |  | LED Specialty Lamps-5W Chandelier | Low Flow Shower Head | Ceiling Insulation(R2 to R38) |  | Plant Energy Management
| Exterior Lighting | 27.1705 | [6 empty] | Exterior Lighting | 0 |  |  |  |  | Cooking | 1.5778 |  |  |  | LED - 9W Flood | Hot Water Pipe Insulation | Airside Economizer |  | Process Heat System Optimization
| Cooking | 19.6054 | [6 empty] | Space Heating | 0 |  |  |  |  | Space Cooling | 0 |  |  |  | LED - 14W | Faucet Aerator | Retro-Commissioning |  | Process Heat Improved Controls
| Total | 867.1012 | [6 empty] | Total | 198.1298 |  |  |  |  | Total | 97.7094 |  |  |  | LED - 9W Flood | Heat Pump Water Heater | Wall Insulation |  | Plant Energy Management
[20 empty] | LED - 14W | Energy Star Commercial Dishwasher | Thermal Energy Storage |  | Process Refrig System Optimization
[20 empty] | Low Wattage T8 Fixture | Facility Energy Management System | HVAC tune-up_RTU |  | Process Refrig Controls
[20 empty] | Linear LED | Smart Thermostat | HVAC tune-up |  | Plant Energy Management
[20 empty] | Low Wattage T8 Fixture | ENERGY STAR Commercial Clothes Washer | Duct Sealing Repair |  | Process Refrig System Optimization
[20 empty] | Linear LED | High Efficiency Chiller (Water cooled-positive displacement, 100 tons) | Dedicated Outdoor Air System on VRF unit |  | Process Refrig Controls
[20 empty] | Smart Power Strip | Hot Water Circulation Pump Control | Chilled Water System - Variable Speed Drives |  | Plant Energy Management
[20 empty] | Smart Power Strip | Solar Water Heater | Chilled Water Controls Optimization |  | Process Refrig Equipment Upgrade
| Industrial |  |  | Figure 5‑8: Industrial EE Technical Potential by End-Use (Energy Savings) | [6 empty] | Figure 5‑9: Industrial EE Technical Potential by End-Use (Summer Peak Savings) | [5 empty] | Figure 5‑10: Industrial EE Technical Potential by End-Use (Winter Peak Savings) |  |  | Energy Star Personal Computer | ENERGY STAR certified buildings program | Ceiling Insulation(R2 to R38) |  | Process Refrig Equipment Upgrade
| End Use | GWh | [6 empty] | End Use | MW |  |  |  |  | End Use | MW |  |  |  | Energy Star Imaging Equipment | Bi-Level Lighting Control (Interior) | Airside Economizer |  | Plant Energy Management
| Motors Pumps | 82.8236 | [6 empty] | Motors Pumps | 11.1531 |  |  |  |  | Motors Pumps | 10.8585 |  |  |  | Energy Star Personal Computer | Programmable Thermostat | Variable Refrigerant Flow (VRF) HVAC Systems |  | Plant Energy Management
| Industrial Lighting | 45.6878 | [6 empty] | Industrial Lighting | 6.5214 |  |  |  |  | Industrial Lighting | 6.3398 |  |  |  | Energy Star Imaging Equipment | Facility Commissioning | High Efficiency PTHP |  | Pump System Optimization
| Motors Fans Blowers | 37.7419 | [6 empty] | HVAC | 5.1468 |  |  |  |  | HVAC | 5.0208 |  |  |  | Programmable Thermostat | Energy Recovery Ventilation System (ERV) | High Efficiency PTAC |  | Pump Improved Controls
| HVAC | 36.1295 | [6 empty] | Motors Fans Blowers | 5.0824 |  |  |  |  | Motors Fans Blowers | 4.9476 |  |  |  | Home Energy Management System | High Efficiency DX 135k- less than 240k BTU | Variable Refrigerant Flow (VRF) HVAC Systems |  | Plant Energy Management
| Compressed Air | 16.6033 | [6 empty] | Compressed Air | 2.2358 |  |  |  |  | Compressed Air | 2.1766 |  |  |  | Energy Star Certified Roof Products | Water Cooled Refrigeration Heat Recovery | High Efficiency PTHP |  | Motor Optimization
| Process Heating | 5.2434 | [6 empty] | Process Heating | 0.72187 |  |  |  |  | Process Heating | 0.70412 |  |  |  | Ceiling Insulation(R2 to R38) | ECM Motors on Furnaces | High Efficiency PTAC |  | Motor Improved Controls
| Process Cooling | 4.9707 | [6 empty] | Process Cooling | 0.68432 |  |  |  |  | Process Cooling | 0.66748 |  |  |  | Ceiling Insulation(R12 to R38) |  | Retro-Commissioning |  | Pump System Optimization
| Other | 3.4287 | [6 empty] | Other | 0.49464 |  |  |  |  | Other | 0.50348 |  |  |  | Home Energy Management System |  | Duct Sealing Repair |  | Pump Improved Controls
| Process Specific | 2.5661 | [6 empty] | Process Specific | 0.35328 |  |  |  |  | Process Specific | 0.34457 |  |  |  | Heat Pump Tune Up |  | Dedicated Outdoor Air System on VRF unit |  | Plant Energy Management
| Exterior Lighting | 2.3393 | [6 empty] | Exterior Lighting | 0 |  |  |  |  | Exterior Lighting | 0.00035617 |  |  |  | Energy Star Windows |  | Ceiling Insulation(R2 to R38) |  | Motor Optimization
| Total | 237.5342 | [6 empty] | Total | 32.3935 |  |  |  |  | Total | 31.5634 |  |  |  | Energy Star Certified Roof Products |  | Retro-Commissioning |  | Motor Improved Controls
[20 empty] | Duct Repair |  | Wall Insulation |  | Pump Equipment Upgrade
[20 empty] | Ceiling Insulation(R2 to R38) |  | Duct Sealing Repair |  | Motor Equipment Upgrades
[20 empty] | Ceiling Insulation(R12 to R38) |  | Dedicated Outdoor Air System on VRF unit |  | Pump Equipment Upgrade
[20 empty] | Air Sealing-Infiltration Control |  | Ceiling Insulation(R2 to R38) |  | Motor Equipment Upgrades
[20 empty] | 21 SEER ASHP from base electric resistance heating |  | Variable Refrigerant Flow (VRF) HVAC Systems |  | Plant Energy Management
[20 empty] | 14 SEER ASHP from base electric resistance heating |  | High Efficiency PTHP |  | Fan System Optimization
[20 empty] | 21 SEER ASHP from base electric resistance heating |  | Variable Refrigerant Flow (VRF) HVAC Systems |  | Fan Improved Controls
6.2 EE Economic Potential | [19 empty] | 14 SEER ASHP from base electric resistance heating |  | High Efficiency PTHP |  | Plant Energy Management
[20 empty] | Programmable Thermostat |  | Retro-Commissioning |  | Fan System Optimization
| Table 4‑2: Economic Potential EE Measure Counts by Scenario |  |  | The values in this table are not from this dashboard file | [15 empty] | Home Energy Management System |  | Strip Curtains for Walk-ins |  | Fan Improved Controls
| Sector | Unique Measures | Permutations | [16 empty] | Energy Star Certified Roof Products |  | PSC to ECM Evaporator Fan Motor (Walk-In, Refrigerator) |  | Fan Equipment Upgrades
| RIM SCENARIO | [18 empty] | Ceiling Insulation(R2 to R38) |  | PSC to ECM Evaporator Fan Motor (Reach-In) |  | Fan Equipment Upgrades
| Residential | [18 empty] | Ceiling Insulation(R12 to R38) |  | Floating Head Pressure Controls |  | Lighting Controls
| Commercial | [18 empty] | Home Energy Management System |  | Anti-Sweat Controls |  | Lighting Controls
| Industrial | [18 empty] | Heat Pump Tune Up |  | Retro-Commissioning |  | Efficient Lighting - Other Interior Lighting
| Total | [18 empty] | Energy Star Windows |  | Strip Curtains for Walk-ins |  | Efficient Lighting - High Bay
| TRC SCENARIO | [18 empty] | Energy Star Certified Roof Products |  | PSC to ECM Evaporator Fan Motor (Walk-In, Refrigerator) |  | Efficient Lighting - Other Interior Lighting
| Residential | [18 empty] | Duct Repair |  | PSC to ECM Evaporator Fan Motor (Reach-In) |  | Efficient Lighting - High Bay
| Commercial | [18 empty] | Central AC Tune Up |  | Freezer-Cooler Replacement Gaskets |  | HVAC Recommissioning
| Industrial | [18 empty] | Ceiling Insulation(R2 to R38) |  | Floating Head Pressure Controls |  | HVAC Improved Controls
| Total | [18 empty] | Ceiling Insulation(R12 to R38) |  | Anti-Sweat Controls |  | Building Envelope Improvements
[20 empty] | Air Sealing-Infiltration Control |  | Retro-Commissioning |  | HVAC Recommissioning
| 6.2.2 Sector Details | [18 empty] | 21 SEER ASHP from base electric resistance heating |  | VSD Controlled Compressor |  | HVAC Improved Controls
| Residential |  |  | Figure 6‑1: Residential EE Economic Potential by End-Use – TRC Scenario | [6 empty] | Residential EE Economic Potential by End-Use (Summer Peak Savings) - TRC Scenario | [5 empty] | Residential EE Economic Potential by End-Use (Winter Peak Savings) - TRC Scenario |  |  | 14 SEER ASHP from base electric resistance heating |  | Engine Block Timer |  | Building Envelope Improvements
| End Use | GWh | [6 empty] | End Use | MW |  |  |  |  | End Use | MW |  |  |  | 21 SEER ASHP from base electric resistance heating |  | Retro-Commissioning |  | HVAC Equipment Upgrades
| Domestic Hot Water | 260.8917 | [6 empty] | Space Cooling | 124.4821 |  |  |  |  | Space Heating | 100.0429 |  |  |  | 14 SEER ASHP from base electric resistance heating |  | VSD Controlled Compressor |  | HVAC Equipment Upgrades
| Space Cooling | 228.5512 | [6 empty] | Miscellaneous | 21.9707 |  |  |  |  | Domestic Hot Water | 63.9118 |  |  |  | Water Heater Thermostat Setback |  | Engine Block Timer |  | Efficient Lighting - Exterior
| Space Heating | 126.4588 | [6 empty] | Domestic Hot Water | 18.1844 |  |  |  |  | Lighting | 5.4727 |  |  |  | Water Heater Blanket |  | Variable Speed Pool Pump |  | Efficient Lighting - Exterior
| Miscellaneous | 83.9186 | [6 empty] | Cooking | 5.7169 |  |  |  |  | Electronics | 1.4182 |  |  |  | Thermostatic Shower Restriction Valve |  | Two Speed Pool Pump |  | Plant Energy Management
| Lighting | 65.1075 | [6 empty] | Lighting | 5.2124 |  |  |  |  | Cooking | 1.3716 |  |  |  | Low Flow Showerhead |  | Solar Powered Pool Pump |  | Compressed Air System Optimization
| Electronics | 24.9633 | [6 empty] | Electronics | 3.6017 |  |  |  |  | Appliances | 1.2197 |  |  |  | Hot Water Pipe Insulation |  | Solar Pool Heater |  | Compressed Air Controls
| Cooking | 24.1075 | [6 empty] | Appliances | 2.634 |  |  |  |  | Miscellaneous | 0.01963 |  |  |  | Faucet Aerator |  | Heat Pump Pool Heater |  | Plant Energy Management
| Appliances | 22.2533 | [6 empty] | Space Heating | 0 |  |  |  |  | Space Cooling | 0 |  |  |  | Water Heater Thermostat Setback |  | Variable Speed Pool Pump |  | Compressed Air System Optimization
[20 empty] | Water Heater Blanket |  | Two Speed Pool Pump |  | Compressed Air Controls
[20 empty] | Thermostatic Shower Restriction Valve |  | Solar Powered Pool Pump |  | Compressed Air Equipment
| Total | 836.252 | [6 empty] | Total | 181.8021 |  |  |  |  | Total | 173.4566 |  |  |  | Low Flow Showerhead |  | Solar Pool Heater |  | Compressed Air Equipment
[20 empty] | Hot Water Pipe Insulation |  | Heat Pump Pool Heater |  | Process Other Systems Optimization
[20 empty] | Faucet Aerator |  | Retro-Commissioning |  | Plant Energy Management
[20 empty] | Heat Pump Water Heater |  | Duct Sealing Repair |  | Process Other Systems Optimization
[20 empty] | Heat Pump Water Heater |  | Dedicated Outdoor Air System on VRF unit |  | Plant Energy Management
[20 empty] | Removal of 2nd Refrigerator-Freezer |  | Ceiling Insulation(R2 to R38) |  | Process Heat System Optimization
[20 empty] | Removal of 2nd Refrigerator-Freezer |  | Retro-Commissioning |  | Process Heat Improved Controls
[20 empty] | LED - 9W Flood (Exterior) |  | Wall Insulation |  | Plant Energy Management
|  |  |  | Figure 6‑2: Residential EE Economic Potential by End-Use – RIM Scenario | [6 empty] | Residential EE Economic Potential by End-Use (Summer Peak Savings) - RIM Scenario | [5 empty] | Residential EE Economic Potential by End-Use (Winter Peak Savings) - RIM Scenario |  |  | CFL - 15W Flood (Exterior) |  | Duct Sealing Repair |  | Process Heat System Optimization
| End Use | GWh | [6 empty] | End Use | MW |  |  |  |  | End Use | MW |  |  |  | LED - 9W Flood (Exterior) |  | Dedicated Outdoor Air System on VRF unit |  | Process Heat Improved Controls
| Space Heating | 3.6525 | [6 empty] | Space Cooling | 0.44604 |  |  |  |  | Space Heating | 3.2525 |  |  |  | CFL - 15W Flood (Exterior) |  | Ceiling Insulation(R2 to R38) |  | Plant Energy Management
| Space Cooling | 0.72252 | [6 empty] | Space Heating | 0 |  |  |  |  | Space Cooling | 0 |  |  |  | Removal of 2nd Refrigerator-Freezer |  | Retro-Commissioning |  | Process Refrig System Optimization
| Domestic Hot Water | 0 | [6 empty] | Domestic Hot Water | 0 |  |  |  |  | Domestic Hot Water | 0 |  |  |  | Removal of 2nd Refrigerator-Freezer |  | Thermal Energy Storage |  | Process Refrig Controls
| Lighting | 0 | [6 empty] | Lighting | 0 |  |  |  |  | Lighting | 0 |  |  |  | Energy Star Dishwasher |  | HVAC tune-up_RTU |  | Plant Energy Management
| Cooking | 0 | [6 empty] | Cooking | 0 |  |  |  |  | Cooking | 0 |  |  |  | Energy Star Dishwasher |  | HVAC tune-up |  | Process Refrig System Optimization
| Appliances | 0 | [6 empty] | Appliances | 0 |  |  |  |  | Appliances | 0 |  |  |  | Water Heater Thermostat Setback |  | Duct Sealing Repair |  | Process Refrig Controls
| Electronics | 0 | [6 empty] | Electronics | 0 |  |  |  |  | Electronics | 0 |  |  |  | Water Heater Blanket |  | Dedicated Outdoor Air System on VRF unit |  | Plant Energy Management
| Miscellaneous | 0 | [6 empty] | Miscellaneous | 0 |  |  |  |  | Miscellaneous | 0 |  |  |  | Thermostatic Shower Restriction Valve |  | Chilled Water System - Variable Speed Drives |  | Process Refrig Equipment Upgrade
[20 empty] | Low Flow Showerhead |  | Chilled Water Controls Optimization |  | Process Refrig Equipment Upgrade
[20 empty] | Hot Water Pipe Insulation |  | Ceiling Insulation(R2 to R38) |  | Plant Energy Management
| Total | 4.375 | [6 empty] | Total | 0.44604 |  |  |  |  | Total | 3.2525 |  |  |  | Faucet Aerator |  | Airside Economizer |  | Plant Energy Management
[20 empty] | Water Heater Thermostat Setback |  | Retro-Commissioning |  | Pump Improved Controls
[20 empty] | Water Heater Blanket |  | Wall Insulation |  | Plant Energy Management
[20 empty] | Thermostatic Shower Restriction Valve |  | Thermal Energy Storage |  | Motor Optimization
[20 empty] | Low Flow Showerhead |  | HVAC tune-up_RTU |  | Motor Improved Controls
[20 empty] | Hot Water Pipe Insulation |  | HVAC tune-up |  | Pump Improved Controls
[20 empty] | Faucet Aerator |  | Duct Sealing Repair |  | Plant Energy Management
| Commercial |  |  | Figure 6‑3: Commercial EE Economic Potential by End-Use – TRC Scenario | [6 empty] | Commercial EE Economic Potential by End-Use (Summer Peak Savings) – TRC Scenario | [5 empty] | Commercial EE Economic Potential by End-Use (Winter Peak Savings) - TRC Scenario |  |  | Heat Pump Water Heater |  | Dedicated Outdoor Air System on VRF unit |  | Motor Optimization
| End Use | GWh | [6 empty] | End Use | MW |  |  |  |  | End Use | MW |  |  |  | Heat Pump Water Heater |  | Chilled Water System - Variable Speed Drives |  | Motor Improved Controls
| Interior Lighting | 276.5012 | [6 empty] | Space Cooling | 50.9017 |  |  |  |  | Interior Lighting | 34.7741 |  |  |  | Removal of 2nd Refrigerator-Freezer |  | Chilled Water Controls Optimization |  | Motor Equipment Upgrades
| Space Cooling | 184.1378 | [6 empty] | Interior Lighting | 53.5315 |  |  |  |  | Space Heating | 14.7514 |  |  |  | Removal of 2nd Refrigerator-Freezer |  | Ceiling Insulation(R2 to R38) |  | Motor Equipment Upgrades
| Refrigeration | 37.5379 | [6 empty] | Miscellaneous | 6.6163 |  |  |  |  | Ventilation and Circulation | 15.1356 |  |  |  | Energy Star Clothes Washer |  | Airside Economizer |  | Plant Energy Management
| Domestic Hot Water | 37.4296 | [6 empty] | Refrigeration | 6.2612 |  |  |  |  | Domestic Hot Water | 8.119 |  |  |  | Energy Star Clothes Washer |  | Retro-Commissioning |  | Fan Improved Controls
| Miscellaneous | 30.2268 | [6 empty] | Ventilation and Circulation | 5.1668 |  |  |  |  | Miscellaneous | 6.9779 |  |  |  | Removal of 2nd Refrigerator-Freezer |  | Interior Lighting Controls |  | Plant Energy Management
| Ventilation and Circulation | 30.1163 | [6 empty] | Domestic Hot Water | 4.8976 |  |  |  |  | Refrigeration | 6.2534 |  |  |  | Removal of 2nd Refrigerator-Freezer |  | Retro-Commissioning |  | Fan Improved Controls
| Exterior Lighting | 27.1702 | [6 empty] | Cooking | 3.4472 |  |  |  |  | Exterior Lighting | 2.3789 |  |  |  | Programmable Thermostat |  | Interior Lighting Controls |  | Lighting Controls
| Space Heating | 23.776 | [6 empty] | Office Equipment | 2.1048 |  |  |  |  | Cooking | 1.4618 |  |  |  | Home Energy Management System |  | Premium T8 - Lamp Replacement |  | Lighting Controls
| Cooking | 18.5279 | [6 empty] | Exterior Lighting | 0 |  |  |  |  | Office Equipment | 1.1425 |  |  |  | Energy Star Certified Roof Products |  | Premium T8 - Fixture Replacement |  | Efficient Lighting - Other Interior Lighting
| Office Equipment | 14.3958 | [6 empty] | Space Heating | 0 |  |  |  |  | Space Cooling | 0 |  |  |  | Ceiling Insulation(R2 to R38) |  | LED Linear - Lamp Replacement |  | Efficient Lighting - High Bay
| Total | 679.8196 | [6 empty] | Total | 132.9271 |  |  |  |  | Total | 90.9947 |  |  |  | Ceiling Insulation(R12 to R38) |  | LED Linear - Fixture Replacement |  | Efficient Lighting - Other Interior Lighting
[20 empty] | Home Energy Management System |  | Premium T8 - Lamp Replacement |  | Efficient Lighting - High Bay
[20 empty] | Heat Pump Tune Up |  | Premium T8 - Fixture Replacement |  | HVAC Recommissioning
[20 empty] | Energy Star Windows |  | LED Linear - Lamp Replacement |  | HVAC Improved Controls
[20 empty] | Energy Star Certified Roof Products |  | LED Linear - Fixture Replacement |  | Building Envelope Improvements
[20 empty] | Duct Repair |  | Energy Star Commercial Oven |  | HVAC Recommissioning
|  |  |  | Figure 6‑4: Commercial EE Economic Potential by End-Use – RIM Scenario | [6 empty] | Commercial EE Economic Potential by End-Use (Summer Peak Savings) – RIM Scenario | [5 empty] | Commercial EE Economic Potential by End-Use (Winter Peak Savings) - RIM Scenario |  |  | Ceiling Insulation(R2 to R38) |  | Energy Star Commercial Oven |  | HVAC Improved Controls
| End Use | GWh | [6 empty] | End Use | MW |  |  |  |  | End Use | MW |  |  |  | Ceiling Insulation(R12 to R38) |  | Retro-Commissioning |  | Building Envelope Improvements
| Space Cooling | 59.3716 | [6 empty] | Space Cooling | 64.7524 |  |  |  |  | Space Heating | 18.1298 |  |  |  | Air Sealing-Infiltration Control |  | VSD Controlled Compressor |  | HVAC Equipment Upgrades
| Interior Lighting | 12.7406 | [6 empty] | Interior Lighting | 3.9336 |  |  |  |  | Interior Lighting | 7.6218 |  |  |  | Programmable Thermostat |  | Engine Block Timer |  | HVAC Equipment Upgrades
| Space Heating | 6.8449 | [6 empty] | Refrigeration | 1.7863 |  |  |  |  | Refrigeration | 3.4612 |  |  |  | Home Energy Management System |  | Retro-Commissioning |  | Efficient Lighting - Exterior
| Refrigeration | 5.7857 | [6 empty] | Ventilation and Circulation | 0.82263 |  |  |  |  | Ventilation and Circulation | 1.5939 |  |  |  | Energy Star Certified Roof Products |  | VSD Controlled Compressor |  | Efficient Lighting - Exterior
| Ventilation and Circulation | 2.6644 | [6 empty] | Miscellaneous | 0.69891 |  |  |  |  | Miscellaneous | 1.3542 |  |  |  | Ceiling Insulation(R2 to R38) |  | Engine Block Timer |  | Plant Energy Management
| Miscellaneous | 2.2637 | [6 empty] | Domestic Hot Water | 0.37911 |  |  |  |  | Exterior Lighting | 0.95474 |  |  |  | Ceiling Insulation(R12 to R38) |  | ENERGY STAR Water Cooler |  | Compressed Air System Optimization
| Exterior Lighting | 1.5959 | [6 empty] | Exterior Lighting | 0 |  |  |  |  | Domestic Hot Water | 0.73456 |  |  |  | Home Energy Management System |  | Efficient Battery Charger |  | Compressed Air Controls
| Domestic Hot Water | 1.2279 | [6 empty] | Office Equipment | 0 |  |  |  |  | Office Equipment | 0 |  |  |  | Heat Pump Tune Up |  | ENERGY STAR Water Cooler |  | Plant Energy Management
| Office Equipment | 0 | [6 empty] | Cooking | 0 |  |  |  |  | Cooking | 0 |  |  |  | Energy Star Windows |  | Efficient Battery Charger |  | Compressed Air System Optimization
| Cooking | 0 | [6 empty] | Space Heating | 0 |  |  |  |  | Space Cooling | 0 |  |  |  | Energy Star Certified Roof Products |  | Smart Strip Plug Outlet |  | Compressed Air Controls
| Total | 92.4947 | [6 empty] | Total | 72.373 |  |  |  |  | Total | 33.8502 |  |  |  | Duct Repair |  | Network PC Power Management |  | Compressed Air Equipment
[20 empty] | Central AC Tune Up |  | Smart Strip Plug Outlet |  | Compressed Air Equipment
[20 empty] | Ceiling Insulation(R2 to R38) |  | Network PC Power Management |  | Process Other Systems Optimization
[20 empty] | Ceiling Insulation(R12 to R38) |  | Energy Star Uninterruptable Power Supply |  | Plant Energy Management
[20 empty] | Air Sealing-Infiltration Control |  | Energy Star Uninterruptable Power Supply |  | Process Other Systems Optimization
[20 empty] | Programmable Thermostat |  | Retro-Commissioning |  | Plant Energy Management
[20 empty] | Home Energy Management System |  | VAV System |  | Process Other Equipment Upgrades
| Industrial |  |  | Figure 6‑5: Industrial EE Economic Potential by End-Use – TRC Scenario | [6 empty] | Industrial EE Economic Potential by End-Use (Summer Peak Savings) – TRC Scenario | [5 empty] | Industrial EE Economic Potential by End-Use (Winter Peak Savings) - TRC Scenario |  |  | Energy Star Certified Roof Products |  | Demand Controlled Ventilation |  | Process Other Equipment Upgrades
| End Use | GWh | [6 empty] | End Use | MW |  |  |  |  | End Use | MW |  |  |  | Ceiling Insulation(R2 to R38) |  | CO Sensors for Parking Garage Exhaust |  | Process Heat System Optimization
| Motors Pumps | 82.79 | [6 empty] | Motors Pumps | 11.1486 |  |  |  |  | Motors Pumps | 10.8541 |  |  |  | Ceiling Insulation(R12 to R38) |  | Retro-Commissioning |  | Process Heat Improved Controls
| Industrial Lighting | 45.6849 | [6 empty] | Industrial Lighting | 6.5209 |  |  |  |  | Industrial Lighting | 6.3385 |  |  |  | Home Energy Management System |  | VAV System |  | Plant Energy Management
| Motors Fans Blowers | 37.7391 | [6 empty] | HVAC | 5.1245 |  |  |  |  | HVAC | 5.0001 |  |  |  | Heat Pump Tune Up |  | Demand Controlled Ventilation |  | Process Heat System Optimization
| HVAC | 35.9728 | [6 empty] | Motors Fans Blowers | 5.082 |  |  |  |  | Motors Fans Blowers | 4.9478 |  |  |  | Energy Star Windows |  | CO Sensors for Parking Garage Exhaust |  | Process Heat Improved Controls
| Compressed Air | 16.5984 | [6 empty] | Compressed Air | 2.2352 |  |  |  |  | Compressed Air | 2.1761 |  |  |  | Energy Star Certified Roof Products |  | High Speed Fans |  | Plant Energy Management
| Process Heating | 10.1742 | [6 empty] | Process Heating | 1.4007 |  |  |  |  | Process Heating | 1.3662 |  |  |  | Duct Repair |  | High Speed Fans |  | Process Refrig Controls
| Process Cooling | 6.6398 | [6 empty] | Process Cooling | 0.91411 |  |  |  |  | Process Cooling | 0.89157 |  |  |  | Ceiling Insulation(R2 to R38) |  | Retro-Commissioning |  | Plant Energy Management
| Process Specific | 5.1401 | [6 empty] | Process Specific | 0.70764 |  |  |  |  | Process Specific | 0.6902 |  |  |  | Ceiling Insulation(R12 to R38) |  | VSD Controlled Compressor |  | Process Refrig Controls
| Other | 3.4287 | [6 empty] | Other | 0.49464 |  |  |  |  | Other | 0.50307 |  |  |  | Air Sealing-Infiltration Control |  | Engine Block Timer |  | Plant Energy Management
| Exterior Lighting | 1.7357 | [6 empty] | Exterior Lighting | 0 |  |  |  |  | Exterior Lighting | 0 |  |  |  | Smart Power Strip |  | Retro-Commissioning |  | Process Refrig Equipment Upgrade
| Total | 245.9035 | [6 empty] | Total | 33.6282 |  |  |  |  | Total | 32.7677 |  |  |  | Smart Power Strip |  | VSD Controlled Compressor |  | Process Refrig Equipment Upgrade
[20 empty] | Energy Star Air Purifier |  | Engine Block Timer |  | Plant Energy Management
[20 empty] | Energy Star Air Purifier |  | Retro-Commissioning |  | Plant Energy Management
[20 empty] | Smart Power Strip |  | Strip Curtains for Walk-ins |  | Pump System Optimization
[20 empty] | Smart Power Strip |  | PSC to ECM Evaporator Fan Motor (Walk-In, Refrigerator) |  | Pump Improved Controls
|  |  |  | Figure 6‑5: Industrial EE Economic Potential by End-Use – RIM Scenario | [6 empty] | Industrial EE Economic Potential by End-Use (Summer Peak Savings) – RIM Scenario | [5 empty] | Industrial EE Economic Potential by End-Use (Winter Peak Savings) - TRC Scenario |  |  | Water Heater Thermostat Setback |  | PSC to ECM Evaporator Fan Motor (Reach-In) |  | Plant Energy Management
| End Use | GWh | [6 empty] | End Use | MW |  |  |  |  | End Use | MW |  |  |  | Water Heater Blanket |  | Floating Head Pressure Controls |  | Motor Optimization
| Industrial Lighting | 7.0472 | [6 empty] | Industrial Lighting | 1.0059 |  |  |  |  | Industrial Lighting | 0.97776 |  |  |  | Thermostatic Shower Restriction Valve |  | Anti-Sweat Controls |  | Motor Improved Controls
| Motors Pumps | 5.6619 | [6 empty] | Motors Pumps | 0.76244 |  |  |  |  | Motors Pumps | 0.7423 |  |  |  | Low Flow Showerhead |  | Retro-Commissioning |  | Pump System Optimization
| Compressed Air | 1.4804 | [6 empty] | Compressed Air | 0.19935 |  |  |  |  | Compressed Air | 0.19408 |  |  |  | Hot Water Pipe Insulation |  | Strip Curtains for Walk-ins |  | Pump Improved Controls
| HVAC | 0.83669 | [6 empty] | HVAC | 0.11919 |  |  |  |  | HVAC | 0.1163 |  |  |  | Faucet Aerator |  | PSC to ECM Evaporator Fan Motor (Walk-In, Refrigerator) |  | Plant Energy Management
| Process Cooling | 0.60167 | [6 empty] | Process Cooling | 0.082833 |  |  |  |  | Process Cooling | 0.080791 |  |  |  | Water Heater Thermostat Setback |  | PSC to ECM Evaporator Fan Motor (Reach-In) |  | Motor Optimization
| Motors Fans Blowers | 0.55229 | [6 empty] | Motors Fans Blowers | 0.074371 |  |  |  |  | Motors Fans Blowers | 0.072407 |  |  |  | Water Heater Blanket |  | Freezer-Cooler Replacement Gaskets |  | Motor Improved Controls
| Process Heating | 0.51534 | [6 empty] | Process Heating | 0.070948 |  |  |  |  | Process Heating | 0.069199 |  |  |  | Thermostatic Shower Restriction Valve |  | Floating Head Pressure Controls |  | Pump Equipment Upgrade
| Process Specific | 0.28545 | [6 empty] | Process Specific | 0.039299 |  |  |  |  | Process Specific | 0.03833 |  |  |  | Low Flow Showerhead |  | Anti-Sweat Controls |  | Motor Equipment Upgrades
| Other | 0.14299 | [6 empty] | Other | 0.020627 |  |  |  |  | Other | 0.020979 |  |  |  | Hot Water Pipe Insulation |  | Retro-Commissioning |  | Pump Equipment Upgrade
| Exterior Lighting | 0 | [6 empty] | Exterior Lighting | 0 |  |  |  |  | Exterior Lighting | 0 |  |  |  | Faucet Aerator |  | VSD Controlled Compressor |  | Motor Equipment Upgrades
| Total | 17.1239 | [6 empty] | Total | 2.375 |  |  |  |  | Total | 2.3122 |  |  |  | Energy Star Certified Roof Products |  | Engine Block Timer |  | Plant Energy Management
[20 empty] | Ceiling Insulation(R2 to R38) |  | Retro-Commissioning |  | Fan System Optimization
[20 empty] | Ceiling Insulation(R12 to R38) |  | VSD Controlled Compressor |  | Fan Improved Controls
[20 empty] | Heat Pump Tune Up |  | Engine Block Timer |  | Plant Energy Management
[20 empty] | Energy Star Windows |  | Retro-Commissioning |  | Fan System Optimization
7.5 EE Achievable Program Potential | [19 empty] | Energy Star Certified Roof Products |  | VAV System |  | Fan Improved Controls
| 7.5.1 Summary |  |  |  | Figure 7‑3: Achievable Program Potential by Sector | [14 empty] | Duct Repair |  | Demand Controlled Ventilation |  | Fan Equipment Upgrades
| Achievable Program Potential by Sector |  |  |  | TRC |  |  |  | RIM | [10 empty] | Ceiling Insulation(R2 to R38) |  | CO Sensors for Parking Garage Exhaust |  | Fan Equipment Upgrades
|  | TRC | RIM | [16 empty] | Ceiling Insulation(R12 to R38) |  | Retro-Commissioning |  | Lighting Controls
| Sector | GWh | GWh | [16 empty] | Air Sealing-Infiltration Control |  | VAV System |  | Lighting Controls
| Residential | 97.9806 | NA | [16 empty] | Energy Star Certified Roof Products |  | Demand Controlled Ventilation |  | Efficient Lighting - Other Interior Lighting
| Non-Residential | 123.9686 | 5.5757 | [16 empty] | Ceiling Insulation(R2 to R38) |  | CO Sensors for Parking Garage Exhaust |  | Efficient Lighting - High Bay
[20 empty] | Ceiling Insulation(R12 to R38) |  | Retro-Commissioning |  | Efficient Lighting - Other Interior Lighting
[20 empty] | Heat Pump Tune Up |  | Duct Sealing Repair |  | Efficient Lighting - High Bay
[20 empty] | Energy Star Windows |  | Dedicated Outdoor Air System on VRF unit |  | HVAC Improved Controls
[20 empty] | Energy Star Certified Roof Products |  | Ceiling Insulation(R2 to R38) |  | HVAC Improved Controls
[20 empty] | Duct Repair |  | Retro-Commissioning |  | HVAC Equipment Upgrades
[20 empty] | Ceiling Insulation(R2 to R38) |  | Wall Insulation |  | HVAC Equipment Upgrades
[20 empty] | Ceiling Insulation(R12 to R38) |  | Duct Sealing Repair |  | Efficient Lighting - Exterior
| Table 7‑4: Participation and Program Costs (10-year) |  |  | DELETED In report | [15 empty] | Air Sealing-Infiltration Control |  | Dedicated Outdoor Air System on VRF unit |  | Efficient Lighting - Exterior
[20 empty] | Energy Star Room AC |  | Ceiling Insulation(R2 to R38) |  | Plant Energy Management
| Program Sector | Program Incentives | Program Admin | Participant Costs | [15 empty] | Energy Star Room AC |  | Retro-Commissioning |  | Compressed Air System Optimization
|  | ($M) | ($M) | ($M) | [15 empty] | Removal of 2nd Refrigerator-Freezer |  | Thermal Energy Storage |  | Compressed Air Controls
| RIM Scenario | [18 empty] | Removal of 2nd Refrigerator-Freezer |  | HVAC tune-up_RTU |  | Plant Energy Management
| Residential | [18 empty] | High Efficiency Induction Cooktop |  | HVAC tune-up |  | Compressed Air System Optimization
| Non-Residential | [18 empty] | High Efficiency Induction Cooktop |  | Duct Sealing Repair |  | Compressed Air Controls
| Total | [18 empty] | Variable Speed Pool Pump |  | Dedicated Outdoor Air System on VRF unit |  | Compressed Air Equipment
| TRC Scenario | [18 empty] | Two Speed Pool Pump |  | Chilled Water System - Variable Speed Drives |  | Compressed Air Equipment
| Residential | [18 empty] | Variable Speed Pool Pump |  | Chilled Water Controls Optimization |  | Process Other Systems Optimization
| Non-Residential | [18 empty] | Two Speed Pool Pump |  | Ceiling Insulation(R2 to R38) |  | Plant Energy Management
| Total | [18 empty] | Solar Pool Heater |  | Airside Economizer |  | Process Other Systems Optimization
[20 empty] | Heat Pump Pool Heater |  | Retro-Commissioning |  | Plant Energy Management
[20 empty] | Solar Pool Heater |  | Wall Insulation |  | Process Heat System Optimization
[20 empty] | Heat Pump Pool Heater |  | Thermal Energy Storage |  | Process Heat Improved Controls
| 7.5.2 Residential EE Achievable Potential Details | [18 empty] | Water Heater Thermostat Setback |  | HVAC tune-up_RTU |  | Plant Energy Management
[20 empty] | Water Heater Blanket |  | HVAC tune-up |  | Process Heat System Optimization
| Table 7‑5: EE Residential Achievable Program Potential by End-Use |  |  |  |  | Figure 7‑4: Residential Achievable Potential by End-Use – RIM Scenario | [7 empty] | Figure 7‑4: Residential Achievable Potential by End-Use – TRC Scenario | [5 empty] | Thermostatic Shower Restriction Valve |  | Duct Sealing Repair |  | Process Heat Improved Controls
|  | Cumulative Impacts | [17 empty] | Low Flow Showerhead |  | Dedicated Outdoor Air System on VRF unit |  | Plant Energy Management
|  | Summer Peak Demand (MW) | Winter Peak Demand (MW) | Energy (GWh) | [7 empty] | End Use | GWh | [6 empty] | Hot Water Pipe Insulation |  | Chilled Water System - Variable Speed Drives |  | Process Heat Equipment Upgrade
| RIM Scenario | [10 empty] | Domestic Hot Water | 30.5669 | [6 empty] | Faucet Aerator |  | Chilled Water Controls Optimization |  | Process Heat Equipment Upgrade
| Space Heating | 0 | 0 | 0 | [7 empty] | Lighting | 25.0965 | [6 empty] | Water Heater Thermostat Setback |  | Ceiling Insulation(R2 to R38) |  | Process Refrig System Optimization
| Space Cooling | 0 | 0 | 0 | [7 empty] | Space Cooling | 21.9689 | [6 empty] | Water Heater Blanket |  | Airside Economizer |  | Process Refrig Controls
| Domestic Hot Water | 0 | 0 | 0 | [7 empty] | Space Heating | 11.3954 | [6 empty] | Thermostatic Shower Restriction Valve |  | Retro-Commissioning |  | Plant Energy Management
| Lighting | 0 | 0 | 0 | [7 empty] | Cooking | 3.4393 | [6 empty] | Low Flow Showerhead |  | Interior Lighting Controls |  | Process Refrig System Optimization
| Cooking | 0 | 0 | 0 | [7 empty] | Miscellaneous | 3.0703 | [6 empty] | Hot Water Pipe Insulation |  | Retro-Commissioning |  | Process Refrig Controls
| Appliances | 0 | 0 | 0 | [7 empty] | Electronics | 2.4432 | [6 empty] | Faucet Aerator |  | Interior Lighting Controls |  | Plant Energy Management
| Electronics | 0 | 0 | 0 | [7 empty] | Appliances | 0 | [6 empty] | Smart Power Strip |  | LED Linear - Fixture Replacement |  | Process Refrig Equipment Upgrade
| Miscellaneous | 0 | 0 | 0 | [15 empty] | Smart Power Strip |  | High Bay LED |  | Process Refrig Equipment Upgrade
| TRC Scenario | [18 empty] | Energy Star Dehumidifier |  | High Bay Fluorescent (T5) |  | Plant Energy Management
| Space Heating | 0 | 8.8537 | 11.3954 | [15 empty] | Energy Star Dehumidifier |  | LED Linear - Fixture Replacement |  | Plant Energy Management
| Space Cooling | 12.3822 | 0 | 21.9689 | [15 empty] | LED Specialty Lamps-5W Chandelier |  | High Bay LED |  | Pump System Optimization
| Domestic Hot Water | 2.0615 | 7.6613 | 30.5669 | [15 empty] | LED Specialty Lamps-5W Chandelier |  | High Bay Fluorescent (T5) |  | Pump Improved Controls
| Lighting | 2.2075 | 2.3178 | 25.0965 | [15 empty] | LED - 9W Flood |  | Retro-Commissioning |  | Plant Energy Management
| Cooking | 0.81561 | 0.19569 | 3.4393 | [9 empty] | Residential Achievable Potential by End-Use (Summer Peak Savings) – TRC Scenario | [5 empty] | LED - 14W |  | Duct Sealing Repair |  | Motor Optimization
| Appliances | 0 | 0 | 0 | [7 empty] | End Use | MW | [6 empty] | LED - 9W Flood |  | Dedicated Outdoor Air System on VRF unit |  | Motor Improved Controls
| Electronics | 0.38736 | 0.083042 | 2.4432 | [7 empty] | Space Cooling | 12.3822 | [6 empty] | LED - 14W |  | Ceiling Insulation(R2 to R38) |  | Pump System Optimization
| Miscellaneous | 1.6686 | 0 | 3.0703 | [7 empty] | Domestic Hot Water | 2.0615 | [6 empty] | Low Wattage T8 Fixture |  | Retro-Commissioning |  | Pump Improved Controls
[12 empty] | Lighting | 2.2075 | [6 empty] | Linear LED |  | Wall Insulation |  | Plant Energy Management
[12 empty] | Miscellaneous | 1.6686 | [6 empty] | Low Wattage T8 Fixture |  | Duct Sealing Repair |  | Motor Optimization
[12 empty] | Cooking | 0.81561 | [6 empty] | Linear LED |  | Dedicated Outdoor Air System on VRF unit |  | Motor Improved Controls
[12 empty] | Electronics | 0.38736 | [6 empty] | Smart Power Strip |  | Ceiling Insulation(R2 to R38) |  | Pump Equipment Upgrade
[12 empty] | Space Heating | 0 | [6 empty] | Smart Power Strip |  | Retro-Commissioning |  | Motor Equipment Upgrades
[12 empty] | Appliances | 0 | [6 empty] | Energy Star Personal Computer |  | Outdoor Lighting Controls |  | Pump Equipment Upgrade
[20 empty] | Energy Star Imaging Equipment |  | Bi-Level Lighting Control (Exterior) |  | Motor Equipment Upgrades
[20 empty] | Energy Star Personal Computer |  | Retro-Commissioning |  | Plant Energy Management
[20 empty] | Energy Star Imaging Equipment |  | Outdoor Lighting Controls |  | Fan System Optimization
[20 empty] | Energy Star Certified Roof Products |  | Bi-Level Lighting Control (Exterior) |  | Fan Improved Controls
[20 empty] | Ceiling Insulation(R2 to R38) |  | LED Parking Lighting |  | Plant Energy Management
[20 empty] | Ceiling Insulation(R12 to R38) |  | High Efficiency HID Lighting |  | Fan System Optimization
[20 empty] | Heat Pump Tune Up |  | LED Parking Lighting |  | Fan Improved Controls
[14 empty] | Residential Achievable Potential by End-Use (Winter Peak Savings) – TRC Scenario | [5 empty] | Energy Star Windows |  | High Efficiency HID Lighting |  | Fan Equipment Upgrades
[12 empty] | End Use | MW | [6 empty] | Energy Star Certified Roof Products |  | Retro-Commissioning |  | Fan Equipment Upgrades
[12 empty] | Space Heating | 8.8537 | [6 empty] | Duct Repair |  | Outdoor Lighting Controls |  | Lighting Controls
[12 empty] | Domestic Hot Water | 7.6613 | [6 empty] | Ceiling Insulation(R2 to R38) |  | Bi-Level Lighting Control (Exterior) |  | Lighting Controls
[12 empty] | Lighting | 2.3178 | [6 empty] | Ceiling Insulation(R12 to R38) |  | Retro-Commissioning |  | Efficient Lighting - Other Interior Lighting
[12 empty] | Cooking | 0.19569 | [6 empty] | Air Sealing-Infiltration Control |  | Outdoor Lighting Controls |  | Efficient Lighting - High Bay
[12 empty] | Electronics | 0.083042 | [6 empty] | 14 SEER ASHP from base electric resistance heating |  | Bi-Level Lighting Control (Exterior) |  | Efficient Lighting - Other Interior Lighting
[12 empty] | Space Cooling | 0 | [6 empty] | 14 SEER ASHP from base electric resistance heating |  | LED Exterior Lighting |  | Efficient Lighting - High Bay
[12 empty] | Appliances | 0 | [6 empty] | Energy Star Certified Roof Products |  | LED Display Lighting (Exterior) |  | HVAC Improved Controls
[12 empty] | Miscellaneous | 0 | [6 empty] | Ceiling Insulation(R2 to R38) |  | LED Exterior Lighting |  | Building Envelope Improvements
[20 empty] | Ceiling Insulation(R12 to R38) |  | LED Display Lighting (Exterior) |  | HVAC Improved Controls
[20 empty] | Heat Pump Tune Up |  | Retro-Commissioning |  | Building Envelope Improvements
[20 empty] | Energy Star Windows |  | VSD Controlled Compressor |  | HVAC Equipment Upgrades
[20 empty] | Energy Star Certified Roof Products |  | Engine Block Timer |  | HVAC Equipment Upgrades
[20 empty] | Duct Repair |  | Retro-Commissioning |  | Efficient Lighting - Exterior
[20 empty] | Ceiling Insulation(R2 to R38) |  | VSD Controlled Compressor |  | Efficient Lighting - Exterior
[20 empty] | Ceiling Insulation(R12 to R38) |  | Engine Block Timer |  | Plant Energy Management
[20 empty] | Air Sealing-Infiltration Control |  | Smart Strip Plug Outlet |  | Compressed Air System Optimization
[20 empty] | 14 SEER ASHP from base electric resistance heating |  | Network PC Power Management |  | Compressed Air Controls
| Table 7‑6: Cost-Benefit Results – Residential Sector (NPV) |  |  | DELETED In report | [15 empty] | 14 SEER ASHP from base electric resistance heating |  | Smart Strip Plug Outlet |  | Plant Energy Management
|  | TRC Scenario | RIM Scenario | [16 empty] | Water Heater Thermostat Setback |  | Network PC Power Management |  | Compressed Air System Optimization
| RIM – Net Benefits ($M) | [18 empty] | Water Heater Blanket |  | Retro-Commissioning |  | Compressed Air Controls
| RIM – B/C ratio | [18 empty] | Thermostatic Shower Restriction Valve |  | Thermal Energy Storage |  | Compressed Air Equipment
| TRC – Net Benefits($M) | [18 empty] | Low Flow Showerhead |  | HVAC tune-up_RTU |  | Compressed Air Equipment
| TRC – B/C ratio | [18 empty] | Hot Water Pipe Insulation |  | HVAC tune-up |  | Process Other Systems Optimization
| PCT – Net Benefits ($M) | [18 empty] | Faucet Aerator |  | Duct Sealing Repair |  | Plant Energy Management
| PCT – B/C ratio | [18 empty] | Water Heater Thermostat Setback |  | Dedicated Outdoor Air System on VRF unit |  | Process Other Systems Optimization
[20 empty] | Water Heater Blanket |  | Chilled Water System - Variable Speed Drives |  | Plant Energy Management
[20 empty] | Thermostatic Shower Restriction Valve |  | Chilled Water Controls Optimization |  | Process Heat System Optimization
[20 empty] | Low Flow Showerhead |  | Ceiling Insulation(R2 to R38) |  | Process Heat Improved Controls
| 7.5.3 Non-Residential EE Achievable Potential Details | [18 empty] | Hot Water Pipe Insulation |  | Airside Economizer |  | Plant Energy Management
| Table 7‑7: EE Non-Residential Achievable Program Potential | [6 empty] | Figure 7‑6: Commercial Achievable Potential by End-Use – RIM Scenario | [5 empty] | Commercial Achievable Potential by End-Use – TRC Scenario | [5 empty] | Faucet Aerator |  | Retro-Commissioning |  | Process Heat System Optimization
|  | Cumulative Impacts | [17 empty] | Heat Pump Water Heater |  | Wall Insulation |  | Process Heat Improved Controls
|  | Summer Peak Demand (MW) | Winter Peak Demand (MW) | Energy (GWh) |  | End Use | GWh |  |  |  |  | End Use | GWh | [6 empty] | Heat Pump Water Heater |  | Thermal Energy Storage |  | Plant Energy Management
| RIM Scenario |  |  |  |  | Space Cooling | 5.1788 |  |  |  |  | Space Cooling | 46.922 | [6 empty] | Removal of 2nd Refrigerator-Freezer |  | HVAC tune-up_RTU |  | Process Refrig System Optimization
| Interior Lighting | 0.038893 | 0.037805 | 0.27248 |  | Space Heating | 0.39693 |  |  |  |  | Interior Lighting | 13.3801 | [6 empty] | Removal of 2nd Refrigerator-Freezer |  | HVAC tune-up |  | Process Refrig Controls
| Exterior Lighting | 0 | 0 | 0 |  | Ventilation and Circulation | 0 |  |  |  |  | Miscellaneous | 9.0202 | [6 empty] | LED - 9W Flood (Exterior) |  | Duct Sealing Repair |  | Plant Energy Management
| Office Equipment | 0 | 0 | 0 |  | Refrigeration | 0 |  |  |  |  | Space Heating | 6.7725 | [6 empty] | CFL - 15W Flood (Exterior) |  | Dedicated Outdoor Air System on VRF unit |  | Process Refrig System Optimization
| Cooking | 0 | 0 | 0 |  | Office Equipment | 0 |  |  |  |  | Refrigeration | 6.1525 | [6 empty] | LED - 9W Flood (Exterior) |  | Chilled Water System - Variable Speed Drives |  | Process Refrig Controls
| Refrigeration | 0 | 0 | 0 |  | Miscellaneous | 0 |  |  |  |  | Cooking | 5.6928 | [6 empty] | CFL - 15W Flood (Exterior) |  | Chilled Water Controls Optimization |  | Plant Energy Management
| Space Heating | 0 | 1.7565 | 0.39771 |  | Interior Lighting | 0 |  |  |  |  | Exterior Lighting | 6.1018 | [6 empty] | Removal of 2nd Refrigerator-Freezer |  | Ceiling Insulation(R2 to R38) |  | Process Refrig Equipment Upgrade
| Space Cooling | 4.6029 | 0 | 5.1842 |  | Exterior Lighting | 0 |  |  |  |  | Ventilation and Circulation | 2.5011 | [6 empty] | Removal of 2nd Refrigerator-Freezer |  | Airside Economizer |  | Process Refrig Equipment Upgrade
| Ventilation and Circulation | 0 | 0 | 0 |  | Domestic Hot Water | 0 |  |  |  |  | Domestic Hot Water | 1.8596 | [6 empty] | Energy Star Dishwasher |  | High Efficiency Chiller (Air Cooled, 50 tons) |  | Plant Energy Management
| Domestic Hot Water | 0 | 0 | 0 |  | Cooking | 0 |  |  |  |  | Office Equipment | 1.4256 | [6 empty] | Energy Star Dishwasher |  | High Efficiency Chiller (Water cooled-centrifugal, 200 tons) |  | Plant Energy Management
| Miscellaneous | 0.023464 | 0.022886 | 0.17044 |  | Total | 5.5757 |  |  |  |  | Total | 99.8283 | [6 empty] | Water Heater Thermostat Setback |  | High Efficiency Chiller (Air Cooled, 50 tons) |  | Pump System Optimization
| TRC Scenario | [18 empty] | Water Heater Blanket |  | High Efficiency Chiller (Water cooled-centrifugal, 200 tons) |  | Pump Improved Controls
| Interior Lighting | 2.7657 | 2.0964 | 25.1994 | [15 empty] | Thermostatic Shower Restriction Valve |  | Retro-Commissioning |  | Plant Energy Management
| Exterior Lighting | 0 | 0.023506 | 6.1018 | [15 empty] | Low Flow Showerhead |  | Strip Curtains for Walk-ins |  | Motor Optimization
| Office Equipment | 0.19976 | 0.13458 | 1.4256 |  |  |  | Commercial Achievable Potential by End-Use (Summer Demand Savings) – RIM Scenario | [5 empty] | Commercial Achievable Potential by End-Use (Summer Demand Savings) – TRC Scenario | [5 empty] | Hot Water Pipe Insulation |  | PSC to ECM Evaporator Fan Motor (Walk-In, Refrigerator) |  | Motor Improved Controls
| Cooking | 1.1005 | 0.50229 | 5.6928 | [15 empty] | Faucet Aerator |  | PSC to ECM Evaporator Fan Motor (Reach-In) |  | Pump System Optimization
| Refrigeration | 0.84588 | 0.31518 | 6.1525 |  | End Use | MW |  |  |  |  | End Use | MW | [6 empty] | Water Heater Thermostat Setback |  | Floating Head Pressure Controls |  | Pump Improved Controls
| Space Heating | 0 | 3.9144 | 7.1843 |  | Space Cooling | 4.602 |  |  |  |  | Space Cooling | 11.2678 | [6 empty] | Water Heater Blanket |  | Anti-Sweat Controls |  | Plant Energy Management
| Space Cooling | 11.7329 | 0 | 49.7752 |  | Interior Lighting | 0 |  |  |  |  | Miscellaneous | 2.2546 | [6 empty] | Thermostatic Shower Restriction Valve |  | Retro-Commissioning |  | Motor Optimization
| Ventilation and Circulation | 0.2754 | 1.4366 | 2.5011 |  | Exterior Lighting | 0 |  |  |  |  | Cooking | 1.1005 | [6 empty] | Low Flow Showerhead |  | Strip Curtains for Walk-ins |  | Motor Improved Controls
| Domestic Hot Water | 0.21072 | 0.11997 | 1.8596 |  | Office Equipment | 0 |  |  |  |  | Refrigeration | 0.84588 | [6 empty] | Hot Water Pipe Insulation |  | PSC to ECM Evaporator Fan Motor (Walk-In, Refrigerator) |  | Pump Equipment Upgrade
| Miscellaneous | 3.4771 | 1.7743 | 18.0763 |  | Cooking | 0 |  |  |  |  | Interior Lighting | 1.0786 | [6 empty] | Faucet Aerator |  | PSC to ECM Evaporator Fan Motor (Reach-In) |  | Motor Equipment Upgrades
[6 empty] | Refrigeration | 0 |  |  |  |  | Ventilation and Circulation | 0.2754 | [6 empty] | Heat Pump Water Heater |  | Freezer-Cooler Replacement Gaskets |  | Pump Equipment Upgrade
[6 empty] | Space Heating | 0 |  |  |  |  | Domestic Hot Water | 0.21072 | [6 empty] | Heat Pump Water Heater |  | Floating Head Pressure Controls |  | Motor Equipment Upgrades
| Table 7‑8: EE Commercial Achievable Program Potential |  |  |  |  | Ventilation and Circulation | 0 |  |  |  |  | Office Equipment | 0.19976 | [6 empty] | Removal of 2nd Refrigerator-Freezer |  | Anti-Sweat Controls |  | Plant Energy Management
|  | Cumulative Impacts |  |  |  | Domestic Hot Water | 0 |  |  |  |  | Exterior Lighting | 0 | [6 empty] | Removal of 2nd Refrigerator-Freezer |  | Refrigerated Display Case LED Lighting |  | Fan Improved Controls
|  | Summer Peak Demand (MW) | Winter Peak Demand (MW) | Energy (GWh) |  | Miscellaneous | 0 |  |  |  |  | Space Heating | 0 | [6 empty] | Energy Star Clothes Washer |  | Energy Star Commercial Solid Door Refrigerator |  | Plant Energy Management
| RIM Scenario |  |  |  |  | Total | 4.602 |  |  |  |  | Total | 17.2333 | [6 empty] | Energy Star Clothes Washer |  | Energy Star Commercial Solid Door Freezer |  | Fan Improved Controls
| Interior Lighting | 0 | 0 | 0 | [15 empty] | Removal of 2nd Refrigerator-Freezer |  | Energy Star Commercial Glass Door Refrigerator |  | Fan Equipment Upgrades
| Exterior Lighting | 0 | 0 | 0 | [15 empty] | Removal of 2nd Refrigerator-Freezer |  | Energy Star Commercial Glass Door Freezer |  | Fan Equipment Upgrades
| Office Equipment | 0 | 0 | 0 | [15 empty] | Energy Star Certified Roof Products |  | Energy Star Commercial Solid Door Refrigerator |  | Lighting Controls
| Cooking | 0 | 0 | 0 | [15 empty] | Ceiling Insulation(R2 to R38) |  | Energy Star Commercial Solid Door Freezer |  | Lighting Controls
| Refrigeration | 0 | 0 | 0 | [15 empty] | Ceiling Insulation(R12 to R38) |  | Energy Star Commercial Glass Door Refrigerator |  | Efficient Lighting - Other Interior Lighting
| Space Heating | 0 | 0 | 0 | [15 empty] | Heat Pump Tune Up |  | Energy Star Commercial Glass Door Freezer |  | Efficient Lighting - High Bay
| Space Cooling | 0 | 0 | 0 | [15 empty] | Energy Star Windows |  | Efficient Exhaust Hood |  | Efficient Lighting - Other Interior Lighting
| Ventilation and Circulation | 0 | 0 | 0 |  |  |  | Commercial Achievable Potential by End-Use (Winter Demand Savings) – RIM Scenario | [5 empty] | Commercial Achievable Potential by End-Use (Winter Demand Savings) – TRC Scenario | [5 empty] | Energy Star Certified Roof Products |  | Energy Star Hot Food Holding Cabinet |  | Efficient Lighting - High Bay
| Domestic Hot Water | 0 | 0 | 0 |  | End Use | MW |  |  |  |  | End Use | MW | [6 empty] | Duct Repair |  | Energy Star Griddle |  | HVAC Improved Controls
| Miscellaneous | 0 | 0 | 0 |  | Space Heating | 1.7557 |  |  |  |  | Space Heating | 3.4605 | [6 empty] | Ceiling Insulation(R2 to R38) |  | Efficient Exhaust Hood |  | Building Envelope Improvements
| TRC Scenario |  |  |  |  | Interior Lighting | 0 |  |  |  |  | Ventilation and Circulation | 1.4366 | [6 empty] | Ceiling Insulation(R12 to R38) |  | Energy Star Hot Food Holding Cabinet |  | HVAC Improved Controls
| Interior Lighting | 1.0786 | 0.45655 | 13.3801 |  | Exterior Lighting | 0 |  |  |  |  | Cooking | 0.50229 | [6 empty] | Air Sealing-Infiltration Control |  | Energy Star Griddle |  | Building Envelope Improvements
| Exterior Lighting | 0 | 0.023506 | 6.1018 |  | Office Equipment | 0 |  |  |  |  | Miscellaneous | 0.58387 | [6 empty] | Energy Star Certified Roof Products |  | Smart Strip Plug Outlet |  | HVAC Equipment Upgrades
| Office Equipment | 0.19976 | 0.13458 | 1.4256 |  | Cooking | 0 |  |  |  |  | Interior Lighting | 0.45655 | [6 empty] | Ceiling Insulation(R2 to R38) |  | Network PC Power Management |  | HVAC Equipment Upgrades
| Cooking | 1.1005 | 0.50229 | 5.6928 |  | Refrigeration | 0 |  |  |  |  | Refrigeration | 0.31518 | [6 empty] | Ceiling Insulation(R12 to R38) |  | Smart Strip Plug Outlet |  | Efficient Lighting - Exterior
| Refrigeration | 0.84588 | 0.31518 | 6.1525 |  | Space Cooling | 0 |  |  |  |  | Domestic Hot Water | 0.11997 | [6 empty] | Heat Pump Tune Up |  | Network PC Power Management |  | Efficient Lighting - Exterior
| Space Heating | 0 | 3.4605 | 6.7725 |  | Ventilation and Circulation | 0 |  |  |  |  | Office Equipment | 0.13458 | [6 empty] | Energy Star Windows |  | Energy Star PCs |  | Plant Energy Management
| Space Cooling | 11.2678 | 0 | 46.922 |  | Domestic Hot Water | 0 |  |  |  |  | Exterior Lighting | 0.023506 | [6 empty] | Energy Star Certified Roof Products |  | Energy Star PCs |  | Compressed Air System Optimization
| Ventilation and Circulation | 0.2754 | 1.4366 | 2.5011 |  | Miscellaneous | 0 |  |  |  |  | Space Cooling | 0 | [6 empty] | Duct Repair |  | Retro-Commissioning |  | Compressed Air Controls
| Domestic Hot Water | 0.21072 | 0.11997 | 1.8596 |  | Total | 1.7557 |  |  |  |  | Total | 7.033 | [6 empty] | Ceiling Insulation(R2 to R38) |  | Thermostatic Shower Restriction Valve |  | Plant Energy Management
| Miscellaneous | 2.2546 | 0.58387 | 9.0202 | [15 empty] | Ceiling Insulation(R12 to R38) |  | Tank Wrap on Water Heater |  | Compressed Air System Optimization
[20 empty] | Air Sealing-Infiltration Control |  | Low-Flow Pre-Rinse Sprayers |  | Compressed Air Controls
| Table 7‑9: EE Industrial Achievable Program Potential | [18 empty] | Energy Star Certified Roof Products |  | Low Flow Shower Head |  | Compressed Air Equipment
|  | Cumulative Impacts | [17 empty] | Ceiling Insulation(R2 to R38) |  | Hot Water Pipe Insulation |  | Compressed Air Equipment
|  | Summer Peak Demand (MW) | Winter Peak Demand (MW) | Energy (GWh) | [15 empty] | Ceiling Insulation(R12 to R38) |  | Faucet Aerator |  | Process Other Systems Optimization
| RIM Scenario | [18 empty] | Heat Pump Tune Up |  | Retro-Commissioning |  | Plant Energy Management
| Process Heating | 0 | 0 | 0 | [15 empty] | Energy Star Windows |  | Thermostatic Shower Restriction Valve |  | Process Other Systems Optimization
| Process Cooling | 0 | 0 | 0 | [15 empty] | Energy Star Certified Roof Products |  | Tank Wrap on Water Heater |  | Plant Energy Management
| Compressed Air | 0 | 0 | 0 | [15 empty] | Duct Repair |  | Low-Flow Pre-Rinse Sprayers |  | Process Heat System Optimization
| Motors Pumps | 0 | 0 | 0 |  |  |  | Industrial Achievable Potential by End-Use – RIM Scenario | [5 empty] | Industrial Achievable Potential by End-Use – TRC Scenario | [5 empty] | Ceiling Insulation(R2 to R38) |  | Low Flow Shower Head |  | Process Heat Improved Controls
| Motors Fans Blowers | 0 | 0 | 0 |  | End Use | GWh |  |  |  |  | End Use | GWh | [6 empty] | Ceiling Insulation(R12 to R38) |  | Hot Water Pipe Insulation |  | Plant Energy Management
| Process Specific | 0 | 0 | 0 |  | Industrial Lighting | 0.27248 |  |  |  |  | Industrial Lighting | 11.8193 | [6 empty] | Air Sealing-Infiltration Control |  | Faucet Aerator |  | Process Heat System Optimization
| Industrial Lighting | 0 | 0 | 0 |  | Process Cooling | 0.092696 |  |  |  |  | Motors Pumps | 6.8571 | [6 empty] | Smart Power Strip |  | Heat Pump Water Heater |  | Process Heat Improved Controls
| HVAC | 0 | 0 | 0 |  | Process Heating | 0.077479 |  |  |  |  | HVAC | 3.265 | [6 empty] | Smart Power Strip |  | Energy Star Commercial Dishwasher |  | Plant Energy Management
| Other | 0 | 0 | 0 |  | HVAC | 0.0061636 |  |  |  |  | Motors Fans Blowers | 0.87868 | [6 empty] | Energy Star Air Purifier |  | Heat Pump Water Heater |  | Process Refrig System Optimization
| Exterior Lighting | 0 | 0 | 0 |  | Process Specific | 0.00026256 |  |  |  |  | Process Cooling | 0.48096 | [6 empty] | Energy Star Air Purifier |  | Energy Star Commercial Dishwasher |  | Process Refrig Controls
| TRC Scenario |  |  |  |  | Compressed Air | 0 |  |  |  |  | Compressed Air | 0.34637 | [6 empty] | ENERGY STAR Certified Home |  | Retro-Commissioning |  | Plant Energy Management
| Process Heating | 0.063189 | 0.061631 | 0.45898 |  | Motors Pumps | 0 |  |  |  |  | Process Heating | 0.45898 | [6 empty] | ENERGY STAR Certified Home |  | Thermal Energy Storage |  | Process Refrig System Optimization
| Process Cooling | 0.066214 | 0.064582 | 0.48096 |  | Motors Fans Blowers | 0 |  |  |  |  | Process Specific | 0.033965 | [6 empty] | ENERGY STAR Certified Home |  | HVAC tune-up_RTU |  | Process Refrig Controls
| Compressed Air | 0.046643 | 0.045411 | 0.34637 |  | Other | 0 |  |  |  |  | Other | 0 | [6 empty] | Smart Power Strip |  | HVAC tune-up |  | Plant Energy Management
| Motors Pumps | 0.92339 | 0.899 | 6.8571 |  | Exterior Lighting | 0 |  |  |  |  | Exterior Lighting | 0 | [6 empty] | ENERGY STAR Certified Home |  | Duct Sealing Repair |  | Process Refrig Equipment Upgrade
| Motors Fans Blowers | 0.11832 | 0.1152 | 0.87868 |  | Total | 0.44908 | [12 empty] | Smart Power Strip |  | Dedicated Outdoor Air System on VRF unit |  | Process Refrig Equipment Upgrade
| Process Specific | 0.004676 | 0.0045607 | 0.033965 | [15 empty] | ENERGY STAR Certified Home |  | Chilled Water System - Variable Speed Drives |  | Plant Energy Management
| Industrial Lighting | 1.687 | 1.6399 | 11.8193 | [15 empty] | Water Heater Thermostat Setback |  | Chilled Water Controls Optimization |  | Plant Energy Management
| HVAC | 0.46512 | 0.45383 | 3.265 | [15 empty] | Water Heater Blanket |  | Ceiling Insulation(R2 to R38) |  | Pump System Optimization
| Other | 0 | 0 | 0 | [15 empty] | Thermostatic Shower Restriction Valve |  | Airside Economizer |  | Pump Improved Controls
| Exterior Lighting | 0 | 0 | 0 |  |  |  | Industrial Achievable Potential by End-Use (Summer Demand Savings) – RIM Scenario | [5 empty] | Industrial Achievable Potential by End-Use (Summer Demand Savings) – TRC Scenario | [5 empty] | Low Flow Showerhead |  | Retro-Commissioning |  | Plant Energy Management
[6 empty] | End Use | MW |  |  |  |  | End Use | MW | [6 empty] | Hot Water Pipe Insulation |  | Wall Insulation |  | Motor Optimization
[6 empty] | Industrial Lighting | 0.038893 |  |  |  |  | Industrial Lighting | 1.687 | [6 empty] | Faucet Aerator |  | Thermal Energy Storage |  | Motor Improved Controls
[6 empty] | Process Cooling | 0.012762 |  |  |  |  | Motors Pumps | 0.92339 | [6 empty] | ENERGY STAR Certified Home |  | HVAC tune-up_RTU |  | Pump System Optimization
[6 empty] | Process Heating | 0.010667 |  |  |  |  | HVAC | 0.46512 | [6 empty] | Water Heater Thermostat Setback |  | HVAC tune-up |  | Pump Improved Controls
[6 empty] | HVAC | 0.00087803 |  |  |  |  | Motors Fans Blowers | 0.11832 | [6 empty] | Water Heater Blanket |  | Duct Sealing Repair |  | Plant Energy Management
[6 empty] | Process Specific | 3.6148e-05 |  |  |  |  | Process Cooling | 0.066214 | [6 empty] | Thermostatic Shower Restriction Valve |  | Dedicated Outdoor Air System on VRF unit |  | Motor Optimization
[6 empty] | Compressed Air | 0 |  |  |  |  | Compressed Air | 0.046643 | [6 empty] | Low Flow Showerhead |  | Chilled Water System - Variable Speed Drives |  | Motor Improved Controls
[6 empty] | Motors Pumps | 0 |  |  |  |  | Process Heating | 0.063189 | [6 empty] | Hot Water Pipe Insulation |  | Chilled Water Controls Optimization |  | Pump Equipment Upgrade
[6 empty] | Motors Fans Blowers | 0 |  |  |  |  | Process Specific | 0.004676 | [6 empty] | Faucet Aerator |  | Ceiling Insulation(R2 to R38) |  | Motor Equipment Upgrades
[6 empty] | Other | 0 |  |  |  |  | Other | 0 | [6 empty] | ENERGY STAR Certified Home |  | Airside Economizer |  | Pump Equipment Upgrade
[6 empty] | Exterior Lighting | 0 |  |  |  |  | Exterior Lighting | 0 | [6 empty] | Programmable Thermostat |  | High Efficiency Chiller (Water cooled-centrifugal, 200 tons) |  | Motor Equipment Upgrades
[6 empty] | Total | 0.063236 | [12 empty] | Home Energy Management System |  | High Efficiency Chiller (Air Cooled, 50 tons) |  | Plant Energy Management
[20 empty] | Energy Star Certified Roof Products |  | High Efficiency Chiller (Air Cooled, 50 tons) |  | Fan System Optimization
[20 empty] | Ceiling Insulation(R2 to R38) |  | High Efficiency Chiller (Water cooled-centrifugal, 200 tons) |  | Fan Improved Controls
[20 empty] | Ceiling Insulation(R12 to R38) |  | Retro-Commissioning |  | Plant Energy Management
[20 empty] | ENERGY STAR Certified Home |  | VAV System |  | Fan System Optimization
[20 empty] | Wall Insulation |  | Demand Controlled Ventilation |  | Fan Improved Controls
[20 empty] | Home Energy Management System |  | CO Sensors for Parking Garage Exhaust |  | Fan Equipment Upgrades
[20 empty] | Heat Pump Tune Up |  | Retro-Commissioning |  | Fan Equipment Upgrades
[20 empty] | Energy Star Windows |  | VAV System |  | Lighting Controls
[6 empty] | End Use | MW | Industrial Achievable Potential by End-Use (Winter Demand Savings) – RIM Scenario |  |  |  | End Use | MW | Industrial Achievable Potential by End-Use (Winter Demand Savings) – TRC Scenario | [5 empty] | Energy Star Certified Roof Products |  | Demand Controlled Ventilation |  | Lighting Controls
[6 empty] | Industrial Lighting | 0.037805 |  |  |  |  | Industrial Lighting | 1.6399 | [6 empty] | Duct Repair |  | CO Sensors for Parking Garage Exhaust |  | Efficient Lighting - Other Interior Lighting
[6 empty] | Process Cooling | 0.012447 |  |  |  |  | Motors Pumps | 0.899 | [6 empty] | Ceiling Insulation(R2 to R38) |  | Retro-Commissioning |  | Efficient Lighting - High Bay
[6 empty] | Process Heating | 0.010404 |  |  |  |  | HVAC | 0.45383 | [6 empty] | Ceiling Insulation(R12 to R38) |  | Interior Lighting Controls |  | Efficient Lighting - Other Interior Lighting
[6 empty] | HVAC | 0.00085673 |  |  |  |  | Motors Fans Blowers | 0.1152 | [6 empty] | Air Sealing-Infiltration Control |  | Retro-Commissioning |  | Efficient Lighting - High Bay
[6 empty] | Process Specific | 3.5256e-05 |  |  |  |  | Process Cooling | 0.064582 | [6 empty] | ENERGY STAR Certified Home |  | Interior Lighting Controls |  | HVAC Improved Controls
[6 empty] | Compressed Air | 0 |  |  |  |  | Compressed Air | 0.045411 | [6 empty] | Programmable Thermostat |  | Retro-Commissioning |  | Building Envelope Improvements
[6 empty] | Motors Pumps | 0 |  |  |  |  | Process Heating | 0.061631 | [6 empty] | Home Energy Management System |  | Duct Sealing Repair |  | HVAC Improved Controls
[6 empty] | Motors Fans Blowers | 0 |  |  |  |  | Process Specific | 0.0045607 | [6 empty] | Energy Star Certified Roof Products |  | Dedicated Outdoor Air System on VRF unit |  | Building Envelope Improvements
[6 empty] | Other | 0 |  |  |  |  | Other | 0 | [6 empty] | Ceiling Insulation(R2 to R38) |  | Ceiling Insulation(R2 to R38) |  | HVAC Equipment Upgrades
[6 empty] | Exterior Lighting | 0 |  |  |  |  | Exterior Lighting | 0 | [6 empty] | Ceiling Insulation(R12 to R38) |  | Retro-Commissioning |  | HVAC Equipment Upgrades
[6 empty] | Total | 0.061548 | [12 empty] | ENERGY STAR Certified Home |  | Wall Insulation |  | Efficient Lighting - Exterior
[20 empty] | Wall Insulation |  | Duct Sealing Repair |  | Efficient Lighting - Exterior
[20 empty] | Home Energy Management System |  | Dedicated Outdoor Air System on VRF unit |  | Plant Energy Management
[20 empty] | Heat Pump Tune Up |  | Ceiling Insulation(R2 to R38) |  | Compressed Air System Optimization
[20 empty] | Energy Star Windows |  | Retro-Commissioning |  | Compressed Air Controls
[20 empty] | Energy Star Certified Roof Products |  | Thermostatic Shower Restriction Valve |  | Plant Energy Management
[20 empty] | Duct Repair |  | Tank Wrap on Water Heater |  | Compressed Air System Optimization
[20 empty] | Ceiling Insulation(R2 to R38) |  | Low-Flow Pre-Rinse Sprayers |  | Compressed Air Controls
[20 empty] | Ceiling Insulation(R12 to R38) |  | Low Flow Shower Head |  | Compressed Air Equipment
[20 empty] | Air Sealing-Infiltration Control |  | Hot Water Pipe Insulation |  | Compressed Air Equipment
[20 empty] | Energy Star Room AC |  | Faucet Aerator |  | Process Other Systems Optimization
[20 empty] | Energy Star Room AC |  | Retro-Commissioning |  | Plant Energy Management
[20 empty] | ENERGY STAR Certified Home |  | Thermostatic Shower Restriction Valve |  | Process Other Systems Optimization
[20 empty] | Removal of 2nd Refrigerator-Freezer |  | Tank Wrap on Water Heater |  | Plant Energy Management
[20 empty] | ENERGY STAR Certified Home |  | Low-Flow Pre-Rinse Sprayers |  | Process Heat System Optimization
[20 empty] | Removal of 2nd Refrigerator-Freezer |  | Low Flow Shower Head |  | Process Heat Improved Controls
[20 empty] | ENERGY STAR Certified Home |  | Hot Water Pipe Insulation |  | Plant Energy Management
[20 empty] | ENERGY STAR Certified Home |  | Faucet Aerator |  | Process Heat System Optimization
[20 empty] | High Efficiency Induction Cooktop |  | Energy Star Commercial Dishwasher |  | Process Heat Improved Controls
[20 empty] | High Efficiency Induction Cooktop |  | Energy Star Commercial Dishwasher |  | Plant Energy Management
[20 empty] | ENERGY STAR Certified Home |  | Retro-Commissioning |  | Process Heat Equipment Upgrade
[20 empty] | ENERGY STAR Certified Home |  | Strip Curtains for Walk-ins |  | Process Heat Equipment Upgrade
[20 empty] | Variable Speed Pool Pump |  | PSC to ECM Evaporator Fan Motor (Walk-In, Refrigerator) |  | Process Refrig Controls
[20 empty] | Two Speed Pool Pump |  | PSC to ECM Evaporator Fan Motor (Reach-In) |  | Plant Energy Management
[20 empty] | Variable Speed Pool Pump |  | Floating Head Pressure Controls |  | Process Refrig Controls
[20 empty] | Two Speed Pool Pump |  | Anti-Sweat Controls |  | Plant Energy Management
[20 empty] | ENERGY STAR Certified Home |  | Retro-Commissioning |  | Process Refrig Equipment Upgrade
[20 empty] | ENERGY STAR Certified Home |  | Strip Curtains for Walk-ins |  | Process Refrig Equipment Upgrade
[20 empty] | Solar Pool Heater |  | PSC to ECM Evaporator Fan Motor (Walk-In, Refrigerator) |  | Plant Energy Management
[20 empty] | Heat Pump Pool Heater |  | PSC to ECM Evaporator Fan Motor (Reach-In) |  | Plant Energy Management
[20 empty] | Solar Pool Heater |  | Freezer-Cooler Replacement Gaskets |  | Pump Improved Controls
[20 empty] | Heat Pump Pool Heater |  | Floating Head Pressure Controls |  | Plant Energy Management
[20 empty] | ENERGY STAR Certified Home |  | Anti-Sweat Controls |  | Motor Optimization
[20 empty] | Water Heater Thermostat Setback |  | Retro-Commissioning |  | Motor Improved Controls
[20 empty] | Water Heater Blanket |  | Strip Curtains for Walk-ins |  | Pump Improved Controls
[20 empty] | Thermostatic Shower Restriction Valve |  | PSC to ECM Evaporator Fan Motor (Walk-In, Refrigerator) |  | Plant Energy Management
[20 empty] | Low Flow Showerhead |  | PSC to ECM Evaporator Fan Motor (Reach-In) |  | Motor Optimization
[20 empty] | Hot Water Pipe Insulation |  | Floating Head Pressure Controls |  | Motor Improved Controls
[20 empty] | Faucet Aerator |  | Anti-Sweat Controls |  | Pump Equipment Upgrade
[20 empty] | ENERGY STAR Certified Home |  | Retro-Commissioning |  | Motor Equipment Upgrades
[20 empty] | Water Heater Thermostat Setback |  | Strip Curtains for Walk-ins |  | Pump Equipment Upgrade
[20 empty] | Water Heater Blanket |  | PSC to ECM Evaporator Fan Motor (Walk-In, Refrigerator) |  | Motor Equipment Upgrades
[20 empty] | Thermostatic Shower Restriction Valve |  | PSC to ECM Evaporator Fan Motor (Reach-In) |  | Plant Energy Management
[20 empty] | Low Flow Showerhead |  | Freezer-Cooler Replacement Gaskets |  | Fan Improved Controls
[20 empty] | Hot Water Pipe Insulation |  | Floating Head Pressure Controls |  | Plant Energy Management
[20 empty] | Faucet Aerator |  | Anti-Sweat Controls |  | Fan Improved Controls
[20 empty] | ENERGY STAR Certified Home |  | Retro-Commissioning |  | Fan Equipment Upgrades
[20 empty] | ENERGY STAR Certified Home |  | Outdoor Lighting Controls |  | Fan Equipment Upgrades
[20 empty] | ENERGY STAR Certified Home |  | Bi-Level Lighting Control (Exterior) |  | Lighting Controls
[20 empty] | Smart Power Strip |  | Retro-Commissioning |  | Lighting Controls
[20 empty] | ENERGY STAR Certified Home |  | Outdoor Lighting Controls |  | Efficient Lighting - Other Interior Lighting
[20 empty] | Smart Power Strip |  | Bi-Level Lighting Control (Exterior) |  | Efficient Lighting - High Bay
[20 empty] | ENERGY STAR Certified Home |  | LED Street Lights |  | Efficient Lighting - Other Interior Lighting
[20 empty] | ENERGY STAR Certified Home |  | LED Street Lights |  | Efficient Lighting - High Bay
[20 empty] | Energy Star Dehumidifier |  | Energy Star Steamer |  | HVAC Improved Controls
[20 empty] | Energy Star Dehumidifier |  | Energy Star Steamer |  | Building Envelope Improvements
[20 empty] | ENERGY STAR Certified Home |  | Retro-Commissioning |  | HVAC Improved Controls
[20 empty] | ENERGY STAR Certified Home |  | Outdoor Lighting Controls |  | Building Envelope Improvements
[20 empty] | ENERGY STAR Certified Home |  | Bi-Level Lighting Control (Exterior) |  | HVAC Equipment Upgrades
[20 empty] | ENERGY STAR Certified Home |  | Retro-Commissioning |  | HVAC Equipment Upgrades
[20 empty] | LED Specialty Lamps-5W Chandelier |  | Outdoor Lighting Controls |  | Efficient Lighting - Exterior
[20 empty] | LED Specialty Lamps-5W Chandelier |  | Bi-Level Lighting Control (Exterior) |  | Efficient Lighting - Exterior
[20 empty] | ENERGY STAR Certified Home |  | LED Exterior Lighting |  | Plant Energy Management
[20 empty] | ENERGY STAR Certified Home |  | LED - 9W Flood |  | Compressed Air System Optimization
[20 empty] | LED - 9W Flood |  | CFL - 15W Flood |  | Compressed Air Controls
[20 empty] | LED - 14W |  | LED Exterior Lighting |  | Plant Energy Management
[20 empty] | LED - 9W Flood |  | LED - 9W Flood |  | Compressed Air System Optimization
[20 empty] | LED - 14W |  | CFL - 15W Flood |  | Compressed Air Controls
[20 empty] | ENERGY STAR Certified Home |  | Retro-Commissioning |  | Compressed Air Equipment
[20 empty] | ENERGY STAR Certified Home |  | Interior Lighting Controls |  | Compressed Air Equipment
[20 empty] | Low Wattage T8 Fixture |  | Facility Energy Management System |  | Process Other Systems Optimization
[20 empty] | Linear LED |  | Retro-Commissioning |  | Process Other Systems Optimization
[20 empty] | Low Wattage T8 Fixture |  | Interior Lighting Controls |  | Process Heat System Optimization
[20 empty] | Linear LED |  | Facility Energy Management System |  | Process Heat System Optimization
[20 empty] | ENERGY STAR Certified Home |  | LED Display Lighting (Interior) |  | Process Heat Equipment Upgrade
[20 empty] | Smart Power Strip |  | LED - 14W |  | Process Heat Equipment Upgrade
[20 empty] | ENERGY STAR Certified Home |  | CFL-23W |  | Process Refrig Controls
[20 empty] | Smart Power Strip |  | LED Display Lighting (Interior) |  | Process Refrig Controls
[20 empty] | Energy Star Personal Computer |  | LED - 14W |  | Process Refrig Equipment Upgrade
[20 empty] | Energy Star Imaging Equipment |  | CFL-23W |  | Process Refrig Equipment Upgrade
[20 empty] | Energy Star Personal Computer |  | Smart Strip Plug Outlet |  | Pump Improved Controls
[20 empty] | Energy Star Imaging Equipment |  | Network PC Power Management |  | Motor Optimization
[20 empty] | ENERGY STAR Certified Home |  | Smart Strip Plug Outlet |  | Motor Improved Controls
[20 empty] | Programmable Thermostat |  | Network PC Power Management |  | Pump Improved Controls
[20 empty] | Home Energy Management System |  | Energy Star Servers |  | Motor Optimization
[20 empty] | Energy Star Certified Roof Products |  | Energy Star Servers |  | Motor Improved Controls
[20 empty] | Ceiling Insulation(R2 to R38) |  | Retro-Commissioning |  | Pump Equipment Upgrade
[20 empty] | Ceiling Insulation(R12 to R38) |  | Thermal Energy Storage |  | Motor Equipment Upgrades
[20 empty] | ENERGY STAR Certified Home |  | Smart Thermostat |  | Pump Equipment Upgrade
[20 empty] | Wall Insulation |  | HVAC tune-up_RTU |  | Motor Equipment Upgrades
[20 empty] | Home Energy Management System |  | HVAC tune-up |  | Fan Improved Controls
[20 empty] | Heat Pump Tune Up |  | Facility Energy Management System |  | Fan Improved Controls
[20 empty] | Energy Star Windows |  | Duct Sealing Repair |  | Fan Equipment Upgrades
[20 empty] | Energy Star Certified Roof Products |  | Chilled Water System - Variable Speed Drives |  | Fan Equipment Upgrades
[20 empty] | Duct Repair |  | Chilled Water Controls Optimization |  | Lighting Controls
[20 empty] | Ceiling Insulation(R2 to R38) |  | Ceiling Insulation(R2 to R38) |  | Lighting Controls
[20 empty] | Ceiling Insulation(R12 to R38) |  | Airside Economizer |  | Efficient Lighting - Other Interior Lighting
[20 empty] | Air Sealing-Infiltration Control |  | Retro-Commissioning |  | Efficient Lighting - High Bay
[20 empty] | 21 SEER ASHP from base electric resistance heating |  | Wall Insulation |  | Efficient Lighting - Other Interior Lighting
[20 empty] | 14 SEER ASHP from base electric resistance heating |  | Thermal Energy Storage |  | Efficient Lighting - High Bay
[20 empty] | 14 SEER ASHP from base electric resistance heating |  | Smart Thermostat |  | HVAC Recommissioning
[20 empty] | ENERGY STAR Certified Home |  | HVAC tune-up_RTU |  | HVAC Improved Controls
[20 empty] | Programmable Thermostat |  | HVAC tune-up |  | Building Envelope Improvements
[20 empty] | Home Energy Management System |  | Facility Energy Management System |  | HVAC Recommissioning
[20 empty] | Energy Star Certified Roof Products |  | Duct Sealing Repair |  | HVAC Improved Controls
[20 empty] | Ceiling Insulation(R2 to R38) |  | Chilled Water System - Variable Speed Drives |  | Building Envelope Improvements
[20 empty] | Ceiling Insulation(R12 to R38) |  | Chilled Water Controls Optimization |  | HVAC Equipment Upgrades
[20 empty] | ENERGY STAR Certified Home |  | Ceiling Insulation(R2 to R38) |  | HVAC Equipment Upgrades
[20 empty] | Wall Insulation |  | Airside Economizer |  | Efficient Lighting - Exterior
[20 empty] | Home Energy Management System |  | High Efficiency PTHP |  | Efficient Lighting - Exterior
[20 empty] | Heat Pump Tune Up |  | High Efficiency PTAC |  | Compressed Air System Optimization
[20 empty] | Energy Star Windows |  | High Efficiency PTHP |  | Compressed Air Controls
[20 empty] | Energy Star Certified Roof Products |  | High Efficiency PTAC |  | Compressed Air System Optimization
[20 empty] | Duct Repair |  | Retro-Commissioning |  | Compressed Air Controls
[20 empty] | Ceiling Insulation(R2 to R38) |  | Smart Thermostat |  | Compressed Air Equipment
[20 empty] | Ceiling Insulation(R12 to R38) |  | Facility Energy Management System |  | Compressed Air Equipment
[20 empty] | Air Sealing-Infiltration Control |  | Duct Sealing Repair |  | Process Other Systems Optimization
[20 empty] | 21 SEER ASHP from base electric resistance heating |  | Ceiling Insulation(R2 to R38) |  | Plant Energy Management
[20 empty] | 14 SEER ASHP from base electric resistance heating |  | Retro-Commissioning |  | Process Other Systems Optimization
[20 empty] | 14 SEER ASHP from base electric resistance heating |  | Wall Insulation |  | Plant Energy Management
[20 empty] | ENERGY STAR Certified Home |  | Smart Thermostat |  | Process Heat System Optimization
[20 empty] | Water Heater Thermostat Setback |  | Facility Energy Management System |  | Process Heat Improved Controls
[20 empty] | Water Heater Blanket |  | Duct Sealing Repair |  | Plant Energy Management
[20 empty] | Thermostatic Shower Restriction Valve |  | Ceiling Insulation(R2 to R38) |  | Process Heat System Optimization
[20 empty] | Low Flow Showerhead |  | High Efficiency PTHP |  | Process Heat Improved Controls
[20 empty] | Hot Water Pipe Insulation |  | High Efficiency PTHP |  | Plant Energy Management
[20 empty] | Faucet Aerator |  | Retro-Commissioning |  | Process Refrig Controls
[20 empty] | ENERGY STAR Certified Home |  | Strip Curtains for Walk-ins |  | Plant Energy Management
[20 empty] | Water Heater Thermostat Setback |  | PSC to ECM Evaporator Fan Motor (Walk-In, Refrigerator) |  | Process Refrig Controls
[20 empty] | Water Heater Blanket |  | PSC to ECM Evaporator Fan Motor (Reach-In) |  | Plant Energy Management
[20 empty] | Thermostatic Shower Restriction Valve |  | Floating Head Pressure Controls |  | Process Refrig Equipment Upgrade
[20 empty] | Low Flow Showerhead |  | Anti-Sweat Controls |  | Process Refrig Equipment Upgrade
[20 empty] | Hot Water Pipe Insulation |  | Retro-Commissioning |  | Plant Energy Management
[20 empty] | Faucet Aerator |  | Strip Curtains for Walk-ins |  | Plant Energy Management
[20 empty] | Heat Pump Water Heater |  | PSC to ECM Evaporator Fan Motor (Walk-In, Refrigerator) |  | Pump System Optimization
[20 empty] | Heat Pump Water Heater |  | PSC to ECM Evaporator Fan Motor (Reach-In) |  | Pump Improved Controls
[20 empty] | ENERGY STAR Certified Home |  | Freezer-Cooler Replacement Gaskets |  | Plant Energy Management
[20 empty] | Removal of 2nd Refrigerator-Freezer |  | Floating Head Pressure Controls |  | Motor Optimization
[20 empty] | ENERGY STAR Certified Home |  | Anti-Sweat Controls |  | Motor Improved Controls
[20 empty] | Removal of 2nd Refrigerator-Freezer |  | Retro-Commissioning |  | Pump System Optimization
[20 empty] | ENERGY STAR Certified Home |  | VSD Controlled Compressor |  | Pump Improved Controls
[20 empty] | ENERGY STAR Certified Home |  | Engine Block Timer |  | Plant Energy Management
[20 empty] | ENERGY STAR Certified Home |  | Retro-Commissioning |  | Motor Optimization
[20 empty] | ENERGY STAR Certified Home |  | VSD Controlled Compressor |  | Motor Improved Controls
[20 empty] | LED - 9W Flood (Exterior) |  | Engine Block Timer |  | Pump Equipment Upgrade
[20 empty] | CFL - 15W Flood (Exterior) |  | Variable Speed Pool Pump |  | Motor Equipment Upgrades
[20 empty] | LED - 9W Flood (Exterior) |  | Two Speed Pool Pump |  | Pump Equipment Upgrade
[20 empty] | CFL - 15W Flood (Exterior) |  | Solar Powered Pool Pump |  | Motor Equipment Upgrades
[20 empty] | ENERGY STAR Certified Home |  | Solar Pool Heater |  | Plant Energy Management
[20 empty] | Removal of 2nd Refrigerator-Freezer |  | Heat Pump Pool Heater |  | Fan System Optimization
[20 empty] | ENERGY STAR Certified Home |  | Variable Speed Pool Pump |  | Fan Improved Controls
[20 empty] | Removal of 2nd Refrigerator-Freezer |  | Two Speed Pool Pump |  | Plant Energy Management
[20 empty] | Energy Star Dishwasher |  | Solar Powered Pool Pump |  | Fan System Optimization
[20 empty] | Energy Star Dishwasher |  | Solar Pool Heater |  | Fan Improved Controls
[20 empty] | ENERGY STAR Certified Home |  | Heat Pump Pool Heater |  | Fan Equipment Upgrades
[20 empty] | Water Heater Thermostat Setback |  | Retro-Commissioning |  | Fan Equipment Upgrades
[20 empty] | Water Heater Blanket |  | Smart Thermostat |  | Lighting Controls
[20 empty] | Thermostatic Shower Restriction Valve |  | Facility Energy Management System |  | Lighting Controls
[20 empty] | Low Flow Showerhead |  | Duct Sealing Repair |  | Efficient Lighting - Other Interior Lighting
[20 empty] | Hot Water Pipe Insulation |  | Ceiling Insulation(R2 to R38) |  | Efficient Lighting - High Bay
[20 empty] | Faucet Aerator |  | Retro-Commissioning |  | Efficient Lighting - Other Interior Lighting
[20 empty] | ENERGY STAR Certified Home |  | Wall Insulation |  | Efficient Lighting - High Bay
[20 empty] | Water Heater Thermostat Setback |  | Smart Thermostat |  | HVAC Recommissioning
[20 empty] | Water Heater Blanket |  | Facility Energy Management System |  | HVAC Improved Controls
[20 empty] | Thermostatic Shower Restriction Valve |  | Duct Sealing Repair |  | Building Envelope Improvements
[20 empty] | Low Flow Showerhead |  | Ceiling Insulation(R2 to R38) |  | HVAC Recommissioning
[20 empty] | Hot Water Pipe Insulation |  | Retro-Commissioning |  | HVAC Improved Controls
[20 empty] | Faucet Aerator |  | Thermal Energy Storage |  | Building Envelope Improvements
[20 empty] | Heat Pump Water Heater |  | Smart Thermostat |  | HVAC Equipment Upgrades
[20 empty] | Heat Pump Water Heater |  | HVAC tune-up_RTU |  | HVAC Equipment Upgrades
[20 empty] | ENERGY STAR Certified Home |  | HVAC tune-up |  | Efficient Lighting - Exterior
[20 empty] | Removal of 2nd Refrigerator-Freezer |  | Facility Energy Management System |  | Efficient Lighting - Exterior
[20 empty] | ENERGY STAR Certified Home |  | Duct Sealing Repair |  | Plant Energy Management
[20 empty] | Removal of 2nd Refrigerator-Freezer |  | Chilled Water System - Variable Speed Drives |  | Compressed Air System Optimization
[20 empty] | Energy Star Clothes Washer |  | Chilled Water Controls Optimization |  | Compressed Air Controls
[20 empty] | Energy Star Clothes Washer |  | Ceiling Insulation(R2 to R38) |  | Plant Energy Management
[20 empty] | ENERGY STAR Certified Home |  | Airside Economizer |  | Compressed Air System Optimization
[20 empty] | Removal of 2nd Refrigerator-Freezer |  | Retro-Commissioning |  | Compressed Air Controls
[20 empty] | ENERGY STAR Certified Home |  | Wall Insulation |  | Compressed Air Equipment
[20 empty] | Removal of 2nd Refrigerator-Freezer |  | Thermal Energy Storage |  | Compressed Air Equipment
[20 empty] | ENERGY STAR Certified Home |  | Smart Thermostat |  | Process Other Systems Optimization
[20 empty] | Programmable Thermostat |  | HVAC tune-up_RTU |  | Plant Energy Management
[20 empty] | Home Energy Management System |  | HVAC tune-up |  | Process Other Systems Optimization
[20 empty] | Energy Star Certified Roof Products |  | Facility Energy Management System |  | Plant Energy Management
[20 empty] | Ceiling Insulation(R2 to R38) |  | Duct Sealing Repair |  | Process Heat System Optimization
[20 empty] | Ceiling Insulation(R12 to R38) |  | Chilled Water System - Variable Speed Drives |  | Process Heat Improved Controls
[20 empty] | ENERGY STAR Certified Home |  | Chilled Water Controls Optimization |  | Plant Energy Management
[20 empty] | Wall Insulation |  | Ceiling Insulation(R2 to R38) |  | Process Heat System Optimization
[20 empty] | Home Energy Management System |  | Airside Economizer |  | Process Heat Improved Controls
[20 empty] | Heat Pump Tune Up |  | Retro-Commissioning |  | Plant Energy Management
[20 empty] | Energy Star Windows |  | Interior Lighting Controls |  | Process Refrig System Optimization
[20 empty] | Energy Star Certified Roof Products |  | Facility Energy Management System |  | Process Refrig Controls
[20 empty] | Duct Repair |  | Retro-Commissioning |  | Plant Energy Management
[20 empty] | Ceiling Insulation(R2 to R38) |  | Interior Lighting Controls |  | Process Refrig System Optimization
[20 empty] | Ceiling Insulation(R12 to R38) |  | Facility Energy Management System |  | Process Refrig Controls
[20 empty] | Air Sealing-Infiltration Control |  | Premium T8 - Lamp Replacement |  | Plant Energy Management
[20 empty] | ENERGY STAR Certified Home |  | Premium T8 - Fixture Replacement |  | Process Refrig Equipment Upgrade
[20 empty] | Programmable Thermostat |  | LED Linear - Lamp Replacement |  | Process Refrig Equipment Upgrade
[20 empty] | Home Energy Management System |  | LED Linear - Fixture Replacement |  | Plant Energy Management
[20 empty] | Energy Star Certified Roof Products |  | Premium T8 - Lamp Replacement |  | Plant Energy Management
[20 empty] | Ceiling Insulation(R2 to R38) |  | Premium T8 - Fixture Replacement |  | Pump System Optimization
[20 empty] | Ceiling Insulation(R12 to R38) |  | LED Linear - Lamp Replacement |  | Pump Improved Controls
[20 empty] | ENERGY STAR Certified Home |  | LED Linear - Fixture Replacement |  | Plant Energy Management
[20 empty] | Wall Insulation |  | Energy Star Commercial Oven |  | Motor Optimization
[20 empty] | Home Energy Management System |  | Energy Star Commercial Oven |  | Motor Improved Controls
[20 empty] | Heat Pump Tune Up |  | Retro-Commissioning |  | Pump System Optimization
[20 empty] | Energy Star Windows |  | VSD Controlled Compressor |  | Pump Improved Controls
[20 empty] | Energy Star Certified Roof Products |  | Engine Block Timer |  | Plant Energy Management
[20 empty] | Duct Repair |  | Retro-Commissioning |  | Motor Optimization
[20 empty] | Ceiling Insulation(R2 to R38) |  | VSD Controlled Compressor |  | Motor Improved Controls
[20 empty] | Ceiling Insulation(R12 to R38) |  | Engine Block Timer |  | Pump Equipment Upgrade
[20 empty] | Air Sealing-Infiltration Control |  | ENERGY STAR Water Cooler |  | Motor Equipment Upgrades
[20 empty] | ENERGY STAR Certified Home |  | ENERGY STAR Commercial Clothes Washer |  | Pump Equipment Upgrade
[20 empty] | Programmable Thermostat |  | Efficient Battery Charger |  | Motor Equipment Upgrades
[20 empty] | Home Energy Management System |  | ENERGY STAR Water Cooler |  | Plant Energy Management
[20 empty] | Energy Star Certified Roof Products |  | ENERGY STAR Commercial Clothes Washer |  | Fan System Optimization
[20 empty] | Ceiling Insulation(R2 to R38) |  | Efficient Battery Charger |  | Fan Improved Controls
[20 empty] | Ceiling Insulation(R12 to R38) |  | Smart Strip Plug Outlet |  | Plant Energy Management
[20 empty] | ENERGY STAR Certified Home |  | Network PC Power Management |  | Fan System Optimization
[20 empty] | Wall Insulation |  | Smart Strip Plug Outlet |  | Fan Improved Controls
[20 empty] | Home Energy Management System |  | Network PC Power Management |  | Fan Equipment Upgrades
[20 empty] | Heat Pump Tune Up |  | Energy Star Uninterruptable Power Supply |  | Fan Equipment Upgrades
[20 empty] | Energy Star Windows |  | Energy Star Uninterruptable Power Supply |  | Lighting Controls
[20 empty] | Energy Star Certified Roof Products |  | Retro-Commissioning |  | Lighting Controls
[20 empty] | Duct Repair |  | VAV System |  | Efficient Lighting - Other Interior Lighting
[20 empty] | Ceiling Insulation(R2 to R38) |  | Demand Controlled Ventilation |  | Efficient Lighting - High Bay
[20 empty] | Ceiling Insulation(R12 to R38) |  | CO Sensors for Parking Garage Exhaust |  | Efficient Lighting - Other Interior Lighting
[20 empty] | Air Sealing-Infiltration Control |  | Retro-Commissioning |  | Efficient Lighting - High Bay
[20 empty] | ENERGY STAR Certified Home |  | VAV System |  | HVAC Recommissioning
[20 empty] | Smart Power Strip |  | Demand Controlled Ventilation |  | HVAC Improved Controls
[20 empty] | ENERGY STAR Certified Home |  | CO Sensors for Parking Garage Exhaust |  | Building Envelope Improvements
[20 empty] | Smart Power Strip |  | High Speed Fans |  | HVAC Recommissioning
[20 empty] | Energy Star Air Purifier |  | High Speed Fans |  | HVAC Improved Controls
[20 empty] | Energy Star Air Purifier |  | Retro-Commissioning |  | Building Envelope Improvements
[22 empty] | VSD Controlled Compressor |  | HVAC Equipment Upgrades
[22 empty] | Engine Block Timer |  | HVAC Equipment Upgrades
[22 empty] | Retro-Commissioning |  | Efficient Lighting - Exterior
[22 empty] | VSD Controlled Compressor |  | Efficient Lighting - Exterior
[22 empty] | Engine Block Timer |  | Plant Energy Management
[22 empty] | Retro-Commissioning |  | Compressed Air System Optimization
[22 empty] | Strip Curtains for Walk-ins |  | Compressed Air Controls
[22 empty] | PSC to ECM Evaporator Fan Motor (Walk-In, Refrigerator) |  | Plant Energy Management
[22 empty] | PSC to ECM Evaporator Fan Motor (Reach-In) |  | Compressed Air System Optimization
[22 empty] | Floating Head Pressure Controls |  | Compressed Air Controls
[22 empty] | Anti-Sweat Controls |  | Compressed Air Equipment
[22 empty] | Retro-Commissioning |  | Compressed Air Equipment
[22 empty] | Strip Curtains for Walk-ins |  | Plant Energy Management
[22 empty] | PSC to ECM Evaporator Fan Motor (Walk-In, Refrigerator) |  | Plant Energy Management
[22 empty] | PSC to ECM Evaporator Fan Motor (Reach-In) |  | Plant Energy Management
[22 empty] | Freezer-Cooler Replacement Gaskets |  | Plant Energy Management
[22 empty] | Floating Head Pressure Controls |  | Plant Energy Management
[22 empty] | Anti-Sweat Controls |  | Plant Energy Management
[22 empty] | Retro-Commissioning |  | Plant Energy Management
[22 empty] | VSD Controlled Compressor |  | Plant Energy Management
[22 empty] | Engine Block Timer |  | Pump System Optimization
[22 empty] | Retro-Commissioning |  | Pump Improved Controls
[22 empty] | VSD Controlled Compressor |  | Plant Energy Management
[22 empty] | Engine Block Timer |  | Motor Optimization
[22 empty] | Retro-Commissioning |  | Motor Improved Controls
[22 empty] | VAV System |  | Pump System Optimization
[22 empty] | Demand Controlled Ventilation |  | Pump Improved Controls
[22 empty] | CO Sensors for Parking Garage Exhaust |  | Plant Energy Management
[22 empty] | Retro-Commissioning |  | Motor Optimization
[22 empty] | VAV System |  | Motor Improved Controls
[22 empty] | Demand Controlled Ventilation |  | Pump Equipment Upgrade
[22 empty] | CO Sensors for Parking Garage Exhaust |  | Motor Equipment Upgrades
[22 empty] | Retro-Commissioning |  | Pump Equipment Upgrade
[22 empty] | Smart Thermostat |  | Motor Equipment Upgrades
[22 empty] | Facility Energy Management System |  | Plant Energy Management
[22 empty] | Duct Sealing Repair |  | Fan System Optimization
[22 empty] | Ceiling Insulation(R2 to R38) |  | Fan Improved Controls
[22 empty] | Retro-Commissioning |  | Plant Energy Management
[22 empty] | Wall Insulation |  | Fan System Optimization
[22 empty] | Smart Thermostat |  | Fan Improved Controls
[22 empty] | Facility Energy Management System |  | Fan Equipment Upgrades
[22 empty] | Duct Sealing Repair |  | Fan Equipment Upgrades
[22 empty] | Ceiling Insulation(R2 to R38) |  | Lighting Controls
[22 empty] | Retro-Commissioning |  | Lighting Controls
[22 empty] | Thermal Energy Storage |  | Efficient Lighting - Other Interior Lighting
[22 empty] | Smart Thermostat |  | Efficient Lighting - High Bay
[22 empty] | HVAC tune-up_RTU |  | Efficient Lighting - Other Interior Lighting
[22 empty] | HVAC tune-up |  | Efficient Lighting - High Bay
[22 empty] | Facility Energy Management System |  | HVAC Recommissioning
[22 empty] | Duct Sealing Repair |  | HVAC Improved Controls
[22 empty] | Chilled Water System - Variable Speed Drives |  | Building Envelope Improvements
[22 empty] | Chilled Water Controls Optimization |  | HVAC Recommissioning
[22 empty] | Ceiling Insulation(R2 to R38) |  | HVAC Improved Controls
[22 empty] | Airside Economizer |  | Building Envelope Improvements
[22 empty] | Retro-Commissioning |  | HVAC Equipment Upgrades
[22 empty] | Wall Insulation |  | HVAC Equipment Upgrades
[22 empty] | Thermal Energy Storage |  | Efficient Lighting - Exterior
[22 empty] | Smart Thermostat |  | Efficient Lighting - Exterior
[22 empty] | HVAC tune-up_RTU |  | Plant Energy Management
[22 empty] | HVAC tune-up |  | Compressed Air System Optimization
[22 empty] | Facility Energy Management System |  | Compressed Air Controls
[22 empty] | Duct Sealing Repair |  | Plant Energy Management
[22 empty] | Chilled Water System - Variable Speed Drives |  | Compressed Air System Optimization
[22 empty] | Chilled Water Controls Optimization |  | Compressed Air Controls
[22 empty] | Ceiling Insulation(R2 to R38) |  | Compressed Air Equipment
[22 empty] | Airside Economizer |  | Compressed Air Equipment
Retro-Commissioning
Interior Lighting Controls
Facility Energy Management System
Retro-Commissioning
Interior Lighting Controls
Facility Energy Management System
LED Linear - Fixture Replacement
High Bay LED
High Bay Fluorescent (T5)
LED Linear - Fixture Replacement
High Bay LED
High Bay Fluorescent (T5)
Retro-Commissioning
Smart Thermostat
Facility Energy Management System
Duct Sealing Repair
Ceiling Insulation(R2 to R38)
Retro-Commissioning
Wall Insulation
Smart Thermostat
Facility Energy Management System
Duct Sealing Repair
Ceiling Insulation(R2 to R38)
Retro-Commissioning
Outdoor Lighting Controls
Bi-Level Lighting Control (Exterior)
Retro-Commissioning
Outdoor Lighting Controls
Bi-Level Lighting Control (Exterior)
LED Parking Lighting
High Efficiency HID Lighting
LED Parking Lighting
High Efficiency HID Lighting
Retro-Commissioning
Outdoor Lighting Controls
Bi-Level Lighting Control (Exterior)
Retro-Commissioning
Outdoor Lighting Controls
Bi-Level Lighting Control (Exterior)
LED Exterior Lighting
LED Display Lighting (Exterior)
LED Exterior Lighting
LED Display Lighting (Exterior)
Retro-Commissioning
VSD Controlled Compressor
Engine Block Timer
Retro-Commissioning
VSD Controlled Compressor
Engine Block Timer
Smart Strip Plug Outlet
Network PC Power Management
Smart Strip Plug Outlet
Network PC Power Management
Retro-Commissioning
Thermal Energy Storage
Smart Thermostat
HVAC tune-up_RTU
HVAC tune-up
Facility Energy Management System
Duct Sealing Repair
Chilled Water System - Variable Speed Drives
Chilled Water Controls Optimization
Ceiling Insulation(R2 to R38)
Airside Economizer
Retro-Commissioning
Wall Insulation
Thermal Energy Storage
Smart Thermostat
HVAC tune-up_RTU
HVAC tune-up
Facility Energy Management System
Duct Sealing Repair
Chilled Water System - Variable Speed Drives
Chilled Water Controls Optimization
Ceiling Insulation(R2 to R38)
Airside Economizer
High Efficiency Chiller (Air Cooled, 50 tons)
High Efficiency Chiller (Water cooled-positive displacement, 100 tons)
High Efficiency Chiller (Water cooled-centrifugal, 200 tons)
High Efficiency Chiller (Air Cooled, 50 tons)
High Efficiency Chiller (Water cooled-positive displacement, 100 tons)
High Efficiency Chiller (Water cooled-centrifugal, 200 tons)
Retro-Commissioning
Strip Curtains for Walk-ins
PSC to ECM Evaporator Fan Motor (Walk-In, Refrigerator)
PSC to ECM Evaporator Fan Motor (Reach-In)
Floating Head Pressure Controls
Anti-Sweat Controls
Retro-Commissioning
Strip Curtains for Walk-ins
PSC to ECM Evaporator Fan Motor (Walk-In, Refrigerator)
PSC to ECM Evaporator Fan Motor (Reach-In)
Freezer-Cooler Replacement Gaskets
Floating Head Pressure Controls
Anti-Sweat Controls
Refrigerated Display Case LED Lighting
Energy Star Commercial Solid Door Refrigerator
Energy Star Commercial Solid Door Freezer
Energy Star Commercial Glass Door Refrigerator
Energy Star Commercial Glass Door Freezer
Energy Star Commercial Solid Door Refrigerator
Energy Star Commercial Solid Door Freezer
Energy Star Commercial Glass Door Refrigerator
Energy Star Commercial Glass Door Freezer
Efficient Exhaust Hood
Energy Star Hot Food Holding Cabinet
Energy Star Griddle
Efficient Exhaust Hood
Energy Star Hot Food Holding Cabinet
Energy Star Griddle
Smart Strip Plug Outlet
Network PC Power Management
Smart Strip Plug Outlet
Network PC Power Management
Energy Star PCs
Energy Star PCs
Retro-Commissioning
Thermostatic Shower Restriction Valve
Tank Wrap on Water Heater
Low-Flow Pre-Rinse Sprayers
Low Flow Shower Head
Hot Water Pipe Insulation
Hot Water Circulation Pump Control
Faucet Aerator
Retro-Commissioning
Thermostatic Shower Restriction Valve
Tank Wrap on Water Heater
Low-Flow Pre-Rinse Sprayers
Low Flow Shower Head
Hot Water Pipe Insulation
Hot Water Circulation Pump Control
Faucet Aerator
Solar Water Heater
Heat Pump Water Heater
Energy Star Commercial Dishwasher
Solar Water Heater
Heat Pump Water Heater
Energy Star Commercial Dishwasher
Retro-Commissioning
Thermal Energy Storage
Smart Thermostat
HVAC tune-up_RTU
HVAC tune-up
Facility Energy Management System
Duct Sealing Repair
Chilled Water System - Variable Speed Drives
Chilled Water Controls Optimization
Ceiling Insulation(R2 to R38)
Airside Economizer
Retro-Commissioning
Wall Insulation
Thermal Energy Storage
Smart Thermostat
HVAC tune-up_RTU
HVAC tune-up
Facility Energy Management System
Duct Sealing Repair
Chilled Water System - Variable Speed Drives
Chilled Water Controls Optimization
Ceiling Insulation(R2 to R38)
Airside Economizer
High Efficiency Chiller (Water cooled-centrifugal, 200 tons)
High Efficiency Chiller (Air Cooled, 50 tons)
High Efficiency Chiller (Water cooled-positive displacement, 100 tons)
High Efficiency Chiller (Air Cooled, 50 tons)
High Efficiency Chiller (Water cooled-positive displacement, 100 tons)
High Efficiency Chiller (Water cooled-centrifugal, 200 tons)
Retro-Commissioning
VAV System
Demand Controlled Ventilation
CO Sensors for Parking Garage Exhaust
Retro-Commissioning
VAV System
Demand Controlled Ventilation
CO Sensors for Parking Garage Exhaust
Retro-Commissioning
Interior Lighting Controls
Facility Energy Management System
Retro-Commissioning
Interior Lighting Controls
Facility Energy Management System
Retro-Commissioning
Smart Thermostat
Facility Energy Management System
Duct Sealing Repair
Ceiling Insulation(R2 to R38)
Retro-Commissioning
Wall Insulation
Smart Thermostat
Facility Energy Management System
Duct Sealing Repair
Ceiling Insulation(R2 to R38)
Retro-Commissioning
Thermostatic Shower Restriction Valve
Tank Wrap on Water Heater
Low-Flow Pre-Rinse Sprayers
Low Flow Shower Head
Hot Water Pipe Insulation
Hot Water Circulation Pump Control
Faucet Aerator
Retro-Commissioning
Thermostatic Shower Restriction Valve
Tank Wrap on Water Heater
Low-Flow Pre-Rinse Sprayers
Low Flow Shower Head
Hot Water Pipe Insulation
Hot Water Circulation Pump Control
Faucet Aerator
Energy Star Commercial Dishwasher
Energy Star Commercial Dishwasher
Retro-Commissioning
ENERGY STAR certified buildings program
Strip Curtains for Walk-ins
PSC to ECM Evaporator Fan Motor (Walk-In, Refrigerator)
PSC to ECM Evaporator Fan Motor (Reach-In)
Floating Head Pressure Controls
Anti-Sweat Controls
Retro-Commissioning
ENERGY STAR certified buildings program
Strip Curtains for Walk-ins
PSC to ECM Evaporator Fan Motor (Walk-In, Refrigerator)
PSC to ECM Evaporator Fan Motor (Reach-In)
Freezer-Cooler Replacement Gaskets
Floating Head Pressure Controls
Anti-Sweat Controls
Retro-Commissioning
ENERGY STAR certified buildings program
Strip Curtains for Walk-ins
PSC to ECM Evaporator Fan Motor (Walk-In, Refrigerator)
PSC to ECM Evaporator Fan Motor (Reach-In)
Floating Head Pressure Controls
Anti-Sweat Controls
Retro-Commissioning
ENERGY STAR certified buildings program
Strip Curtains for Walk-ins
PSC to ECM Evaporator Fan Motor (Walk-In, Refrigerator)
PSC to ECM Evaporator Fan Motor (Reach-In)
Freezer-Cooler Replacement Gaskets
Floating Head Pressure Controls
Anti-Sweat Controls
Retro-Commissioning
ENERGY STAR certified buildings program
Outdoor Lighting Controls
Bi-Level Lighting Control (Exterior)
Retro-Commissioning
ENERGY STAR certified buildings program
Outdoor Lighting Controls
Bi-Level Lighting Control (Exterior)
LED Street Lights
LED Street Lights
ENERGY STAR certified buildings program
ENERGY STAR certified buildings program
Energy Star Steamer
Energy Star Steamer
Retro-Commissioning
ENERGY STAR certified buildings program
Outdoor Lighting Controls
Bi-Level Lighting Control (Exterior)
Retro-Commissioning
ENERGY STAR certified buildings program
Outdoor Lighting Controls
Bi-Level Lighting Control (Exterior)
LED Exterior Lighting
LED - 9W Flood
CFL - 15W Flood
LED Exterior Lighting
LED - 9W Flood
CFL - 15W Flood
Retro-Commissioning
ENERGY STAR certified buildings program
Interior Lighting Controls
Bi-Level Lighting Control (Interior)
Facility Energy Management System
Retro-Commissioning
ENERGY STAR certified buildings program
Interior Lighting Controls
Bi-Level Lighting Control (Interior)
Facility Energy Management System
LED Display Lighting (Interior)
LED - 14W
CFL-23W
LED Display Lighting (Interior)
LED - 14W
CFL-23W
ENERGY STAR certified buildings program
Smart Strip Plug Outlet
Network PC Power Management
ENERGY STAR certified buildings program
Smart Strip Plug Outlet
Network PC Power Management
Energy Star Servers
Energy Star Servers
Retro-Commissioning
ENERGY STAR certified buildings program
Thermal Energy Storage
Smart Thermostat
Programmable Thermostat
HVAC tune-up
Facility Energy Management System
Facility Commissioning
Energy Recovery Ventilation System (ERV)
Duct Sealing Repair
Chilled Water System - Variable Speed Drives
Ceiling Insulation(R2 to R38)
Airside Economizer
Retro-Commissioning
ENERGY STAR certified buildings program
Wall Insulation
Thermal Energy Storage
Smart Thermostat
Programmable Thermostat
HVAC tune-up
Facility Energy Management System
Energy Recovery Ventilation System (ERV)
Duct Sealing Repair
Chilled Water System - Variable Speed Drives
Ceiling Insulation(R2 to R38)
Airside Economizer
High Efficiency PTHP
High Efficiency PTAC
High Efficiency PTHP
High Efficiency PTAC
Retro-Commissioning
ENERGY STAR certified buildings program
Smart Thermostat
Programmable Thermostat
Facility Energy Management System
Duct Sealing Repair
Ceiling Insulation(R2 to R38)
Retro-Commissioning
ENERGY STAR certified buildings program
Wall Insulation
Smart Thermostat
Programmable Thermostat
Facility Energy Management System
Duct Sealing Repair
Ceiling Insulation(R2 to R38)
High Efficiency PTHP
High Efficiency PTHP
Retro-Commissioning
ENERGY STAR certified buildings program
Strip Curtains for Walk-ins
PSC to ECM Evaporator Fan Motor (Walk-In, Refrigerator)
PSC to ECM Evaporator Fan Motor (Reach-In)
Floating Head Pressure Controls
Anti-Sweat Controls
Retro-Commissioning
ENERGY STAR certified buildings program
Strip Curtains for Walk-ins
PSC to ECM Evaporator Fan Motor (Walk-In, Refrigerator)
PSC to ECM Evaporator Fan Motor (Reach-In)
Freezer-Cooler Replacement Gaskets
Floating Head Pressure Controls
Anti-Sweat Controls
ENERGY STAR certified buildings program
ENERGY STAR certified buildings program
Retro-Commissioning
ENERGY STAR certified buildings program
VSD Controlled Compressor
Engine Block Timer
Retro-Commissioning
ENERGY STAR certified buildings program
VSD Controlled Compressor
Engine Block Timer
Variable Speed Pool Pump
Two Speed Pool Pump
Solar Powered Pool Pump
Solar Pool Heater
Heat Pump Pool Heater
Variable Speed Pool Pump
Two Speed Pool Pump
Solar Powered Pool Pump
Solar Pool Heater
Heat Pump Pool Heater
Retro-Commissioning
ENERGY STAR certified buildings program
Smart Thermostat
Programmable Thermostat
Facility Energy Management System
Duct Sealing Repair
Ceiling Insulation(R2 to R38)
Retro-Commissioning
ENERGY STAR certified buildings program
Wall Insulation
Smart Thermostat
Programmable Thermostat
Facility Energy Management System
Duct Sealing Repair
Ceiling Insulation(R2 to R38)
Retro-Commissioning
ENERGY STAR certified buildings program
Thermal Energy Storage
Smart Thermostat
Programmable Thermostat
HVAC tune-up
Facility Energy Management System
Facility Commissioning
Energy Recovery Ventilation System (ERV)
Duct Sealing Repair
Chilled Water System - Variable Speed Drives
Ceiling Insulation(R2 to R38)
Airside Economizer
Retro-Commissioning
ENERGY STAR certified buildings program
Wall Insulation
Thermal Energy Storage
Smart Thermostat
Programmable Thermostat
HVAC tune-up
Facility Energy Management System
Energy Recovery Ventilation System (ERV)
Duct Sealing Repair
Chilled Water System - Variable Speed Drives
Ceiling Insulation(R2 to R38)
Airside Economizer
Retro-Commissioning
ENERGY STAR certified buildings program
Interior Lighting Controls
Bi-Level Lighting Control (Interior)
Facility Energy Management System
Retro-Commissioning
ENERGY STAR certified buildings program
Interior Lighting Controls
Bi-Level Lighting Control (Interior)
Facility Energy Management System
Premium T8 - Lamp Replacement
Premium T8 - Fixture Replacement
LED Linear - Lamp Replacement
LED Linear - Fixture Replacement
Premium T8 - Lamp Replacement
Premium T8 - Fixture Replacement
LED Linear - Lamp Replacement
LED Linear - Fixture Replacement
ENERGY STAR certified buildings program
ENERGY STAR certified buildings program
Energy Star Commercial Oven
Energy Star Commercial Oven
Retro-Commissioning
ENERGY STAR certified buildings program
VSD Controlled Compressor
Engine Block Timer
Retro-Commissioning
ENERGY STAR certified buildings program
VSD Controlled Compressor
Engine Block Timer
ENERGY STAR Water Cooler
ENERGY STAR Commercial Clothes Washer
Efficient Battery Charger
ENERGY STAR Water Cooler
ENERGY STAR Commercial Clothes Washer
Efficient Battery Charger
ENERGY STAR certified buildings program
Smart Strip Plug Outlet
Network PC Power Management
ENERGY STAR certified buildings program
Smart Strip Plug Outlet
Network PC Power Management
Energy Star Uninterruptable Power Supply
Energy Star Uninterruptable Power Supply
Retro-Commissioning
ENERGY STAR certified buildings program
VAV System
Demand Controlled Ventilation
CO Sensors for Parking Garage Exhaust
Retro-Commissioning
ENERGY STAR certified buildings program
VAV System
Demand Controlled Ventilation
CO Sensors for Parking Garage Exhaust
High Speed Fans
High Speed Fans
Retro-Commissioning
ENERGY STAR certified buildings program
VSD Controlled Compressor
Engine Block Timer
Retro-Commissioning
ENERGY STAR certified buildings program
VSD Controlled Compressor
Engine Block Timer
Retro-Commissioning
ENERGY STAR certified buildings program
Strip Curtains for Walk-ins
PSC to ECM Evaporator Fan Motor (Walk-In, Refrigerator)
PSC to ECM Evaporator Fan Motor (Reach-In)
Floating Head Pressure Controls
Anti-Sweat Controls
Retro-Commissioning
ENERGY STAR certified buildings program
Strip Curtains for Walk-ins
PSC to ECM Evaporator Fan Motor (Walk-In, Refrigerator)
PSC to ECM Evaporator Fan Motor (Reach-In)
Freezer-Cooler Replacement Gaskets
Floating Head Pressure Controls
Anti-Sweat Controls
Retro-Commissioning
ENERGY STAR certified buildings program
VSD Controlled Compressor
Engine Block Timer
Retro-Commissioning
ENERGY STAR certified buildings program
VSD Controlled Compressor
Engine Block Timer
Retro-Commissioning
ENERGY STAR certified buildings program
VAV System
Demand Controlled Ventilation
CO Sensors for Parking Garage Exhaust
Retro-Commissioning
ENERGY STAR certified buildings program
VAV System
Demand Controlled Ventilation
CO Sensors for Parking Garage Exhaust
Retro-Commissioning
ENERGY STAR certified buildings program
Smart Thermostat
Programmable Thermostat
Facility Energy Management System
Duct Sealing Repair
Ceiling Insulation(R2 to R38)
Retro-Commissioning
ENERGY STAR certified buildings program
Wall Insulation
Smart Thermostat
Programmable Thermostat
Facility Energy Management System
Duct Sealing Repair
Ceiling Insulation(R2 to R38)
Retro-Commissioning
ENERGY STAR certified buildings program
Thermal Energy Storage
Smart Thermostat
Programmable Thermostat
HVAC tune-up
Facility Energy Management System
Facility Commissioning
Energy Recovery Ventilation System (ERV)
Duct Sealing Repair
Chilled Water System - Variable Speed Drives
Ceiling Insulation(R2 to R38)
Airside Economizer
Retro-Commissioning
ENERGY STAR certified buildings program
Wall Insulation
Thermal Energy Storage
Smart Thermostat
Programmable Thermostat
HVAC tune-up
Facility Energy Management System
Energy Recovery Ventilation System (ERV)
Duct Sealing Repair
Chilled Water System - Variable Speed Drives
Ceiling Insulation(R2 to R38)
Airside Economizer
Retro-Commissioning
ENERGY STAR certified buildings program
Interior Lighting Controls
Bi-Level Lighting Control (Interior)
Facility Energy Management System
Retro-Commissioning
ENERGY STAR certified buildings program
Interior Lighting Controls
Bi-Level Lighting Control (Interior)
Facility Energy Management System
LED Linear - Fixture Replacement
High Bay LED
High Bay Fluorescent (T5)
LED Linear - Fixture Replacement
High Bay LED
High Bay Fluorescent (T5)
ENERGY STAR certified buildings program
ENERGY STAR certified buildings program
Retro-Commissioning
ENERGY STAR certified buildings program
Smart Thermostat
Programmable Thermostat
Facility Energy Management System
Duct Sealing Repair
Ceiling Insulation(R2 to R38)
Retro-Commissioning
ENERGY STAR certified buildings program
Wall Insulation
Smart Thermostat
Programmable Thermostat
Facility Energy Management System
Duct Sealing Repair
Ceiling Insulation(R2 to R38)
Retro-Commissioning
ENERGY STAR certified buildings program
Outdoor Lighting Controls
Bi-Level Lighting Control (Exterior)
Retro-Commissioning
ENERGY STAR certified buildings program
Outdoor Lighting Controls
Bi-Level Lighting Control (Exterior)
LED Parking Lighting
High Efficiency HID Lighting
LED Parking Lighting
High Efficiency HID Lighting
Retro-Commissioning
ENERGY STAR certified buildings program
Outdoor Lighting Controls
Bi-Level Lighting Control (Exterior)
Retro-Commissioning
ENERGY STAR certified buildings program
Outdoor Lighting Controls
Bi-Level Lighting Control (Exterior)
LED Exterior Lighting
LED Display Lighting (Exterior)
LED Exterior Lighting
LED Display Lighting (Exterior)
Retro-Commissioning
ENERGY STAR certified buildings program
VSD Controlled Compressor
Engine Block Timer
Retro-Commissioning
ENERGY STAR certified buildings program
VSD Controlled Compressor
Engine Block Timer
ENERGY STAR certified buildings program
Smart Strip Plug Outlet
Network PC Power Management
ENERGY STAR certified buildings program
Smart Strip Plug Outlet
Network PC Power Management
Retro-Commissioning
ENERGY STAR certified buildings program
Thermal Energy Storage
Smart Thermostat
Programmable Thermostat
HVAC tune-up
Facility Energy Management System
Facility Commissioning
Energy Recovery Ventilation System (ERV)
Duct Sealing Repair
Chilled Water System - Variable Speed Drives
Ceiling Insulation(R2 to R38)
Airside Economizer
Retro-Commissioning
ENERGY STAR certified buildings program
Wall Insulation
Thermal Energy Storage
Smart Thermostat
Programmable Thermostat
HVAC tune-up
Facility Energy Management System
Energy Recovery Ventilation System (ERV)
Duct Sealing Repair
Chilled Water System - Variable Speed Drives
Ceiling Insulation(R2 to R38)
Airside Economizer
High Efficiency Chiller (Air Cooled, 50 tons)
High Efficiency Chiller (Air Cooled, 50 tons)
Retro-Commissioning
ENERGY STAR certified buildings program
Strip Curtains for Walk-ins
PSC to ECM Evaporator Fan Motor (Walk-In, Refrigerator)
PSC to ECM Evaporator Fan Motor (Reach-In)
Floating Head Pressure Controls
Anti-Sweat Controls
Retro-Commissioning
ENERGY STAR certified buildings program
Strip Curtains for Walk-ins
PSC to ECM Evaporator Fan Motor (Walk-In, Refrigerator)
PSC to ECM Evaporator Fan Motor (Reach-In)
Freezer-Cooler Replacement Gaskets
Floating Head Pressure Controls
Anti-Sweat Controls
Energy Star Commercial Solid Door Refrigerator
Energy Star Commercial Solid Door Freezer
Energy Star Commercial Solid Door Refrigerator
Energy Star Commercial Solid Door Freezer
ENERGY STAR certified buildings program
ENERGY STAR certified buildings program
Efficient Exhaust Hood
Energy Star Hot Food Holding Cabinet
Energy Star Griddle
Efficient Exhaust Hood
Energy Star Hot Food Holding Cabinet
Energy Star Griddle
ENERGY STAR certified buildings program
Smart Strip Plug Outlet
Network PC Power Management
ENERGY STAR certified buildings program
Smart Strip Plug Outlet
Network PC Power Management
Energy Star PCs
Energy Star PCs
Retro-Commissioning
ENERGY STAR certified buildings program
Thermostatic Shower Restriction Valve
Tank Wrap on Water Heater
Low-Flow Pre-Rinse Sprayers
Low Flow Shower Head
Hot Water Pipe Insulation
Faucet Aerator
Retro-Commissioning
ENERGY STAR certified buildings program
Thermostatic Shower Restriction Valve
Tank Wrap on Water Heater
Low-Flow Pre-Rinse Sprayers
Low Flow Shower Head
Hot Water Pipe Insulation
Faucet Aerator
Heat Pump Water Heater
Energy Star Commercial Dishwasher
Heat Pump Water Heater
Energy Star Commercial Dishwasher
Retro-Commissioning
ENERGY STAR certified buildings program
Thermal Energy Storage
Smart Thermostat
Programmable Thermostat
HVAC tune-up
Facility Energy Management System
Facility Commissioning
Energy Recovery Ventilation System (ERV)
Duct Sealing Repair
Chilled Water System - Variable Speed Drives
Ceiling Insulation(R2 to R38)
Airside Economizer
Retro-Commissioning
ENERGY STAR certified buildings program
Wall Insulation
Thermal Energy Storage
Smart Thermostat
Programmable Thermostat
HVAC tune-up
Facility Energy Management System
Energy Recovery Ventilation System (ERV)
Duct Sealing Repair
Chilled Water System - Variable Speed Drives
Ceiling Insulation(R2 to R38)
Airside Economizer
High Efficiency Chiller (Air Cooled, 50 tons)
High Efficiency Chiller (Air Cooled, 50 tons)
Retro-Commissioning
ENERGY STAR certified buildings program
VAV System
Demand Controlled Ventilation
CO Sensors for Parking Garage Exhaust
Retro-Commissioning
ENERGY STAR certified buildings program
VAV System
Demand Controlled Ventilation
CO Sensors for Parking Garage Exhaust
Retro-Commissioning
ENERGY STAR certified buildings program
Interior Lighting Controls
Bi-Level Lighting Control (Interior)
Facility Energy Management System
Retro-Commissioning
ENERGY STAR certified buildings program
Interior Lighting Controls
Bi-Level Lighting Control (Interior)
Facility Energy Management System
Retro-Commissioning
ENERGY STAR certified buildings program
Smart Thermostat
Programmable Thermostat
Facility Energy Management System
Duct Sealing Repair
Ceiling Insulation(R2 to R38)
Retro-Commissioning
ENERGY STAR certified buildings program
Wall Insulation
Smart Thermostat
Programmable Thermostat
Facility Energy Management System
Duct Sealing Repair
Ceiling Insulation(R2 to R38)
Retro-Commissioning
ENERGY STAR certified buildings program
Thermostatic Shower Restriction Valve
Tank Wrap on Water Heater
Low-Flow Pre-Rinse Sprayers
Low Flow Shower Head
Hot Water Pipe Insulation
Faucet Aerator
Retro-Commissioning
ENERGY STAR certified buildings program
Thermostatic Shower Restriction Valve
Tank Wrap on Water Heater
Low-Flow Pre-Rinse Sprayers
Low Flow Shower Head
Hot Water Pipe Insulation
Faucet Aerator
Energy Star Commercial Dishwasher
Energy Star Commercial Dishwasher
Retro-Commissioning
ENERGY STAR certified buildings program
Strip Curtains for Walk-ins
PSC to ECM Evaporator Fan Motor (Walk-In, Refrigerator)
PSC to ECM Evaporator Fan Motor (Reach-In)
Floating Head Pressure Controls
Anti-Sweat Controls
Retro-Commissioning
ENERGY STAR certified buildings program
Strip Curtains for Walk-ins
PSC to ECM Evaporator Fan Motor (Walk-In, Refrigerator)
PSC to ECM Evaporator Fan Motor (Reach-In)
Freezer-Cooler Replacement Gaskets
Floating Head Pressure Controls
Anti-Sweat Controls
Retro-Commissioning
ENERGY STAR certified buildings program
Strip Curtains for Walk-ins
PSC to ECM Evaporator Fan Motor (Walk-In, Refrigerator)
PSC to ECM Evaporator Fan Motor (Reach-In)
Floating Head Pressure Controls
Anti-Sweat Controls
Retro-Commissioning
ENERGY STAR certified buildings program
Strip Curtains for Walk-ins
PSC to ECM Evaporator Fan Motor (Walk-In, Refrigerator)
PSC to ECM Evaporator Fan Motor (Reach-In)
Freezer-Cooler Replacement Gaskets
Floating Head Pressure Controls
Anti-Sweat Controls
Retro-Commissioning
ENERGY STAR certified buildings program
Outdoor Lighting Controls
Bi-Level Lighting Control (Exterior)
Retro-Commissioning
ENERGY STAR certified buildings program
Outdoor Lighting Controls
Bi-Level Lighting Control (Exterior)
LED Street Lights
LED Street Lights
ENERGY STAR certified buildings program
ENERGY STAR certified buildings program
Energy Star Steamer
Energy Star Steamer
Retro-Commissioning
ENERGY STAR certified buildings program
Outdoor Lighting Controls
Bi-Level Lighting Control (Exterior)
Retro-Commissioning
ENERGY STAR certified buildings program
Outdoor Lighting Controls
Bi-Level Lighting Control (Exterior)
LED Exterior Lighting
LED - 9W Flood
CFL - 15W Flood
LED Exterior Lighting
LED - 9W Flood
CFL - 15W Flood
Retro-Commissioning
ENERGY STAR certified buildings program
Interior Lighting Controls
Facility Energy Management System
Retro-Commissioning
ENERGY STAR certified buildings program
Interior Lighting Controls
Facility Energy Management System
LED Display Lighting (Interior)
LED - 14W
CFL-23W
LED Display Lighting (Interior)
LED - 14W
CFL-23W
ENERGY STAR certified buildings program
Smart Strip Plug Outlet
Network PC Power Management
ENERGY STAR certified buildings program
Smart Strip Plug Outlet
Network PC Power Management
Energy Star Servers
Energy Star Servers
Retro-Commissioning
ENERGY STAR certified buildings program
Thermal Energy Storage
Smart Thermostat
HVAC tune-up_RTU
HVAC tune-up
Facility Energy Management System
Duct Sealing Repair
Dedicated Outdoor Air System on VRF unit
Chilled Water System - Variable Speed Drives
Chilled Water Controls Optimization
Ceiling Insulation(R2 to R38)
Airside Economizer
Retro-Commissioning
ENERGY STAR certified buildings program
Wall Insulation
Thermal Energy Storage
Smart Thermostat
HVAC tune-up_RTU
HVAC tune-up
Facility Energy Management System
Duct Sealing Repair
Dedicated Outdoor Air System on VRF unit
Chilled Water System - Variable Speed Drives
Chilled Water Controls Optimization
Ceiling Insulation(R2 to R38)
Airside Economizer
Variable Refrigerant Flow (VRF) HVAC Systems
High Efficiency PTHP
High Efficiency PTAC
Variable Refrigerant Flow (VRF) HVAC Systems
High Efficiency PTHP
High Efficiency PTAC
Retro-Commissioning
ENERGY STAR certified buildings program
Smart Thermostat
Facility Energy Management System
Duct Sealing Repair
Dedicated Outdoor Air System on VRF unit
Ceiling Insulation(R2 to R38)
Retro-Commissioning
ENERGY STAR certified buildings program
Wall Insulation
Smart Thermostat
Facility Energy Management System
Duct Sealing Repair
Dedicated Outdoor Air System on VRF unit
Ceiling Insulation(R2 to R38)
Variable Refrigerant Flow (VRF) HVAC Systems
High Efficiency PTHP
Variable Refrigerant Flow (VRF) HVAC Systems
High Efficiency PTHP
Retro-Commissioning
ENERGY STAR certified buildings program
Strip Curtains for Walk-ins
PSC to ECM Evaporator Fan Motor (Walk-In, Refrigerator)
PSC to ECM Evaporator Fan Motor (Reach-In)
Floating Head Pressure Controls
Anti-Sweat Controls
Retro-Commissioning
ENERGY STAR certified buildings program
Strip Curtains for Walk-ins
PSC to ECM Evaporator Fan Motor (Walk-In, Refrigerator)
PSC to ECM Evaporator Fan Motor (Reach-In)
Freezer-Cooler Replacement Gaskets
Floating Head Pressure Controls
Anti-Sweat Controls
ENERGY STAR certified buildings program
ENERGY STAR certified buildings program
Retro-Commissioning
ENERGY STAR certified buildings program
VSD Controlled Compressor
Engine Block Timer
Retro-Commissioning
ENERGY STAR certified buildings program
VSD Controlled Compressor
Engine Block Timer
Variable Speed Pool Pump
Two Speed Pool Pump
Solar Powered Pool Pump
Solar Pool Heater
Heat Pump Pool Heater
Variable Speed Pool Pump
Two Speed Pool Pump
Solar Powered Pool Pump
Solar Pool Heater
Heat Pump Pool Heater
Retro-Commissioning
ENERGY STAR certified buildings program
Smart Thermostat
Facility Energy Management System
Duct Sealing Repair
Dedicated Outdoor Air System on VRF unit
Ceiling Insulation(R2 to R38)
Retro-Commissioning
ENERGY STAR certified buildings program
Wall Insulation
Smart Thermostat
Facility Energy Management System
Duct Sealing Repair
Dedicated Outdoor Air System on VRF unit
Ceiling Insulation(R2 to R38)
High Efficiency DX 135k- less than 240k BTU
High Efficiency DX 135k- less than 240k BTU
Retro-Commissioning
ENERGY STAR certified buildings program
Thermal Energy Storage
Smart Thermostat
HVAC tune-up_RTU
HVAC tune-up
Facility Energy Management System
Duct Sealing Repair
Dedicated Outdoor Air System on VRF unit
Chilled Water System - Variable Speed Drives
Chilled Water Controls Optimization
Ceiling Insulation(R2 to R38)
Airside Economizer
Retro-Commissioning
ENERGY STAR certified buildings program
Wall Insulation
Thermal Energy Storage
Smart Thermostat
HVAC tune-up_RTU
HVAC tune-up
Facility Energy Management System
Duct Sealing Repair
Dedicated Outdoor Air System on VRF unit
Chilled Water System - Variable Speed Drives
Chilled Water Controls Optimization
Ceiling Insulation(R2 to R38)
Airside Economizer
High Efficiency DX 135k- less than 240k BTU
High Efficiency DX 135k- less than 240k BTU
Retro-Commissioning
ENERGY STAR certified buildings program
Interior Lighting Controls
Facility Energy Management System
Retro-Commissioning
ENERGY STAR certified buildings program
Interior Lighting Controls
Facility Energy Management System
Premium T8 - Lamp Replacement
Premium T8 - Fixture Replacement
LED Linear - Lamp Replacement
LED Linear - Fixture Replacement
Premium T8 - Lamp Replacement
Premium T8 - Fixture Replacement
LED Linear - Lamp Replacement
LED Linear - Fixture Replacement
ENERGY STAR certified buildings program
ENERGY STAR certified buildings program
Energy Star Commercial Oven
Energy Star Commercial Oven
Retro-Commissioning
ENERGY STAR certified buildings program
VSD Controlled Compressor
Engine Block Timer
Retro-Commissioning
ENERGY STAR certified buildings program
VSD Controlled Compressor
Engine Block Timer
ENERGY STAR Water Cooler
ENERGY STAR Commercial Clothes Washer
Efficient Battery Charger
ENERGY STAR Water Cooler
ENERGY STAR Commercial Clothes Washer
Efficient Battery Charger
ENERGY STAR certified buildings program
Smart Strip Plug Outlet
Network PC Power Management
ENERGY STAR certified buildings program
Smart Strip Plug Outlet
Network PC Power Management
Energy Star Uninterruptable Power Supply
Energy Star Uninterruptable Power Supply
Retro-Commissioning
ENERGY STAR certified buildings program
VAV System
Demand Controlled Ventilation
CO Sensors for Parking Garage Exhaust
Retro-Commissioning
ENERGY STAR certified buildings program
VAV System
Demand Controlled Ventilation
CO Sensors for Parking Garage Exhaust
High Speed Fans
High Speed Fans
Retro-Commissioning
ENERGY STAR certified buildings program
VSD Controlled Compressor
Engine Block Timer
Retro-Commissioning
ENERGY STAR certified buildings program
VSD Controlled Compressor
Engine Block Timer
Retro-Commissioning
ENERGY STAR certified buildings program
Strip Curtains for Walk-ins
PSC to ECM Evaporator Fan Motor (Walk-In, Refrigerator)
PSC to ECM Evaporator Fan Motor (Reach-In)
Floating Head Pressure Controls
Anti-Sweat Controls
Retro-Commissioning
ENERGY STAR certified buildings program
Strip Curtains for Walk-ins
PSC to ECM Evaporator Fan Motor (Walk-In, Refrigerator)
PSC to ECM Evaporator Fan Motor (Reach-In)
Freezer-Cooler Replacement Gaskets
Floating Head Pressure Controls
Anti-Sweat Controls
Retro-Commissioning
ENERGY STAR certified buildings program
VSD Controlled Compressor
Engine Block Timer
Retro-Commissioning
ENERGY STAR certified buildings program
VSD Controlled Compressor
Engine Block Timer
Retro-Commissioning
ENERGY STAR certified buildings program
VAV System
Demand Controlled Ventilation
CO Sensors for Parking Garage Exhaust
Retro-Commissioning
ENERGY STAR certified buildings program
VAV System
Demand Controlled Ventilation
CO Sensors for Parking Garage Exhaust
Retro-Commissioning
ENERGY STAR certified buildings program
Smart Thermostat
Facility Energy Management System
Duct Sealing Repair
Dedicated Outdoor Air System on VRF unit
Ceiling Insulation(R2 to R38)
Retro-Commissioning
ENERGY STAR certified buildings program
Wall Insulation
Smart Thermostat
Facility Energy Management System
Duct Sealing Repair
Dedicated Outdoor Air System on VRF unit
Ceiling Insulation(R2 to R38)
Retro-Commissioning
ENERGY STAR certified buildings program
Thermal Energy Storage
Smart Thermostat
HVAC tune-up_RTU
HVAC tune-up
Facility Energy Management System
Duct Sealing Repair
Dedicated Outdoor Air System on VRF unit
Chilled Water System - Variable Speed Drives
Chilled Water Controls Optimization
Ceiling Insulation(R2 to R38)
Airside Economizer
Retro-Commissioning
ENERGY STAR certified buildings program
Wall Insulation
Thermal Energy Storage
Smart Thermostat
HVAC tune-up_RTU
HVAC tune-up
Facility Energy Management System
Duct Sealing Repair
Dedicated Outdoor Air System on VRF unit
Chilled Water System - Variable Speed Drives
Chilled Water Controls Optimization
Ceiling Insulation(R2 to R38)
Airside Economizer
Retro-Commissioning
ENERGY STAR certified buildings program
Interior Lighting Controls
Facility Energy Management System
Retro-Commissioning
ENERGY STAR certified buildings program
Interior Lighting Controls
Facility Energy Management System
LED Linear - Fixture Replacement
High Bay LED
High Bay Fluorescent (T5)
LED Linear - Fixture Replacement
High Bay LED
High Bay Fluorescent (T5)
ENERGY STAR certified buildings program
ENERGY STAR certified buildings program
Retro-Commissioning
ENERGY STAR certified buildings program
Smart Thermostat
Facility Energy Management System
Duct Sealing Repair
Dedicated Outdoor Air System on VRF unit
Ceiling Insulation(R2 to R38)
Retro-Commissioning
ENERGY STAR certified buildings program
Wall Insulation
Smart Thermostat
Facility Energy Management System
Duct Sealing Repair
Dedicated Outdoor Air System on VRF unit
Ceiling Insulation(R2 to R38)
Retro-Commissioning
ENERGY STAR certified buildings program
Outdoor Lighting Controls
Bi-Level Lighting Control (Exterior)
Retro-Commissioning
ENERGY STAR certified buildings program
Outdoor Lighting Controls
Bi-Level Lighting Control (Exterior)
LED Parking Lighting
High Efficiency HID Lighting
LED Parking Lighting
High Efficiency HID Lighting
Retro-Commissioning
ENERGY STAR certified buildings program
Outdoor Lighting Controls
Bi-Level Lighting Control (Exterior)
Retro-Commissioning
ENERGY STAR certified buildings program
Outdoor Lighting Controls
Bi-Level Lighting Control (Exterior)
LED Exterior Lighting
LED Display Lighting (Exterior)
LED Exterior Lighting
LED Display Lighting (Exterior)
Retro-Commissioning
ENERGY STAR certified buildings program
VSD Controlled Compressor
Engine Block Timer
Retro-Commissioning
ENERGY STAR certified buildings program
VSD Controlled Compressor
Engine Block Timer
ENERGY STAR certified buildings program
Smart Strip Plug Outlet
Network PC Power Management
ENERGY STAR certified buildings program
Smart Strip Plug Outlet
Network PC Power Management
Retro-Commissioning
ENERGY STAR certified buildings program
Thermal Energy Storage
Smart Thermostat
HVAC tune-up_RTU
HVAC tune-up
Facility Energy Management System
Duct Sealing Repair
Dedicated Outdoor Air System on VRF unit
Chilled Water System - Variable Speed Drives
Chilled Water Controls Optimization
Ceiling Insulation(R2 to R38)
Airside Economizer
Retro-Commissioning
ENERGY STAR certified buildings program
Wall Insulation
Thermal Energy Storage
Smart Thermostat
HVAC tune-up_RTU
HVAC tune-up
Facility Energy Management System
Duct Sealing Repair
Dedicated Outdoor Air System on VRF unit
Chilled Water System - Variable Speed Drives
Chilled Water Controls Optimization
Ceiling Insulation(R2 to R38)
Airside Economizer
High Efficiency Chiller (Air Cooled, 50 tons)
High Efficiency Chiller (Water cooled-positive displacement, 100 tons)
High Efficiency Chiller (Water cooled-centrifugal, 200 tons)
High Efficiency Chiller (Air Cooled, 50 tons)
High Efficiency Chiller (Water cooled-positive displacement, 100 tons)
High Efficiency Chiller (Water cooled-centrifugal, 200 tons)
Retro-Commissioning
ENERGY STAR certified buildings program
Strip Curtains for Walk-ins
PSC to ECM Evaporator Fan Motor (Walk-In, Refrigerator)
PSC to ECM Evaporator Fan Motor (Reach-In)
Floating Head Pressure Controls
Anti-Sweat Controls
Retro-Commissioning
ENERGY STAR certified buildings program
Strip Curtains for Walk-ins
PSC to ECM Evaporator Fan Motor (Walk-In, Refrigerator)
PSC to ECM Evaporator Fan Motor (Reach-In)
Freezer-Cooler Replacement Gaskets
Floating Head Pressure Controls
Anti-Sweat Controls
Refrigerated Display Case LED Lighting
Energy Star Commercial Solid Door Refrigerator
Energy Star Commercial Solid Door Freezer
Energy Star Commercial Glass Door Refrigerator
Energy Star Commercial Glass Door Freezer
Energy Star Commercial Solid Door Refrigerator
Energy Star Commercial Solid Door Freezer
Energy Star Commercial Glass Door Refrigerator
Energy Star Commercial Glass Door Freezer
ENERGY STAR certified buildings program
ENERGY STAR certified buildings program
Efficient Exhaust Hood
Energy Star Hot Food Holding Cabinet
Energy Star Griddle
Efficient Exhaust Hood
Energy Star Hot Food Holding Cabinet
Energy Star Griddle
ENERGY STAR certified buildings program
Smart Strip Plug Outlet
Network PC Power Management
ENERGY STAR certified buildings program
Smart Strip Plug Outlet
Network PC Power Management
Energy Star PCs
Energy Star PCs
Retro-Commissioning
ENERGY STAR certified buildings program
Thermostatic Shower Restriction Valve
Tank Wrap on Water Heater
Low-Flow Pre-Rinse Sprayers
Low Flow Shower Head
Hot Water Pipe Insulation
Faucet Aerator
Retro-Commissioning
ENERGY STAR certified buildings program
Thermostatic Shower Restriction Valve
Tank Wrap on Water Heater
Low-Flow Pre-Rinse Sprayers
Low Flow Shower Head
Hot Water Pipe Insulation
Faucet Aerator
Heat Pump Water Heater
Energy Star Commercial Dishwasher
Heat Pump Water Heater
Energy Star Commercial Dishwasher
Retro-Commissioning
ENERGY STAR certified buildings program
Thermal Energy Storage
Smart Thermostat
HVAC tune-up_RTU
HVAC tune-up
Facility Energy Management System
Duct Sealing Repair
Dedicated Outdoor Air System on VRF unit
Chilled Water System - Variable Speed Drives
Chilled Water Controls Optimization
Ceiling Insulation(R2 to R38)
Airside Economizer
Retro-Commissioning
ENERGY STAR certified buildings program
Wall Insulation
Thermal Energy Storage
Smart Thermostat
HVAC tune-up_RTU
HVAC tune-up
Facility Energy Management System
Duct Sealing Repair
Dedicated Outdoor Air System on VRF unit
Chilled Water System - Variable Speed Drives
Chilled Water Controls Optimization
Ceiling Insulation(R2 to R38)
Airside Economizer
High Efficiency Chiller (Water cooled-centrifugal, 200 tons)
High Efficiency Chiller (Air Cooled, 50 tons)
High Efficiency Chiller (Water cooled-positive displacement, 100 tons)
High Efficiency Chiller (Air Cooled, 50 tons)
High Efficiency Chiller (Water cooled-positive displacement, 100 tons)
High Efficiency Chiller (Water cooled-centrifugal, 200 tons)
Retro-Commissioning
ENERGY STAR certified buildings program
VAV System
Demand Controlled Ventilation
CO Sensors for Parking Garage Exhaust
Retro-Commissioning
ENERGY STAR certified buildings program
VAV System
Demand Controlled Ventilation
CO Sensors for Parking Garage Exhaust
Retro-Commissioning
ENERGY STAR certified buildings program
Interior Lighting Controls
Facility Energy Management System
Retro-Commissioning
ENERGY STAR certified buildings program
Interior Lighting Controls
Facility Energy Management System
Retro-Commissioning
ENERGY STAR certified buildings program
Smart Thermostat
Facility Energy Management System
Duct Sealing Repair
Dedicated Outdoor Air System on VRF unit
Ceiling Insulation(R2 to R38)
Retro-Commissioning
ENERGY STAR certified buildings program
Wall Insulation
Smart Thermostat
Facility Energy Management System
Duct Sealing Repair
Dedicated Outdoor Air System on VRF unit
Ceiling Insulation(R2 to R38)
Retro-Commissioning
ENERGY STAR certified buildings program
Thermostatic Shower Restriction Valve
Tank Wrap on Water Heater
Low-Flow Pre-Rinse Sprayers
Low Flow Shower Head
Hot Water Pipe Insulation
Faucet Aerator
Retro-Commissioning
ENERGY STAR certified buildings program
Thermostatic Shower Restriction Valve
Tank Wrap on Water Heater
Low-Flow Pre-Rinse Sprayers
Low Flow Shower Head
Hot Water Pipe Insulation
Faucet Aerator
Energy Star Commercial Dishwasher
Energy Star Commercial Dishwasher
Retro-Commissioning
ENERGY STAR certified buildings program
Strip Curtains for Walk-ins
PSC to ECM Evaporator Fan Motor (Walk-In, Refrigerator)
PSC to ECM Evaporator Fan Motor (Reach-In)
Floating Head Pressure Controls
Anti-Sweat Controls
Retro-Commissioning
ENERGY STAR certified buildings program
Strip Curtains for Walk-ins
PSC to ECM Evaporator Fan Motor (Walk-In, Refrigerator)
PSC to ECM Evaporator Fan Motor (Reach-In)
Freezer-Cooler Replacement Gaskets
Floating Head Pressure Controls
Anti-Sweat Controls
Retro-Commissioning
ENERGY STAR certified buildings program
Strip Curtains for Walk-ins
PSC to ECM Evaporator Fan Motor (Walk-In, Refrigerator)
PSC to ECM Evaporator Fan Motor (Reach-In)
Floating Head Pressure Controls
Anti-Sweat Controls
Retro-Commissioning
ENERGY STAR certified buildings program
Strip Curtains for Walk-ins
PSC to ECM Evaporator Fan Motor (Walk-In, Refrigerator)
PSC to ECM Evaporator Fan Motor (Reach-In)
Freezer-Cooler Replacement Gaskets
Floating Head Pressure Controls
Anti-Sweat Controls
Retro-Commissioning
ENERGY STAR certified buildings program
Outdoor Lighting Controls
Bi-Level Lighting Control (Exterior)
Retro-Commissioning
ENERGY STAR certified buildings program
Outdoor Lighting Controls
Bi-Level Lighting Control (Exterior)
LED Street Lights
LED Street Lights
ENERGY STAR certified buildings program
ENERGY STAR certified buildings program
Energy Star Steamer
Energy Star Steamer
Retro-Commissioning
ENERGY STAR certified buildings program
Outdoor Lighting Controls
Bi-Level Lighting Control (Exterior)
Retro-Commissioning
ENERGY STAR certified buildings program
Outdoor Lighting Controls
Bi-Level Lighting Control (Exterior)
LED Exterior Lighting
LED - 9W Flood
CFL - 15W Flood
LED Exterior Lighting
LED - 9W Flood
CFL - 15W Flood
Retro-Commissioning
ENERGY STAR certified buildings program
Interior Lighting Controls
Bi-Level Lighting Control (Interior)
Facility Energy Management System
Retro-Commissioning
ENERGY STAR certified buildings program
Interior Lighting Controls
Bi-Level Lighting Control (Interior)
Facility Energy Management System
LED Display Lighting (Interior)
LED - 14W
CFL-23W
LED Display Lighting (Interior)
LED - 14W
CFL-23W
ENERGY STAR certified buildings program
Smart Strip Plug Outlet
Network PC Power Management
ENERGY STAR certified buildings program
Smart Strip Plug Outlet
Network PC Power Management
Energy Star Servers
Energy Star Servers
Retro-Commissioning
ENERGY STAR certified buildings program
Thermal Energy Storage
Smart Thermostat
Programmable Thermostat
HVAC tune-up_RTU
HVAC tune-up
Facility Energy Management System
Facility Commissioning
Duct Sealing Repair
Dedicated Outdoor Air System on VRF unit
Chilled Water System - Variable Speed Drives
Chilled Water Controls Optimization
Ceiling Insulation(R2 to R38)
Airside Economizer
Retro-Commissioning
ENERGY STAR certified buildings program
Wall Insulation
Thermal Energy Storage
Smart Thermostat
Programmable Thermostat
HVAC tune-up_RTU
HVAC tune-up
Facility Energy Management System
Duct Sealing Repair
Dedicated Outdoor Air System on VRF unit
Chilled Water System - Variable Speed Drives
Chilled Water Controls Optimization
Ceiling Insulation(R2 to R38)
Airside Economizer
Variable Refrigerant Flow (VRF) HVAC Systems
High Efficiency PTHP
High Efficiency PTAC
Variable Refrigerant Flow (VRF) HVAC Systems
High Efficiency PTHP
High Efficiency PTAC
Retro-Commissioning
ENERGY STAR certified buildings program
Smart Thermostat
Programmable Thermostat
Facility Energy Management System
Duct Sealing Repair
Dedicated Outdoor Air System on VRF unit
Ceiling Insulation(R2 to R38)
Retro-Commissioning
ENERGY STAR certified buildings program
Wall Insulation
Smart Thermostat
Programmable Thermostat
Facility Energy Management System
Duct Sealing Repair
Dedicated Outdoor Air System on VRF unit
Ceiling Insulation(R2 to R38)
Variable Refrigerant Flow (VRF) HVAC Systems
High Efficiency PTHP
Variable Refrigerant Flow (VRF) HVAC Systems
High Efficiency PTHP
Retro-Commissioning
ENERGY STAR certified buildings program
Strip Curtains for Walk-ins
PSC to ECM Evaporator Fan Motor (Walk-In, Refrigerator)
PSC to ECM Evaporator Fan Motor (Reach-In)
Floating Head Pressure Controls
Anti-Sweat Controls
Retro-Commissioning
ENERGY STAR certified buildings program
Strip Curtains for Walk-ins
PSC to ECM Evaporator Fan Motor (Walk-In, Refrigerator)
PSC to ECM Evaporator Fan Motor (Reach-In)
Freezer-Cooler Replacement Gaskets
Floating Head Pressure Controls
Anti-Sweat Controls
ENERGY STAR certified buildings program
ENERGY STAR certified buildings program
Retro-Commissioning
ENERGY STAR certified buildings program
VSD Controlled Compressor
Engine Block Timer
Retro-Commissioning
ENERGY STAR certified buildings program
VSD Controlled Compressor
Engine Block Timer
Variable Speed Pool Pump
Two Speed Pool Pump
Solar Powered Pool Pump
Solar Pool Heater
Heat Pump Pool Heater
Variable Speed Pool Pump
Two Speed Pool Pump
Solar Powered Pool Pump
Solar Pool Heater
Heat Pump Pool Heater
Retro-Commissioning
ENERGY STAR certified buildings program
Smart Thermostat
Programmable Thermostat
Facility Energy Management System
Duct Sealing Repair
Dedicated Outdoor Air System on VRF unit
Ceiling Insulation(R2 to R38)
Retro-Commissioning
ENERGY STAR certified buildings program
Wall Insulation
Smart Thermostat
Programmable Thermostat
Facility Energy Management System
Duct Sealing Repair
Dedicated Outdoor Air System on VRF unit
Ceiling Insulation(R2 to R38)
High Efficiency DX 135k- less than 240k BTU
High Efficiency DX 135k- less than 240k BTU
Retro-Commissioning
ENERGY STAR certified buildings program
Thermal Energy Storage
Smart Thermostat
Programmable Thermostat
HVAC tune-up_RTU
HVAC tune-up
Facility Energy Management System
Facility Commissioning
Duct Sealing Repair
Dedicated Outdoor Air System on VRF unit
Chilled Water System - Variable Speed Drives
Chilled Water Controls Optimization
Ceiling Insulation(R2 to R38)
Airside Economizer
Retro-Commissioning
ENERGY STAR certified buildings program
Wall Insulation
Thermal Energy Storage
Smart Thermostat
Programmable Thermostat
HVAC tune-up_RTU
HVAC tune-up
Facility Energy Management System
Duct Sealing Repair
Dedicated Outdoor Air System on VRF unit
Chilled Water System - Variable Speed Drives
Chilled Water Controls Optimization
Ceiling Insulation(R2 to R38)
Airside Economizer
High Efficiency DX 135k- less than 240k BTU
High Efficiency DX 135k- less than 240k BTU
Retro-Commissioning
ENERGY STAR certified buildings program
Interior Lighting Controls
Bi-Level Lighting Control (Interior)
Facility Energy Management System
Retro-Commissioning
ENERGY STAR certified buildings program
Interior Lighting Controls
Bi-Level Lighting Control (Interior)
Facility Energy Management System
Premium T8 - Lamp Replacement
Premium T8 - Fixture Replacement
LED Linear - Lamp Replacement
LED Linear - Fixture Replacement
Premium T8 - Lamp Replacement
Premium T8 - Fixture Replacement
LED Linear - Lamp Replacement
LED Linear - Fixture Replacement
ENERGY STAR certified buildings program
ENERGY STAR certified buildings program
Energy Star Commercial Oven
Energy Star Commercial Oven
Retro-Commissioning
ENERGY STAR certified buildings program
VSD Controlled Compressor
Engine Block Timer
Retro-Commissioning
ENERGY STAR certified buildings program
VSD Controlled Compressor
Engine Block Timer
ENERGY STAR Water Cooler
ENERGY STAR Commercial Clothes Washer
Efficient Battery Charger
ENERGY STAR Water Cooler
ENERGY STAR Commercial Clothes Washer
Efficient Battery Charger
ENERGY STAR certified buildings program
Smart Strip Plug Outlet
Network PC Power Management
ENERGY STAR certified buildings program
Smart Strip Plug Outlet
Network PC Power Management
Energy Star Uninterruptable Power Supply
Energy Star Uninterruptable Power Supply
Retro-Commissioning
ENERGY STAR certified buildings program
VAV System
Demand Controlled Ventilation
CO Sensors for Parking Garage Exhaust
Retro-Commissioning
ENERGY STAR certified buildings program
VAV System
Demand Controlled Ventilation
CO Sensors for Parking Garage Exhaust
High Speed Fans
High Speed Fans
Retro-Commissioning
ENERGY STAR certified buildings program
VSD Controlled Compressor
Engine Block Timer
Retro-Commissioning
ENERGY STAR certified buildings program
VSD Controlled Compressor
Engine Block Timer
Retro-Commissioning
ENERGY STAR certified buildings program
Strip Curtains for Walk-ins
PSC to ECM Evaporator Fan Motor (Walk-In, Refrigerator)
PSC to ECM Evaporator Fan Motor (Reach-In)
Floating Head Pressure Controls
Anti-Sweat Controls
Retro-Commissioning
ENERGY STAR certified buildings program
Strip Curtains for Walk-ins
PSC to ECM Evaporator Fan Motor (Walk-In, Refrigerator)
PSC to ECM Evaporator Fan Motor (Reach-In)
Freezer-Cooler Replacement Gaskets
Floating Head Pressure Controls
Anti-Sweat Controls
Retro-Commissioning
ENERGY STAR certified buildings program
VSD Controlled Compressor
Engine Block Timer
Retro-Commissioning
ENERGY STAR certified buildings program
VSD Controlled Compressor
Engine Block Timer
Retro-Commissioning
ENERGY STAR certified buildings program
VAV System
Demand Controlled Ventilation
CO Sensors for Parking Garage Exhaust
Retro-Commissioning
ENERGY STAR certified buildings program
VAV System
Demand Controlled Ventilation
CO Sensors for Parking Garage Exhaust
Retro-Commissioning
ENERGY STAR certified buildings program
Smart Thermostat
Programmable Thermostat
Facility Energy Management System
Duct Sealing Repair
Dedicated Outdoor Air System on VRF unit
Ceiling Insulation(R2 to R38)
Retro-Commissioning
ENERGY STAR certified buildings program
Wall Insulation
Smart Thermostat
Programmable Thermostat
Facility Energy Management System
Duct Sealing Repair
Dedicated Outdoor Air System on VRF unit
Ceiling Insulation(R2 to R38)
Retro-Commissioning
ENERGY STAR certified buildings program
Thermal Energy Storage
Smart Thermostat
Programmable Thermostat
HVAC tune-up_RTU
HVAC tune-up
Facility Energy Management System
Facility Commissioning
Duct Sealing Repair
Dedicated Outdoor Air System on VRF unit
Chilled Water System - Variable Speed Drives
Chilled Water Controls Optimization
Ceiling Insulation(R2 to R38)
Airside Economizer
Retro-Commissioning
ENERGY STAR certified buildings program
Wall Insulation
Thermal Energy Storage
Smart Thermostat
Programmable Thermostat
HVAC tune-up_RTU
HVAC tune-up
Facility Energy Management System
Duct Sealing Repair
Dedicated Outdoor Air System on VRF unit
Chilled Water System - Variable Speed Drives
Chilled Water Controls Optimization
Ceiling Insulation(R2 to R38)
Airside Economizer
Retro-Commissioning
ENERGY STAR certified buildings program
Interior Lighting Controls
Bi-Level Lighting Control (Interior)
Facility Energy Management System
Retro-Commissioning
ENERGY STAR certified buildings program
Interior Lighting Controls
Bi-Level Lighting Control (Interior)
Facility Energy Management System
LED Linear - Fixture Replacement
High Bay LED
High Bay Fluorescent (T5)
LED Linear - Fixture Replacement
High Bay LED
High Bay Fluorescent (T5)
ENERGY STAR certified buildings program
ENERGY STAR certified buildings program
Retro-Commissioning
ENERGY STAR certified buildings program
Smart Thermostat
Programmable Thermostat
Facility Energy Management System
Duct Sealing Repair
Dedicated Outdoor Air System on VRF unit
Ceiling Insulation(R2 to R38)
Retro-Commissioning
ENERGY STAR certified buildings program
Wall Insulation
Smart Thermostat
Programmable Thermostat
Facility Energy Management System
Duct Sealing Repair
Dedicated Outdoor Air System on VRF unit
Ceiling Insulation(R2 to R38)
Retro-Commissioning
ENERGY STAR certified buildings program
Outdoor Lighting Controls
Bi-Level Lighting Control (Exterior)
Retro-Commissioning
ENERGY STAR certified buildings program
Outdoor Lighting Controls
Bi-Level Lighting Control (Exterior)
LED Parking Lighting
High Efficiency HID Lighting
LED Parking Lighting
High Efficiency HID Lighting
Retro-Commissioning
ENERGY STAR certified buildings program
Outdoor Lighting Controls
Bi-Level Lighting Control (Exterior)
Retro-Commissioning
ENERGY STAR certified buildings program
Outdoor Lighting Controls
Bi-Level Lighting Control (Exterior)
LED Exterior Lighting
LED Display Lighting (Exterior)
LED Exterior Lighting
LED Display Lighting (Exterior)
Retro-Commissioning
ENERGY STAR certified buildings program
VSD Controlled Compressor
Engine Block Timer
Retro-Commissioning
ENERGY STAR certified buildings program
VSD Controlled Compressor
Engine Block Timer
ENERGY STAR certified buildings program
Smart Strip Plug Outlet
Network PC Power Management
ENERGY STAR certified buildings program
Smart Strip Plug Outlet
Network PC Power Management
Retro-Commissioning
ENERGY STAR certified buildings program
Thermal Energy Storage
Smart Thermostat
Programmable Thermostat
HVAC tune-up_RTU
HVAC tune-up
Facility Energy Management System
Facility Commissioning
Duct Sealing Repair
Dedicated Outdoor Air System on VRF unit
Chilled Water System - Variable Speed Drives
Chilled Water Controls Optimization
Ceiling Insulation(R2 to R38)
Airside Economizer
Retro-Commissioning
ENERGY STAR certified buildings program
Wall Insulation
Thermal Energy Storage
Smart Thermostat
Programmable Thermostat
HVAC tune-up_RTU
HVAC tune-up
Facility Energy Management System
Duct Sealing Repair
Dedicated Outdoor Air System on VRF unit
Chilled Water System - Variable Speed Drives
Chilled Water Controls Optimization
Ceiling Insulation(R2 to R38)
Airside Economizer
High Efficiency Chiller (Air Cooled, 50 tons)
High Efficiency Chiller (Water cooled-positive displacement, 100 tons)
High Efficiency Chiller (Water cooled-centrifugal, 200 tons)
High Efficiency Chiller (Air Cooled, 50 tons)
High Efficiency Chiller (Water cooled-positive displacement, 100 tons)
High Efficiency Chiller (Water cooled-centrifugal, 200 tons)
Retro-Commissioning
ENERGY STAR certified buildings program
Strip Curtains for Walk-ins
PSC to ECM Evaporator Fan Motor (Walk-In, Refrigerator)
PSC to ECM Evaporator Fan Motor (Reach-In)
Floating Head Pressure Controls
Anti-Sweat Controls
Retro-Commissioning
ENERGY STAR certified buildings program
Strip Curtains for Walk-ins
PSC to ECM Evaporator Fan Motor (Walk-In, Refrigerator)
PSC to ECM Evaporator Fan Motor (Reach-In)
Freezer-Cooler Replacement Gaskets
Floating Head Pressure Controls
Anti-Sweat Controls
Refrigerated Display Case LED Lighting
Energy Star Commercial Solid Door Refrigerator
Energy Star Commercial Solid Door Freezer
Energy Star Commercial Glass Door Refrigerator
Energy Star Commercial Glass Door Freezer
Energy Star Commercial Solid Door Refrigerator
Energy Star Commercial Solid Door Freezer
Energy Star Commercial Glass Door Refrigerator
Energy Star Commercial Glass Door Freezer
ENERGY STAR certified buildings program
ENERGY STAR certified buildings program
Efficient Exhaust Hood
Energy Star Hot Food Holding Cabinet
Energy Star Griddle
Efficient Exhaust Hood
Energy Star Hot Food Holding Cabinet
Energy Star Griddle
ENERGY STAR certified buildings program
Smart Strip Plug Outlet
Network PC Power Management
ENERGY STAR certified buildings program
Smart Strip Plug Outlet
Network PC Power Management
Energy Star PCs
Energy Star PCs
Retro-Commissioning
ENERGY STAR certified buildings program
Thermostatic Shower Restriction Valve
Tank Wrap on Water Heater
Low-Flow Pre-Rinse Sprayers
Low Flow Shower Head
Hot Water Pipe Insulation
Hot Water Circulation Pump Control
Faucet Aerator
Retro-Commissioning
ENERGY STAR certified buildings program
Thermostatic Shower Restriction Valve
Tank Wrap on Water Heater
Low-Flow Pre-Rinse Sprayers
Low Flow Shower Head
Hot Water Pipe Insulation
Hot Water Circulation Pump Control
Faucet Aerator
Solar Water Heater
Heat Pump Water Heater
Energy Star Commercial Dishwasher
Solar Water Heater
Heat Pump Water Heater
Energy Star Commercial Dishwasher
Retro-Commissioning
ENERGY STAR certified buildings program
Thermal Energy Storage
Smart Thermostat
Programmable Thermostat
HVAC tune-up_RTU
HVAC tune-up
Facility Energy Management System
Facility Commissioning
Duct Sealing Repair
Dedicated Outdoor Air System on VRF unit
Chilled Water System - Variable Speed Drives
Chilled Water Controls Optimization
Ceiling Insulation(R2 to R38)
Airside Economizer
Retro-Commissioning
ENERGY STAR certified buildings program
Wall Insulation
Thermal Energy Storage
Smart Thermostat
Programmable Thermostat
HVAC tune-up_RTU
HVAC tune-up
Facility Energy Management System
Duct Sealing Repair
Dedicated Outdoor Air System on VRF unit
Chilled Water System - Variable Speed Drives
Chilled Water Controls Optimization
Ceiling Insulation(R2 to R38)
Airside Economizer
High Efficiency Chiller (Water cooled-centrifugal, 200 tons)
High Efficiency Chiller (Air Cooled, 50 tons)
High Efficiency Chiller (Water cooled-positive displacement, 100 tons)
High Efficiency Chiller (Air Cooled, 50 tons)
High Efficiency Chiller (Water cooled-positive displacement, 100 tons)
High Efficiency Chiller (Water cooled-centrifugal, 200 tons)
Retro-Commissioning
ENERGY STAR certified buildings program
VAV System
Demand Controlled Ventilation
CO Sensors for Parking Garage Exhaust
Retro-Commissioning
ENERGY STAR certified buildings program
VAV System
Demand Controlled Ventilation
CO Sensors for Parking Garage Exhaust
Retro-Commissioning
ENERGY STAR certified buildings program
Interior Lighting Controls
Bi-Level Lighting Control (Interior)
Facility Energy Management System
Retro-Commissioning
ENERGY STAR certified buildings program
Interior Lighting Controls
Bi-Level Lighting Control (Interior)
Facility Energy Management System
Retro-Commissioning
ENERGY STAR certified buildings program
Smart Thermostat
Programmable Thermostat
Facility Energy Management System
Duct Sealing Repair
Dedicated Outdoor Air System on VRF unit
Ceiling Insulation(R2 to R38)
Retro-Commissioning
ENERGY STAR certified buildings program
Wall Insulation
Smart Thermostat
Programmable Thermostat
Facility Energy Management System
Duct Sealing Repair
Dedicated Outdoor Air System on VRF unit
Ceiling Insulation(R2 to R38)
Retro-Commissioning
ENERGY STAR certified buildings program
Thermostatic Shower Restriction Valve
Tank Wrap on Water Heater
Low-Flow Pre-Rinse Sprayers
Low Flow Shower Head
Hot Water Pipe Insulation
Hot Water Circulation Pump Control
Faucet Aerator
Retro-Commissioning
ENERGY STAR certified buildings program
Thermostatic Shower Restriction Valve
Tank Wrap on Water Heater
Low-Flow Pre-Rinse Sprayers
Low Flow Shower Head
Hot Water Pipe Insulation
Hot Water Circulation Pump Control
Faucet Aerator
Energy Star Commercial Dishwasher
Energy Star Commercial Dishwasher
Retro-Commissioning
ENERGY STAR certified buildings program
Strip Curtains for Walk-ins
PSC to ECM Evaporator Fan Motor (Walk-In, Refrigerator)
PSC to ECM Evaporator Fan Motor (Reach-In)
Floating Head Pressure Controls
Anti-Sweat Controls
Retro-Commissioning
ENERGY STAR certified buildings program
Strip Curtains for Walk-ins
PSC to ECM Evaporator Fan Motor (Walk-In, Refrigerator)
PSC to ECM Evaporator Fan Motor (Reach-In)
Freezer-Cooler Replacement Gaskets
Floating Head Pressure Controls
Anti-Sweat Controls
Retro-Commissioning
ENERGY STAR certified buildings program
Strip Curtains for Walk-ins
PSC to ECM Evaporator Fan Motor (Walk-In, Refrigerator)
PSC to ECM Evaporator Fan Motor (Reach-In)
Floating Head Pressure Controls
Anti-Sweat Controls
Retro-Commissioning
ENERGY STAR certified buildings program
Strip Curtains for Walk-ins
PSC to ECM Evaporator Fan Motor (Walk-In, Refrigerator)
PSC to ECM Evaporator Fan Motor (Reach-In)
Freezer-Cooler Replacement Gaskets
Floating Head Pressure Controls
Anti-Sweat Controls
Retro-Commissioning
ENERGY STAR certified buildings program
Outdoor Lighting Controls
Bi-Level Lighting Control (Exterior)
Retro-Commissioning
ENERGY STAR certified buildings program
Outdoor Lighting Controls
Bi-Level Lighting Control (Exterior)
LED Street Lights
LED Street Lights
ENERGY STAR certified buildings program
ENERGY STAR certified buildings program
Energy Star Steamer
Energy Star Steamer
Retro-Commissioning
ENERGY STAR certified buildings program
Outdoor Lighting Controls
Bi-Level Lighting Control (Exterior)
Retro-Commissioning
ENERGY STAR certified buildings program
Outdoor Lighting Controls
Bi-Level Lighting Control (Exterior)
LED Exterior Lighting
LED - 9W Flood
CFL - 15W Flood
LED Exterior Lighting
LED - 9W Flood
CFL - 15W Flood
Retro-Commissioning
ENERGY STAR certified buildings program
Interior Lighting Controls
Facility Energy Management System
Retro-Commissioning
ENERGY STAR certified buildings program
Interior Lighting Controls
Facility Energy Management System
LED Display Lighting (Interior)
LED - 14W
CFL-23W
LED Display Lighting (Interior)
LED - 14W
CFL-23W
ENERGY STAR certified buildings program
Smart Strip Plug Outlet
Network PC Power Management
ENERGY STAR certified buildings program
Smart Strip Plug Outlet
Network PC Power Management
Energy Star Servers
Energy Star Servers
Retro-Commissioning
ENERGY STAR certified buildings program
Thermal Energy Storage
Smart Thermostat
HVAC tune-up
Facility Energy Management System
Duct Sealing Repair
Chilled Water System - Variable Speed Drives
Chilled Water Controls Optimization
Ceiling Insulation(R2 to R38)
Airside Economizer
Retro-Commissioning
ENERGY STAR certified buildings program
Wall Insulation
Thermal Energy Storage
Smart Thermostat
HVAC tune-up
Facility Energy Management System
Duct Sealing Repair
Chilled Water System - Variable Speed Drives
Chilled Water Controls Optimization
Ceiling Insulation(R2 to R38)
Airside Economizer
High Efficiency PTHP
High Efficiency PTAC
High Efficiency PTHP
High Efficiency PTAC
Retro-Commissioning
ENERGY STAR certified buildings program
Smart Thermostat
Facility Energy Management System
Duct Sealing Repair
Ceiling Insulation(R2 to R38)
Retro-Commissioning
ENERGY STAR certified buildings program
Wall Insulation
Smart Thermostat
Facility Energy Management System
Duct Sealing Repair
Ceiling Insulation(R2 to R38)
High Efficiency PTHP
High Efficiency PTHP
Retro-Commissioning
ENERGY STAR certified buildings program
Strip Curtains for Walk-ins
PSC to ECM Evaporator Fan Motor (Walk-In, Refrigerator)
PSC to ECM Evaporator Fan Motor (Reach-In)
Floating Head Pressure Controls
Anti-Sweat Controls
Retro-Commissioning
ENERGY STAR certified buildings program
Strip Curtains for Walk-ins
PSC to ECM Evaporator Fan Motor (Walk-In, Refrigerator)
PSC to ECM Evaporator Fan Motor (Reach-In)
Freezer-Cooler Replacement Gaskets
Floating Head Pressure Controls
Anti-Sweat Controls
ENERGY STAR certified buildings program
ENERGY STAR certified buildings program
Retro-Commissioning
ENERGY STAR certified buildings program
VSD Controlled Compressor
Engine Block Timer
Retro-Commissioning
ENERGY STAR certified buildings program
VSD Controlled Compressor
Engine Block Timer
Variable Speed Pool Pump
Two Speed Pool Pump
Solar Powered Pool Pump
Solar Pool Heater
Heat Pump Pool Heater
Variable Speed Pool Pump
Two Speed Pool Pump
Solar Powered Pool Pump
Solar Pool Heater
Heat Pump Pool Heater
Retro-Commissioning
ENERGY STAR certified buildings program
Smart Thermostat
Facility Energy Management System
Duct Sealing Repair
Ceiling Insulation(R2 to R38)
Retro-Commissioning
ENERGY STAR certified buildings program
Wall Insulation
Smart Thermostat
Facility Energy Management System
Duct Sealing Repair
Ceiling Insulation(R2 to R38)
Retro-Commissioning
ENERGY STAR certified buildings program
Thermal Energy Storage
Smart Thermostat
HVAC tune-up
Facility Energy Management System
Duct Sealing Repair
Chilled Water System - Variable Speed Drives
Chilled Water Controls Optimization
Ceiling Insulation(R2 to R38)
Airside Economizer
Retro-Commissioning
ENERGY STAR certified buildings program
Wall Insulation
Thermal Energy Storage
Smart Thermostat
HVAC tune-up
Facility Energy Management System
Duct Sealing Repair
Chilled Water System - Variable Speed Drives
Chilled Water Controls Optimization
Ceiling Insulation(R2 to R38)
Airside Economizer
Retro-Commissioning
ENERGY STAR certified buildings program
Interior Lighting Controls
Facility Energy Management System
Retro-Commissioning
ENERGY STAR certified buildings program
Interior Lighting Controls
Facility Energy Management System
Premium T8 - Lamp Replacement
Premium T8 - Fixture Replacement
LED Linear - Lamp Replacement
LED Linear - Fixture Replacement
Premium T8 - Lamp Replacement
Premium T8 - Fixture Replacement
LED Linear - Lamp Replacement
LED Linear - Fixture Replacement
ENERGY STAR certified buildings program
ENERGY STAR certified buildings program
Energy Star Commercial Oven
Energy Star Commercial Oven
Retro-Commissioning
ENERGY STAR certified buildings program
VSD Controlled Compressor
Engine Block Timer
Retro-Commissioning
ENERGY STAR certified buildings program
VSD Controlled Compressor
Engine Block Timer
ENERGY STAR Water Cooler
Efficient Battery Charger
ENERGY STAR Water Cooler
Efficient Battery Charger
ENERGY STAR certified buildings program
Smart Strip Plug Outlet
Network PC Power Management
ENERGY STAR certified buildings program
Smart Strip Plug Outlet
Network PC Power Management
Energy Star Uninterruptable Power Supply
Energy Star Uninterruptable Power Supply
Retro-Commissioning
ENERGY STAR certified buildings program
VAV System
Demand Controlled Ventilation
CO Sensors for Parking Garage Exhaust
Retro-Commissioning
ENERGY STAR certified buildings program
VAV System
Demand Controlled Ventilation
CO Sensors for Parking Garage Exhaust
High Speed Fans
High Speed Fans
Retro-Commissioning
ENERGY STAR certified buildings program
VSD Controlled Compressor
Engine Block Timer
Retro-Commissioning
ENERGY STAR certified buildings program
VSD Controlled Compressor
Engine Block Timer
Retro-Commissioning
ENERGY STAR certified buildings program
Strip Curtains for Walk-ins
PSC to ECM Evaporator Fan Motor (Walk-In, Refrigerator)
PSC to ECM Evaporator Fan Motor (Reach-In)
Floating Head Pressure Controls
Anti-Sweat Controls
Retro-Commissioning
ENERGY STAR certified buildings program
Strip Curtains for Walk-ins
PSC to ECM Evaporator Fan Motor (Walk-In, Refrigerator)
PSC to ECM Evaporator Fan Motor (Reach-In)
Freezer-Cooler Replacement Gaskets
Floating Head Pressure Controls
Anti-Sweat Controls
Retro-Commissioning
ENERGY STAR certified buildings program
VSD Controlled Compressor
Engine Block Timer
Retro-Commissioning
ENERGY STAR certified buildings program
VSD Controlled Compressor
Engine Block Timer
Retro-Commissioning
ENERGY STAR certified buildings program
VAV System
Demand Controlled Ventilation
CO Sensors for Parking Garage Exhaust
Retro-Commissioning
ENERGY STAR certified buildings program
VAV System
Demand Controlled Ventilation
CO Sensors for Parking Garage Exhaust
Retro-Commissioning
ENERGY STAR certified buildings program
Smart Thermostat
Facility Energy Management System
Duct Sealing Repair
Ceiling Insulation(R2 to R38)
Retro-Commissioning
ENERGY STAR certified buildings program
Wall Insulation
Smart Thermostat
Facility Energy Management System
Duct Sealing Repair
Ceiling Insulation(R2 to R38)
Retro-Commissioning
ENERGY STAR certified buildings program
Thermal Energy Storage
Smart Thermostat
HVAC tune-up
Facility Energy Management System
Duct Sealing Repair
Chilled Water System - Variable Speed Drives
Chilled Water Controls Optimization
Ceiling Insulation(R2 to R38)
Airside Economizer
Retro-Commissioning
ENERGY STAR certified buildings program
Wall Insulation
Thermal Energy Storage
Smart Thermostat
HVAC tune-up
Facility Energy Management System
Duct Sealing Repair
Chilled Water System - Variable Speed Drives
Chilled Water Controls Optimization
Ceiling Insulation(R2 to R38)
Airside Economizer
Retro-Commissioning
ENERGY STAR certified buildings program
Interior Lighting Controls
Facility Energy Management System
Retro-Commissioning
ENERGY STAR certified buildings program
Interior Lighting Controls
Facility Energy Management System
LED Linear - Fixture Replacement
High Bay LED
High Bay Fluorescent (T5)
LED Linear - Fixture Replacement
High Bay LED
High Bay Fluorescent (T5)
ENERGY STAR certified buildings program
ENERGY STAR certified buildings program
Retro-Commissioning
ENERGY STAR certified buildings program
Smart Thermostat
Facility Energy Management System
Duct Sealing Repair
Ceiling Insulation(R2 to R38)
Retro-Commissioning
ENERGY STAR certified buildings program
Wall Insulation
Smart Thermostat
Facility Energy Management System
Duct Sealing Repair
Ceiling Insulation(R2 to R38)
Retro-Commissioning
ENERGY STAR certified buildings program
Outdoor Lighting Controls
Bi-Level Lighting Control (Exterior)
Retro-Commissioning
ENERGY STAR certified buildings program
Outdoor Lighting Controls
Bi-Level Lighting Control (Exterior)
LED Parking Lighting
High Efficiency HID Lighting
LED Parking Lighting
High Efficiency HID Lighting
Retro-Commissioning
ENERGY STAR certified buildings program
Outdoor Lighting Controls
Bi-Level Lighting Control (Exterior)
Retro-Commissioning
ENERGY STAR certified buildings program
Outdoor Lighting Controls
Bi-Level Lighting Control (Exterior)
LED Exterior Lighting
LED Display Lighting (Exterior)
LED Exterior Lighting
LED Display Lighting (Exterior)
Retro-Commissioning
ENERGY STAR certified buildings program
VSD Controlled Compressor
Engine Block Timer
Retro-Commissioning
ENERGY STAR certified buildings program
VSD Controlled Compressor
Engine Block Timer
ENERGY STAR certified buildings program
Smart Strip Plug Outlet
Network PC Power Management
ENERGY STAR certified buildings program
Smart Strip Plug Outlet
Network PC Power Management
Retro-Commissioning
ENERGY STAR certified buildings program
Thermal Energy Storage
Smart Thermostat
HVAC tune-up
Facility Energy Management System
Duct Sealing Repair
Chilled Water System - Variable Speed Drives
Chilled Water Controls Optimization
Ceiling Insulation(R2 to R38)
Airside Economizer
Retro-Commissioning
ENERGY STAR certified buildings program
Wall Insulation
Thermal Energy Storage
Smart Thermostat
HVAC tune-up
Facility Energy Management System
Duct Sealing Repair
Chilled Water System - Variable Speed Drives
Chilled Water Controls Optimization
Ceiling Insulation(R2 to R38)
Airside Economizer
High Efficiency Chiller (Air Cooled, 50 tons)
High Efficiency Chiller (Air Cooled, 50 tons)
Retro-Commissioning
ENERGY STAR certified buildings program
Strip Curtains for Walk-ins
PSC to ECM Evaporator Fan Motor (Walk-In, Refrigerator)
PSC to ECM Evaporator Fan Motor (Reach-In)
Floating Head Pressure Controls
Anti-Sweat Controls
Retro-Commissioning
ENERGY STAR certified buildings program
Strip Curtains for Walk-ins
PSC to ECM Evaporator Fan Motor (Walk-In, Refrigerator)
PSC to ECM Evaporator Fan Motor (Reach-In)
Freezer-Cooler Replacement Gaskets
Floating Head Pressure Controls
Anti-Sweat Controls
Refrigerated Display Case LED Lighting
Energy Star Commercial Solid Door Refrigerator
Energy Star Commercial Solid Door Freezer
Energy Star Commercial Glass Door Refrigerator
Energy Star Commercial Glass Door Freezer
Energy Star Commercial Solid Door Refrigerator
Energy Star Commercial Solid Door Freezer
Energy Star Commercial Glass Door Refrigerator
Energy Star Commercial Glass Door Freezer
ENERGY STAR certified buildings program
ENERGY STAR certified buildings program
Efficient Exhaust Hood
Energy Star Hot Food Holding Cabinet
Energy Star Griddle
Efficient Exhaust Hood
Energy Star Hot Food Holding Cabinet
Energy Star Griddle
ENERGY STAR certified buildings program
Smart Strip Plug Outlet
Network PC Power Management
ENERGY STAR certified buildings program
Smart Strip Plug Outlet
Network PC Power Management
Energy Star PCs
Energy Star PCs
Retro-Commissioning
ENERGY STAR certified buildings program
Thermostatic Shower Restriction Valve
Tank Wrap on Water Heater
Low-Flow Pre-Rinse Sprayers
Low Flow Shower Head
Hot Water Pipe Insulation
Faucet Aerator
Retro-Commissioning
ENERGY STAR certified buildings program
Thermostatic Shower Restriction Valve
Tank Wrap on Water Heater
Low-Flow Pre-Rinse Sprayers
Low Flow Shower Head
Hot Water Pipe Insulation
Faucet Aerator
Solar Water Heater
Heat Pump Water Heater
Energy Star Commercial Dishwasher
Solar Water Heater
Heat Pump Water Heater
Energy Star Commercial Dishwasher
Retro-Commissioning
ENERGY STAR certified buildings program
Thermal Energy Storage
Smart Thermostat
HVAC tune-up
Facility Energy Management System
Duct Sealing Repair
Chilled Water System - Variable Speed Drives
Chilled Water Controls Optimization
Ceiling Insulation(R2 to R38)
Airside Economizer
Retro-Commissioning
ENERGY STAR certified buildings program
Wall Insulation
Thermal Energy Storage
Smart Thermostat
HVAC tune-up
Facility Energy Management System
Duct Sealing Repair
Chilled Water System - Variable Speed Drives
Chilled Water Controls Optimization
Ceiling Insulation(R2 to R38)
Airside Economizer
High Efficiency Chiller (Air Cooled, 50 tons)
High Efficiency Chiller (Air Cooled, 50 tons)
Retro-Commissioning
ENERGY STAR certified buildings program
VAV System
Demand Controlled Ventilation
CO Sensors for Parking Garage Exhaust
Retro-Commissioning
ENERGY STAR certified buildings program
VAV System
Demand Controlled Ventilation
CO Sensors for Parking Garage Exhaust
Retro-Commissioning
ENERGY STAR certified buildings program
Interior Lighting Controls
Facility Energy Management System
Retro-Commissioning
ENERGY STAR certified buildings program
Interior Lighting Controls
Facility Energy Management System
Retro-Commissioning
ENERGY STAR certified buildings program
Smart Thermostat
Facility Energy Management System
Duct Sealing Repair
Ceiling Insulation(R2 to R38)
Retro-Commissioning
ENERGY STAR certified buildings program
Wall Insulation
Smart Thermostat
Facility Energy Management System
Duct Sealing Repair
Ceiling Insulation(R2 to R38)
Retro-Commissioning
ENERGY STAR certified buildings program
Thermostatic Shower Restriction Valve
Tank Wrap on Water Heater
Low-Flow Pre-Rinse Sprayers
Low Flow Shower Head
Hot Water Pipe Insulation
Faucet Aerator
Retro-Commissioning
ENERGY STAR certified buildings program
Thermostatic Shower Restriction Valve
Tank Wrap on Water Heater
Low-Flow Pre-Rinse Sprayers
Low Flow Shower Head
Hot Water Pipe Insulation
Faucet Aerator
Energy Star Commercial Dishwasher
Energy Star Commercial Dishwasher
Retro-Commissioning
ENERGY STAR certified buildings program
Strip Curtains for Walk-ins
PSC to ECM Evaporator Fan Motor (Walk-In, Refrigerator)
PSC to ECM Evaporator Fan Motor (Reach-In)
Floating Head Pressure Controls
Anti-Sweat Controls
Retro-Commissioning
ENERGY STAR certified buildings program
Strip Curtains for Walk-ins
PSC to ECM Evaporator Fan Motor (Walk-In, Refrigerator)
PSC to ECM Evaporator Fan Motor (Reach-In)
Freezer-Cooler Replacement Gaskets
Floating Head Pressure Controls
Anti-Sweat Controls
Retro-Commissioning
ENERGY STAR certified buildings program
Strip Curtains for Walk-ins
PSC to ECM Evaporator Fan Motor (Walk-In, Refrigerator)
PSC to ECM Evaporator Fan Motor (Reach-In)
Floating Head Pressure Controls
Anti-Sweat Controls
Retro-Commissioning
ENERGY STAR certified buildings program
Strip Curtains for Walk-ins
PSC to ECM Evaporator Fan Motor (Walk-In, Refrigerator)
PSC to ECM Evaporator Fan Motor (Reach-In)
Freezer-Cooler Replacement Gaskets
Floating Head Pressure Controls
Anti-Sweat Controls
Retro-Commissioning
ENERGY STAR certified buildings program
Outdoor Lighting Controls
Bi-Level Lighting Control (Exterior)
Retro-Commissioning
ENERGY STAR certified buildings program
Outdoor Lighting Controls
Bi-Level Lighting Control (Exterior)
LED Street Lights
LED Street Lights
ENERGY STAR certified buildings program
ENERGY STAR certified buildings program
Energy Star Steamer
Energy Star Steamer
Retro-Commissioning
ENERGY STAR certified buildings program
Outdoor Lighting Controls
Bi-Level Lighting Control (Exterior)
Retro-Commissioning
ENERGY STAR certified buildings program
Outdoor Lighting Controls
Bi-Level Lighting Control (Exterior)
LED Exterior Lighting
LED - 9W Flood
CFL - 15W Flood
LED Exterior Lighting
LED - 9W Flood
CFL - 15W Flood
Retro-Commissioning
ENERGY STAR certified buildings program
Interior Lighting Controls
Facility Energy Management System
Retro-Commissioning
ENERGY STAR certified buildings program
Interior Lighting Controls
Facility Energy Management System
LED Display Lighting (Interior)
LED - 14W
CFL-23W
LED Display Lighting (Interior)
LED - 14W
CFL-23W
ENERGY STAR certified buildings program
Smart Strip Plug Outlet
Network PC Power Management
ENERGY STAR certified buildings program
Smart Strip Plug Outlet
Network PC Power Management
Energy Star Servers
Energy Star Servers
Retro-Commissioning
ENERGY STAR certified buildings program
Thermal Energy Storage
Smart Thermostat
Programmable Thermostat
HVAC tune-up_RTU
HVAC tune-up
Facility Energy Management System
Duct Sealing Repair
Dedicated Outdoor Air System on VRF unit
Chilled Water System - Variable Speed Drives
Chilled Water Controls Optimization
Ceiling Insulation(R2 to R38)
Airside Economizer
Retro-Commissioning
ENERGY STAR certified buildings program
Wall Insulation
Thermal Energy Storage
Smart Thermostat
Programmable Thermostat
HVAC tune-up_RTU
HVAC tune-up
Facility Energy Management System
Duct Sealing Repair
Dedicated Outdoor Air System on VRF unit
Chilled Water System - Variable Speed Drives
Chilled Water Controls Optimization
Ceiling Insulation(R2 to R38)
Airside Economizer
Variable Refrigerant Flow (VRF) HVAC Systems
High Efficiency PTHP
High Efficiency PTAC
Variable Refrigerant Flow (VRF) HVAC Systems
High Efficiency PTHP
High Efficiency PTAC
Retro-Commissioning
ENERGY STAR certified buildings program
Smart Thermostat
Programmable Thermostat
Facility Energy Management System
Duct Sealing Repair
Dedicated Outdoor Air System on VRF unit
Ceiling Insulation(R2 to R38)
Retro-Commissioning
ENERGY STAR certified buildings program
Wall Insulation
Smart Thermostat
Programmable Thermostat
Facility Energy Management System
Duct Sealing Repair
Dedicated Outdoor Air System on VRF unit
Ceiling Insulation(R2 to R38)
Variable Refrigerant Flow (VRF) HVAC Systems
High Efficiency PTHP
Variable Refrigerant Flow (VRF) HVAC Systems
High Efficiency PTHP
Retro-Commissioning
ENERGY STAR certified buildings program
Strip Curtains for Walk-ins
PSC to ECM Evaporator Fan Motor (Walk-In, Refrigerator)
PSC to ECM Evaporator Fan Motor (Reach-In)
Floating Head Pressure Controls
Anti-Sweat Controls
Retro-Commissioning
ENERGY STAR certified buildings program
Strip Curtains for Walk-ins
PSC to ECM Evaporator Fan Motor (Walk-In, Refrigerator)
PSC to ECM Evaporator Fan Motor (Reach-In)
Freezer-Cooler Replacement Gaskets
Floating Head Pressure Controls
Anti-Sweat Controls
ENERGY STAR certified buildings program
ENERGY STAR certified buildings program
Retro-Commissioning
ENERGY STAR certified buildings program
VSD Controlled Compressor
Engine Block Timer
Retro-Commissioning
ENERGY STAR certified buildings program
VSD Controlled Compressor
Engine Block Timer
Variable Speed Pool Pump
Two Speed Pool Pump
Solar Powered Pool Pump
Solar Pool Heater
Heat Pump Pool Heater
Variable Speed Pool Pump
Two Speed Pool Pump
Solar Powered Pool Pump
Solar Pool Heater
Heat Pump Pool Heater
Retro-Commissioning
ENERGY STAR certified buildings program
Smart Thermostat
Programmable Thermostat
Facility Energy Management System
Duct Sealing Repair
Dedicated Outdoor Air System on VRF unit
Ceiling Insulation(R2 to R38)
Retro-Commissioning
ENERGY STAR certified buildings program
Wall Insulation
Smart Thermostat
Programmable Thermostat
Facility Energy Management System
Duct Sealing Repair
Dedicated Outdoor Air System on VRF unit
Ceiling Insulation(R2 to R38)
Retro-Commissioning
ENERGY STAR certified buildings program
Thermal Energy Storage
Smart Thermostat
Programmable Thermostat
HVAC tune-up_RTU
HVAC tune-up
Facility Energy Management System
Duct Sealing Repair
Dedicated Outdoor Air System on VRF unit
Chilled Water System - Variable Speed Drives
Chilled Water Controls Optimization
Ceiling Insulation(R2 to R38)
Airside Economizer
Retro-Commissioning
ENERGY STAR certified buildings program
Wall Insulation
Thermal Energy Storage
Smart Thermostat
Programmable Thermostat
HVAC tune-up_RTU
HVAC tune-up
Facility Energy Management System
Duct Sealing Repair
Dedicated Outdoor Air System on VRF unit
Chilled Water System - Variable Speed Drives
Chilled Water Controls Optimization
Ceiling Insulation(R2 to R38)
Airside Economizer
Retro-Commissioning
ENERGY STAR certified buildings program
Interior Lighting Controls
Facility Energy Management System
Retro-Commissioning
ENERGY STAR certified buildings program
Interior Lighting Controls
Facility Energy Management System
Premium T8 - Lamp Replacement
Premium T8 - Fixture Replacement
LED Linear - Lamp Replacement
LED Linear - Fixture Replacement
Premium T8 - Lamp Replacement
Premium T8 - Fixture Replacement
LED Linear - Lamp Replacement
LED Linear - Fixture Replacement
ENERGY STAR certified buildings program
ENERGY STAR certified buildings program
Energy Star Commercial Oven
Energy Star Commercial Oven
Retro-Commissioning
ENERGY STAR certified buildings program
VSD Controlled Compressor
Engine Block Timer
Retro-Commissioning
ENERGY STAR certified buildings program
VSD Controlled Compressor
Engine Block Timer
ENERGY STAR Water Cooler
ENERGY STAR Commercial Clothes Washer
Efficient Battery Charger
ENERGY STAR Water Cooler
ENERGY STAR Commercial Clothes Washer
Efficient Battery Charger
ENERGY STAR certified buildings program
Smart Strip Plug Outlet
Network PC Power Management
ENERGY STAR certified buildings program
Smart Strip Plug Outlet
Network PC Power Management
Energy Star Uninterruptable Power Supply
Energy Star Uninterruptable Power Supply
Retro-Commissioning
ENERGY STAR certified buildings program
VAV System
Demand Controlled Ventilation
CO Sensors for Parking Garage Exhaust
Retro-Commissioning
ENERGY STAR certified buildings program
VAV System
Demand Controlled Ventilation
CO Sensors for Parking Garage Exhaust
High Speed Fans
High Speed Fans
Retro-Commissioning
ENERGY STAR certified buildings program
VSD Controlled Compressor
Engine Block Timer
Retro-Commissioning
ENERGY STAR certified buildings program
VSD Controlled Compressor
Engine Block Timer
Retro-Commissioning
ENERGY STAR certified buildings program
Strip Curtains for Walk-ins
PSC to ECM Evaporator Fan Motor (Walk-In, Refrigerator)
PSC to ECM Evaporator Fan Motor (Reach-In)
Floating Head Pressure Controls
Anti-Sweat Controls
Retro-Commissioning
ENERGY STAR certified buildings program
Strip Curtains for Walk-ins
PSC to ECM Evaporator Fan Motor (Walk-In, Refrigerator)
PSC to ECM Evaporator Fan Motor (Reach-In)
Freezer-Cooler Replacement Gaskets
Floating Head Pressure Controls
Anti-Sweat Controls
Retro-Commissioning
ENERGY STAR certified buildings program
VSD Controlled Compressor
Engine Block Timer
Retro-Commissioning
ENERGY STAR certified buildings program
VSD Controlled Compressor
Engine Block Timer
Retro-Commissioning
ENERGY STAR certified buildings program
VAV System
Demand Controlled Ventilation
CO Sensors for Parking Garage Exhaust
Retro-Commissioning
ENERGY STAR certified buildings program
VAV System
Demand Controlled Ventilation
CO Sensors for Parking Garage Exhaust
Retro-Commissioning
ENERGY STAR certified buildings program
Smart Thermostat
Programmable Thermostat
Facility Energy Management System
Duct Sealing Repair
Dedicated Outdoor Air System on VRF unit
Ceiling Insulation(R2 to R38)
Retro-Commissioning
ENERGY STAR certified buildings program
Wall Insulation
Smart Thermostat
Programmable Thermostat
Facility Energy Management System
Duct Sealing Repair
Dedicated Outdoor Air System on VRF unit
Ceiling Insulation(R2 to R38)
Retro-Commissioning
ENERGY STAR certified buildings program
Thermal Energy Storage
Smart Thermostat
Programmable Thermostat
HVAC tune-up_RTU
HVAC tune-up
Facility Energy Management System
Duct Sealing Repair
Dedicated Outdoor Air System on VRF unit
Chilled Water System - Variable Speed Drives
Chilled Water Controls Optimization
Ceiling Insulation(R2 to R38)
Airside Economizer
Retro-Commissioning
ENERGY STAR certified buildings program
Wall Insulation
Thermal Energy Storage
Smart Thermostat
Programmable Thermostat
HVAC tune-up_RTU
HVAC tune-up
Facility Energy Management System
Duct Sealing Repair
Dedicated Outdoor Air System on VRF unit
Chilled Water System - Variable Speed Drives
Chilled Water Controls Optimization
Ceiling Insulation(R2 to R38)
Airside Economizer
Retro-Commissioning
ENERGY STAR certified buildings program
Interior Lighting Controls
Facility Energy Management System
Retro-Commissioning
ENERGY STAR certified buildings program
Interior Lighting Controls
Facility Energy Management System
LED Linear - Fixture Replacement
High Bay LED
High Bay Fluorescent (T5)
LED Linear - Fixture Replacement
High Bay LED
High Bay Fluorescent (T5)
ENERGY STAR certified buildings program
ENERGY STAR certified buildings program
Retro-Commissioning
ENERGY STAR certified buildings program
Smart Thermostat
Programmable Thermostat
Facility Energy Management System
Duct Sealing Repair
Dedicated Outdoor Air System on VRF unit
Ceiling Insulation(R2 to R38)
Retro-Commissioning
ENERGY STAR certified buildings program
Wall Insulation
Smart Thermostat
Programmable Thermostat
Facility Energy Management System
Duct Sealing Repair
Dedicated Outdoor Air System on VRF unit
Ceiling Insulation(R2 to R38)
Retro-Commissioning
ENERGY STAR certified buildings program
Outdoor Lighting Controls
Bi-Level Lighting Control (Exterior)
Retro-Commissioning
ENERGY STAR certified buildings program
Outdoor Lighting Controls
Bi-Level Lighting Control (Exterior)
LED Parking Lighting
High Efficiency HID Lighting
LED Parking Lighting
High Efficiency HID Lighting
Retro-Commissioning
ENERGY STAR certified buildings program
Outdoor Lighting Controls
Bi-Level Lighting Control (Exterior)
Retro-Commissioning
ENERGY STAR certified buildings program
Outdoor Lighting Controls
Bi-Level Lighting Control (Exterior)
LED Exterior Lighting
LED Display Lighting (Exterior)
LED Exterior Lighting
LED Display Lighting (Exterior)
Retro-Commissioning
ENERGY STAR certified buildings program
VSD Controlled Compressor
Engine Block Timer
Retro-Commissioning
ENERGY STAR certified buildings program
VSD Controlled Compressor
Engine Block Timer
ENERGY STAR certified buildings program
Smart Strip Plug Outlet
Network PC Power Management
ENERGY STAR certified buildings program
Smart Strip Plug Outlet
Network PC Power Management
Retro-Commissioning
ENERGY STAR certified buildings program
Thermal Energy Storage
Smart Thermostat
Programmable Thermostat
HVAC tune-up_RTU
HVAC tune-up
Facility Energy Management System
Duct Sealing Repair
Dedicated Outdoor Air System on VRF unit
Chilled Water System - Variable Speed Drives
Chilled Water Controls Optimization
Ceiling Insulation(R2 to R38)
Airside Economizer
Retro-Commissioning
ENERGY STAR certified buildings program
Wall Insulation
Thermal Energy Storage
Smart Thermostat
Programmable Thermostat
HVAC tune-up_RTU
HVAC tune-up
Facility Energy Management System
Duct Sealing Repair
Dedicated Outdoor Air System on VRF unit
Chilled Water System - Variable Speed Drives
Chilled Water Controls Optimization
Ceiling Insulation(R2 to R38)
Airside Economizer
High Efficiency Chiller (Air Cooled, 50 tons)
High Efficiency Chiller (Water cooled-positive displacement, 100 tons)
High Efficiency Chiller (Water cooled-centrifugal, 200 tons)
High Efficiency Chiller (Air Cooled, 50 tons)
High Efficiency Chiller (Water cooled-positive displacement, 100 tons)
High Efficiency Chiller (Water cooled-centrifugal, 200 tons)
Retro-Commissioning
ENERGY STAR certified buildings program
Strip Curtains for Walk-ins
PSC to ECM Evaporator Fan Motor (Walk-In, Refrigerator)
PSC to ECM Evaporator Fan Motor (Reach-In)
Floating Head Pressure Controls
Anti-Sweat Controls
Retro-Commissioning
ENERGY STAR certified buildings program
Strip Curtains for Walk-ins
PSC to ECM Evaporator Fan Motor (Walk-In, Refrigerator)
PSC to ECM Evaporator Fan Motor (Reach-In)
Freezer-Cooler Replacement Gaskets
Floating Head Pressure Controls
Anti-Sweat Controls
Refrigerated Display Case LED Lighting
Energy Star Commercial Solid Door Refrigerator
Energy Star Commercial Solid Door Freezer
Energy Star Commercial Glass Door Refrigerator
Energy Star Commercial Glass Door Freezer
Energy Star Commercial Solid Door Refrigerator
Energy Star Commercial Solid Door Freezer
Energy Star Commercial Glass Door Refrigerator
Energy Star Commercial Glass Door Freezer
ENERGY STAR certified buildings program
ENERGY STAR certified buildings program
Efficient Exhaust Hood
Energy Star Hot Food Holding Cabinet
Energy Star Griddle
Efficient Exhaust Hood
Energy Star Hot Food Holding Cabinet
Energy Star Griddle
ENERGY STAR certified buildings program
Smart Strip Plug Outlet
Network PC Power Management
ENERGY STAR certified buildings program
Smart Strip Plug Outlet
Network PC Power Management
Energy Star PCs
Energy Star PCs
Retro-Commissioning
ENERGY STAR certified buildings program
Thermostatic Shower Restriction Valve
Tank Wrap on Water Heater
Low-Flow Pre-Rinse Sprayers
Low Flow Shower Head
Hot Water Pipe Insulation
Faucet Aerator
Retro-Commissioning
ENERGY STAR certified buildings program
Thermostatic Shower Restriction Valve
Tank Wrap on Water Heater
Low-Flow Pre-Rinse Sprayers
Low Flow Shower Head
Hot Water Pipe Insulation
Faucet Aerator
Solar Water Heater
Heat Pump Water Heater
Energy Star Commercial Dishwasher
Solar Water Heater
Heat Pump Water Heater
Energy Star Commercial Dishwasher
Retro-Commissioning
ENERGY STAR certified buildings program
Thermal Energy Storage
Smart Thermostat
Programmable Thermostat
HVAC tune-up_RTU
HVAC tune-up
Facility Energy Management System
Duct Sealing Repair
Dedicated Outdoor Air System on VRF unit
Chilled Water System - Variable Speed Drives
Chilled Water Controls Optimization
Ceiling Insulation(R2 to R38)
Airside Economizer
Retro-Commissioning
ENERGY STAR certified buildings program
Wall Insulation
Thermal Energy Storage
Smart Thermostat
Programmable Thermostat
HVAC tune-up_RTU
HVAC tune-up
Facility Energy Management System
Duct Sealing Repair
Dedicated Outdoor Air System on VRF unit
Chilled Water System - Variable Speed Drives
Chilled Water Controls Optimization
Ceiling Insulation(R2 to R38)
Airside Economizer
High Efficiency Chiller (Water cooled-centrifugal, 200 tons)
High Efficiency Chiller (Air Cooled, 50 tons)
High Efficiency Chiller (Water cooled-positive displacement, 100 tons)
High Efficiency Chiller (Air Cooled, 50 tons)
High Efficiency Chiller (Water cooled-positive displacement, 100 tons)
High Efficiency Chiller (Water cooled-centrifugal, 200 tons)
Retro-Commissioning
ENERGY STAR certified buildings program
VAV System
Demand Controlled Ventilation
CO Sensors for Parking Garage Exhaust
Retro-Commissioning
ENERGY STAR certified buildings program
VAV System
Demand Controlled Ventilation
CO Sensors for Parking Garage Exhaust
Retro-Commissioning
ENERGY STAR certified buildings program
Interior Lighting Controls
Facility Energy Management System
Retro-Commissioning
ENERGY STAR certified buildings program
Interior Lighting Controls
Facility Energy Management System
Retro-Commissioning
ENERGY STAR certified buildings program
Smart Thermostat
Programmable Thermostat
Facility Energy Management System
Duct Sealing Repair
Dedicated Outdoor Air System on VRF unit
Ceiling Insulation(R2 to R38)
Retro-Commissioning
ENERGY STAR certified buildings program
Wall Insulation
Smart Thermostat
Programmable Thermostat
Facility Energy Management System
Duct Sealing Repair
Dedicated Outdoor Air System on VRF unit
Ceiling Insulation(R2 to R38)
Retro-Commissioning
ENERGY STAR certified buildings program
Thermostatic Shower Restriction Valve
Tank Wrap on Water Heater
Low-Flow Pre-Rinse Sprayers
Low Flow Shower Head
Hot Water Pipe Insulation
Faucet Aerator
Retro-Commissioning
ENERGY STAR certified buildings program
Thermostatic Shower Restriction Valve
Tank Wrap on Water Heater
Low-Flow Pre-Rinse Sprayers
Low Flow Shower Head
Hot Water Pipe Insulation
Faucet Aerator
Energy Star Commercial Dishwasher
Energy Star Commercial Dishwasher
Retro-Commissioning
ENERGY STAR certified buildings program
Strip Curtains for Walk-ins
PSC to ECM Evaporator Fan Motor (Walk-In, Refrigerator)
PSC to ECM Evaporator Fan Motor (Reach-In)
Floating Head Pressure Controls
Anti-Sweat Controls
Retro-Commissioning
ENERGY STAR certified buildings program
Strip Curtains for Walk-ins
PSC to ECM Evaporator Fan Motor (Walk-In, Refrigerator)
PSC to ECM Evaporator Fan Motor (Reach-In)
Freezer-Cooler Replacement Gaskets
Floating Head Pressure Controls
Anti-Sweat Controls
Retro-Commissioning
ENERGY STAR certified buildings program
Strip Curtains for Walk-ins
PSC to ECM Evaporator Fan Motor (Walk-In, Refrigerator)
PSC to ECM Evaporator Fan Motor (Reach-In)
Floating Head Pressure Controls
Anti-Sweat Controls
Retro-Commissioning
ENERGY STAR certified buildings program
Strip Curtains for Walk-ins
PSC to ECM Evaporator Fan Motor (Walk-In, Refrigerator)
PSC to ECM Evaporator Fan Motor (Reach-In)
Freezer-Cooler Replacement Gaskets
Floating Head Pressure Controls
Anti-Sweat Controls
Retro-Commissioning
ENERGY STAR certified buildings program
Outdoor Lighting Controls
Bi-Level Lighting Control (Exterior)
Retro-Commissioning
ENERGY STAR certified buildings program
Outdoor Lighting Controls
Bi-Level Lighting Control (Exterior)
LED Street Lights
LED Street Lights
ENERGY STAR certified buildings program
ENERGY STAR certified buildings program
Energy Star Steamer
Energy Star Steamer
Retro-Commissioning
ENERGY STAR certified buildings program
Outdoor Lighting Controls
Bi-Level Lighting Control (Exterior)
Retro-Commissioning
ENERGY STAR certified buildings program
Outdoor Lighting Controls
Bi-Level Lighting Control (Exterior)
LED Exterior Lighting
LED - 9W Flood
CFL - 15W Flood
LED Exterior Lighting
LED - 9W Flood
CFL - 15W Flood
Retro-Commissioning
ENERGY STAR certified buildings program
Interior Lighting Controls
Facility Energy Management System
Retro-Commissioning
ENERGY STAR certified buildings program
Interior Lighting Controls
Facility Energy Management System
LED Display Lighting (Interior)
LED - 14W
CFL-23W
LED Display Lighting (Interior)
LED - 14W
CFL-23W
ENERGY STAR certified buildings program
Smart Strip Plug Outlet
Network PC Power Management
ENERGY STAR certified buildings program
Smart Strip Plug Outlet
Network PC Power Management
Energy Star Servers
Energy Star Servers
Retro-Commissioning
ENERGY STAR certified buildings program
Thermal Energy Storage
HVAC tune-up
Facility Energy Management System
Duct Sealing Repair
Chilled Water System - Variable Speed Drives
Chilled Water Controls Optimization
Ceiling Insulation(R2 to R38)
Airside Economizer
Retro-Commissioning
ENERGY STAR certified buildings program
Wall Insulation
Thermal Energy Storage
HVAC tune-up
Facility Energy Management System
Duct Sealing Repair
Chilled Water System - Variable Speed Drives
Chilled Water Controls Optimization
Ceiling Insulation(R2 to R38)
Airside Economizer
High Efficiency PTHP
High Efficiency PTAC
High Efficiency PTHP
High Efficiency PTAC
Retro-Commissioning
ENERGY STAR certified buildings program
Water Cooled Refrigeration Heat Recovery
Facility Energy Management System
Duct Sealing Repair
Ceiling Insulation(R2 to R38)
Retro-Commissioning
ENERGY STAR certified buildings program
Water Cooled Refrigeration Heat Recovery
Wall Insulation
Facility Energy Management System
Duct Sealing Repair
Ceiling Insulation(R2 to R38)
High Efficiency PTHP
High Efficiency PTHP
Retro-Commissioning
ENERGY STAR certified buildings program
Strip Curtains for Walk-ins
PSC to ECM Evaporator Fan Motor (Walk-In, Refrigerator)
PSC to ECM Evaporator Fan Motor (Reach-In)
Floating Head Pressure Controls
Anti-Sweat Controls
Retro-Commissioning
ENERGY STAR certified buildings program
Strip Curtains for Walk-ins
PSC to ECM Evaporator Fan Motor (Walk-In, Refrigerator)
PSC to ECM Evaporator Fan Motor (Reach-In)
Freezer-Cooler Replacement Gaskets
Floating Head Pressure Controls
Anti-Sweat Controls
ENERGY STAR certified buildings program
ENERGY STAR certified buildings program
Retro-Commissioning
ENERGY STAR certified buildings program
VSD Controlled Compressor
Engine Block Timer
Retro-Commissioning
ENERGY STAR certified buildings program
VSD Controlled Compressor
Engine Block Timer
Variable Speed Pool Pump
Two Speed Pool Pump
Solar Powered Pool Pump
Solar Pool Heater
Heat Pump Pool Heater
Variable Speed Pool Pump
Two Speed Pool Pump
Solar Powered Pool Pump
Solar Pool Heater
Heat Pump Pool Heater
Retro-Commissioning
ENERGY STAR certified buildings program
Water Cooled Refrigeration Heat Recovery
Facility Energy Management System
Duct Sealing Repair
Ceiling Insulation(R2 to R38)
Retro-Commissioning
ENERGY STAR certified buildings program
Water Cooled Refrigeration Heat Recovery
Wall Insulation
Facility Energy Management System
Duct Sealing Repair
Ceiling Insulation(R2 to R38)
Retro-Commissioning
ENERGY STAR certified buildings program
Thermal Energy Storage
HVAC tune-up
Facility Energy Management System
Duct Sealing Repair
Chilled Water System - Variable Speed Drives
Chilled Water Controls Optimization
Ceiling Insulation(R2 to R38)
Airside Economizer
Retro-Commissioning
ENERGY STAR certified buildings program
Wall Insulation
Thermal Energy Storage
HVAC tune-up
Facility Energy Management System
Duct Sealing Repair
Chilled Water System - Variable Speed Drives
Chilled Water Controls Optimization
Ceiling Insulation(R2 to R38)
Airside Economizer
Retro-Commissioning
ENERGY STAR certified buildings program
Interior Lighting Controls
Facility Energy Management System
Retro-Commissioning
ENERGY STAR certified buildings program
Interior Lighting Controls
Facility Energy Management System
Premium T8 - Lamp Replacement
Premium T8 - Fixture Replacement
LED Linear - Lamp Replacement
LED Linear - Fixture Replacement
Premium T8 - Lamp Replacement
Premium T8 - Fixture Replacement
LED Linear - Lamp Replacement
LED Linear - Fixture Replacement
ENERGY STAR certified buildings program
ENERGY STAR certified buildings program
Energy Star Commercial Oven
Energy Star Commercial Oven
Retro-Commissioning
ENERGY STAR certified buildings program
VSD Controlled Compressor
Engine Block Timer
Retro-Commissioning
ENERGY STAR certified buildings program
VSD Controlled Compressor
Engine Block Timer
ENERGY STAR Water Cooler
Efficient Battery Charger
ENERGY STAR Water Cooler
Efficient Battery Charger
ENERGY STAR certified buildings program
Smart Strip Plug Outlet
Network PC Power Management
ENERGY STAR certified buildings program
Smart Strip Plug Outlet
Network PC Power Management
Energy Star Uninterruptable Power Supply
Energy Star Uninterruptable Power Supply
Retro-Commissioning
ENERGY STAR certified buildings program
VAV System
Demand Controlled Ventilation
CO Sensors for Parking Garage Exhaust
Retro-Commissioning
ENERGY STAR certified buildings program
VAV System
Demand Controlled Ventilation
CO Sensors for Parking Garage Exhaust
High Speed Fans
High Speed Fans
Retro-Commissioning
ENERGY STAR certified buildings program
VSD Controlled Compressor
Engine Block Timer
Retro-Commissioning
ENERGY STAR certified buildings program
VSD Controlled Compressor
Engine Block Timer
Retro-Commissioning
ENERGY STAR certified buildings program
Strip Curtains for Walk-ins
PSC to ECM Evaporator Fan Motor (Walk-In, Refrigerator)
PSC to ECM Evaporator Fan Motor (Reach-In)
Floating Head Pressure Controls
Anti-Sweat Controls
Retro-Commissioning
ENERGY STAR certified buildings program
Strip Curtains for Walk-ins
PSC to ECM Evaporator Fan Motor (Walk-In, Refrigerator)
PSC to ECM Evaporator Fan Motor (Reach-In)
Freezer-Cooler Replacement Gaskets
Floating Head Pressure Controls
Anti-Sweat Controls
Retro-Commissioning
ENERGY STAR certified buildings program
VSD Controlled Compressor
Engine Block Timer
Retro-Commissioning
ENERGY STAR certified buildings program
VSD Controlled Compressor
Engine Block Timer
Retro-Commissioning
ENERGY STAR certified buildings program
VAV System
Demand Controlled Ventilation
CO Sensors for Parking Garage Exhaust
Retro-Commissioning
ENERGY STAR certified buildings program
VAV System
Demand Controlled Ventilation
CO Sensors for Parking Garage Exhaust
Retro-Commissioning
ENERGY STAR certified buildings program
Water Cooled Refrigeration Heat Recovery
Facility Energy Management System
Duct Sealing Repair
Ceiling Insulation(R2 to R38)
Retro-Commissioning
ENERGY STAR certified buildings program
Water Cooled Refrigeration Heat Recovery
Wall Insulation
Facility Energy Management System
Duct Sealing Repair
Ceiling Insulation(R2 to R38)
Retro-Commissioning
ENERGY STAR certified buildings program
Thermal Energy Storage
HVAC tune-up
Facility Energy Management System
Duct Sealing Repair
Chilled Water System - Variable Speed Drives
Chilled Water Controls Optimization
Ceiling Insulation(R2 to R38)
Airside Economizer
Retro-Commissioning
ENERGY STAR certified buildings program
Wall Insulation
Thermal Energy Storage
HVAC tune-up
Facility Energy Management System
Duct Sealing Repair
Chilled Water System - Variable Speed Drives
Chilled Water Controls Optimization
Ceiling Insulation(R2 to R38)
Airside Economizer
Retro-Commissioning
ENERGY STAR certified buildings program
Interior Lighting Controls
Facility Energy Management System
Retro-Commissioning
ENERGY STAR certified buildings program
Interior Lighting Controls
Facility Energy Management System
LED Linear - Fixture Replacement
High Bay LED
High Bay Fluorescent (T5)
LED Linear - Fixture Replacement
High Bay LED
High Bay Fluorescent (T5)
ENERGY STAR certified buildings program
ENERGY STAR certified buildings program
Retro-Commissioning
ENERGY STAR certified buildings program
Water Cooled Refrigeration Heat Recovery
Facility Energy Management System
Duct Sealing Repair
Ceiling Insulation(R2 to R38)
Retro-Commissioning
ENERGY STAR certified buildings program
Water Cooled Refrigeration Heat Recovery
Wall Insulation
Facility Energy Management System
Duct Sealing Repair
Ceiling Insulation(R2 to R38)
Retro-Commissioning
ENERGY STAR certified buildings program
Outdoor Lighting Controls
Bi-Level Lighting Control (Exterior)
Retro-Commissioning
ENERGY STAR certified buildings program
Outdoor Lighting Controls
Bi-Level Lighting Control (Exterior)
LED Parking Lighting
High Efficiency HID Lighting
LED Parking Lighting
High Efficiency HID Lighting
Retro-Commissioning
ENERGY STAR certified buildings program
Outdoor Lighting Controls
Bi-Level Lighting Control (Exterior)
Retro-Commissioning
ENERGY STAR certified buildings program
Outdoor Lighting Controls
Bi-Level Lighting Control (Exterior)
LED Exterior Lighting
LED Display Lighting (Exterior)
LED Exterior Lighting
LED Display Lighting (Exterior)
Retro-Commissioning
ENERGY STAR certified buildings program
VSD Controlled Compressor
Engine Block Timer
Retro-Commissioning
ENERGY STAR certified buildings program
VSD Controlled Compressor
Engine Block Timer
ENERGY STAR certified buildings program
Smart Strip Plug Outlet
Network PC Power Management
ENERGY STAR certified buildings program
Smart Strip Plug Outlet
Network PC Power Management
Retro-Commissioning
ENERGY STAR certified buildings program
Thermal Energy Storage
HVAC tune-up
Facility Energy Management System
Duct Sealing Repair
Chilled Water System - Variable Speed Drives
Chilled Water Controls Optimization
Ceiling Insulation(R2 to R38)
Airside Economizer
Retro-Commissioning
ENERGY STAR certified buildings program
Wall Insulation
Thermal Energy Storage
HVAC tune-up
Facility Energy Management System
Duct Sealing Repair
Chilled Water System - Variable Speed Drives
Chilled Water Controls Optimization
Ceiling Insulation(R2 to R38)
Airside Economizer
High Efficiency Chiller (Air Cooled, 50 tons)
High Efficiency Chiller (Air Cooled, 50 tons)
Retro-Commissioning
ENERGY STAR certified buildings program
Strip Curtains for Walk-ins
PSC to ECM Evaporator Fan Motor (Walk-In, Refrigerator)
PSC to ECM Evaporator Fan Motor (Reach-In)
Floating Head Pressure Controls
Anti-Sweat Controls
Retro-Commissioning
ENERGY STAR certified buildings program
Strip Curtains for Walk-ins
PSC to ECM Evaporator Fan Motor (Walk-In, Refrigerator)
PSC to ECM Evaporator Fan Motor (Reach-In)
Freezer-Cooler Replacement Gaskets
Floating Head Pressure Controls
Anti-Sweat Controls
Refrigerated Display Case LED Lighting
Energy Star Commercial Solid Door Refrigerator
Energy Star Commercial Solid Door Freezer
Energy Star Commercial Glass Door Refrigerator
Energy Star Commercial Glass Door Freezer
Energy Star Commercial Solid Door Refrigerator
Energy Star Commercial Solid Door Freezer
Energy Star Commercial Glass Door Refrigerator
Energy Star Commercial Glass Door Freezer
ENERGY STAR certified buildings program
ENERGY STAR certified buildings program
Efficient Exhaust Hood
Energy Star Hot Food Holding Cabinet
Energy Star Griddle
Efficient Exhaust Hood
Energy Star Hot Food Holding Cabinet
Energy Star Griddle
ENERGY STAR certified buildings program
Smart Strip Plug Outlet
Network PC Power Management
ENERGY STAR certified buildings program
Smart Strip Plug Outlet
Network PC Power Management
Energy Star PCs
Energy Star PCs
Retro-Commissioning
ENERGY STAR certified buildings program
Thermostatic Shower Restriction Valve
Tank Wrap on Water Heater
Low-Flow Pre-Rinse Sprayers
Low Flow Shower Head
Hot Water Pipe Insulation
Faucet Aerator
Retro-Commissioning
ENERGY STAR certified buildings program
Thermostatic Shower Restriction Valve
Tank Wrap on Water Heater
Low-Flow Pre-Rinse Sprayers
Low Flow Shower Head
Hot Water Pipe Insulation
Faucet Aerator
Solar Water Heater
Heat Pump Water Heater
Energy Star Commercial Dishwasher
Solar Water Heater
Heat Pump Water Heater
Energy Star Commercial Dishwasher
Retro-Commissioning
ENERGY STAR certified buildings program
Thermal Energy Storage
HVAC tune-up
Facility Energy Management System
Duct Sealing Repair
Chilled Water System - Variable Speed Drives
Chilled Water Controls Optimization
Ceiling Insulation(R2 to R38)
Airside Economizer
Retro-Commissioning
ENERGY STAR certified buildings program
Wall Insulation
Thermal Energy Storage
HVAC tune-up
Facility Energy Management System
Duct Sealing Repair
Chilled Water System - Variable Speed Drives
Chilled Water Controls Optimization
Ceiling Insulation(R2 to R38)
Airside Economizer
High Efficiency Chiller (Air Cooled, 50 tons)
High Efficiency Chiller (Air Cooled, 50 tons)
Retro-Commissioning
ENERGY STAR certified buildings program
VAV System
Demand Controlled Ventilation
CO Sensors for Parking Garage Exhaust
Retro-Commissioning
ENERGY STAR certified buildings program
VAV System
Demand Controlled Ventilation
CO Sensors for Parking Garage Exhaust
Retro-Commissioning
ENERGY STAR certified buildings program
Interior Lighting Controls
Facility Energy Management System
Retro-Commissioning
ENERGY STAR certified buildings program
Interior Lighting Controls
Facility Energy Management System
Retro-Commissioning
ENERGY STAR certified buildings program
Water Cooled Refrigeration Heat Recovery
Facility Energy Management System
Duct Sealing Repair
Ceiling Insulation(R2 to R38)
Retro-Commissioning
ENERGY STAR certified buildings program
Water Cooled Refrigeration Heat Recovery
Wall Insulation
Facility Energy Management System
Duct Sealing Repair
Ceiling Insulation(R2 to R38)
Retro-Commissioning
ENERGY STAR certified buildings program
Thermostatic Shower Restriction Valve
Tank Wrap on Water Heater
Low-Flow Pre-Rinse Sprayers
Low Flow Shower Head
Hot Water Pipe Insulation
Faucet Aerator
Retro-Commissioning
ENERGY STAR certified buildings program
Thermostatic Shower Restriction Valve
Tank Wrap on Water Heater
Low-Flow Pre-Rinse Sprayers
Low Flow Shower Head
Hot Water Pipe Insulation
Faucet Aerator
Energy Star Commercial Dishwasher
Energy Star Commercial Dishwasher
Retro-Commissioning
ENERGY STAR certified buildings program
Strip Curtains for Walk-ins
PSC to ECM Evaporator Fan Motor (Walk-In, Refrigerator)
PSC to ECM Evaporator Fan Motor (Reach-In)
Floating Head Pressure Controls
Anti-Sweat Controls
Retro-Commissioning
ENERGY STAR certified buildings program
Strip Curtains for Walk-ins
PSC to ECM Evaporator Fan Motor (Walk-In, Refrigerator)
PSC to ECM Evaporator Fan Motor (Reach-In)
Freezer-Cooler Replacement Gaskets
Floating Head Pressure Controls
Anti-Sweat Controls
Retro-Commissioning
ENERGY STAR certified buildings program
Strip Curtains for Walk-ins
PSC to ECM Evaporator Fan Motor (Walk-In, Refrigerator)
PSC to ECM Evaporator Fan Motor (Reach-In)
Floating Head Pressure Controls
Anti-Sweat Controls
Retro-Commissioning
ENERGY STAR certified buildings program
Strip Curtains for Walk-ins
PSC to ECM Evaporator Fan Motor (Walk-In, Refrigerator)
PSC to ECM Evaporator Fan Motor (Reach-In)
Freezer-Cooler Replacement Gaskets
Floating Head Pressure Controls
Anti-Sweat Controls
Retro-Commissioning
ENERGY STAR certified buildings program
Outdoor Lighting Controls
Bi-Level Lighting Control (Exterior)
Retro-Commissioning
ENERGY STAR certified buildings program
Outdoor Lighting Controls
Bi-Level Lighting Control (Exterior)
LED Street Lights
LED Street Lights
ENERGY STAR certified buildings program
ENERGY STAR certified buildings program
Energy Star Steamer
Energy Star Steamer
Retro-Commissioning
ENERGY STAR certified buildings program
Outdoor Lighting Controls
Bi-Level Lighting Control (Exterior)
Retro-Commissioning
ENERGY STAR certified buildings program
Outdoor Lighting Controls
Bi-Level Lighting Control (Exterior)
LED Exterior Lighting
LED - 9W Flood
CFL - 15W Flood
LED Exterior Lighting
LED - 9W Flood
CFL - 15W Flood
Retro-Commissioning
ENERGY STAR certified buildings program
Interior Lighting Controls
Facility Energy Management System
Retro-Commissioning
ENERGY STAR certified buildings program
Interior Lighting Controls
Facility Energy Management System
LED Display Lighting (Interior)
LED - 14W
CFL-23W
LED Display Lighting (Interior)
LED - 14W
CFL-23W
ENERGY STAR certified buildings program
Smart Strip Plug Outlet
Network PC Power Management
ENERGY STAR certified buildings program
Smart Strip Plug Outlet
Network PC Power Management
Energy Star Servers
Energy Star Servers
Retro-Commissioning
ENERGY STAR certified buildings program
Thermal Energy Storage
Smart Thermostat
HVAC tune-up_RTU
HVAC tune-up
Facility Energy Management System
Duct Sealing Repair
Dedicated Outdoor Air System on VRF unit
Chilled Water System - Variable Speed Drives
Chilled Water Controls Optimization
Ceiling Insulation(R2 to R38)
Airside Economizer
Retro-Commissioning
ENERGY STAR certified buildings program
Wall Insulation
Thermal Energy Storage
Smart Thermostat
HVAC tune-up_RTU
HVAC tune-up
Facility Energy Management System
Duct Sealing Repair
Dedicated Outdoor Air System on VRF unit
Chilled Water System - Variable Speed Drives
Chilled Water Controls Optimization
Ceiling Insulation(R2 to R38)
Airside Economizer
Variable Refrigerant Flow (VRF) HVAC Systems
High Efficiency PTHP
High Efficiency PTAC
Variable Refrigerant Flow (VRF) HVAC Systems
High Efficiency PTHP
High Efficiency PTAC
Retro-Commissioning
ENERGY STAR certified buildings program
Smart Thermostat
Facility Energy Management System
Duct Sealing Repair
Dedicated Outdoor Air System on VRF unit
Ceiling Insulation(R2 to R38)
Retro-Commissioning
ENERGY STAR certified buildings program
Wall Insulation
Smart Thermostat
Facility Energy Management System
Duct Sealing Repair
Dedicated Outdoor Air System on VRF unit
Ceiling Insulation(R2 to R38)
Variable Refrigerant Flow (VRF) HVAC Systems
High Efficiency PTHP
Variable Refrigerant Flow (VRF) HVAC Systems
High Efficiency PTHP
Retro-Commissioning
ENERGY STAR certified buildings program
Strip Curtains for Walk-ins
PSC to ECM Evaporator Fan Motor (Walk-In, Refrigerator)
PSC to ECM Evaporator Fan Motor (Reach-In)
Floating Head Pressure Controls
Anti-Sweat Controls
Retro-Commissioning
ENERGY STAR certified buildings program
Strip Curtains for Walk-ins
PSC to ECM Evaporator Fan Motor (Walk-In, Refrigerator)
PSC to ECM Evaporator Fan Motor (Reach-In)
Freezer-Cooler Replacement Gaskets
Floating Head Pressure Controls
Anti-Sweat Controls
ENERGY STAR certified buildings program
ENERGY STAR certified buildings program
Retro-Commissioning
ENERGY STAR certified buildings program
VSD Controlled Compressor
Engine Block Timer
Retro-Commissioning
ENERGY STAR certified buildings program
VSD Controlled Compressor
Engine Block Timer
Variable Speed Pool Pump
Two Speed Pool Pump
Solar Powered Pool Pump
Solar Pool Heater
Heat Pump Pool Heater
Variable Speed Pool Pump
Two Speed Pool Pump
Solar Powered Pool Pump
Solar Pool Heater
Heat Pump Pool Heater
Retro-Commissioning
ENERGY STAR certified buildings program
Smart Thermostat
Facility Energy Management System
Duct Sealing Repair
Dedicated Outdoor Air System on VRF unit
Ceiling Insulation(R2 to R38)
Retro-Commissioning
ENERGY STAR certified buildings program
Wall Insulation
Smart Thermostat
Facility Energy Management System
Duct Sealing Repair
Dedicated Outdoor Air System on VRF unit
Ceiling Insulation(R2 to R38)
Retro-Commissioning
ENERGY STAR certified buildings program
Thermal Energy Storage
Smart Thermostat
HVAC tune-up_RTU
HVAC tune-up
Facility Energy Management System
Duct Sealing Repair
Dedicated Outdoor Air System on VRF unit
Chilled Water System - Variable Speed Drives
Chilled Water Controls Optimization
Ceiling Insulation(R2 to R38)
Airside Economizer
Retro-Commissioning
ENERGY STAR certified buildings program
Wall Insulation
Thermal Energy Storage
Smart Thermostat
HVAC tune-up_RTU
HVAC tune-up
Facility Energy Management System
Duct Sealing Repair
Dedicated Outdoor Air System on VRF unit
Chilled Water System - Variable Speed Drives
Chilled Water Controls Optimization
Ceiling Insulation(R2 to R38)
Airside Economizer
Retro-Commissioning
ENERGY STAR certified buildings program
Interior Lighting Controls
Facility Energy Management System
Retro-Commissioning
ENERGY STAR certified buildings program
Interior Lighting Controls
Facility Energy Management System
Premium T8 - Lamp Replacement
Premium T8 - Fixture Replacement
LED Linear - Lamp Replacement
LED Linear - Fixture Replacement
Premium T8 - Lamp Replacement
Premium T8 - Fixture Replacement
LED Linear - Lamp Replacement
LED Linear - Fixture Replacement
ENERGY STAR certified buildings program
ENERGY STAR certified buildings program
Energy Star Commercial Oven
Energy Star Commercial Oven
Retro-Commissioning
ENERGY STAR certified buildings program
VSD Controlled Compressor
Engine Block Timer
Retro-Commissioning
ENERGY STAR certified buildings program
VSD Controlled Compressor
Engine Block Timer
ENERGY STAR Water Cooler
ENERGY STAR Commercial Clothes Washer
Efficient Battery Charger
ENERGY STAR Water Cooler
ENERGY STAR Commercial Clothes Washer
Efficient Battery Charger
ENERGY STAR certified buildings program
Smart Strip Plug Outlet
Network PC Power Management
ENERGY STAR certified buildings program
Smart Strip Plug Outlet
Network PC Power Management
Energy Star Uninterruptable Power Supply
Energy Star Uninterruptable Power Supply
Retro-Commissioning
ENERGY STAR certified buildings program
VAV System
Demand Controlled Ventilation
CO Sensors for Parking Garage Exhaust
Retro-Commissioning
ENERGY STAR certified buildings program
VAV System
Demand Controlled Ventilation
CO Sensors for Parking Garage Exhaust
High Speed Fans
High Speed Fans
Retro-Commissioning
ENERGY STAR certified buildings program
VSD Controlled Compressor
Engine Block Timer
Retro-Commissioning
ENERGY STAR certified buildings program
VSD Controlled Compressor
Engine Block Timer
Retro-Commissioning
ENERGY STAR certified buildings program
Strip Curtains for Walk-ins
PSC to ECM Evaporator Fan Motor (Walk-In, Refrigerator)
PSC to ECM Evaporator Fan Motor (Reach-In)
Floating Head Pressure Controls
Anti-Sweat Controls
Retro-Commissioning
ENERGY STAR certified buildings program
Strip Curtains for Walk-ins
PSC to ECM Evaporator Fan Motor (Walk-In, Refrigerator)
PSC to ECM Evaporator Fan Motor (Reach-In)
Freezer-Cooler Replacement Gaskets
Floating Head Pressure Controls
Anti-Sweat Controls
Retro-Commissioning
ENERGY STAR certified buildings program
VSD Controlled Compressor
Engine Block Timer
Retro-Commissioning
ENERGY STAR certified buildings program
VSD Controlled Compressor
Engine Block Timer
Retro-Commissioning
ENERGY STAR certified buildings program
VAV System
Demand Controlled Ventilation
CO Sensors for Parking Garage Exhaust
Retro-Commissioning
ENERGY STAR certified buildings program
VAV System
Demand Controlled Ventilation
CO Sensors for Parking Garage Exhaust
Retro-Commissioning
ENERGY STAR certified buildings program
Smart Thermostat
Facility Energy Management System
Duct Sealing Repair
Dedicated Outdoor Air System on VRF unit
Ceiling Insulation(R2 to R38)
Retro-Commissioning
ENERGY STAR certified buildings program
Wall Insulation
Smart Thermostat
Facility Energy Management System
Duct Sealing Repair
Dedicated Outdoor Air System on VRF unit
Ceiling Insulation(R2 to R38)
Retro-Commissioning
ENERGY STAR certified buildings program
Thermal Energy Storage
Smart Thermostat
HVAC tune-up_RTU
HVAC tune-up
Facility Energy Management System
Duct Sealing Repair
Dedicated Outdoor Air System on VRF unit
Chilled Water System - Variable Speed Drives
Chilled Water Controls Optimization
Ceiling Insulation(R2 to R38)
Airside Economizer
Retro-Commissioning
ENERGY STAR certified buildings program
Wall Insulation
Thermal Energy Storage
Smart Thermostat
HVAC tune-up_RTU
HVAC tune-up
Facility Energy Management System
Duct Sealing Repair
Dedicated Outdoor Air System on VRF unit
Chilled Water System - Variable Speed Drives
Chilled Water Controls Optimization
Ceiling Insulation(R2 to R38)
Airside Economizer
Retro-Commissioning
ENERGY STAR certified buildings program
Interior Lighting Controls
Facility Energy Management System
Retro-Commissioning
ENERGY STAR certified buildings program
Interior Lighting Controls
Facility Energy Management System
LED Linear - Fixture Replacement
High Bay LED
High Bay Fluorescent (T5)
LED Linear - Fixture Replacement
High Bay LED
High Bay Fluorescent (T5)
ENERGY STAR certified buildings program
ENERGY STAR certified buildings program
Retro-Commissioning
ENERGY STAR certified buildings program
Smart Thermostat
Facility Energy Management System
Duct Sealing Repair
Dedicated Outdoor Air System on VRF unit
Ceiling Insulation(R2 to R38)
Retro-Commissioning
ENERGY STAR certified buildings program
Wall Insulation
Smart Thermostat
Facility Energy Management System
Duct Sealing Repair
Dedicated Outdoor Air System on VRF unit
Ceiling Insulation(R2 to R38)
Retro-Commissioning
ENERGY STAR certified buildings program
Outdoor Lighting Controls
Bi-Level Lighting Control (Exterior)
Retro-Commissioning
ENERGY STAR certified buildings program
Outdoor Lighting Controls
Bi-Level Lighting Control (Exterior)
LED Parking Lighting
High Efficiency HID Lighting
LED Parking Lighting
High Efficiency HID Lighting
Retro-Commissioning
ENERGY STAR certified buildings program
Outdoor Lighting Controls
Bi-Level Lighting Control (Exterior)
Retro-Commissioning
ENERGY STAR certified buildings program
Outdoor Lighting Controls
Bi-Level Lighting Control (Exterior)
LED Exterior Lighting
LED Display Lighting (Exterior)
LED Exterior Lighting
LED Display Lighting (Exterior)
Retro-Commissioning
ENERGY STAR certified buildings program
VSD Controlled Compressor
Engine Block Timer
Retro-Commissioning
ENERGY STAR certified buildings program
VSD Controlled Compressor
Engine Block Timer
ENERGY STAR certified buildings program
Smart Strip Plug Outlet
Network PC Power Management
ENERGY STAR certified buildings program
Smart Strip Plug Outlet
Network PC Power Management
Retro-Commissioning
ENERGY STAR certified buildings program
Thermal Energy Storage
Smart Thermostat
HVAC tune-up_RTU
HVAC tune-up
Facility Energy Management System
Duct Sealing Repair
Dedicated Outdoor Air System on VRF unit
Chilled Water System - Variable Speed Drives
Chilled Water Controls Optimization
Ceiling Insulation(R2 to R38)
Airside Economizer
Retro-Commissioning
ENERGY STAR certified buildings program
Wall Insulation
Thermal Energy Storage
Smart Thermostat
HVAC tune-up_RTU
HVAC tune-up
Facility Energy Management System
Duct Sealing Repair
Dedicated Outdoor Air System on VRF unit
Chilled Water System - Variable Speed Drives
Chilled Water Controls Optimization
Ceiling Insulation(R2 to R38)
Airside Economizer
High Efficiency Chiller (Air Cooled, 50 tons)
High Efficiency Chiller (Water cooled-positive displacement, 100 tons)
High Efficiency Chiller (Water cooled-centrifugal, 200 tons)
High Efficiency Chiller (Air Cooled, 50 tons)
High Efficiency Chiller (Water cooled-positive displacement, 100 tons)
High Efficiency Chiller (Water cooled-centrifugal, 200 tons)
Retro-Commissioning
ENERGY STAR certified buildings program
Strip Curtains for Walk-ins
PSC to ECM Evaporator Fan Motor (Walk-In, Refrigerator)
PSC to ECM Evaporator Fan Motor (Reach-In)
Floating Head Pressure Controls
Anti-Sweat Controls
Retro-Commissioning
ENERGY STAR certified buildings program
Strip Curtains for Walk-ins
PSC to ECM Evaporator Fan Motor (Walk-In, Refrigerator)
PSC to ECM Evaporator Fan Motor (Reach-In)
Freezer-Cooler Replacement Gaskets
Floating Head Pressure Controls
Anti-Sweat Controls
Refrigerated Display Case LED Lighting
Energy Star Commercial Solid Door Refrigerator
Energy Star Commercial Solid Door Freezer
Energy Star Commercial Glass Door Refrigerator
Energy Star Commercial Glass Door Freezer
Energy Star Commercial Solid Door Refrigerator
Energy Star Commercial Solid Door Freezer
Energy Star Commercial Glass Door Refrigerator
Energy Star Commercial Glass Door Freezer
ENERGY STAR certified buildings program
ENERGY STAR certified buildings program
Energy Star Hot Food Holding Cabinet
Energy Star Griddle
Efficient Exhaust Hood
Efficient Exhaust Hood
Energy Star Hot Food Holding Cabinet
Energy Star Griddle
ENERGY STAR certified buildings program
Smart Strip Plug Outlet
Network PC Power Management
ENERGY STAR certified buildings program
Smart Strip Plug Outlet
Network PC Power Management
Energy Star PCs
Energy Star PCs
Retro-Commissioning
ENERGY STAR certified buildings program
Thermostatic Shower Restriction Valve
Tank Wrap on Water Heater
Low-Flow Pre-Rinse Sprayers
Low Flow Shower Head
Hot Water Pipe Insulation
Faucet Aerator
Retro-Commissioning
ENERGY STAR certified buildings program
Thermostatic Shower Restriction Valve
Tank Wrap on Water Heater
Low-Flow Pre-Rinse Sprayers
Low Flow Shower Head
Hot Water Pipe Insulation
Faucet Aerator
Solar Water Heater
Heat Pump Water Heater
Energy Star Commercial Dishwasher
Solar Water Heater
Heat Pump Water Heater
Energy Star Commercial Dishwasher
Retro-Commissioning
ENERGY STAR certified buildings program
Thermal Energy Storage
Smart Thermostat
HVAC tune-up_RTU
HVAC tune-up
Facility Energy Management System
Duct Sealing Repair
Dedicated Outdoor Air System on VRF unit
Chilled Water System - Variable Speed Drives
Chilled Water Controls Optimization
Ceiling Insulation(R2 to R38)
Airside Economizer
Retro-Commissioning
ENERGY STAR certified buildings program
Wall Insulation
Thermal Energy Storage
Smart Thermostat
HVAC tune-up_RTU
HVAC tune-up
Facility Energy Management System
Duct Sealing Repair
Dedicated Outdoor Air System on VRF unit
Chilled Water System - Variable Speed Drives
Chilled Water Controls Optimization
Ceiling Insulation(R2 to R38)
Airside Economizer
High Efficiency Chiller (Water cooled-centrifugal, 200 tons)
High Efficiency Chiller (Air Cooled, 50 tons)
High Efficiency Chiller (Water cooled-positive displacement, 100 tons)
High Efficiency Chiller (Air Cooled, 50 tons)
High Efficiency Chiller (Water cooled-positive displacement, 100 tons)
High Efficiency Chiller (Water cooled-centrifugal, 200 tons)
Retro-Commissioning
ENERGY STAR certified buildings program
VAV System
Demand Controlled Ventilation
CO Sensors for Parking Garage Exhaust
Retro-Commissioning
ENERGY STAR certified buildings program
VAV System
Demand Controlled Ventilation
CO Sensors for Parking Garage Exhaust
Retro-Commissioning
ENERGY STAR certified buildings program
Interior Lighting Controls
Facility Energy Management System
Retro-Commissioning
ENERGY STAR certified buildings program
Interior Lighting Controls
Facility Energy Management System
Retro-Commissioning
ENERGY STAR certified buildings program
Smart Thermostat
Facility Energy Management System
Duct Sealing Repair
Dedicated Outdoor Air System on VRF unit
Ceiling Insulation(R2 to R38)
Retro-Commissioning
ENERGY STAR certified buildings program
Wall Insulation
Smart Thermostat
Facility Energy Management System
Duct Sealing Repair
Dedicated Outdoor Air System on VRF unit
Ceiling Insulation(R2 to R38)
Retro-Commissioning
ENERGY STAR certified buildings program
Thermostatic Shower Restriction Valve
Tank Wrap on Water Heater
Low-Flow Pre-Rinse Sprayers
Low Flow Shower Head
Hot Water Pipe Insulation
Faucet Aerator
Retro-Commissioning
ENERGY STAR certified buildings program
Thermostatic Shower Restriction Valve
Tank Wrap on Water Heater
Low-Flow Pre-Rinse Sprayers
Low Flow Shower Head
Hot Water Pipe Insulation
Faucet Aerator
Energy Star Commercial Dishwasher
Energy Star Commercial Dishwasher
Retro-Commissioning
ENERGY STAR certified buildings program
Strip Curtains for Walk-ins
PSC to ECM Evaporator Fan Motor (Walk-In, Refrigerator)
PSC to ECM Evaporator Fan Motor (Reach-In)
Floating Head Pressure Controls
Anti-Sweat Controls
Retro-Commissioning
ENERGY STAR certified buildings program
Strip Curtains for Walk-ins
PSC to ECM Evaporator Fan Motor (Walk-In, Refrigerator)
PSC to ECM Evaporator Fan Motor (Reach-In)
Freezer-Cooler Replacement Gaskets
Floating Head Pressure Controls
Anti-Sweat Controls
Retro-Commissioning
ENERGY STAR certified buildings program
Strip Curtains for Walk-ins
PSC to ECM Evaporator Fan Motor (Walk-In, Refrigerator)
PSC to ECM Evaporator Fan Motor (Reach-In)
Floating Head Pressure Controls
Anti-Sweat Controls
Retro-Commissioning
ENERGY STAR certified buildings program
Strip Curtains for Walk-ins
PSC to ECM Evaporator Fan Motor (Walk-In, Refrigerator)
PSC to ECM Evaporator Fan Motor (Reach-In)
Freezer-Cooler Replacement Gaskets
Floating Head Pressure Controls
Anti-Sweat Controls
Retro-Commissioning
ENERGY STAR certified buildings program
Outdoor Lighting Controls
Bi-Level Lighting Control (Exterior)
Retro-Commissioning
ENERGY STAR certified buildings program
Outdoor Lighting Controls
Bi-Level Lighting Control (Exterior)
LED Street Lights
LED Street Lights
ENERGY STAR certified buildings program
ENERGY STAR certified buildings program
Energy Star Steamer
Energy Star Steamer
Retro-Commissioning
ENERGY STAR certified buildings program
Outdoor Lighting Controls
Bi-Level Lighting Control (Exterior)
Retro-Commissioning
ENERGY STAR certified buildings program
Outdoor Lighting Controls
Bi-Level Lighting Control (Exterior)
LED Exterior Lighting
LED - 9W Flood
CFL - 15W Flood
LED Exterior Lighting
LED - 9W Flood
CFL - 15W Flood
Retro-Commissioning
ENERGY STAR certified buildings program
Interior Lighting Controls
Facility Energy Management System
Retro-Commissioning
ENERGY STAR certified buildings program
Interior Lighting Controls
Facility Energy Management System
LED Display Lighting (Interior)
LED - 14W
CFL-23W
LED Display Lighting (Interior)
LED - 14W
CFL-23W
ENERGY STAR certified buildings program
Smart Strip Plug Outlet
Network PC Power Management
ENERGY STAR certified buildings program
Smart Strip Plug Outlet
Network PC Power Management
Energy Star Servers
Energy Star Servers
Retro-Commissioning
ENERGY STAR certified buildings program
Thermal Energy Storage
Smart Thermostat
Programmable Thermostat
HVAC tune-up_RTU
HVAC tune-up
Facility Energy Management System
Facility Commissioning
Energy Recovery Ventilation System (ERV)
Duct Sealing Repair
Dedicated Outdoor Air System on VRF unit
Chilled Water System - Variable Speed Drives
Chilled Water Controls Optimization
Ceiling Insulation(R2 to R38)
Airside Economizer
Retro-Commissioning
ENERGY STAR certified buildings program
Wall Insulation
Thermal Energy Storage
Smart Thermostat
Programmable Thermostat
HVAC tune-up_RTU
HVAC tune-up
Facility Energy Management System
Energy Recovery Ventilation System (ERV)
Duct Sealing Repair
Dedicated Outdoor Air System on VRF unit
Chilled Water System - Variable Speed Drives
Chilled Water Controls Optimization
Ceiling Insulation(R2 to R38)
Airside Economizer
Variable Refrigerant Flow (VRF) HVAC Systems
High Efficiency PTHP
High Efficiency PTAC
Variable Refrigerant Flow (VRF) HVAC Systems
High Efficiency PTHP
High Efficiency PTAC
Retro-Commissioning
ENERGY STAR certified buildings program
Smart Thermostat
Programmable Thermostat
Facility Energy Management System
ECM Motors on Furnaces
Duct Sealing Repair
Dedicated Outdoor Air System on VRF unit
Ceiling Insulation(R2 to R38)
Retro-Commissioning
ENERGY STAR certified buildings program
Wall Insulation
Smart Thermostat
Programmable Thermostat
Facility Energy Management System
ECM Motors on Furnaces
Duct Sealing Repair
Dedicated Outdoor Air System on VRF unit
Ceiling Insulation(R2 to R38)
Variable Refrigerant Flow (VRF) HVAC Systems
High Efficiency PTHP
Variable Refrigerant Flow (VRF) HVAC Systems
High Efficiency PTHP
Retro-Commissioning
ENERGY STAR certified buildings program
Strip Curtains for Walk-ins
PSC to ECM Evaporator Fan Motor (Walk-In, Refrigerator)
PSC to ECM Evaporator Fan Motor (Reach-In)
Floating Head Pressure Controls
Anti-Sweat Controls
Retro-Commissioning
ENERGY STAR certified buildings program
Strip Curtains for Walk-ins
PSC to ECM Evaporator Fan Motor (Walk-In, Refrigerator)
PSC to ECM Evaporator Fan Motor (Reach-In)
Freezer-Cooler Replacement Gaskets
Floating Head Pressure Controls
Anti-Sweat Controls
ENERGY STAR certified buildings program
ENERGY STAR certified buildings program
Retro-Commissioning
ENERGY STAR certified buildings program
VSD Controlled Compressor
Engine Block Timer
Retro-Commissioning
ENERGY STAR certified buildings program
VSD Controlled Compressor
Engine Block Timer
Variable Speed Pool Pump
Two Speed Pool Pump
Solar Powered Pool Pump
Solar Pool Heater
Heat Pump Pool Heater
Variable Speed Pool Pump
Two Speed Pool Pump
Solar Powered Pool Pump
Solar Pool Heater
Heat Pump Pool Heater
Retro-Commissioning
ENERGY STAR certified buildings program
Smart Thermostat
Programmable Thermostat
Facility Energy Management System
ECM Motors on Furnaces
Duct Sealing Repair
Dedicated Outdoor Air System on VRF unit
Ceiling Insulation(R2 to R38)
Retro-Commissioning
ENERGY STAR certified buildings program
Wall Insulation
Smart Thermostat
Programmable Thermostat
Facility Energy Management System
ECM Motors on Furnaces
Duct Sealing Repair
Dedicated Outdoor Air System on VRF unit
Ceiling Insulation(R2 to R38)
Retro-Commissioning
ENERGY STAR certified buildings program
Thermal Energy Storage
Smart Thermostat
Programmable Thermostat
HVAC tune-up_RTU
HVAC tune-up
Facility Energy Management System
Facility Commissioning
Energy Recovery Ventilation System (ERV)
Duct Sealing Repair
Dedicated Outdoor Air System on VRF unit
Chilled Water System - Variable Speed Drives
Chilled Water Controls Optimization
Ceiling Insulation(R2 to R38)
Airside Economizer
Retro-Commissioning
ENERGY STAR certified buildings program
Wall Insulation
Thermal Energy Storage
Smart Thermostat
Programmable Thermostat
HVAC tune-up_RTU
HVAC tune-up
Facility Energy Management System
Energy Recovery Ventilation System (ERV)
Duct Sealing Repair
Dedicated Outdoor Air System on VRF unit
Chilled Water System - Variable Speed Drives
Chilled Water Controls Optimization
Ceiling Insulation(R2 to R38)
Airside Economizer
Retro-Commissioning
ENERGY STAR certified buildings program
Interior Lighting Controls
Facility Energy Management System
Retro-Commissioning
ENERGY STAR certified buildings program
Interior Lighting Controls
Facility Energy Management System
Premium T8 - Lamp Replacement
Premium T8 - Fixture Replacement
LED Linear - Lamp Replacement
LED Linear - Fixture Replacement
Premium T8 - Lamp Replacement
Premium T8 - Fixture Replacement
LED Linear - Lamp Replacement
LED Linear - Fixture Replacement
ENERGY STAR certified buildings program
ENERGY STAR certified buildings program
Energy Star Commercial Oven
Energy Star Commercial Oven
Retro-Commissioning
ENERGY STAR certified buildings program
VSD Controlled Compressor
Engine Block Timer
Retro-Commissioning
ENERGY STAR certified buildings program
VSD Controlled Compressor
Engine Block Timer
ENERGY STAR Water Cooler
Efficient Battery Charger
ENERGY STAR Water Cooler
Efficient Battery Charger
ENERGY STAR certified buildings program
Smart Strip Plug Outlet
Network PC Power Management
ENERGY STAR certified buildings program
Smart Strip Plug Outlet
Network PC Power Management
Energy Star Uninterruptable Power Supply
Energy Star Uninterruptable Power Supply
Retro-Commissioning
ENERGY STAR certified buildings program
VAV System
Demand Controlled Ventilation
CO Sensors for Parking Garage Exhaust
Retro-Commissioning
ENERGY STAR certified buildings program
VAV System
Demand Controlled Ventilation
CO Sensors for Parking Garage Exhaust
High Speed Fans
High Speed Fans
Retro-Commissioning
ENERGY STAR certified buildings program
VSD Controlled Compressor
Engine Block Timer
Retro-Commissioning
ENERGY STAR certified buildings program
VSD Controlled Compressor
Engine Block Timer
Retro-Commissioning
ENERGY STAR certified buildings program
Strip Curtains for Walk-ins
PSC to ECM Evaporator Fan Motor (Walk-In, Refrigerator)
PSC to ECM Evaporator Fan Motor (Reach-In)
Floating Head Pressure Controls
Anti-Sweat Controls
Retro-Commissioning
ENERGY STAR certified buildings program
Strip Curtains for Walk-ins
PSC to ECM Evaporator Fan Motor (Walk-In, Refrigerator)
PSC to ECM Evaporator Fan Motor (Reach-In)
Freezer-Cooler Replacement Gaskets
Floating Head Pressure Controls
Anti-Sweat Controls
Retro-Commissioning
ENERGY STAR certified buildings program
VSD Controlled Compressor
Engine Block Timer
Retro-Commissioning
ENERGY STAR certified buildings program
VSD Controlled Compressor
Engine Block Timer
Retro-Commissioning
ENERGY STAR certified buildings program
VAV System
Demand Controlled Ventilation
CO Sensors for Parking Garage Exhaust
Retro-Commissioning
ENERGY STAR certified buildings program
VAV System
Demand Controlled Ventilation
CO Sensors for Parking Garage Exhaust
Retro-Commissioning
ENERGY STAR certified buildings program
Smart Thermostat
Programmable Thermostat
Facility Energy Management System
ECM Motors on Furnaces
Duct Sealing Repair
Dedicated Outdoor Air System on VRF unit
Ceiling Insulation(R2 to R38)
Retro-Commissioning
ENERGY STAR certified buildings program
Wall Insulation
Smart Thermostat
Programmable Thermostat
Facility Energy Management System
ECM Motors on Furnaces
Duct Sealing Repair
Dedicated Outdoor Air System on VRF unit
Ceiling Insulation(R2 to R38)
Retro-Commissioning
ENERGY STAR certified buildings program
Thermal Energy Storage
Smart Thermostat
Programmable Thermostat
HVAC tune-up_RTU
HVAC tune-up
Facility Energy Management System
Facility Commissioning
Energy Recovery Ventilation System (ERV)
Duct Sealing Repair
Dedicated Outdoor Air System on VRF unit
Chilled Water System - Variable Speed Drives
Chilled Water Controls Optimization
Ceiling Insulation(R2 to R38)
Airside Economizer
Retro-Commissioning
ENERGY STAR certified buildings program
Wall Insulation
Thermal Energy Storage
Smart Thermostat
Programmable Thermostat
HVAC tune-up_RTU
HVAC tune-up
Facility Energy Management System
Energy Recovery Ventilation System (ERV)
Duct Sealing Repair
Dedicated Outdoor Air System on VRF unit
Chilled Water System - Variable Speed Drives
Chilled Water Controls Optimization
Ceiling Insulation(R2 to R38)
Airside Economizer
Retro-Commissioning
ENERGY STAR certified buildings program
Interior Lighting Controls
Facility Energy Management System
Retro-Commissioning
ENERGY STAR certified buildings program
Interior Lighting Controls
Facility Energy Management System
LED Linear - Fixture Replacement
High Bay LED
High Bay Fluorescent (T5)
LED Linear - Fixture Replacement
High Bay LED
High Bay Fluorescent (T5)
ENERGY STAR certified buildings program
ENERGY STAR certified buildings program
Retro-Commissioning
ENERGY STAR certified buildings program
Smart Thermostat
Programmable Thermostat
Facility Energy Management System
ECM Motors on Furnaces
Duct Sealing Repair
Dedicated Outdoor Air System on VRF unit
Ceiling Insulation(R2 to R38)
Retro-Commissioning
ENERGY STAR certified buildings program
Wall Insulation
Smart Thermostat
Programmable Thermostat
Facility Energy Management System
ECM Motors on Furnaces
Duct Sealing Repair
Dedicated Outdoor Air System on VRF unit
Ceiling Insulation(R2 to R38)
Retro-Commissioning
ENERGY STAR certified buildings program
Outdoor Lighting Controls
Bi-Level Lighting Control (Exterior)
Retro-Commissioning
ENERGY STAR certified buildings program
Outdoor Lighting Controls
Bi-Level Lighting Control (Exterior)
LED Parking Lighting
High Efficiency HID Lighting
LED Parking Lighting
High Efficiency HID Lighting
Retro-Commissioning
ENERGY STAR certified buildings program
Outdoor Lighting Controls
Bi-Level Lighting Control (Exterior)
Retro-Commissioning
ENERGY STAR certified buildings program
Outdoor Lighting Controls
Bi-Level Lighting Control (Exterior)
LED Exterior Lighting
LED Display Lighting (Exterior)
LED Exterior Lighting
LED Display Lighting (Exterior)
Retro-Commissioning
ENERGY STAR certified buildings program
VSD Controlled Compressor
Engine Block Timer
Retro-Commissioning
ENERGY STAR certified buildings program
VSD Controlled Compressor
Engine Block Timer
ENERGY STAR certified buildings program
Smart Strip Plug Outlet
Network PC Power Management
ENERGY STAR certified buildings program
Smart Strip Plug Outlet
Network PC Power Management
Retro-Commissioning
ENERGY STAR certified buildings program
Thermal Energy Storage
Smart Thermostat
Programmable Thermostat
HVAC tune-up_RTU
HVAC tune-up
Facility Energy Management System
Facility Commissioning
Energy Recovery Ventilation System (ERV)
Duct Sealing Repair
Dedicated Outdoor Air System on VRF unit
Chilled Water System - Variable Speed Drives
Chilled Water Controls Optimization
Ceiling Insulation(R2 to R38)
Airside Economizer
Retro-Commissioning
ENERGY STAR certified buildings program
Wall Insulation
Thermal Energy Storage
Smart Thermostat
Programmable Thermostat
HVAC tune-up_RTU
HVAC tune-up
Facility Energy Management System
Energy Recovery Ventilation System (ERV)
Duct Sealing Repair
Dedicated Outdoor Air System on VRF unit
Chilled Water System - Variable Speed Drives
Chilled Water Controls Optimization
Ceiling Insulation(R2 to R38)
Airside Economizer
High Efficiency Chiller (Air Cooled, 50 tons)
High Efficiency Chiller (Water cooled-positive displacement, 100 tons)
High Efficiency Chiller (Water cooled-centrifugal, 200 tons)
High Efficiency Chiller (Air Cooled, 50 tons)
High Efficiency Chiller (Water cooled-positive displacement, 100 tons)
High Efficiency Chiller (Water cooled-centrifugal, 200 tons)
Retro-Commissioning
ENERGY STAR certified buildings program
Strip Curtains for Walk-ins
PSC to ECM Evaporator Fan Motor (Walk-In, Refrigerator)
PSC to ECM Evaporator Fan Motor (Reach-In)
Floating Head Pressure Controls
Anti-Sweat Controls
Retro-Commissioning
ENERGY STAR certified buildings program
Strip Curtains for Walk-ins
PSC to ECM Evaporator Fan Motor (Walk-In, Refrigerator)
PSC to ECM Evaporator Fan Motor (Reach-In)
Freezer-Cooler Replacement Gaskets
Floating Head Pressure Controls
Anti-Sweat Controls
Refrigerated Display Case LED Lighting
Energy Star Commercial Solid Door Refrigerator
Energy Star Commercial Solid Door Freezer
Energy Star Commercial Glass Door Refrigerator
Energy Star Commercial Glass Door Freezer
Energy Star Commercial Solid Door Refrigerator
Energy Star Commercial Solid Door Freezer
Energy Star Commercial Glass Door Refrigerator
Energy Star Commercial Glass Door Freezer
ENERGY STAR certified buildings program
ENERGY STAR certified buildings program
Energy Star Hot Food Holding Cabinet
Energy Star Griddle
Efficient Exhaust Hood
Efficient Exhaust Hood
Energy Star Hot Food Holding Cabinet
Energy Star Griddle
ENERGY STAR certified buildings program
Smart Strip Plug Outlet
Network PC Power Management
ENERGY STAR certified buildings program
Smart Strip Plug Outlet
Network PC Power Management
Energy Star PCs
Energy Star PCs
Retro-Commissioning
ENERGY STAR certified buildings program
Thermostatic Shower Restriction Valve
Tank Wrap on Water Heater
Low-Flow Pre-Rinse Sprayers
Low Flow Shower Head
Hot Water Pipe Insulation
Faucet Aerator
Retro-Commissioning
ENERGY STAR certified buildings program
Thermostatic Shower Restriction Valve
Tank Wrap on Water Heater
Low-Flow Pre-Rinse Sprayers
Low Flow Shower Head
Hot Water Pipe Insulation
Faucet Aerator
Heat Pump Water Heater
Energy Star Commercial Dishwasher
Heat Pump Water Heater
Energy Star Commercial Dishwasher
Retro-Commissioning
ENERGY STAR certified buildings program
Thermal Energy Storage
Smart Thermostat
Programmable Thermostat
HVAC tune-up_RTU
HVAC tune-up
Facility Energy Management System
Facility Commissioning
Energy Recovery Ventilation System (ERV)
Duct Sealing Repair
Dedicated Outdoor Air System on VRF unit
Chilled Water System - Variable Speed Drives
Chilled Water Controls Optimization
Ceiling Insulation(R2 to R38)
Airside Economizer
Retro-Commissioning
ENERGY STAR certified buildings program
Wall Insulation
Thermal Energy Storage
Smart Thermostat
Programmable Thermostat
HVAC tune-up_RTU
HVAC tune-up
Facility Energy Management System
Energy Recovery Ventilation System (ERV)
Duct Sealing Repair
Dedicated Outdoor Air System on VRF unit
Chilled Water System - Variable Speed Drives
Chilled Water Controls Optimization
Ceiling Insulation(R2 to R38)
Airside Economizer
High Efficiency Chiller (Water cooled-centrifugal, 200 tons)
High Efficiency Chiller (Air Cooled, 50 tons)
High Efficiency Chiller (Water cooled-positive displacement, 100 tons)
High Efficiency Chiller (Air Cooled, 50 tons)
High Efficiency Chiller (Water cooled-positive displacement, 100 tons)
High Efficiency Chiller (Water cooled-centrifugal, 200 tons)
Retro-Commissioning
ENERGY STAR certified buildings program
VAV System
Demand Controlled Ventilation
CO Sensors for Parking Garage Exhaust
Retro-Commissioning
ENERGY STAR certified buildings program
VAV System
Demand Controlled Ventilation
CO Sensors for Parking Garage Exhaust
Retro-Commissioning
ENERGY STAR certified buildings program
Interior Lighting Controls
Facility Energy Management System
Retro-Commissioning
ENERGY STAR certified buildings program
Interior Lighting Controls
Facility Energy Management System
Retro-Commissioning
ENERGY STAR certified buildings program
Smart Thermostat
Programmable Thermostat
Facility Energy Management System
ECM Motors on Furnaces
Duct Sealing Repair
Dedicated Outdoor Air System on VRF unit
Ceiling Insulation(R2 to R38)
Retro-Commissioning
ENERGY STAR certified buildings program
Wall Insulation
Smart Thermostat
Programmable Thermostat
Facility Energy Management System
ECM Motors on Furnaces
Duct Sealing Repair
Dedicated Outdoor Air System on VRF unit
Ceiling Insulation(R2 to R38)
Retro-Commissioning
ENERGY STAR certified buildings program
Thermostatic Shower Restriction Valve
Tank Wrap on Water Heater
Low-Flow Pre-Rinse Sprayers
Low Flow Shower Head
Hot Water Pipe Insulation
Faucet Aerator
Retro-Commissioning
ENERGY STAR certified buildings program
Thermostatic Shower Restriction Valve
Tank Wrap on Water Heater
Low-Flow Pre-Rinse Sprayers
Low Flow Shower Head
Hot Water Pipe Insulation
Faucet Aerator
Energy Star Commercial Dishwasher
Energy Star Commercial Dishwasher
Retro-Commissioning
ENERGY STAR certified buildings program
Strip Curtains for Walk-ins
PSC to ECM Evaporator Fan Motor (Walk-In, Refrigerator)
PSC to ECM Evaporator Fan Motor (Reach-In)
Floating Head Pressure Controls
Anti-Sweat Controls
Retro-Commissioning
ENERGY STAR certified buildings program
Strip Curtains for Walk-ins
PSC to ECM Evaporator Fan Motor (Walk-In, Refrigerator)
PSC to ECM Evaporator Fan Motor (Reach-In)
Freezer-Cooler Replacement Gaskets
Floating Head Pressure Controls
Anti-Sweat Controls
Retro-Commissioning
ENERGY STAR certified buildings program
Strip Curtains for Walk-ins
PSC to ECM Evaporator Fan Motor (Walk-In, Refrigerator)
PSC to ECM Evaporator Fan Motor (Reach-In)
Floating Head Pressure Controls
Anti-Sweat Controls
Retro-Commissioning
ENERGY STAR certified buildings program
Strip Curtains for Walk-ins
PSC to ECM Evaporator Fan Motor (Walk-In, Refrigerator)
PSC to ECM Evaporator Fan Motor (Reach-In)
Freezer-Cooler Replacement Gaskets
Floating Head Pressure Controls
Anti-Sweat Controls
Retro-Commissioning
ENERGY STAR certified buildings program
Outdoor Lighting Controls
Bi-Level Lighting Control (Exterior)
Retro-Commissioning
ENERGY STAR certified buildings program
Outdoor Lighting Controls
Bi-Level Lighting Control (Exterior)
LED Street Lights
LED Street Lights
ENERGY STAR certified buildings program
ENERGY STAR certified buildings program
Energy Star Steamer
Energy Star Steamer
Retro-Commissioning
ENERGY STAR certified buildings program
Outdoor Lighting Controls
Bi-Level Lighting Control (Exterior)
Retro-Commissioning
ENERGY STAR certified buildings program
Outdoor Lighting Controls
Bi-Level Lighting Control (Exterior)
LED Exterior Lighting
LED - 9W Flood
CFL - 15W Flood
LED Exterior Lighting
LED - 9W Flood
CFL - 15W Flood
Retro-Commissioning
ENERGY STAR certified buildings program
Interior Lighting Controls
Bi-Level Lighting Control (Interior)
Facility Energy Management System
Retro-Commissioning
ENERGY STAR certified buildings program
Interior Lighting Controls
Bi-Level Lighting Control (Interior)
Facility Energy Management System
LED Display Lighting (Interior)
LED - 14W
CFL-23W
LED Display Lighting (Interior)
LED - 14W
CFL-23W
ENERGY STAR certified buildings program
Smart Strip Plug Outlet
Network PC Power Management
ENERGY STAR certified buildings program
Smart Strip Plug Outlet
Network PC Power Management
Energy Star Servers
Energy Star Servers
Retro-Commissioning
ENERGY STAR certified buildings program
Thermal Energy Storage
Smart Thermostat
HVAC tune-up_RTU
HVAC tune-up
Facility Energy Management System
Duct Sealing Repair
Dedicated Outdoor Air System on VRF unit
Chilled Water System - Variable Speed Drives
Chilled Water Controls Optimization
Ceiling Insulation(R2 to R38)
Airside Economizer
Retro-Commissioning
ENERGY STAR certified buildings program
Wall Insulation
Thermal Energy Storage
Smart Thermostat
HVAC tune-up_RTU
HVAC tune-up
Facility Energy Management System
Duct Sealing Repair
Dedicated Outdoor Air System on VRF unit
Chilled Water System - Variable Speed Drives
Chilled Water Controls Optimization
Ceiling Insulation(R2 to R38)
Airside Economizer
Variable Refrigerant Flow (VRF) HVAC Systems
High Efficiency PTHP
High Efficiency PTAC
Variable Refrigerant Flow (VRF) HVAC Systems
High Efficiency PTHP
High Efficiency PTAC
Retro-Commissioning
ENERGY STAR certified buildings program
Smart Thermostat
Facility Energy Management System
Duct Sealing Repair
Dedicated Outdoor Air System on VRF unit
Ceiling Insulation(R2 to R38)
Retro-Commissioning
ENERGY STAR certified buildings program
Wall Insulation
Smart Thermostat
Facility Energy Management System
Duct Sealing Repair
Dedicated Outdoor Air System on VRF unit
Ceiling Insulation(R2 to R38)
Variable Refrigerant Flow (VRF) HVAC Systems
High Efficiency PTHP
Variable Refrigerant Flow (VRF) HVAC Systems
High Efficiency PTHP
Retro-Commissioning
ENERGY STAR certified buildings program
Strip Curtains for Walk-ins
PSC to ECM Evaporator Fan Motor (Walk-In, Refrigerator)
PSC to ECM Evaporator Fan Motor (Reach-In)
Floating Head Pressure Controls
Anti-Sweat Controls
Retro-Commissioning
ENERGY STAR certified buildings program
Strip Curtains for Walk-ins
PSC to ECM Evaporator Fan Motor (Walk-In, Refrigerator)
PSC to ECM Evaporator Fan Motor (Reach-In)
Freezer-Cooler Replacement Gaskets
Floating Head Pressure Controls
Anti-Sweat Controls
ENERGY STAR certified buildings program
ENERGY STAR certified buildings program
Retro-Commissioning
ENERGY STAR certified buildings program
VSD Controlled Compressor
Engine Block Timer
Retro-Commissioning
ENERGY STAR certified buildings program
VSD Controlled Compressor
Engine Block Timer
Variable Speed Pool Pump
Two Speed Pool Pump
Solar Powered Pool Pump
Solar Pool Heater
Heat Pump Pool Heater
Variable Speed Pool Pump
Two Speed Pool Pump
Solar Powered Pool Pump
Solar Pool Heater
Heat Pump Pool Heater
Retro-Commissioning
ENERGY STAR certified buildings program
Smart Thermostat
Facility Energy Management System
Duct Sealing Repair
Dedicated Outdoor Air System on VRF unit
Ceiling Insulation(R2 to R38)
Retro-Commissioning
ENERGY STAR certified buildings program
Wall Insulation
Smart Thermostat
Facility Energy Management System
Duct Sealing Repair
Dedicated Outdoor Air System on VRF unit
Ceiling Insulation(R2 to R38)
Retro-Commissioning
ENERGY STAR certified buildings program
Thermal Energy Storage
Smart Thermostat
HVAC tune-up_RTU
HVAC tune-up
Facility Energy Management System
Duct Sealing Repair
Dedicated Outdoor Air System on VRF unit
Chilled Water System - Variable Speed Drives
Chilled Water Controls Optimization
Ceiling Insulation(R2 to R38)
Airside Economizer
Retro-Commissioning
ENERGY STAR certified buildings program
Wall Insulation
Thermal Energy Storage
Smart Thermostat
HVAC tune-up_RTU
HVAC tune-up
Facility Energy Management System
Duct Sealing Repair
Dedicated Outdoor Air System on VRF unit
Chilled Water System - Variable Speed Drives
Chilled Water Controls Optimization
Ceiling Insulation(R2 to R38)
Airside Economizer
Retro-Commissioning
ENERGY STAR certified buildings program
Interior Lighting Controls
Bi-Level Lighting Control (Interior)
Facility Energy Management System
Retro-Commissioning
ENERGY STAR certified buildings program
Interior Lighting Controls
Bi-Level Lighting Control (Interior)
Facility Energy Management System
Premium T8 - Lamp Replacement
Premium T8 - Fixture Replacement
LED Linear - Lamp Replacement
LED Linear - Fixture Replacement
Premium T8 - Lamp Replacement
Premium T8 - Fixture Replacement
LED Linear - Lamp Replacement
LED Linear - Fixture Replacement
ENERGY STAR certified buildings program
ENERGY STAR certified buildings program
Energy Star Commercial Oven
Energy Star Commercial Oven
Retro-Commissioning
ENERGY STAR certified buildings program
VSD Controlled Compressor
Engine Block Timer
Retro-Commissioning
ENERGY STAR certified buildings program
VSD Controlled Compressor
Engine Block Timer
ENERGY STAR Water Cooler
ENERGY STAR Commercial Clothes Washer
Efficient Battery Charger
ENERGY STAR Water Cooler
ENERGY STAR Commercial Clothes Washer
Efficient Battery Charger
ENERGY STAR certified buildings program
Smart Strip Plug Outlet
Network PC Power Management
ENERGY STAR certified buildings program
Smart Strip Plug Outlet
Network PC Power Management
Energy Star Uninterruptable Power Supply
Energy Star Uninterruptable Power Supply
Retro-Commissioning
ENERGY STAR certified buildings program
VAV System
Demand Controlled Ventilation
CO Sensors for Parking Garage Exhaust
Retro-Commissioning
ENERGY STAR certified buildings program
VAV System
Demand Controlled Ventilation
CO Sensors for Parking Garage Exhaust
High Speed Fans
High Speed Fans
Retro-Commissioning
ENERGY STAR certified buildings program
VSD Controlled Compressor
Engine Block Timer
Retro-Commissioning
ENERGY STAR certified buildings program
VSD Controlled Compressor
Engine Block Timer
Retro-Commissioning
ENERGY STAR certified buildings program
Strip Curtains for Walk-ins
PSC to ECM Evaporator Fan Motor (Walk-In, Refrigerator)
PSC to ECM Evaporator Fan Motor (Reach-In)
Floating Head Pressure Controls
Anti-Sweat Controls
Retro-Commissioning
ENERGY STAR certified buildings program
Strip Curtains for Walk-ins
PSC to ECM Evaporator Fan Motor (Walk-In, Refrigerator)
PSC to ECM Evaporator Fan Motor (Reach-In)
Freezer-Cooler Replacement Gaskets
Floating Head Pressure Controls
Anti-Sweat Controls
Retro-Commissioning
ENERGY STAR certified buildings program
VSD Controlled Compressor
Engine Block Timer
Retro-Commissioning
ENERGY STAR certified buildings program
VSD Controlled Compressor
Engine Block Timer
Retro-Commissioning
ENERGY STAR certified buildings program
VAV System
Demand Controlled Ventilation
CO Sensors for Parking Garage Exhaust
Retro-Commissioning
ENERGY STAR certified buildings program
VAV System
Demand Controlled Ventilation
CO Sensors for Parking Garage Exhaust
Retro-Commissioning
ENERGY STAR certified buildings program
Smart Thermostat
Facility Energy Management System
Duct Sealing Repair
Dedicated Outdoor Air System on VRF unit
Ceiling Insulation(R2 to R38)
Retro-Commissioning
ENERGY STAR certified buildings program
Wall Insulation
Smart Thermostat
Facility Energy Management System
Duct Sealing Repair
Dedicated Outdoor Air System on VRF unit
Ceiling Insulation(R2 to R38)
Retro-Commissioning
ENERGY STAR certified buildings program
Thermal Energy Storage
Smart Thermostat
HVAC tune-up_RTU
HVAC tune-up
Facility Energy Management System
Duct Sealing Repair
Dedicated Outdoor Air System on VRF unit
Chilled Water System - Variable Speed Drives
Chilled Water Controls Optimization
Ceiling Insulation(R2 to R38)
Airside Economizer
Retro-Commissioning
ENERGY STAR certified buildings program
Wall Insulation
Thermal Energy Storage
Smart Thermostat
HVAC tune-up_RTU
HVAC tune-up
Facility Energy Management System
Duct Sealing Repair
Dedicated Outdoor Air System on VRF unit
Chilled Water System - Variable Speed Drives
Chilled Water Controls Optimization
Ceiling Insulation(R2 to R38)
Airside Economizer
Retro-Commissioning
ENERGY STAR certified buildings program
Interior Lighting Controls
Bi-Level Lighting Control (Interior)
Facility Energy Management System
Retro-Commissioning
ENERGY STAR certified buildings program
Interior Lighting Controls
Bi-Level Lighting Control (Interior)
Facility Energy Management System
LED Linear - Fixture Replacement
High Bay LED
High Bay Fluorescent (T5)
LED Linear - Fixture Replacement
High Bay LED
High Bay Fluorescent (T5)
ENERGY STAR certified buildings program
ENERGY STAR certified buildings program
Retro-Commissioning
ENERGY STAR certified buildings program
Smart Thermostat
Facility Energy Management System
Duct Sealing Repair
Dedicated Outdoor Air System on VRF unit
Ceiling Insulation(R2 to R38)
Retro-Commissioning
ENERGY STAR certified buildings program
Wall Insulation
Smart Thermostat
Facility Energy Management System
Duct Sealing Repair
Dedicated Outdoor Air System on VRF unit
Ceiling Insulation(R2 to R38)
Retro-Commissioning
ENERGY STAR certified buildings program
Outdoor Lighting Controls
Bi-Level Lighting Control (Exterior)
Retro-Commissioning
ENERGY STAR certified buildings program
Outdoor Lighting Controls
Bi-Level Lighting Control (Exterior)
LED Parking Lighting
High Efficiency HID Lighting
LED Parking Lighting
High Efficiency HID Lighting
Retro-Commissioning
ENERGY STAR certified buildings program
Outdoor Lighting Controls
Bi-Level Lighting Control (Exterior)
Retro-Commissioning
ENERGY STAR certified buildings program
Outdoor Lighting Controls
Bi-Level Lighting Control (Exterior)
LED Exterior Lighting
LED Display Lighting (Exterior)
LED Exterior Lighting
LED Display Lighting (Exterior)
Retro-Commissioning
ENERGY STAR certified buildings program
VSD Controlled Compressor
Engine Block Timer
Retro-Commissioning
ENERGY STAR certified buildings program
VSD Controlled Compressor
Engine Block Timer
ENERGY STAR certified buildings program
Smart Strip Plug Outlet
Network PC Power Management
ENERGY STAR certified buildings program
Smart Strip Plug Outlet
Network PC Power Management
Retro-Commissioning
ENERGY STAR certified buildings program
Thermal Energy Storage
Smart Thermostat
HVAC tune-up_RTU
HVAC tune-up
Facility Energy Management System
Duct Sealing Repair
Dedicated Outdoor Air System on VRF unit
Chilled Water System - Variable Speed Drives
Chilled Water Controls Optimization
Ceiling Insulation(R2 to R38)
Airside Economizer
Retro-Commissioning
ENERGY STAR certified buildings program
Wall Insulation
Thermal Energy Storage
Smart Thermostat
HVAC tune-up_RTU
HVAC tune-up
Facility Energy Management System
Duct Sealing Repair
Dedicated Outdoor Air System on VRF unit
Chilled Water System - Variable Speed Drives
Chilled Water Controls Optimization
Ceiling Insulation(R2 to R38)
Airside Economizer
High Efficiency Chiller (Air Cooled, 50 tons)
High Efficiency Chiller (Water cooled-positive displacement, 100 tons)
High Efficiency Chiller (Water cooled-centrifugal, 200 tons)
High Efficiency Chiller (Air Cooled, 50 tons)
High Efficiency Chiller (Water cooled-positive displacement, 100 tons)
High Efficiency Chiller (Water cooled-centrifugal, 200 tons)
Retro-Commissioning
ENERGY STAR certified buildings program
Strip Curtains for Walk-ins
PSC to ECM Evaporator Fan Motor (Walk-In, Refrigerator)
PSC to ECM Evaporator Fan Motor (Reach-In)
Floating Head Pressure Controls
Anti-Sweat Controls
Retro-Commissioning
ENERGY STAR certified buildings program
Strip Curtains for Walk-ins
PSC to ECM Evaporator Fan Motor (Walk-In, Refrigerator)
PSC to ECM Evaporator Fan Motor (Reach-In)
Freezer-Cooler Replacement Gaskets
Floating Head Pressure Controls
Anti-Sweat Controls
Energy Star Commercial Solid Door Refrigerator
Energy Star Commercial Solid Door Freezer
Energy Star Commercial Solid Door Refrigerator
Energy Star Commercial Solid Door Freezer
ENERGY STAR certified buildings program
ENERGY STAR certified buildings program
Energy Star Hot Food Holding Cabinet
Energy Star Griddle
Efficient Exhaust Hood
Efficient Exhaust Hood
Energy Star Hot Food Holding Cabinet
Energy Star Griddle
ENERGY STAR certified buildings program
Smart Strip Plug Outlet
Network PC Power Management
ENERGY STAR certified buildings program
Smart Strip Plug Outlet
Network PC Power Management
Energy Star PCs
Energy Star PCs
Retro-Commissioning
ENERGY STAR certified buildings program
Thermostatic Shower Restriction Valve
Tank Wrap on Water Heater
Low-Flow Pre-Rinse Sprayers
Low Flow Shower Head
Hot Water Pipe Insulation
Faucet Aerator
Retro-Commissioning
ENERGY STAR certified buildings program
Thermostatic Shower Restriction Valve
Tank Wrap on Water Heater
Low-Flow Pre-Rinse Sprayers
Low Flow Shower Head
Hot Water Pipe Insulation
Faucet Aerator
Heat Pump Water Heater
Energy Star Commercial Dishwasher
Heat Pump Water Heater
Energy Star Commercial Dishwasher
Retro-Commissioning
ENERGY STAR certified buildings program
Thermal Energy Storage
Smart Thermostat
HVAC tune-up_RTU
HVAC tune-up
Facility Energy Management System
Duct Sealing Repair
Dedicated Outdoor Air System on VRF unit
Chilled Water System - Variable Speed Drives
Chilled Water Controls Optimization
Ceiling Insulation(R2 to R38)
Airside Economizer
Retro-Commissioning
ENERGY STAR certified buildings program
Wall Insulation
Thermal Energy Storage
Smart Thermostat
HVAC tune-up_RTU
HVAC tune-up
Facility Energy Management System
Duct Sealing Repair
Dedicated Outdoor Air System on VRF unit
Chilled Water System - Variable Speed Drives
Chilled Water Controls Optimization
Ceiling Insulation(R2 to R38)
Airside Economizer
High Efficiency Chiller (Water cooled-centrifugal, 200 tons)
High Efficiency Chiller (Air Cooled, 50 tons)
High Efficiency Chiller (Water cooled-positive displacement, 100 tons)
High Efficiency Chiller (Air Cooled, 50 tons)
High Efficiency Chiller (Water cooled-positive displacement, 100 tons)
High Efficiency Chiller (Water cooled-centrifugal, 200 tons)
Retro-Commissioning
ENERGY STAR certified buildings program
VAV System
Demand Controlled Ventilation
CO Sensors for Parking Garage Exhaust
Retro-Commissioning
ENERGY STAR certified buildings program
VAV System
Demand Controlled Ventilation
CO Sensors for Parking Garage Exhaust
Retro-Commissioning
ENERGY STAR certified buildings program
Interior Lighting Controls
Bi-Level Lighting Control (Interior)
Facility Energy Management System
Retro-Commissioning
ENERGY STAR certified buildings program
Interior Lighting Controls
Bi-Level Lighting Control (Interior)
Facility Energy Management System
Retro-Commissioning
ENERGY STAR certified buildings program
Smart Thermostat
Facility Energy Management System
Duct Sealing Repair
Dedicated Outdoor Air System on VRF unit
Ceiling Insulation(R2 to R38)
Retro-Commissioning
ENERGY STAR certified buildings program
Wall Insulation
Smart Thermostat
Facility Energy Management System
Duct Sealing Repair
Dedicated Outdoor Air System on VRF unit
Ceiling Insulation(R2 to R38)
Retro-Commissioning
ENERGY STAR certified buildings program
Thermostatic Shower Restriction Valve
Tank Wrap on Water Heater
Low-Flow Pre-Rinse Sprayers
Low Flow Shower Head
Hot Water Pipe Insulation
Faucet Aerator
Retro-Commissioning
ENERGY STAR certified buildings program
Thermostatic Shower Restriction Valve
Tank Wrap on Water Heater
Low-Flow Pre-Rinse Sprayers
Low Flow Shower Head
Hot Water Pipe Insulation
Faucet Aerator
Energy Star Commercial Dishwasher
Energy Star Commercial Dishwasher
Retro-Commissioning
Strip Curtains for Walk-ins
PSC to ECM Evaporator Fan Motor (Walk-In, Refrigerator)
PSC to ECM Evaporator Fan Motor (Reach-In)
Floating Head Pressure Controls
Anti-Sweat Controls
Retro-Commissioning
Strip Curtains for Walk-ins
PSC to ECM Evaporator Fan Motor (Walk-In, Refrigerator)
PSC to ECM Evaporator Fan Motor (Reach-In)
Freezer-Cooler Replacement Gaskets
Floating Head Pressure Controls
Anti-Sweat Controls
Retro-Commissioning
Strip Curtains for Walk-ins
PSC to ECM Evaporator Fan Motor (Walk-In, Refrigerator)
PSC to ECM Evaporator Fan Motor (Reach-In)
Floating Head Pressure Controls
Anti-Sweat Controls
Retro-Commissioning
Strip Curtains for Walk-ins
PSC to ECM Evaporator Fan Motor (Walk-In, Refrigerator)
PSC to ECM Evaporator Fan Motor (Reach-In)
Freezer-Cooler Replacement Gaskets
Floating Head Pressure Controls
Anti-Sweat Controls
Retro-Commissioning
Outdoor Lighting Controls
Bi-Level Lighting Control (Exterior)
Retro-Commissioning
Outdoor Lighting Controls
Bi-Level Lighting Control (Exterior)
LED Street Lights
LED Street Lights
Energy Star Steamer
Energy Star Steamer
Retro-Commissioning
Outdoor Lighting Controls
Bi-Level Lighting Control (Exterior)
Retro-Commissioning
Outdoor Lighting Controls
Bi-Level Lighting Control (Exterior)
LED Exterior Lighting
LED - 9W Flood
CFL - 15W Flood
LED Exterior Lighting
LED - 9W Flood
CFL - 15W Flood
Retro-Commissioning
Interior Lighting Controls
Facility Energy Management System
Retro-Commissioning
Interior Lighting Controls
Facility Energy Management System
LED Display Lighting (Interior)
LED - 14W
CFL-23W
LED Display Lighting (Interior)
LED - 14W
CFL-23W
Smart Strip Plug Outlet
Network PC Power Management
Smart Strip Plug Outlet
Network PC Power Management
Energy Star Servers
Energy Star Servers
Retro-Commissioning
Thermal Energy Storage
HVAC tune-up_RTU
HVAC tune-up
Facility Energy Management System
Duct Sealing Repair
Dedicated Outdoor Air System on VRF unit
Chilled Water System - Variable Speed Drives
Chilled Water Controls Optimization
Ceiling Insulation(R2 to R38)
Airside Economizer
Retro-Commissioning
Wall Insulation
Thermal Energy Storage
HVAC tune-up_RTU
HVAC tune-up
Facility Energy Management System
Duct Sealing Repair
Dedicated Outdoor Air System on VRF unit
Chilled Water System - Variable Speed Drives
Chilled Water Controls Optimization
Ceiling Insulation(R2 to R38)
Airside Economizer
Variable Refrigerant Flow (VRF) HVAC Systems
High Efficiency PTHP
High Efficiency PTAC
Variable Refrigerant Flow (VRF) HVAC Systems
High Efficiency PTHP
High Efficiency PTAC
Retro-Commissioning
Facility Energy Management System
Duct Sealing Repair
Dedicated Outdoor Air System on VRF unit
Ceiling Insulation(R2 to R38)
Retro-Commissioning
Wall Insulation
Facility Energy Management System
Duct Sealing Repair
Dedicated Outdoor Air System on VRF unit
Ceiling Insulation(R2 to R38)
Variable Refrigerant Flow (VRF) HVAC Systems
High Efficiency PTHP
Variable Refrigerant Flow (VRF) HVAC Systems
High Efficiency PTHP
Retro-Commissioning
Strip Curtains for Walk-ins
PSC to ECM Evaporator Fan Motor (Walk-In, Refrigerator)
PSC to ECM Evaporator Fan Motor (Reach-In)
Floating Head Pressure Controls
Anti-Sweat Controls
Retro-Commissioning
Strip Curtains for Walk-ins
PSC to ECM Evaporator Fan Motor (Walk-In, Refrigerator)
PSC to ECM Evaporator Fan Motor (Reach-In)
Freezer-Cooler Replacement Gaskets
Floating Head Pressure Controls
Anti-Sweat Controls
Retro-Commissioning
VSD Controlled Compressor
Engine Block Timer
Retro-Commissioning
VSD Controlled Compressor
Engine Block Timer
Variable Speed Pool Pump
Two Speed Pool Pump
Solar Powered Pool Pump
Solar Pool Heater
Heat Pump Pool Heater
Variable Speed Pool Pump
Two Speed Pool Pump
Solar Powered Pool Pump
Solar Pool Heater
Heat Pump Pool Heater
Retro-Commissioning
Facility Energy Management System
Duct Sealing Repair
Dedicated Outdoor Air System on VRF unit
Ceiling Insulation(R2 to R38)
Retro-Commissioning
Wall Insulation
Facility Energy Management System
Duct Sealing Repair
Dedicated Outdoor Air System on VRF unit
Ceiling Insulation(R2 to R38)
Retro-Commissioning
Thermal Energy Storage
HVAC tune-up_RTU
HVAC tune-up
Facility Energy Management System
Duct Sealing Repair
Dedicated Outdoor Air System on VRF unit
Chilled Water System - Variable Speed Drives
Chilled Water Controls Optimization
Ceiling Insulation(R2 to R38)
Airside Economizer
Retro-Commissioning
Wall Insulation
Thermal Energy Storage
HVAC tune-up_RTU
HVAC tune-up
Facility Energy Management System
Duct Sealing Repair
Dedicated Outdoor Air System on VRF unit
Chilled Water System - Variable Speed Drives
Chilled Water Controls Optimization
Ceiling Insulation(R2 to R38)
Airside Economizer
Retro-Commissioning
Interior Lighting Controls
Facility Energy Management System
Retro-Commissioning
Interior Lighting Controls
Facility Energy Management System
Premium T8 - Lamp Replacement
Premium T8 - Fixture Replacement
LED Linear - Lamp Replacement
LED Linear - Fixture Replacement
Premium T8 - Lamp Replacement
Premium T8 - Fixture Replacement
LED Linear - Lamp Replacement
LED Linear - Fixture Replacement
Energy Star Commercial Oven
Energy Star Commercial Oven
Retro-Commissioning
VSD Controlled Compressor
Engine Block Timer
Retro-Commissioning
VSD Controlled Compressor
Engine Block Timer
ENERGY STAR Water Cooler
ENERGY STAR Commercial Clothes Washer
Efficient Battery Charger
ENERGY STAR Water Cooler
ENERGY STAR Commercial Clothes Washer
Efficient Battery Charger
Smart Strip Plug Outlet
Network PC Power Management
Smart Strip Plug Outlet
Network PC Power Management
Energy Star Uninterruptable Power Supply
Energy Star Uninterruptable Power Supply
Retro-Commissioning
VAV System
Demand Controlled Ventilation
CO Sensors for Parking Garage Exhaust
Retro-Commissioning
VAV System
Demand Controlled Ventilation
CO Sensors for Parking Garage Exhaust
High Speed Fans
High Speed Fans
Retro-Commissioning
VSD Controlled Compressor
Engine Block Timer
Retro-Commissioning
VSD Controlled Compressor
Engine Block Timer
Retro-Commissioning
Strip Curtains for Walk-ins
PSC to ECM Evaporator Fan Motor (Walk-In, Refrigerator)
PSC to ECM Evaporator Fan Motor (Reach-In)
Floating Head Pressure Controls
Anti-Sweat Controls
Retro-Commissioning
Strip Curtains for Walk-ins
PSC to ECM Evaporator Fan Motor (Walk-In, Refrigerator)
PSC to ECM Evaporator Fan Motor (Reach-In)
Freezer-Cooler Replacement Gaskets
Floating Head Pressure Controls
Anti-Sweat Controls
Retro-Commissioning
VSD Controlled Compressor
Engine Block Timer
Retro-Commissioning
VSD Controlled Compressor
Engine Block Timer
Retro-Commissioning
VAV System
Demand Controlled Ventilation
CO Sensors for Parking Garage Exhaust
Retro-Commissioning
VAV System
Demand Controlled Ventilation
CO Sensors for Parking Garage Exhaust
Retro-Commissioning
Facility Energy Management System
Duct Sealing Repair
Dedicated Outdoor Air System on VRF unit
Ceiling Insulation(R2 to R38)
Retro-Commissioning
Wall Insulation
Facility Energy Management System
Duct Sealing Repair
Dedicated Outdoor Air System on VRF unit
Ceiling Insulation(R2 to R38)
Retro-Commissioning
Thermal Energy Storage
HVAC tune-up_RTU
HVAC tune-up
Facility Energy Management System
Duct Sealing Repair
Dedicated Outdoor Air System on VRF unit
Chilled Water System - Variable Speed Drives
Chilled Water Controls Optimization
Ceiling Insulation(R2 to R38)
Airside Economizer
Retro-Commissioning
Wall Insulation
Thermal Energy Storage
HVAC tune-up_RTU
HVAC tune-up
Facility Energy Management System
Duct Sealing Repair
Dedicated Outdoor Air System on VRF unit
Chilled Water System - Variable Speed Drives
Chilled Water Controls Optimization
Ceiling Insulation(R2 to R38)
Airside Economizer
Retro-Commissioning
Interior Lighting Controls
Facility Energy Management System
Retro-Commissioning
Interior Lighting Controls
Facility Energy Management System
LED Linear - Fixture Replacement
High Bay LED
High Bay Fluorescent (T5)
LED Linear - Fixture Replacement
High Bay LED
High Bay Fluorescent (T5)
Retro-Commissioning
Facility Energy Management System
Duct Sealing Repair
Dedicated Outdoor Air System on VRF unit
Ceiling Insulation(R2 to R38)
Retro-Commissioning
Wall Insulation
Facility Energy Management System
Duct Sealing Repair
Dedicated Outdoor Air System on VRF unit
Ceiling Insulation(R2 to R38)
Retro-Commissioning
Outdoor Lighting Controls
Bi-Level Lighting Control (Exterior)
Retro-Commissioning
Outdoor Lighting Controls
Bi-Level Lighting Control (Exterior)
LED Parking Lighting
High Efficiency HID Lighting
LED Parking Lighting
High Efficiency HID Lighting
Retro-Commissioning
Outdoor Lighting Controls
Bi-Level Lighting Control (Exterior)
Retro-Commissioning
Outdoor Lighting Controls
Bi-Level Lighting Control (Exterior)
LED Exterior Lighting
LED Display Lighting (Exterior)
LED Exterior Lighting
LED Display Lighting (Exterior)
Retro-Commissioning
VSD Controlled Compressor
Engine Block Timer
Retro-Commissioning
VSD Controlled Compressor
Engine Block Timer
Smart Strip Plug Outlet
Network PC Power Management
Smart Strip Plug Outlet
Network PC Power Management
Retro-Commissioning
Thermal Energy Storage
HVAC tune-up_RTU
HVAC tune-up
Facility Energy Management System
Duct Sealing Repair
Dedicated Outdoor Air System on VRF unit
Chilled Water System - Variable Speed Drives
Chilled Water Controls Optimization
Ceiling Insulation(R2 to R38)
Airside Economizer
Retro-Commissioning
Wall Insulation
Thermal Energy Storage
HVAC tune-up_RTU
HVAC tune-up
Facility Energy Management System
Duct Sealing Repair
Dedicated Outdoor Air System on VRF unit
Chilled Water System - Variable Speed Drives
Chilled Water Controls Optimization
Ceiling Insulation(R2 to R38)
Airside Economizer
High Efficiency Chiller (Air Cooled, 50 tons)
High Efficiency Chiller (Water cooled-positive displacement, 100 tons)
High Efficiency Chiller (Water cooled-centrifugal, 200 tons)
High Efficiency Chiller (Air Cooled, 50 tons)
High Efficiency Chiller (Water cooled-positive displacement, 100 tons)
High Efficiency Chiller (Water cooled-centrifugal, 200 tons)
Retro-Commissioning
Strip Curtains for Walk-ins
PSC to ECM Evaporator Fan Motor (Walk-In, Refrigerator)
PSC to ECM Evaporator Fan Motor (Reach-In)
Floating Head Pressure Controls
Anti-Sweat Controls
Retro-Commissioning
Strip Curtains for Walk-ins
PSC to ECM Evaporator Fan Motor (Walk-In, Refrigerator)
PSC to ECM Evaporator Fan Motor (Reach-In)
Freezer-Cooler Replacement Gaskets
Floating Head Pressure Controls
Anti-Sweat Controls
Refrigerated Display Case LED Lighting
Energy Star Commercial Solid Door Refrigerator
Energy Star Commercial Solid Door Freezer
Energy Star Commercial Glass Door Refrigerator
Energy Star Commercial Glass Door Freezer
Energy Star Commercial Solid Door Refrigerator
Energy Star Commercial Solid Door Freezer
Energy Star Commercial Glass Door Refrigerator
Energy Star Commercial Glass Door Freezer
Energy Star Hot Food Holding Cabinet
Energy Star Griddle
Efficient Exhaust Hood
Efficient Exhaust Hood
Energy Star Hot Food Holding Cabinet
Energy Star Griddle
Smart Strip Plug Outlet
Network PC Power Management
Smart Strip Plug Outlet
Network PC Power Management
Energy Star PCs
Energy Star PCs
Retro-Commissioning
Thermostatic Shower Restriction Valve
Tank Wrap on Water Heater
Low-Flow Pre-Rinse Sprayers
Low Flow Shower Head
Hot Water Pipe Insulation
Faucet Aerator
Retro-Commissioning
Thermostatic Shower Restriction Valve
Tank Wrap on Water Heater
Low-Flow Pre-Rinse Sprayers
Low Flow Shower Head
Hot Water Pipe Insulation
Faucet Aerator
Heat Pump Water Heater
Energy Star Commercial Dishwasher
Heat Pump Water Heater
Energy Star Commercial Dishwasher
Retro-Commissioning
Thermal Energy Storage
HVAC tune-up_RTU
HVAC tune-up
Facility Energy Management System
Duct Sealing Repair
Dedicated Outdoor Air System on VRF unit
Chilled Water System - Variable Speed Drives
Chilled Water Controls Optimization
Ceiling Insulation(R2 to R38)
Airside Economizer
Retro-Commissioning
Wall Insulation
Thermal Energy Storage
HVAC tune-up_RTU
HVAC tune-up
Facility Energy Management System
Duct Sealing Repair
Dedicated Outdoor Air System on VRF unit
Chilled Water System - Variable Speed Drives
Chilled Water Controls Optimization
Ceiling Insulation(R2 to R38)
Airside Economizer
High Efficiency Chiller (Water cooled-centrifugal, 200 tons)
High Efficiency Chiller (Air Cooled, 50 tons)
High Efficiency Chiller (Water cooled-positive displacement, 100 tons)
High Efficiency Chiller (Air Cooled, 50 tons)
High Efficiency Chiller (Water cooled-positive displacement, 100 tons)
High Efficiency Chiller (Water cooled-centrifugal, 200 tons)
Retro-Commissioning
VAV System
Demand Controlled Ventilation
CO Sensors for Parking Garage Exhaust
Retro-Commissioning
VAV System
Demand Controlled Ventilation
CO Sensors for Parking Garage Exhaust
Retro-Commissioning
Interior Lighting Controls
Facility Energy Management System
Retro-Commissioning
Interior Lighting Controls
Facility Energy Management System
Retro-Commissioning
Facility Energy Management System
Duct Sealing Repair
Dedicated Outdoor Air System on VRF unit
Ceiling Insulation(R2 to R38)
Retro-Commissioning
Wall Insulation
Facility Energy Management System
Duct Sealing Repair
Dedicated Outdoor Air System on VRF unit
Ceiling Insulation(R2 to R38)
Retro-Commissioning
Thermostatic Shower Restriction Valve
Tank Wrap on Water Heater
Low-Flow Pre-Rinse Sprayers
Low Flow Shower Head
Hot Water Pipe Insulation
Faucet Aerator
Retro-Commissioning
Thermostatic Shower Restriction Valve
Tank Wrap on Water Heater
Low-Flow Pre-Rinse Sprayers
Low Flow Shower Head
Hot Water Pipe Insulation
Faucet Aerator
Energy Star Commercial Dishwasher
Energy Star Commercial Dishwasher
Retro-Commissioning
Strip Curtains for Walk-ins
PSC to ECM Evaporator Fan Motor (Walk-In, Refrigerator)
PSC to ECM Evaporator Fan Motor (Reach-In)
Floating Head Pressure Controls
Anti-Sweat Controls
Retro-Commissioning
Strip Curtains for Walk-ins
PSC to ECM Evaporator Fan Motor (Walk-In, Refrigerator)
PSC to ECM Evaporator Fan Motor (Reach-In)
Freezer-Cooler Replacement Gaskets
Floating Head Pressure Controls
Anti-Sweat Controls
Retro-Commissioning
Strip Curtains for Walk-ins
PSC to ECM Evaporator Fan Motor (Walk-In, Refrigerator)
PSC to ECM Evaporator Fan Motor (Reach-In)
Floating Head Pressure Controls
Anti-Sweat Controls
Retro-Commissioning
Strip Curtains for Walk-ins
PSC to ECM Evaporator Fan Motor (Walk-In, Refrigerator)
PSC to ECM Evaporator Fan Motor (Reach-In)
Freezer-Cooler Replacement Gaskets
Floating Head Pressure Controls
Anti-Sweat Controls
Retro-Commissioning
Outdoor Lighting Controls
Bi-Level Lighting Control (Exterior)
Retro-Commissioning
Outdoor Lighting Controls
Bi-Level Lighting Control (Exterior)
LED Street Lights
LED Street Lights
Energy Star Steamer
Energy Star Steamer
Retro-Commissioning
Outdoor Lighting Controls
Bi-Level Lighting Control (Exterior)
Retro-Commissioning
Outdoor Lighting Controls
Bi-Level Lighting Control (Exterior)
LED Exterior Lighting
LED - 9W Flood
CFL - 15W Flood
LED Exterior Lighting
LED - 9W Flood
CFL - 15W Flood
Retro-Commissioning
Interior Lighting Controls
Retro-Commissioning
Interior Lighting Controls
LED Display Lighting (Interior)
LED - 14W
CFL-23W
LED Display Lighting (Interior)
LED - 14W
CFL-23W
Network PC Power Management
Network PC Power Management
Energy Star Servers
Energy Star Servers
Retro-Commissioning
Thermal Energy Storage
Duct Sealing Repair
Chilled Water System - Variable Speed Drives
Chilled Water Controls Optimization
Ceiling Insulation(R2 to R38)
Airside Economizer
Retro-Commissioning
Wall Insulation
Thermal Energy Storage
Duct Sealing Repair
Chilled Water System - Variable Speed Drives
Chilled Water Controls Optimization
Ceiling Insulation(R2 to R38)
Airside Economizer
High Efficiency PTHP
High Efficiency PTAC
High Efficiency PTHP
High Efficiency PTAC
Retro-Commissioning
Duct Sealing Repair
Ceiling Insulation(R2 to R38)
Retro-Commissioning
Wall Insulation
Duct Sealing Repair
Ceiling Insulation(R2 to R38)
High Efficiency PTHP
High Efficiency PTHP
Retro-Commissioning
Strip Curtains for Walk-ins
PSC to ECM Evaporator Fan Motor (Walk-In, Refrigerator)
PSC to ECM Evaporator Fan Motor (Reach-In)
Floating Head Pressure Controls
Anti-Sweat Controls
Retro-Commissioning
Strip Curtains for Walk-ins
PSC to ECM Evaporator Fan Motor (Walk-In, Refrigerator)
PSC to ECM Evaporator Fan Motor (Reach-In)
Freezer-Cooler Replacement Gaskets
Floating Head Pressure Controls
Anti-Sweat Controls
Retro-Commissioning
VSD Controlled Compressor
Engine Block Timer
Retro-Commissioning
VSD Controlled Compressor
Engine Block Timer
Two Speed Pool Pump
Solar Pool Heater
Heat Pump Pool Heater
Two Speed Pool Pump
Solar Pool Heater
Heat Pump Pool Heater
Retro-Commissioning
Duct Sealing Repair
Ceiling Insulation(R2 to R38)
Retro-Commissioning
Wall Insulation
Duct Sealing Repair
Ceiling Insulation(R2 to R38)
Retro-Commissioning
Thermal Energy Storage
Duct Sealing Repair
Chilled Water System - Variable Speed Drives
Chilled Water Controls Optimization
Ceiling Insulation(R2 to R38)
Airside Economizer
Retro-Commissioning
Wall Insulation
Thermal Energy Storage
Duct Sealing Repair
Chilled Water System - Variable Speed Drives
Chilled Water Controls Optimization
Ceiling Insulation(R2 to R38)
Airside Economizer
Retro-Commissioning
Interior Lighting Controls
Retro-Commissioning
Interior Lighting Controls
Premium T8 - Lamp Replacement
Premium T8 - Fixture Replacement
LED Linear - Lamp Replacement
LED Linear - Fixture Replacement
Premium T8 - Lamp Replacement
Premium T8 - Fixture Replacement
LED Linear - Lamp Replacement
LED Linear - Fixture Replacement
Energy Star Commercial Oven
Energy Star Commercial Oven
Retro-Commissioning
VSD Controlled Compressor
Engine Block Timer
Retro-Commissioning
VSD Controlled Compressor
Engine Block Timer
ENERGY STAR Water Cooler
Efficient Battery Charger
ENERGY STAR Water Cooler
Efficient Battery Charger
Network PC Power Management
Network PC Power Management
Energy Star Uninterruptable Power Supply
Energy Star Uninterruptable Power Supply
Retro-Commissioning
VAV System
Demand Controlled Ventilation
CO Sensors for Parking Garage Exhaust
Retro-Commissioning
VAV System
Demand Controlled Ventilation
CO Sensors for Parking Garage Exhaust
High Speed Fans
High Speed Fans
Retro-Commissioning
VSD Controlled Compressor
Engine Block Timer
Retro-Commissioning
VSD Controlled Compressor
Engine Block Timer
Retro-Commissioning
Strip Curtains for Walk-ins
PSC to ECM Evaporator Fan Motor (Walk-In, Refrigerator)
PSC to ECM Evaporator Fan Motor (Reach-In)
Floating Head Pressure Controls
Anti-Sweat Controls
Retro-Commissioning
Strip Curtains for Walk-ins
PSC to ECM Evaporator Fan Motor (Walk-In, Refrigerator)
PSC to ECM Evaporator Fan Motor (Reach-In)
Freezer-Cooler Replacement Gaskets
Floating Head Pressure Controls
Anti-Sweat Controls
Retro-Commissioning
VSD Controlled Compressor
Engine Block Timer
Retro-Commissioning
VSD Controlled Compressor
Engine Block Timer
Retro-Commissioning
VAV System
Demand Controlled Ventilation
CO Sensors for Parking Garage Exhaust
Retro-Commissioning
VAV System
Demand Controlled Ventilation
CO Sensors for Parking Garage Exhaust
Retro-Commissioning
Duct Sealing Repair
Ceiling Insulation(R2 to R38)
Retro-Commissioning
Wall Insulation
Duct Sealing Repair
Ceiling Insulation(R2 to R38)
Retro-Commissioning
Thermal Energy Storage
Duct Sealing Repair
Chilled Water System - Variable Speed Drives
Chilled Water Controls Optimization
Ceiling Insulation(R2 to R38)
Airside Economizer
Retro-Commissioning
Wall Insulation
Thermal Energy Storage
Duct Sealing Repair
Chilled Water System - Variable Speed Drives
Chilled Water Controls Optimization
Ceiling Insulation(R2 to R38)
Airside Economizer
Retro-Commissioning
Interior Lighting Controls
Retro-Commissioning
Interior Lighting Controls
LED Linear - Fixture Replacement
High Bay LED
High Bay Fluorescent (T5)
LED Linear - Fixture Replacement
High Bay LED
High Bay Fluorescent (T5)
Retro-Commissioning
Duct Sealing Repair
Ceiling Insulation(R2 to R38)
Retro-Commissioning
Wall Insulation
Duct Sealing Repair
Ceiling Insulation(R2 to R38)
Retro-Commissioning
Outdoor Lighting Controls
Bi-Level Lighting Control (Exterior)
Retro-Commissioning
Outdoor Lighting Controls
Bi-Level Lighting Control (Exterior)
LED Parking Lighting
High Efficiency HID Lighting
LED Parking Lighting
High Efficiency HID Lighting
Retro-Commissioning
Outdoor Lighting Controls
Bi-Level Lighting Control (Exterior)
Retro-Commissioning
Outdoor Lighting Controls
Bi-Level Lighting Control (Exterior)
LED Exterior Lighting
LED Display Lighting (Exterior)
LED Exterior Lighting
LED Display Lighting (Exterior)
Retro-Commissioning
VSD Controlled Compressor
Engine Block Timer
Retro-Commissioning
VSD Controlled Compressor
Engine Block Timer
Network PC Power Management
Network PC Power Management
Retro-Commissioning
Thermal Energy Storage
Duct Sealing Repair
Chilled Water System - Variable Speed Drives
Chilled Water Controls Optimization
Ceiling Insulation(R2 to R38)
Airside Economizer
Retro-Commissioning
Wall Insulation
Thermal Energy Storage
Duct Sealing Repair
Chilled Water System - Variable Speed Drives
Chilled Water Controls Optimization
Ceiling Insulation(R2 to R38)
Airside Economizer
Retro-Commissioning
Strip Curtains for Walk-ins
PSC to ECM Evaporator Fan Motor (Walk-In, Refrigerator)
PSC to ECM Evaporator Fan Motor (Reach-In)
Floating Head Pressure Controls
Anti-Sweat Controls
Retro-Commissioning
Strip Curtains for Walk-ins
PSC to ECM Evaporator Fan Motor (Walk-In, Refrigerator)
PSC to ECM Evaporator Fan Motor (Reach-In)
Freezer-Cooler Replacement Gaskets
Floating Head Pressure Controls
Anti-Sweat Controls
Refrigerated Display Case LED Lighting
Energy Star Commercial Solid Door Refrigerator
Energy Star Commercial Solid Door Freezer
Energy Star Commercial Glass Door Refrigerator
Energy Star Commercial Glass Door Freezer
Energy Star Commercial Solid Door Refrigerator
Energy Star Commercial Solid Door Freezer
Energy Star Commercial Glass Door Refrigerator
Energy Star Commercial Glass Door Freezer
Energy Star Hot Food Holding Cabinet
Efficient Exhaust Hood
Energy Star Griddle
Efficient Exhaust Hood
Energy Star Hot Food Holding Cabinet
Energy Star Griddle
Network PC Power Management
Network PC Power Management
Energy Star PCs
Energy Star PCs
Retro-Commissioning
Thermostatic Shower Restriction Valve
Tank Wrap on Water Heater
Low-Flow Pre-Rinse Sprayers
Low Flow Shower Head
Hot Water Pipe Insulation
Faucet Aerator
Retro-Commissioning
Thermostatic Shower Restriction Valve
Tank Wrap on Water Heater
Low-Flow Pre-Rinse Sprayers
Low Flow Shower Head
Hot Water Pipe Insulation
Faucet Aerator
Heat Pump Water Heater
Energy Star Commercial Dishwasher
Heat Pump Water Heater
Energy Star Commercial Dishwasher
Retro-Commissioning
Thermal Energy Storage
Duct Sealing Repair
Chilled Water System - Variable Speed Drives
Chilled Water Controls Optimization
Ceiling Insulation(R2 to R38)
Airside Economizer
Retro-Commissioning
Wall Insulation
Thermal Energy Storage
Duct Sealing Repair
Chilled Water System - Variable Speed Drives
Chilled Water Controls Optimization
Ceiling Insulation(R2 to R38)
Airside Economizer
Retro-Commissioning
VAV System
Demand Controlled Ventilation
CO Sensors for Parking Garage Exhaust
Retro-Commissioning
VAV System
Demand Controlled Ventilation
CO Sensors for Parking Garage Exhaust
Retro-Commissioning
Interior Lighting Controls
Retro-Commissioning
Interior Lighting Controls
Retro-Commissioning
Duct Sealing Repair
Ceiling Insulation(R2 to R38)
Retro-Commissioning
Wall Insulation
Duct Sealing Repair
Ceiling Insulation(R2 to R38)
Retro-Commissioning
Thermostatic Shower Restriction Valve
Tank Wrap on Water Heater
Low-Flow Pre-Rinse Sprayers
Low Flow Shower Head
Hot Water Pipe Insulation
Faucet Aerator
Retro-Commissioning
Thermostatic Shower Restriction Valve
Tank Wrap on Water Heater
Low-Flow Pre-Rinse Sprayers
Low Flow Shower Head
Hot Water Pipe Insulation
Faucet Aerator
Energy Star Commercial Dishwasher
Energy Star Commercial Dishwasher
Thermal Energy Storage
Thermal Energy Storage
Thermal Energy Storage
Thermal Energy Storage
Thermal Energy Storage
Thermal Energy Storage
Thermal Energy Storage
Thermal Energy Storage
Thermal Energy Storage
Thermal Energy Storage
Thermal Energy Storage
Thermal Energy Storage
Thermal Energy Storage
Thermal Energy Storage
Thermal Energy Storage
Thermal Energy Storage
Thermal Energy Storage
Thermal Energy Storage
Thermal Energy Storage
Thermal Energy Storage
Thermal Energy Storage
Thermal Energy Storage
Thermal Energy Storage
Thermal Energy Storage
Thermal Energy Storage
Thermal Energy Storage

## Dashboard_Tech
Summary tables for all three sectors (Res/Com/Ind):
Table 1. Theoretically Technical Potential Savings for Residential, Commercial, and Industrial Sectors | [6 empty] | Results Compare from 2013 Revision |  |  |  |  | Results Compare from ITRON 2009
|  | Residential | Commercial | Industrial | System |  |  | Residential | Commercial | Industrial | System |  | Residential | Commercial | Industrial | System
| 2020 Base Load (GWh) | 5532.0757 | 3862.978 | 1663.8479 | 11058.9016 |  | Base Load (GWh) | 4938.506 | 3657.0241 | 2041.323 | 10636.8531 | Base Load (GWh) | 5148 | 3783 | 886 | 9817
| Technical Potential Energy Savings (GWh) | 1463.8153 | 867.1012 | 237.5342 | 2568.4507 |  | Technical Potential Energy Savings (GWh) | 1894 | 1326.51 | 177.09 | 3397.6 | Technical Potential Energy Savings (GWh) | 1968 | 1210 | 167 | 3345
| % of 2020 Base Load | 26.46% | 22.45% | 14.28% | 23.23% |  | % of Base Load | 38.35% | 36.27% | 8.675% | 31.94% | % of Base Load | 38.23% | 31.99% | 18.85% | 34.07%
| 2020 Summer Peak (MW) | PLACEHOLDER | PLACEHOLDER | PLACEHOLDER | PLACEHOLDER |  | Summer Peak (MW) |  |  |  |  | Summer Peak (MW) | 1150 | 579 | 96 | 1825
| Technical Summer Peak Savings (MW) | 390.7407 | 198.1298 | 32.3935 | 621.264 |  | Summer Peak Savings (MW) | 467.5866 | 254.9858 | 16.6522 | 739.2245 | Summer Peak Savings (MW) | 534 | 249 | 15 | 798
| % of Summer Peak | PLACEHOLDER | PLACEHOLDER | PLACEHOLDER | PLACEHOLDER |  | % of Summer Peak |  |  |  |  | % of Summer Peak | 46.43% | 43.01% | 15.62% | 43.73%
| 2020 Winter Peak (MW) | PLACEHOLDER | PLACEHOLDER | PLACEHOLDER | PLACEHOLDER |  | Winter Peak (MW) |  |  |  |  | Winter Peak (MW) | 1270 | 450 | 108 | 1828
| Technical Winter Peak Savings (MW) | 199.1832 | 97.7094 | 31.5634 | 328.4561 |  | Winter Peak Savings (MW) | 316.145 | 132.9711 | 20.0979 | 469.2141 | Winter Peak Savings (MW) | 341 | 136 | 20 | 497
| % of Winter Peak | PLACEHOLDER | PLACEHOLDER | PLACEHOLDER | PLACEHOLDER |  | % of Winter Peak |  |  |  |  | % of Winter Peak | 26.85% | 30.22% | 18.52% | 27.19%
Table 2. Start Year Sales by Segment by Industry
| Residential |  |  |  | Commercial |  |  |  | Industrial
| Segment | kWh | % of Sales |  | Segment | kWh | % of Sales |  | Segment | kWh | % of Sales
| Single Family | 4376425102.092 | 79.11% |  | Assembly | 79771847.9941 | 2.065% |  | Agriculture and Assembly | 0 | 0%
| Multi-Family | 846960792.732 | 15.31% |  | College and University | 110418243.1701 | 2.858% |  | Chemicals and Plastics | 191530512.9915 | 11.51%
| Manufactured Home | 308689825.176 | 5.58% |  | Grocery | 192354789.77 | 4.979% |  | Construction | 14100405.8644 | 0.8475%
[5 empty] | Healthcare | 159605799.3989 | 4.132% |  | Electrical and Electronic Equip. | 27025777.9068 | 1.624%
[5 empty] | Hospitals | 179076367.0149 | 4.636% |  | Lumber/Furniture/Pulp/Paper | 351335112.7881 | 21.12%
[5 empty] | Institutional | 430962007.5916 | 11.16% |  | Metal Products and Machinery | 48176386.7034 | 2.895%
[5 empty] | Lodging/Hospitality | 226591142.6234 | 5.866% |  | Miscellaneous Manufacturing | 44651285.2373 | 2.684%
[5 empty] | Miscellaneous | 389826601.6463 | 10.09% |  | Primary Resources Industries | 11750338.2203 | 0.7062%
[5 empty] | Offices | 714995648.4921 | 18.51% |  | Stone/Clay/Glass/ Concrete | 1175033.822 | 0.07062%
[5 empty] | Restaurants | 321164978.9595 | 8.314% |  | Textiles and Leather | 7050202.9322 | 0.4237%
[5 empty] | Retail | 685721530.5334 | 17.75% |  | Transportation Equipment | 16450473.5085 | 0.9887%
[5 empty] | Schools K-12 | 304521655.1897 | 7.883% |  | Water and Wastewater | 65801894.0339 | 3.955%
[5 empty] | Warehouse | 67967371.6161 | 1.759% |  | Other | 884800467.9915 | 53.18%
| Total | 5532075720 | 100% |  | Total | 3862977984 | 100% |  | Total | 1663847892 | 100%
Table 3. Start Year Sales by End Use by Sector
| Residential |  |  |  | Commercial |  |  |  | Industrial
| End Use | kWh | % of Sales |  | End Use | kWh | % of Sales |  | End Use | kWh | % of Sales
| Appliances | 1128543446.88 | 20.4% |  | Cooking | 147829881.3701 | 3.827% |  | Exterior Lighting | 14417550 | 0.8665%
| Cooking | 420437754.72 | 7.6% |  | Exterior Lighting | 133291097.0144 | 3.45% |  | Industrial Lighting | 126699678 | 7.615%
| Domestic Hot Water | 802150979.4 | 14.5% |  | Interior Lighting | 1064080715.5749 | 27.55% |  | Motors Fans Blowers | 211022046 | 12.68%
| Electronics | 293200013.16 | 5.3% |  | Miscellaneous | 322661577.9394 | 8.353% |  | Motors Pumps | 443146298 | 26.63%
| Lighting | 165962271.6 | 3% |  | Office Equipment | 395926092.6973 | 10.25% |  | Other | 91679439 | 5.51%
| Miscellaneous | 879600039.48 | 15.9% |  | Refrigeration | 211073107.889 | 5.464% |  | Compressed Air | 105511023 | 6.341%
| Space Cooling | 1266845339.88 | 22.9% |  | Space Cooling | 1040321466.672 | 26.93% |  | HVAC | 223637113 | 13.44%
| Space Heating | 575335874.88 | 10.4% |  | Space Heating | 192666222.9123 | 4.988% |  | Process Cooling | 97733664 | 5.874%
[5 empty] | Domestic Hot Water | 101653461.3848 | 2.631% |  | Process Heating | 226227907 | 13.6%
[5 empty] | Ventilation and Circulation | 253474360.5458 | 6.562% |  | Process Specific | 123773175 | 7.439%
| Total | 5532075720 | 100% |  | Total | 3862977984 | 100% |  | Total | 1663847893 | 100%
Table 4. Energy Potentials by End Use by Sector
| Residential |  |  |  | Commercial |  |  |  | Industrial
| End Use | kWh | % of Savings |  | End Use | kWh | % of Savings |  | End Use | kWh | % of Savings
| Space Heating | 162263570.3215 | 11.08% |  | Interior Lighting | 307579548.8996 | 35.47% |  | Process Heating | 5243394.1404 | 2.207%
| Space Cooling | 565787023.1545 | 38.65% |  | Exterior Lighting | 27170530.5175 | 3.133% |  | Process Cooling | 4970659.482 | 2.093%
| Domestic Hot Water | 276473000.5024 | 18.89% |  | Office Equipment | 28090633.2324 | 3.24% |  | Compressed Air | 16603277.743 | 6.99%
| Lighting | 70720954.2412 | 4.831% |  | Cooking | 19605365.3957 | 2.261% |  | Motors Pumps | 82823561.4083 | 34.87%
| Cooking | 49502256.1158 | 3.382% |  | Refrigeration | 58755098.2843 | 6.776% |  | Motors Fans Blowers | 37741888.7321 | 15.89%
| Appliances | 171121720.285 | 11.69% |  | Space Heating | 44196183.2172 | 5.097% |  | Process Specific | 2566062.7027 | 1.08%
| Electronics | 73340592.5348 | 5.01% |  | Space Cooling | 281014609.8739 | 32.41% |  | Industrial Lighting | 45687834.4194 | 19.23%
| Miscellaneous | 94606223.6305 | 6.463% |  | Ventilation and Circulation | 30121508.572 | 3.474% |  | HVAC | 36129492.7549 | 15.21%
[5 empty] | Domestic Hot Water | 39624039.8897 | 4.57% |  | Other | 3428712.6727 | 1.443%
[5 empty] | Miscellaneous | 30943649.9259 | 3.569% |  | Exterior Lighting | 2339320.639 | 0.9848%
| Total | 1463815340.7858 | 100% |  | Total | 867101167.8082 | 100% |  | Total | 237534204.6945 | 100%
Table 5. Summer Peak Potentials by End Use by Sector
| Residential |  |  |  | Commercial |  |  |  | Industrial
| End Use | kW | % of Savings |  | End Use | kW | % of Savings |  | End Use | kW | % of Savings
| Space Heating | 0 | 0% |  | Interior Lighting | 54238.1776 | 27.38% |  | Process Heating | 721.8696 | 2.228%
| Space Cooling | 303596.3256 | 77.7% |  | Exterior Lighting | 0 | 0% |  | Process Cooling | 684.3216 | 2.113%
| Domestic Hot Water | 19659.2683 | 5.031% |  | Office Equipment | 4046.2338 | 2.042% |  | Compressed Air | 2235.8152 | 6.902%
| Lighting | 5290.5874 | 1.354% |  | Cooking | 3659.7271 | 1.847% |  | Motors Pumps | 11153.1098 | 34.43%
| Cooking | 12018.7099 | 3.076% |  | Refrigeration | 8873.8144 | 4.479% |  | Motors Fans Blowers | 5082.3633 | 15.69%
| Appliances | 22527.5655 | 5.765% |  | Space Heating | 0 | 0% |  | Process Specific | 353.2755 | 1.091%
| Electronics | 5463.5824 | 1.398% |  | Space Cooling | 111268.1597 | 56.16% |  | Industrial Lighting | 6521.3562 | 20.13%
| Miscellaneous | 22184.6123 | 5.678% |  | Ventilation and Circulation | 5094.9728 | 2.572% |  | HVAC | 5146.779 | 15.89%
[5 empty] | Domestic Hot Water | 4401.0658 | 2.221% |  | Other | 494.6372 | 1.527%
[5 empty] | Miscellaneous | 6547.6334 | 3.305% |  | Exterior Lighting | 0 | 0%
| Total | 390740.6514 | 100% |  | Total | 198129.7845 | 100% |  | Total | 32393.5273 | 100%
Table 6. Winter Peak Potentials by End Use by Sector
| Residential |  |  |  | Commercial |  |  |  | Industrial
| End Use | kW | % of Savings |  | End Use | kW | % of Savings |  | End Use | kW | % of Savings
| Space Heating | 138151.9099 | 69.36% |  | Interior Lighting | 33655.6137 | 34.44% |  | Process Heating | 704.1176 | 2.231%
| Space Cooling | 0 | 0% |  | Exterior Lighting | 1990.8368 | 2.038% |  | Process Cooling | 667.4775 | 2.115%
| Domestic Hot Water | 37394.7937 | 18.77% |  | Office Equipment | 2475.7415 | 2.534% |  | Compressed Air | 2176.6311 | 6.896%
| Lighting | 5531.7243 | 2.777% |  | Cooking | 1577.7861 | 1.615% |  | Motors Pumps | 10858.518 | 34.4%
| Cooking | 3443.6131 | 1.729% |  | Refrigeration | 7124.3831 | 7.291% |  | Motors Fans Blowers | 4947.6291 | 15.68%
| Appliances | 11281.9148 | 5.664% |  | Space Heating | 23525.698 | 24.08% |  | Process Specific | 344.5668 | 1.092%
| Electronics | 2503.1162 | 1.257% |  | Space Cooling | 0 | 0% |  | Industrial Lighting | 6339.8386 | 20.09%
| Miscellaneous | 876.1297 | 0.4399% |  | Ventilation and Circulation | 15144.0716 | 15.5% |  | HVAC | 5020.8072 | 15.91%
[5 empty] | Domestic Hot Water | 5499.1382 | 5.628% |  | Other | 503.4823 | 1.595%
[5 empty] | Miscellaneous | 6716.1785 | 6.874% |  | Exterior Lighting | 0.35617 | 0.001128%
| Total | 199183.2017 | 100% |  | Total | 97709.4475 | 100% |  | Total | 31563.4244 | 100%

## Dashboard_Econ
Summary tables for all three sectors (Res/Com/Ind):
Table 1. Theoretically Economic Potential Savings for Residential, Commercial, and Industrial Sectors
|  | Residential - TRC | Residential - RIM | Commercial - TRC | Commercial - RIM | Industrial - TRC | Industrial - RIM | System - TRC | System - RIM
| 2020 Base Load (GWh) | 5532.0757 | 5532.0757 | 3862.978 | 3862.978 | 1663.8479 | 1663.8479 | 11058.9016 | 11058.9016
| Economic Potential Energy Savings (GWh) | 836.252 | 4.375 | 679.8196 | 92.4947 | 245.9035 | 17.1239 | 1761.975 | 113.9936
| % of 2020 Base Load | 15.12% | 0.07908% | 17.6% | 2.394% | 14.78% | 1.029% | 15.93% | 1.031%
| 2020 Summer Peak (MW) | PLACEHOLDER | PLACEHOLDER | PLACEHOLDER | PLACEHOLDER | PLACEHOLDER | PLACEHOLDER | PLACEHOLDER | PLACEHOLDER
| Economic Summer Peak Savings (MW) | 181.8021 | 0.44604 | 132.9271 | 72.373 | 33.6282 | 2.375 | 348.3574 | 75.194
| % of Summer Peak | PLACEHOLDER | PLACEHOLDER | PLACEHOLDER | PLACEHOLDER | PLACEHOLDER | PLACEHOLDER | PLACEHOLDER | PLACEHOLDER
| 2020 Winter Peak (MW) | PLACEHOLDER | PLACEHOLDER | PLACEHOLDER | PLACEHOLDER | PLACEHOLDER | PLACEHOLDER | PLACEHOLDER | PLACEHOLDER
| Economic Winter Peak Savings (MW) | 173.4566 | 3.2525 | 90.9947 | 33.8502 | 32.7677 | 2.3122 | 297.2189 | 39.4148
| % of Winter Peak | PLACEHOLDER | PLACEHOLDER | PLACEHOLDER | PLACEHOLDER | PLACEHOLDER | PLACEHOLDER | PLACEHOLDER | PLACEHOLDER
Table 2. Energy Potentials by End Use by Sector
| Residential | TRC |  | RIM |  |  | Commercial | TRC |  | RIM |  | Industrial |  |  | RIM
| End Use | kWh | % of Savings | kWh | % of Savings |  | End Use | kWh | % of Savings | kWh | % of Savings | End Use | kWh | % of Savings | kWh | % of Savings
| Space Heating | 126458817.8317 | 15.12% | 3652459.7188 | 83.49% |  | Interior Lighting | 276501163.4587 | 40.67% | 12740618.9808 | 13.77% | Process Heating | 10174162.7602 | 4.137% | 515340.8024 | 3.009%
| Space Cooling | 228551208.5019 | 27.33% | 722520.9198 | 16.51% |  | Exterior Lighting | 27170231.7445 | 3.997% | 1595941.9738 | 1.725% | Process Cooling | 6639765.8317 | 2.7% | 601670.2377 | 3.514%
| Domestic Hot Water | 260891730.0578 | 31.2% | 0 | 0% |  | Office Equipment | 14395813.2621 | 2.118% | 0 | 0% | Compressed Air | 16598374.2892 | 6.75% | 1480368.1188 | 8.645%
| Lighting | 65107482.4731 | 7.786% | 0 | 0% |  | Cooking | 18527906.545 | 2.725% | 0 | 0% | Motors Pumps | 82790039.6351 | 33.67% | 5661919.8195 | 33.06%
| Cooking | 24107465.4135 | 2.883% | 0 | 0% |  | Refrigeration | 37537910.972 | 5.522% | 5785682.6879 | 6.255% | Motors Fans Blowers | 37739082.3681 | 15.35% | 552285.675 | 3.225%
| Appliances | 22253328.6644 | 2.661% | 0 | 0% |  | Space Heating | 23776029.6508 | 3.497% | 6844906.018 | 7.4% | Process Specific | 5140064.3278 | 2.09% | 285454.5812 | 1.667%
| Electronics | 24963340.9866 | 2.985% | 0 | 0% |  | Space Cooling | 184137820.2142 | 27.09% | 59371555.6836 | 64.19% | Industrial Lighting | 45684853.5336 | 18.58% | 7047220.2423 | 41.15%
| Miscellaneous | 83918602.9711 | 10.04% | 0 | 0% |  | Ventilation and Circulation | 30116255.6768 | 4.43% | 2664424.5184 | 2.881% | HVAC | 35972771.4419 | 14.63% | 836689.8294 | 4.886%
[7 empty] | Domestic Hot Water | 37429646.0083 | 5.506% | 1227888.259 | 1.328% | Other | 3428712.6791 | 1.394% | 142985.0463 | 0.835%
[7 empty] | Miscellaneous | 30226804.4385 | 4.446% | 2263698.6862 | 2.447% | Exterior Lighting | 1735662.8281 | 0.7058% | 0 | 0%
| Total | 836251976.8999 | 100% | 4374980.6386 | 100% |  | Total | 679819581.9707 | 100% | 92494716.8077 | 100% | Total | 245903489.6946 | 100% | 17123934.3524 | 100%
Table 3. Summer Peak Potentials by End Use by Sector
| Residential | TRC |  | RIM |  |  | Commercial | TRC |  | RIM |  | Industrial |  |  | RIM
| End Use | kW | % of Savings | kWh | % of Savings |  | End Use | kW | % of Savings | kW | % of Savings | End Use | kW | % of Savings | kW | % of Savings
| Space Heating | 0 | 0% | 0 | 0% |  | Interior Lighting | 53531.5213 | 40.27% | 3933.6219 | 5.435% | Process Heating | 1400.6993 | 4.165% | 70.9481 | 2.987%
| Space Cooling | 124482.1478 | 68.47% | 446.0419 | 100% |  | Exterior Lighting | 0 | 0% | 0 | 0% | Process Cooling | 914.1111 | 2.718% | 82.8333 | 3.488%
| Domestic Hot Water | 18184.3624 | 10% | 0 | 0% |  | Office Equipment | 2104.8006 | 1.583% | 0 | 0% | Compressed Air | 2235.1549 | 6.647% | 199.348 | 8.394%
| Lighting | 5212.3578 | 2.867% | 0 | 0% |  | Cooking | 3447.1688 | 2.593% | 0 | 0% | Motors Pumps | 11148.5957 | 33.15% | 762.4402 | 32.1%
| Cooking | 5716.8715 | 3.145% | 0 | 0% |  | Refrigeration | 6261.1689 | 4.71% | 1786.3095 | 2.468% | Motors Fans Blowers | 5081.9854 | 15.11% | 74.3714 | 3.131%
| Appliances | 2634.008 | 1.449% | 0 | 0% |  | Space Heating | 0 | 0% | 0 | 0% | Process Specific | 707.6439 | 2.104% | 39.2992 | 1.655%
| Electronics | 3601.6549 | 1.981% | 0 | 0% |  | Space Cooling | 50901.7172 | 38.29% | 64752.4496 | 89.47% | Industrial Lighting | 6520.9307 | 19.39% | 1005.9009 | 42.35%
| Miscellaneous | 21970.6999 | 12.08% | 0 | 0% |  | Ventilation and Circulation | 5166.7811 | 3.887% | 822.6318 | 1.137% | HVAC | 5124.4535 | 15.24% | 119.1895 | 5.019%
[7 empty] | Domestic Hot Water | 4897.5992 | 3.684% | 379.1062 | 0.5238% | Other | 494.6372 | 1.471% | 20.6275 | 0.8685%
[7 empty] | Miscellaneous | 6616.3423 | 4.977% | 698.9091 | 0.9657% | Exterior Lighting | 0 | 0% | 0 | 0%
| Total | 181802.1023 | 100% | 446.0419 | 100% |  | Total | 132927.0995 | 100% | 72373.0282 | 100% | Total | 33628.2117 | 100% | 2374.958 | 100%
Table 4. Winter Peak Potentials by End Use by Sector
| Residential | TRC |  | RIM |  |  | Commercial | TRC |  | RIM |  | Industrial |  |  | RIM
| End Use | kW | % of Savings | kWh | % of Savings |  | End Use | kW | % of Savings | kW | % of Savings | End Use | kW | % of Savings | kW | % of Savings
| Space Heating | 100042.8694 | 57.68% | 3252.4682 | 100% |  | Interior Lighting | 34774.0937 | 38.22% | 7621.7944 | 22.52% | Process Heating | 1366.1628 | 4.169% | 69.1988 | 2.993%
| Space Cooling | 0 | 0% | 0 | 0% |  | Exterior Lighting | 2378.9096 | 2.614% | 954.7371 | 2.82% | Process Cooling | 891.5722 | 2.721% | 80.7909 | 3.494%
| Domestic Hot Water | 63911.8423 | 36.85% | 0 | 0% |  | Office Equipment | 1142.4678 | 1.256% | 0 | 0% | Compressed Air | 2176.1197 | 6.641% | 194.0828 | 8.394%
| Lighting | 5472.6547 | 3.155% | 0 | 0% |  | Cooking | 1461.8439 | 1.607% | 0 | 0% | Motors Pumps | 10854.1373 | 33.12% | 742.3025 | 32.1%
| Cooking | 1371.6188 | 0.7908% | 0 | 0% |  | Refrigeration | 6253.4112 | 6.872% | 3461.1571 | 10.22% | Motors Fans Blowers | 4947.7592 | 15.1% | 72.4071 | 3.132%
| Appliances | 1219.7379 | 0.7032% | 0 | 0% |  | Space Heating | 14751.3887 | 16.21% | 18129.8066 | 53.56% | Process Specific | 690.1958 | 2.106% | 38.3302 | 1.658%
| Electronics | 1418.2468 | 0.8176% | 0 | 0% |  | Space Cooling | 0 | 0% | 0 | 0% | Industrial Lighting | 6338.5202 | 19.34% | 977.7627 | 42.29%
| Miscellaneous | 19.6302 | 0.01132% | 0 | 0% |  | Ventilation and Circulation | 15135.585 | 16.63% | 1593.9332 | 4.709% | HVAC | 5000.1267 | 15.26% | 116.2978 | 5.03%
[7 empty] | Domestic Hot Water | 8119.0291 | 8.923% | 734.5571 | 2.17% | Other | 503.0741 | 1.535% | 20.9793 | 0.9074%
[7 empty] | Miscellaneous | 6977.9444 | 7.669% | 1354.2078 | 4.001% | Exterior Lighting | 0 | 0% | 0 | 0%
| Total | 173456.6002 | 100% | 3252.4682 | 100% |  | Total | 90994.6734 | 100% | 33850.1934 | 100% | Total | 32767.668 | 100% | 2312.152 | 100%

## Dashboard_Ach
Summary tables for all three sectors (Res/Com/Ind):
Table 1. Theoretically Achievable Potential Savings for Residential, Commercial, and Industrial Sectors
|  | Residential - TRC | Residential - RIM | Commercial - TRC | Commercial - RIM | Industrial - TRC | Industrial - RIM | System - TRC | System - RIM
| 2020 Base Load (GWh) | 5532.0757 | 5532.0757 | 3862.978 | 3862.978 | 1663.8479 | 1663.8479 | 11058.9016 | 11058.9016
| Achievable Potential Energy Savings (GWh) | 97.9806 | NA | 99.8283 | 5.5757 | 24.1404 | 0.44908 | 221.9493 | 6.0248
| % of 2020 Base Load | 1.771% | NA | 2.584% | 0.1443% | 1.451% | 0.02699% | 2.007% | 0.05448%
| 2020 Summer Peak (MW) | PLACEHOLDER | PLACEHOLDER | PLACEHOLDER | PLACEHOLDER | PLACEHOLDER | PLACEHOLDER | PLACEHOLDER | PLACEHOLDER
| Achievable Summer Peak Savings (MW) | 19.5228 | NA | 17.2333 | 4.602 | 3.3746 | 0.063236 | 40.1307 | 4.6652
| % of Summer Peak | PLACEHOLDER | PLACEHOLDER | PLACEHOLDER | PLACEHOLDER | PLACEHOLDER | PLACEHOLDER | PLACEHOLDER | PLACEHOLDER
| 2020 Winter Peak (MW) | PLACEHOLDER | PLACEHOLDER | PLACEHOLDER | PLACEHOLDER | PLACEHOLDER | PLACEHOLDER | PLACEHOLDER | PLACEHOLDER
| Achievable Winter Peak Savings (MW) | 19.1114 | NA | 7.033 | 1.7557 | 3.2841 | 0.061548 | 29.4285 | 1.8172
| % of Winter Peak | PLACEHOLDER | PLACEHOLDER | PLACEHOLDER | PLACEHOLDER | PLACEHOLDER | PLACEHOLDER | PLACEHOLDER | PLACEHOLDER
Table 2. Energy Potentials by End Use by Sector
| Residential | TRC |  | RIM |  |  | Commercial | TRC |  | RIM |  | Industrial |  |  | RIM
| End Use | kWh | % of Savings | kWh | % of Savings |  | End Use | kWh | % of Savings | kWh | % of Savings | End Use | kWh | % of Savings | kWh | % of Savings
| Space Heating | 11395381.2124 | 11.63% | NA | NA |  | Interior Lighting | 13380119.2327 | 13.4% | 0 | 0% | Process Heating | 458984.5679 | 1.901% | 77478.614 | 17.25%
| Space Cooling | 21968929.9774 | 22.42% | NA | NA |  | Exterior Lighting | 6101822.5239 | 6.112% | 0 | 0% | Process Cooling | 480956.0582 | 1.992% | 92696.136 | 20.64%
| Domestic Hot Water | 30566928.8771 | 31.2% | NA | NA |  | Office Equipment | 1425553.8635 | 1.428% | 0 | 0% | Compressed Air | 346371.9619 | 1.435% | 0 | 0%
| Lighting | 25096544.7829 | 25.61% | NA | NA |  | Cooking | 5692809.9209 | 5.703% | 0 | 0% | Motors Pumps | 6857124.9857 | 28.41% | 0 | 0%
| Cooking | 3439348.4464 | 3.51% | NA | NA |  | Refrigeration | 6152490.883 | 6.163% | 0 | 0% | Motors Fans Blowers | 878675.745 | 3.64% | 0 | 0%
| Appliances | 0 | 0% | NA | NA |  | Space Heating | 6772467.3954 | 6.784% | 396931.6398 | 7.119% | Process Specific | 33964.5263 | 0.1407% | 262.5631 | 0.05847%
| Electronics | 2443188.1352 | 2.494% | NA | NA |  | Space Cooling | 46922021.5619 | 47% | 5178811.001 | 92.88% | Industrial Lighting | 11819253.0088 | 48.96% | 272481.6216 | 60.68%
| Miscellaneous | 3070306.3525 | 3.134% | NA | NA |  | Ventilation and Circulation | 2501146.8631 | 2.505% | 0 | 0% | HVAC | 3265038.3293 | 13.53% | 6163.6394 | 1.372%
[7 empty] | Domestic Hot Water | 1859629.4048 | 1.863% | 0 | 0% | Other | 0 | 0% | 0 | 0%
[7 empty] | Miscellaneous | 9020214.4948 | 9.036% | 0 | 0% | Exterior Lighting | 0 | 0% | 0 | 0%
| Total | 97980627.7837 | 100% |  |  |  | Total | 99828276.144 | 100% | 5575742.6408 | 100% | Total | 24140369.1831 | 100% | 449082.5741 | 100%
Table 3. Summer Peak Potentials by End Use by Sector
| Residential | TRC |  | RIM |  |  | Commercial | TRC |  | RIM |  | Industrial |  |  | RIM
| End Use | kW | % of Savings | kWh | % of Savings |  | End Use | kW | % of Savings | kW | % of Savings | End Use | kW | % of Savings | kW | % of Savings
| Space Heating | 0 | 0% | NA | NA |  | Interior Lighting | 1078.6203 | 6.259% | 0 | 0% | Process Heating | 63.1894 | 1.873% | 10.6667 | 16.87%
| Space Cooling | 12382.1892 | 63.42% | NA | NA |  | Exterior Lighting | 0 | 0% | 0 | 0% | Process Cooling | 66.2143 | 1.962% | 12.7617 | 20.18%
| Domestic Hot Water | 2061.4903 | 10.56% | NA | NA |  | Office Equipment | 199.7567 | 1.159% | 0 | 0% | Compressed Air | 46.6428 | 1.382% | 0 | 0%
| Lighting | 2207.5234 | 11.31% | NA | NA |  | Cooking | 1100.5478 | 6.386% | 0 | 0% | Motors Pumps | 923.3878 | 27.36% | 0 | 0%
| Cooking | 815.611 | 4.178% | NA | NA |  | Refrigeration | 845.8809 | 4.908% | 0 | 0% | Motors Fans Blowers | 118.3234 | 3.506% | 0 | 0%
| Appliances | 0 | 0% | NA | NA |  | Space Heating | 0 | 0% | 0 | 0% | Process Specific | 4.676 | 0.1386% | 0.036148 | 0.05716%
| Electronics | 387.3573 | 1.984% | NA | NA |  | Space Cooling | 11267.7716 | 65.38% | 4601.9989 | 100% | Industrial Lighting | 1687.0478 | 49.99% | 38.8933 | 61.51%
| Miscellaneous | 1668.6447 | 8.547% | NA | NA |  | Ventilation and Circulation | 275.3999 | 1.598% | 0 | 0% | HVAC | 465.1167 | 13.78% | 0.87803 | 1.389%
[7 empty] | Domestic Hot Water | 210.719 | 1.223% | 0 | 0% | Other | 0 | 0% | 0 | 0%
[7 empty] | Miscellaneous | 2254.6293 | 13.08% | 0 | 0% | Exterior Lighting | 0 | 0% | 0 | 0%
| Total | 19522.8158 | 100% |  |  |  | Total | 17233.3254 | 100% | 4601.9989 | 100% | Total | 3374.5982 | 100% | 63.2358 | 100%
Table 4. Winter Peak Potentials by End Use by Sector
| Residential | TRC |  | RIM |  |  | Commercial | TRC |  | RIM |  | Industrial |  |  | RIM
| End Use | kW | % of Savings | kWh | % of Savings |  | End Use | kW | % of Savings | kW | % of Savings | End Use | kW | % of Savings | kW | % of Savings
| Space Heating | 8853.6543 | 46.33% | NA | NA |  | Interior Lighting | 456.5469 | 6.491% | 0 | 0% | Process Heating | 61.6314 | 1.877% | 10.4036 | 16.9%
| Space Cooling | 0 | 0% | NA | NA |  | Exterior Lighting | 23.5057 | 0.3342% | 0 | 0% | Process Cooling | 64.5817 | 1.967% | 12.447 | 20.22%
| Domestic Hot Water | 7661.2956 | 40.09% | NA | NA |  | Office Equipment | 134.5781 | 1.914% | 0 | 0% | Compressed Air | 45.4109 | 1.383% | 0 | 0%
| Lighting | 2317.7634 | 12.13% | NA | NA |  | Cooking | 502.2913 | 7.142% | 0 | 0% | Motors Pumps | 898.9992 | 27.37% | 0 | 0%
| Cooking | 195.6852 | 1.024% | NA | NA |  | Refrigeration | 315.1764 | 4.481% | 0 | 0% | Motors Fans Blowers | 115.1982 | 3.508% | 0 | 0%
| Appliances | 0 | 0% | NA | NA |  | Space Heating | 3460.5296 | 49.2% | 1755.656 | 100% | Process Specific | 4.5607 | 0.1389% | 0.035256 | 0.05728%
| Electronics | 83.0421 | 0.4345% | NA | NA |  | Space Cooling | 0 | 0% | 0 | 0% | Industrial Lighting | 1639.8558 | 49.93% | 37.8053 | 61.42%
| Miscellaneous | 0 | 0% | NA | NA |  | Ventilation and Circulation | 1436.5562 | 20.43% | 0 | 0% | HVAC | 453.8323 | 13.82% | 0.85673 | 1.392%
[7 empty] | Domestic Hot Water | 119.9739 | 1.706% | 0 | 0% | Other | 0 | 0% | 0 | 0%
[7 empty] | Miscellaneous | 583.8715 | 8.302% | 0 | 0% | Exterior Lighting | 0 | 0% | 0 | 0%
| Total | 19111.4406 | 100% |  |  |  | Total | 7033.0294 | 100% | 1755.656 | 100% | Total | 3284.0701 | 100% | 61.548 | 100%

## MeasureCompare
Residential Measures from 2013 |  |  |  |  | Residential Measures for 2020 study |  |  |  | Commercial Measures from 2013 |  |  |  |  | Commercial Measures for 2020 study |  |  |  | Industrial Measures from 2013 |  |  |  |  | Industrial Measures for 2020 study
Measure # | Measure | New GWH | Summer MW | Winter MW | Measure Name | 2020 Energy Saving GWH | 2020 Summer MW | 2020 Winter MW | Number | Measure | New GWH | Summer MW | Winter MW | Measure Name | 2020 Energy Saving GWH | 2020 Summer MW | 2020 Winter MW | Number | Measure | New GWH | Summer MW | Winter MW | Measure Name | 2020 Energy Saving GWH | 2020 Summer MW | 2020 Winter MW
401 | Heat Pump Water Heater (EF=2.9) | 157.3642 | 12.413 | 34.7568 | 21 SEER Central AC | 207.5393 | 128.1226 | 0 | 338 | dehumidification hybrid desiccant heat pump | 92.4461 | 16.2622 | 1.2317 | LED Linear - Fixture Replacement | 119.1224 | 27.8123 | 4.9309 | 302 | Pumps - Controls | 24.6854 | 2.3211 | 2.9727 | Plant Energy Management | 40.5692 | 5.5139 | 5.1252
302 | Refrigerator recycling | 107.7526 | 14.323 | 13.3047 | Heat Pump Water Heater | 121.2771 | 8.1544 | 30.459 | 131 | CFL Screw-in 18W | 74.7301 | 14.6726 | 7.9533 | Retro-Commissioning | 91.4119 | 19.1552 | 32.4999 | 303 | Pumps - System Optimization | 19.4556 | 1.8294 | 2.3429 | Pump Equipment Upgrade | 28.0226 | 3.7736 | 0.69187
231 | CFL (18-Watt integral ballast), 2.5 hr/day | 75.4417 | 3.9472 | 5.6279 | Solar Water Heater | 120.2128 | 8.9849 | 1.2614 | 111 | Premium T8, Elecctronic Ballast | 55.5164 | 10.6122 | 6.4287 | High Bay LED | 75.4569 | 13.9542 | 13.6907 | 301 | Pumps - O&M | 8.4113 | 0.79088 | 1.0129 | Efficient Lighting - Other Interior Lighting | 24.167 | 3.4495 | 2.283
502 | Energy Star CW CEE Tier 2 (MEF=2.0) | 57.3643 | 8.0598 | 8.0411 | Spray Foam Insulation(Base R2) | 85.6088 | 35.0463 | 28.8592 | 322 | Hybrid Dessicant-DX System (Trane CDQ) | 51.9983 | 7.9908 | 0 | Low U-Value Windows | 41.3259 | 12.8373 | -0.13063 | 202 | Fans - Controls | 8.1363 | 0.8102 | 1.0843 | Efficient Lighting - High Bay | 16.4554 | 2.3488 | 0.0031953
301 | HE Refrigerator - Energy Star version of above | 55.1079 | 7.3252 | 6.8044 | 21 SEER ASHP from base electric resistance heating | 83.6267 | 21.5259 | 10.9873 | 336 | Cool Roof - DX | 40.1739 | 14.9271 | 0 | Smart Thermostat | 39.3409 | 3.5551 | 0.67233 | 304 | Pumps - Sizing | 7.8366 | 0.73684 | 0.9437 | Motor Optimization | 14.6701 | 1.9755 | 0.19706
962 | Smart Plug | 52.3586 | 6.5756 | 5.7448 | 21 SEER Air Source Heat Pump | 75.7611 | 28.3064 | 7.2554 | 337 | Run Time Optimizer | 39.2674 | 8.5607 | 0 | Bi-Level Lighting Control (Interior) | 38.4676 | 0.24057 | 0 | 801 | Premium T8, Elecctronic Ballast | 6.8019 | 0.8267 | 0.98849 | Pump System Optimization | 13.3791 | 1.8016 | 0.28432
803 | Variable-Speed Pool Pump (<1 hp) | 51.4946 | 10.9942 | 2.1377 | Energy Star Refrigerator | 62.3006 | 6.5032 | 2.1667 | 201 | High Pressure Sodium 250W Lamp | 35.5035 | 2.9094 | 1.244 | Chilled Water System - Variable Speed Drives | 38.1879 | 3.552 | 0.80734 | 101 | Compressed Air-O&M | 6.3978 | 0.78429 | 0.90947 | Fan Improved Controls | 12.1018 | 1.6296 | 1.8977
802 | High Efficiency One Speed Pool Pump (1.5 hp) | 46.5149 | 9.931 | 1.931 | Energy Star Certified Roof Products | 60.8697 | 23.8997 | 19.7295 | 404 | Electronically Commutated Motors (ECM) on an Air Handler Unit | 34.3712 | 4.4376 | 0 | Energy Recovery Ventilation System (ERV) | 27.4848 | 40.3002 | 7.81 | 312 | Pumps - ASD (100+ hp) | 5.5905 | 0.047537 | 0.67321 | Fan System Optimization | 11.2111 | 1.5097 | 1.517
801 | Two Speed Pool Pump (1.5 hp) | 45.3804 | 9.6888 | 1.8839 | Heat Pump Clothes Dryer | 52.984 | 8.3324 | 4.8395 | 114 | Continuous Dimming | 32.332 | 6.182 | 3.8458 | High Efficiency DX 135k- less than 240k BTU | 24.176 | 8.7695 | 0 | 806 | LED Linear Tube 22W | 4.8116 | 0.5848 | 0.69924 | HVAC Improved Controls | 11.1136 | 1.5832 | 1.6536
404 | AC Heat Recovery Units | 42.3423 | 14.7607 | 0 | Variable Speed Pool Pump | 40.2354 | 21.8671 | 0 | 329 | Aerosole Duct Sealing | 30.9549 | 6.5124 | 0 | Interior Lighting Controls | 20.8189 | 0 | 0 | 103 | Compressed Air - System Optimization | 4.694 | 0.57543 | 0.66726 | HVAC Recommissioning | 9.0379 | 1.2875 | 0.91106
241 | CFL (18-Watt integral ballast), 6.0 hr/day | 40.9268 | 2.1413 | 3.0531 | Spray Foam Insulation(Base R30) | 39.7461 | 13.8979 | 17.6494 | 402 | Variable Speed Drive Control | 30.425 | 1.0543 | 1.3814 | LED Linear - Lamp Replacement | 18.2505 | 4.2265 | 0.65207 | 733 | Dehumidification Hybrid Desiccant Heat Pump PER 5 TON | 4.4985 | 0.69115 | 0.25527 | HVAC Equipment Upgrades | 8.3645 | 1.1915 | 0.00033395
701 | Energy Star DW (EF=0.68) | 40.5736 | 3.9789 | 2.8811 | Energy Star Audio-Video Equipment | 39.3922 | 0 | 0 | 702 | PC Network Power Management Enabling | 28.8507 | 2.4074 | 5.523 | Heat Pump Water Heater | 17.4317 | 2.3794 | 3.3349 | 309 | Pumps - ASD (6-100 hp) | 4.1919 | 0.035645 | 0.5048 | Building Envelope Improvements | 7.6136 | 1.0846 | 2.4558
117 | Reflective Roof | 39.5902 | 15.9208 | 0 | Duct Repair | 36.1547 | 14.3255 | 11.5315 | 151 | PSMH, magnetic ballast | 28.6774 | 5.5201 | 2.6635 | Duct Sealing Repair | 17.0636 | 2.7009 | 2.3411 | 203 | Fans - System Optimization | 3.3878 | 0.15932 | 0.45147 | Compressed Air Equipment | 7.0413 | 0.94819 | 0.00071976
116 | Duct Repair | 39.2522 | 17.9413 | 22.3246 | LED - 9W Flood | 33.5006 | 2.9468 | 3.0939 | 141 | CFL Hardwired, Modular 18W | 24.91 | 4.8909 | 2.6511 | Demand Controlled Ventilation | 16.367 | 1.704 | 9.5938 | 212 | Fans - ASD (100+ hp) | 3.2477 | 0.029323 | 0.43411 | Fan Equipment Upgrades | 5.4813 | 0.73812 | 0.00043304
804 | PV-Powered Pool Pumps | 33.0093 | 7.0476 | 1.3703 | Spray Foam Insulation(Base R12) | 30.2916 | 8.045 | 12.2275 | 323 | Geothermal Heat Pump, EER=13, 10 tons | 24.8031 | 3.8116 | 0.14323 | Facility Energy Management System | 15.8217 | 3.2073 | 0.47454 | 722 | Hybrid Dessicant-DX System (Trane CDQ) | 3.1178 | 0.47271 | 0 | Motor Equipment Upgrades | 5.3137 | 0.71555 | 0.0027527
133 | 17 SEER Split-System Heat Pump | 32.6369 | 14.2205 | 7.8505 | Heat Pump Pool Heater | 29.9539 | 0 | 0 | 153 | High Bay T5 | 24.619 | 4.7389 | 2.2866 | Window Sun Protection | 14.7136 | 4.7721 | -0.34513 | 408 | Optimization control PM | 2.6746 | 0.23781 | 0.35886 | Lighting Controls | 5.0655 | 0.72303 | 4.0536
114 | Proper Refrigerant Charging and Air Flow | 32.5809 | 12.7269 | 0 | Air Sealing-Infiltration Control | 28.3839 | 11.0909 | 9.2774 | 203 | Outdoor LED 104W | 24.043 | 1.9703 | 0.84242 | Wall Insulation | 14.1234 | 1.2446 | 0.073672 | 415 | Drives - Process Controls (batch + site) | 2.4359 | 0.20436 | 0.21808 | Compressed Air System Optimization | 2.9619 | 0.39885 | 0.27222
112 | AC Maintenance (Outdoor Coil Cleaning) | 31.298 | 12.3735 | 0 | Energy Star Clothes Dryer | 25.4025 | 3.9948 | 2.3202 | 112 | Premium T8, EB, Reflector | 23.2595 | 4.4912 | 2.7248 | Energy Star Commercial Solid Door Refrigerator | 12.829 | 1.9162 | 0.85626 | 405 | Drives - EE motor | 2.2867 | 0.22216 | 0.32849 | Pump Improved Controls | 2.1978 | 0.29596 | 2.3772
118 | Radient Barrier | 30.4536 | 17.1146 | 8.3022 | High Efficiency Convection Oven | 25.3948 | 6.3018 | 2.072 | 405 | Demand Control Ventilation (DCV) | 22.327 | 11.7572 | 34.7255 | Solar Water Heater | 11.7036 | 0.87475 | 0.12281 | 209 | Fans - ASD (6-100 hp) | 1.9811 | 0.017887 | 0.26482 | Compressed Air Controls | 2.0763 | 0.2796 | 1.5171
113 | AC Maintenance (Indoor Coil Cleaning) | 30.0499 | 11.8908 | 0 | LED - 14W | 24.2481 | 2.1329 | 2.2394 | 608 | Heat Recovery Unit | 22.109 | 3.0296 | 1.7552 | Variable Refrigerant Flow (VRF) HVAC Systems | 11.1541 | 0.24809 | 3.0829 | 104 | Compressed Air- Sizing | 1.9244 | 0.2359 | 0.27355 | Efficient Lighting - Exterior | 1.7357 | 0 | 0.00035617
111 | Sealed Attic w/Sprayed Foam Insulated Roof Deck | 29.5265 | 10.6452 | 27.5134 | High Efficiency Induction Cooktop | 24.1075 | 5.7169 | 1.3716 | 334 | Ceiling Insulation | 21.4974 | 13.1508 | 4.8935 | Roof Insulation | 11.0646 | 1.3036 | 0.23973 | 601 | Other Process Controls (batch + site) | 1.915 | 0.15775 | 0.16507 | Motor Improved Controls | 1.5031 | 0.2024 | 5.4338
141 | Electronically Commutated Motors (ECM) on an Air Handler Unit | 29.0269 | 9.2467 | 17.3531 | Energy Star Windows | 16.5986 | 2.3264 | 3.5371 | 403 | Air Handler Optimization | 20.208 | 0.6774 | 0.80567 | Cool Roof | 10.5573 | 4.0831 | 0 | 732 | Run Time Optimizer | 1.9108 | 0.36383 | 0 | Process Heat Equipment Upgrade | 1.3526 | 0.18621 | 0.00014599
411 | Heat Trap | 28.6825 | 2.2635 | 6.336 | Smart Thermostat | 16.0014 | 0 | 0 | 113 | Occupancy Sensor | 18.7311 | 3.5732 | 2.3403 | Outdoor Lighting Controls | 10.3838 | 0 | 0 | 721A | Base DX Packaged System, EER=11.9, 10 tons | 1.6228 | 0.12303 | 0 | Process Refrig Equipment Upgrade | 1.3333 | 0.18356 | 0.000259
121 | Default Window With Sunscreen | 28.4005 | 21.0848 | -3.0946 | Energy Star Personal Computer | 15.1204 | 2.3973 | 0.51393 | 132 | Flood LED 14W | 16.9494 | 2.1864 | 2.5131 | Energy Star Hot Food Holding Cabinet | 10.3609 | 1.9081 | 0.92326 | 805 | Occupancy Sensor | 1.605 | 0.038559 | 0.23132 | Process Refrig System Optimization | 1.251 | 0.17223 | 0.040522
143 | Reflective Roof | 26.9684 | 10.2778 | 0 | Removal of 2nd Refrigerator-Freezer | 15.0734 | 1.5734 | 0.52422 | 362 | Occupancy Sensor (hotels) | 15.6589 | 0.83731 | 0.056073 | ENERGY STAR Imaging Equipment | 10.3205 | 1.4312 | 0.96106 | 414 | Clean Room - New Designs | 1.4654 | 0.12071 | 0.12632 | Process Heat System Optimization | 0.94621 | 0.13027 | 0.04548
408 | Water Heater Blanket | 26.4701 | 2.0889 | 5.8473 | Wall Insulation | 10.7039 | 1.1727 | 7.84 | 701 | PC Manual Power Management Enabling | 15.5557 | 1.2981 | 2.9779 | LED Parking Lighting | 8.4477 | 0 | 0 | 804 | High Bay T5 | 1.4641 | 0.16 | 0.18987 | Process Other Systems Optimization | 0.92293 | 0.12706 | 0.19859
142 | Duct Repair | 26.4554 | 14.3644 | 18.8385 | Solar Pool Heater | 10.1948 | 0 | 0 | 315 | Cool Roof - Chiller | 15.2397 | 6.5062 | 0 | VSD Controlled Compressor | 7.2971 | 1.0776 | 0.55578 | 112 | Comp Air - ASD (100+ hp) | 1.3324 | 0.014772 | 0.1894 | Lighting Controls - Exterior | 0.60366 | 0 | 0
232 | LED (10-Watt integral ballast), 2.5 hr/day | 23.7551 | 1.2429 | 1.7721 | Energy Star TV | 9.5721 | 1.9142 | 1.1451 | 603 | Heat Pump Water Heater (air source) | 14.5815 | 2.0014 | 1.2358 | Energy Star Commercial Solid Door Freezer | 7.0987 | 1.0603 | 0.4738 | 731 | Cool Roof - DX | 1.2989 | 0.20171 | 0 | Process Refrig Controls | 0.57781 | 0.079548 | 0.24483
140 | Proper Refrigerant Charging and Air Flow | 22.6213 | 8.6797 | 0 | Spray Foam Insulation(Base R19) | 8.908 | 3.2197 | 3.7474 | 741 | Printer Power Management Enabling | 14.2457 | 1.2026 | 2.8674 | High Efficiency Chiller (Air Cooled, 50 tons) | 6.5473 | 1.5183 | 0.35023 | 803 | CFL Screw-in 18W | 1.2182 | 0.13806 | 0.17177 | Process Heat Improved Controls | 0.29927 | 0.041201 | 0.35521
105 | 14 SEER Split-System Heat Pump | 22.5636 | 3.4254 | 16.4259 | Linear LED | 8.6904 | 0 | 5.0621e-07 | 121 | ROB Premium T8, 1EB | 13.8149 | 2.7309 | 1.545 | Anti-Sweat Controls | 6.1368 | 0.54859 | 0.52611 | 102 | Compressed Air - Controls | 1.1941 | 0.14638 | 0.16974 | Process Other Equipment Upgrades | 0.16501 | 0.022717 | 2.1766e-05
138 | AC Maintenance (Outdoor Coil Cleaning) | 22.3865 | 8.7056 | 0 | Energy Star Freezer | 8.1812 | 1.0632 | 0.73578 | 712 | Monitor Power Management Enabling | 13.57 | 1.1323 | 2.5978 | Energy Star PCs | 6.0381 | 0.89157 | 0.35775 | 313 | Pumps - Motor practices-1 (100+ HP) | 1.1712 | 0.11013 | 0.14104
503 | Energy Star CW CEE Tier 3 (MEF=2.2) | 21.7578 | 3.057 | 3.0499 | Ceiling Insulation(R2 to R38) | 7.8077 | 2.1573 | 3.1736 | 125 | LED Linear Tube 22W | 13.4001 | 1.7749 | 2.101 | Chilled Water Controls Optimization | 5.9686 | 1.9015 | 0.011079 | 413 | Clean Room - Controls | 1.1183 | 0.094877 | 0.10059
139 | AC Maintenance (Indoor Coil Cleaning) | 21.1043 | 8.21 | 0 | Energy Star Ceiling Fan | 7.4792 | 0 | 0.00084968 | 308 | Aerosole Duct Sealing | 12.9669 | 2.5769 | 0.061474 | Energy Star Refrigerator | 5.6107 | 0.73871 | 0.58126 | 310 | Pumps - Motor practices-1 (6-100 HP) | 1.1181 | 0.10513 | 0.13465
144 | Radient Barrier | 20.7404 | 11.4345 | 5.7311 | Low Flow Showerhead | 7.3681 | 0.66365 | 1.4286 | 901 | Vending Misers | 12.4805 | 0.97274 | 1.1131 | Demand Defrost | 5.4623 | 0.73616 | 0.31203 | 109 | Comp Air - ASD (6-100 hp) | 1.0968 | 0.01216 | 0.15592
405 | Low Flow Showerhead | 20.6839 | 1.6458 | 4.582 | Water Heater Blanket | 7.0193 | 0.63223 | 1.3609 | 611 | 0.5 Faucet Aerator (DI) - Commercial | 12.2608 | 1.6812 | 1.021 | VAV System | 5.2274 | 1.4878 | 1.5099 | 727 | Aerosole Duct Sealing | 1.0749 | 0.16694 | 0
115 | Electronically Commutated Motors (ECM) on an Air Handler Unit | 19.8682 | 6.6778 | 0 | Drain Water Heat Recovery | 6.3988 | 0.57635 | 1.2406 | 910 | Server Virtualization | 12.2191 | 1.0196 | 2.3392 | Ceiling Insulation(R2 to R38) | 5.2241 | 0.097439 | 0.16 | 308 | Pumps - Replace 6-100 HP motor | 1.005 | 0.094494 | 0.12102
261 | LED 13W Outdoor | 18.5713 | 0.97166 | 1.3854 | Energy Star Air Purifier | 6.2378 | 0.82659 | 0.59646 | 301 | Centrifugal Chiller, 0.51 kW/ton, 500 tons | 11.9362 | 3.5533 | 0.012455 | Network PC Power Management | 4.8174 | 0.7078 | 0.46719 | 204 | Fans- Improve components | 0.97715 | 0.097557 | 0.13062
147 | Default Window With Sunscreen | 17.9622 | 13.0911 | -1.9802 | Energy Star Bathroom Ventilating Fan | 6.1111 | 0.21391 | 0.85565 | 361 | HE PTAC, EER=9.6, 1 ton | 11.931 | 1.8608 | 0 | Energy Star Vending Machine | 4.6015 | 0.71996 | 0.44951 | 201 | Fans - O&M | 0.95721 | 0.095566 | 0.12795
132 | 15 SEER Split-System Heat Pump | 17.1247 | 7.0143 | 3.7261 | Water Heater Timeclock | 6.0399 | 0 | 0 | 146 | LED (12-Watt) | 11.7276 | 1.71 | 1.6163 | ENERGY STAR Commercial Clothes Washer | 4.4408 | 0.38952 | 0.42833 | 711 | Cool Roof - Chiller | 0.95418 | 0.15068 | 0.0092206
137 | Sealed Attics | 16.7619 | 5.7479 | 25.7144 | Energy Star Clothes Washer | 5.7454 | 0.90354 | 0.52478 | 306 | VSD for Chiller Pumps and Towers | 11.5589 | 2.3022 | 0.054801 | Bi-Level Lighting Control (Exterior) | 4.3823 | 0 | 0 | 802 | CFL Hardwired, Modular 18W | 0.94355 | 0.10709 | 0.13325
921 | Energy Star Set-Top Box | 16.0112 | 2.0105 | 1.7569 | Window Sun Protection | 4.264 | 6.4136 | -2.9354 | 501 | High-efficiency fan motors | 11.0875 | 1.3745 | 1.1285 | Efficient Battery Charger | 4.2216 | 2.3132 | 0 | 311 | Pumps - Replace 100+ HP motor | 0.91936 | 0.086446 | 0.11071
410 | Water Heater Timeclock | 14.1913 | 1.1194 | 3.1344 | Hot Water Pipe Insulation | 3.4666 | 0.31224 | 0.67212 | 122 | ROB Premium T8, EB, Reflector | 11.0845 | 2.1928 | 1.2712 | Server Virtualization | 3.7931 | 0.56457 | 0.39267 | 701 | Centrifugal Chiller, 0.51 kW/ton, 500 tons | 0.87916 | 0.02777 | 0.0084955
107 | 17 SEER Split-System Heat Pump | 13.4093 | 4.0917 | 7.1037 | Energy Star Door | 2.8444 | 0.48548 | 1.2987 | 332 | Window Film (Standard) | 11.0641 | 2.3475 | -1.1325 | Efficient Exhaust Hood | 3.6367 | 0.79506 | 0.31206 | 403 | Air conveying systems | 0.8352 | 0.028409 | 0.16498
173 | Reflective Roof | 12.9278 | 5.1453 | 0 | Smart Power Strip | 2.6605 | 0.29306 | 0.22867 | 327 | DX Coil Cleaning | 10.8307 | 3.3686 | 0 | Dedicated Outdoor Air System on VRF unit | 3.5317 | 0.10409 | 0.95101 | 213 | Fans - Motor practices-1 (100+ HP) | 0.7968 | 0.079552 | 0.10651
242 | LED (10-Watt integral ballast), 6.0 hr/day | 12.8871 | 0.67426 | 0.96137 | Ceiling Insulation(R12 to R38) | 2.1782 | 0.76905 | 0.97895 | 406 | Energy Recovery Ventilation (ERV) | 10.6309 | 7.6193 | 11.803 | High Efficiency Chiller (Water cooled-centrifugal, 200 tons) | 3.1294 | 1.0039 | 0.0098833 | 707 | Aerosole Duct Sealing - Chiller | 0.77525 | 0.12243 | 0.0074915
174 | Radient Barrier | 11.4023 | 6.3336 | 0 | LED - 9W Flood (Exterior) | 2.1256 | 0 | 0 | 510 | Demand Defrost Electric | 10.1905 | 1.2633 | 1.0372 | Energy Star Commercial Dishwasher | 2.977 | 0.21601 | -2.2982e-05 | 210 | Fans - Motor practices-1 (6-100 HP) | 0.76068 | 0.075945 | 0.10168
172 | Duct Repair | 11.0597 | 4.997 | 0 | Variable Refrigerant Flow (VRF) HVAC Systems | 2.1189 | 0.023936 | 0.39836 | 407 | Separate Makeup Air / Exhaust Hoods AC | 10.0691 | 1.3224 | 0.19607 | High R-Value Glass Doors | 2.9444 | 0.43001 | 0.1479 | 705 | VSD for Chiller Pumps and Towers | 0.61672 | 0.019481 | 0.0059595
407 | Faucet Aerators | 10.9388 | 0.86702 | 2.42 | Radiant Barrier | 2.0068 | 0.78803 | 0.82308 | 123 | Occupancy Sensor | 9.9358 | 1.9493 | 1.217 | Energy Star Griddle | 2.8684 | 0.47397 | 0.1213 | 728 | Duct/Pipe Insulation | 0.61267 | 0.09512 | 0
170 | Proper Refrigerant Charging and Air Flow | 10.9106 | 4.219 | 0 | Home Energy Management System | 1.8747 | 0.39602 | 0.13532 | 321A | DX Packaged System, EER=11.9, 10 tons | 8.8682 | 1.3616 | 0 | Duct Insulation | 2.4059 | 0.52229 | 0.28224 | 208 | Fans - Replace 6-100 HP motor | 0.58986 | 0.058738 | 0.078607
168 | AC Maintenance (Outdoor Coil Cleaning) | 10.8342 | 4.245 | 0 | Heat Trap | 1.7649 | 0.15896 | 0.34219 | 154 | LED High Bay 83W (400W equivalent) | 8.0256 | 0.34264 | 1.4659 | PSC to ECM Evaporator Fan Motor (Reach-In) | 2.1028 | 0.28376 | 0.11656 | 214 | Optimize drying process | 0.55866 | 0.078459 | 0.11036
126 | Wall 2x4 R-0 to Blow-In R-13 Insulation | 10.7602 | 3.8387 | 9.8981 | Faucet Aerator | 1.606 | 0.14465 | 0.31138 | 335 | Roof Insulation | 7.4953 | 4.2328 | 1.7224 | Energy Star Ice Maker | 2.0273 | 0.28246 | 0.21185 | 723 | Geothermal Heat Pump, EER=13, 10 tons | 0.54114 | 0.081829 | 0
169 | AC Maintenance (Indoor Coil Cleaning) | 10.1405 | 3.9741 | 0 | LED Specialty Lamps-5W Chandelier | 1.5087 | 0.13271 | 0.13934 | 328 | Optimize Controls - DX | 7.3075 | 0.38442 | 0.030042 | Hot Water Circulation Pump Control | 2.0234 | 0.072073 | 0.075434 | 211 | Fans - Replace 100+ HP motor | 0.53962 | 0.053735 | 0.071911
119 | Window Film | 9.9278 | 3.3443 | -1.2266 | Energy Star Dishwasher | 1.4345 | 0.15706 | 0.17073 | 313 | Ceiling Insulation | 7.216 | 4.43 | 0.52031 | PSC to ECM Evaporator Fan Motor (Walk-In, Refrigerator) | 2.0194 | 0.27193 | 0.11766 | 404 | Replace V-Belts | 0.53901 | 0.075699 | 0.10647
106 | 15 SEER Split-System Heat Pump | 9.4923 | 2.1946 | 5.8574 | Energy Star Room AC | 1.1085 | 0.68434 | 0 | 326 | DX Tune Up/ Advanced Diagnostics | 6.934 | 2.1567 | 0 | ENERGY STAR Water Cooler | 2.0046 | 0.34864 | 0.34864 | 725 | DX Coil Cleaning | 0.5146 | 0.078022 | 0
122 | Single Pane Clear Windows to Double Pane Low-E Windows | 9.0198 | 4.8237 | 1.2106 | Instantaneous Hot Water System | 0.76816 | -0.017795 | 0.21156 | 305 | Chiller Tune Up/Diagnostics | 6.584 | 1.9179 | 0.062234 | Smart Strip Plug Outlet | 1.9276 | 0.28663 | 0.16308 | 427 | Drives - Optimization process (M&T) | 0.46725 | 0.077744 | 0.074453
221 | CFL (18-Watt integral ballast), 0.5 hr/day | 8.4855 | 0.44397 | 0.63301 | Solar Attic Fan | 0.75919 | 0.26107 | 0 | 514 | Multiplex Compressor System | 6.2885 | 0.77957 | 0.64005 | High Efficiency Chiller (Water cooled-positive displacement, 100 tons) | 1.8778 | 0.60239 | 0.0059305 | 708 | Duct/Pipe Insulation - Chiller | 0.46037 | 0.072701 | 0.0044488
167 | Sealed Attic w/Sprayed Foam Insulated Roof Deck | 8.4494 | 3.0191 | 0 | Ceiling Insulation(R30 to R38) | 0.7494 | 0.26467 | 0.36518 | 505 | Efficient compressor motor retrofit | 6.0073 | 0.74472 | 0.61144 | Engine Block Timer | 1.8301 | 0.090223 | 0.094127 | 406 | Gap Forming papermachine | 0.45524 | 0.040476 | 0.06108
252 | RET 2L4'T8, 1EB | 8.4251 | 0.55564 | 0.79224 | Energy Star Dehumidifier | 0.63188 | 0.10364 | 0.01963 | 302 | High Efficiency Chiller Motors | 5.7491 | 1.2018 | 0 | Energy Star Commercial Oven | 1.5869 | 0.2577 | 0.13485 | 808 | LED High Bay 83W | 0.45293 | 0.10211 | 0.12117
403 | Solar Water Heat | 8.3305 | 0.93941 | 0 | Interior Lighting Controls | 0.57681 | 0.07823 | 0.05907 | 811 | Efficient Fryer | 4.5427 | 0.66617 | 0.10647 | Waterside Economizer | 1.4898 | 0.4928 | 0 | 509 | Efficient Curing ovens | 0.44851 | 0.062976 | 0.071476
177 | Default Window With Sunscreen | 8.3256 | 4.3479 | 0 | HVAC ECM Motor | 0.5087 | 0 | 0.47094 | 812 | Griddle | 4.5427 | 0.66617 | 0.10647 | Water Cooled Refrigeration Heat Recovery | 1.2503 | 0 | 0.094287 | 407 | High Consistency forming | 0.44027 | 0.039146 | 0.059072
951 | Energy Star Desktop PC | 6.9552 | 0.87349 | 0.76312 | Ceiling Insulation(R19 to R38) | 0.43235 | 0.15486 | 0.20241 | 515 | Oversized Air Cooled Condenser | 4.369 | 0.54161 | 0.44468 | Airside Economizer | 1.2328 | -0.21152 | 0.0019464 | 704 | Chiller Tune Up/Diagnostics | 0.36087 | 0.056988 | 0.0034872
103 | 17 SEER Split-System Air Conditioner | 6.6931 | 3.7532 | 0 | Thermostatic Shower Restriction Valve | 0.42563 | 0.038337 | 0.082524 | 516 | Freezer-Cooler Replacement Gaskets | 4.3516 | 0.53946 | 0.44291 | Hotel Card Energy Control Systems | 0.97953 | 0.0063211 | -0.0056829 | 702 | High Efficiency Chiller Motors | 0.34772 | 0.05491 | 0.0033601
171 | Electronically Commutated Motors (ECM) on an Air Handler Unit | 6.655 | 2.2142 | 0 | Green Roof | 0.37899 | 0.14987 | 0.12131 | 511 | Anti-sweat (humidistat) controls | 4.2032 | 0.26055 | 0.42781 | Thermostatic Shower Restriction Valve | 0.94912 | 0.060662 | 0.374 | 729 | Window Film (Standard) | 0.3284 | 0.050998 | 0
145 | Window Film | 6.4633 | 1.7808 | -0.57674 | Energy Star Imaging Equipment | 0.35758 | 0.03242 | 0.018929 | 801 | Convection Oven | 4.1988 | 0.58772 | 0.12764 | Facility Commissioning | 0.86689 | 0.15056 | 0.0046858 | 422 | Efficient grinding | 0.31633 | 0.030873 | 0.041258
406 | Pipe Wrap | 6.2255 | 0.49203 | 1.3759 | Programmable Thermostat | 0.34595 | 0 | 0 | 813 | Steamer | 4.1988 | 0.58772 | 0.12764 | High Efficiency Refrigeration Compressor | 0.77805 | 0.1146 | 0.059809 | 113 | Comp Air - Motor practices-1 (100+ HP) | 0.31152 | 0.03819 | 0.044285
148 | Single Pane Clear Windows to Double Pane Low-E Windows | 6.1756 | 3.2455 | 0.83824 | Sealed crawlspace | 0.27017 | 0 | 0.37368 | 814 | Holding Cabinet | 4.1988 | 0.58772 | 0.12764 | Induction Cooktops | 0.71832 | 0.15489 | 0.063778 | 510 | Heating - Optimization process (M&T) | 0.30449 | 0.04641 | 0.050341
163 | 17 SEER Split-System Air Conditioner | 5.9454 | 2.6182 | 0 | Ground Source Heat Pump | 0.20019 | 0.069083 | 0.098765 | 307 | EMS Optimization | 4.1812 | 0.20622 | 0.019731 | Geothermal Heat Pump | 0.66657 | 0.098472 | 0.14104 | 307 | Pumps - Motor practices-1 (1-5 HP) | 0.29809 | 0.028028 | 0.035897
152 | Wall 2x4 R-0 to Blow-In R-13 Insulation | 5.8866 | 2.0055 | 9.0482 | Water Heater Thermostat Setback | 0.12582 | 0.011333 | 0.024395 | 351 | Cool Roof - DX | 4.1365 | 1.6027 | 0 | Energy Star Uninterruptable Power Supply | 0.65612 | 0.074899 | 0.074899 | 110 | Comp Air - Motor practices-1 (6-100 HP) | 0.2974 | 0.036459 | 0.042277
104 | 19 SEER Split-System Air Conditioner | 5.5921 | 3.1347 | 0 | Exterior Lighting Controls | 0.070704 | 0 | 0 | 711 | Energy Star or Better Monitor | 3.6865 | 0.46726 | 0.70573 | Hot Water Pipe Insulation | 0.57454 | 0.061678 | 0.072869 | 552 | Optimization Refrigeration | 0.28807 | 0.04381 | 0.02929
164 | 19 SEER Split-System Air Conditioner | 5.0607 | 2.2286 | 0 | Floor Insulation | 0.0086773 | 0 | 0.0053383 | 211 | Outdoor Lighting Controls (Photocell/Timeclock) | 3.4855 | 0.28016 | 1.1502e-07 | Freezer-Cooler Replacement Gaskets | 0.51273 | 0.070763 | 0.039269 | 108 | Comp Air - Replace 6-100 HP motor | 0.2673 | 0.032769 | 0.037999
911 | Energy Star TV | 4.9593 | 0.62224 | 0.54436 | Storm Door | 0 | 0 | 0 | 311 | Window Film (Standard) | 3.451 | 0.7185 | -0.11093 | Energy Star Servers | 0.41942 | 0.062426 | 0.043419 | 724 | DX Tune Up/ Advanced Diagnostics | 0.26288 | 0.039837 | 0
931 | Energy Star DVD Player | 4.2989 | 0.54004 | 0.47162 | Heat Pump Tune Up | 0 | 0 | 0 | 344 | Aerosole Duct Sealing | 3.375 | 0.73546 | 0.012479 | Energy Star Fryer | 0.41214 | 0.066807 | 0.020659 | 709 | Window Film (Standard) - Chiller | 0.25695 | 0.040577 | 0.002483
351 | HE Freezer | 4.2487 | 0.56476 | 0.52461 | Duct Insulation | 0 | 0 | 0 | 502 | Strip curtains for walk-ins | 3.2529 | 0.40326 | 0.33109 | CO Sensors for Parking Garage Exhaust | 0.40979 | 0.016495 | 0.016495 | 401 | Bakery - Process (Mixing) - O&M | 0.25576 | 0.031118 | 0.034674
124 | Ceiling R-0 to R-19 Insulation | 4.0227 | 1.4892 | 3.7801 | Central AC Tune Up | 0 | 0 | 0 | 330 | Duct/Pipe Insulation | 3.1669 | 0.6673 | 0 | Tank Wrap on Water Heater | 0.40639 | 0.040707 | 0.041533 | 409 | Efficient practices printing press | 0.25299 | 0.029758 | 0.030067
127 | Weather Strip/Caulk w/Blower Door | 3.9582 | 0.12317 | 0.068945 | Two Speed Pool Pump | 0 | 0 | 0 | 732 | Copier Power Management Enabling | 3.0441 | 0.25805 | 0.63923 | Ceiling Insulation(R12 to R38) | 0.40466 | 0.007473 | 0.014074 | 402 | O&M/drives spinning machines | 0.24505 | 0.04974 | 0.09411
102 | 15 SEER Split-System Air Conditioner | 3.3251 | 1.7397 | 0 | Solar Powered Pool Pumps | 0 | 0 | 0 | 609 | Heat Trap | 2.955 | 0.40489 | 0.2428 | Floating Head Pressure Controls | 0.38413 | 0.049805 | 0.041718 | 111 | Comp Air - Replace 100+ HP motor | 0.24453 | 0.029978 | 0.034762
352 | Freezer recycling | 3.3007 | 0.43874 | 0.40755 | Low Wattage T8 Fixture | 0 | 0 | 0 | 503 | Night covers for display cases | 2.9455 | 0 | 0.2998 | Automatic Door Closer for Walk-in Coolers and Freezers | 0.38253 | 0.051456 | 0.026 | 416 | Process Drives - ASD | 0.23423 | 0.019368 | 0.020341
175 | Window Film | 3.1079 | 1.0361 | 0 | 14 SEER ASHP from base electric resistance heating | 0 | 0 | 0 | 612 | 1.0 gpm Faucet Aerator (DI) -Commercial | 2.9224 | 0.40072 | 0.24336 | Low-Flow Pre-Rinse Sprayers | 0.31271 | 0.042148 | 0.049629 | 429 | Machinery | 0.22987 | 0.037166 | 0.036461
182 | Wall 2x4 R-0 to Blow-In R-13 Insulation | 3.0572 | 1.0808 | 0 | 18 SEER Air Source Heat Pump | 0 | 0 | 0 | 202 | Outdoor Lighting Controls (Photocell/Timeclock) | 2.8551 | 0.23397 | 0.10004 | Floor Insulation | 0.30331 | 0.017982 | 0.013033 | 706 | EMS Optimization - Chiller | 0.22785 | 0.035981 | 0.0022018
120 | Window Tinting | 3.0273 | 1.3868 | 0 | 17 SEER Air Source Heat Pump | 0 | 0 | 0 | 401 | High Efficiency Fan Motor, 15hp, 1800rpm, 92.4% | 2.7544 | 0.36466 | 0.46179 | Destratification Fans | 0.29655 | 0 | 0.060042 | 730 | Roof Insulation | 0.21649 | 0.03362 | 0
162 | 15 SEER Split-System Air Conditioner | 2.9644 | 1.2173 | 0 | 16 SEER Air Source Heat Pump | 0 | 0 | 0 | 314 | Roof Insulation | 2.5161 | 1.3047 | 0.045261 | Instantaneous Hot Water System | 0.29527 | 0.031999 | 0.040969 | 306 | Pumps - ASD (1-5 hp) | 0.21491 | 0.0018275 | 0.025881
222 | LED (10-Watt integral ballast), 0.5 hr/day | 2.6719 | 0.1398 | 0.19932 | 15 SEER Air Source Heat Pump | 0 | 0 | 0 | 506 | Compressor VSD retrofit | 2.4951 | 0.15467 | 0.12698 | Heat Pump Pool Heater | 0.22174 | 0 | 0.0081 | 410 | Efficient Printing press (fewer cylinders) | 0.21451 | 0.025232 | 0.025495
153 | Weather Strip/Caulk w/Blower Door | 2.6275 | 0.080326 | 0.046168 | CFL - 15W Flood (Exterior) | 0 | 0 | 0 | 349 | Ceiling Insulation | 2.3343 | 1.4816 | 0.032255 | Drain Water Heat Recovery | 0.21323 | 0.037435 | 0.047489 | 807 | Flood LED 14W | 0.20725 | 0.077882 | 0.096903
178 | Single Pane Clear Windows to Double Pane Low-E Windows | 2.5846 | 1.367 | 0 | 18 SEER Central AC | 0 | 0 | 0 | 341A | Packaged HP System, EER=11.7, 10 tons | 2.2828 | 0.70814 | 0 | Faucet Aerator | 0.20551 | 0.038564 | 0.034078 | 726 | Optimize Controls | 0.19802 | 0.030753 | 0
191 | HE Room Air Conditioner - EER 11 | 2.5762 | 1.3315 | 0 | 17 SEER Central AC | 0 | 0 | 0 | 508 | Refrigeration Commissioning | 2.199 | 0.27261 | 0.22382 | LED - 14W | 0.19806 | 0.041993 | 0.012474 | 428 | Drives - Scheduling | 0.179 | 0.0051445 | 0.027853
251 | ROB 2L4'T8, 1EB | 2.4064 | 0.1587 | 0.22628 | 16 SEER Central AC | 0 | 0 | 0 | 518 | Ice Machine | 2.199 | 0.27261 | 0.22382 | Infiltration Reduction - Air Sealing | 0.19111 | 0.030848 | 0.033928 | 207 | Fans - Motor practices-1 (1-5 HP) | 0.17496 | 0.017423 | 0.023316
150 | Ceiling R-0 to R-19 Insulation | 2.36 | 0.81422 | 3.6401 | 15 SEER Central AC | 0 | 0 | 0 | 342 | Geothermal Heat Pump, EER=13, 10 tons | 2.1861 | 0.8527 | 0 | Low Flow Shower Head | 0.16682 | 0.01067 | 0.065679 | 551 | Efficient Refrigeration - Operations | 0.1666 | 0.025337 | 0.01694
196 | Reflective Roof | 2.1462 | 0.85124 | 0 |  |  |  |  | 507 | Floating head pressure controls | 2.0908 | 0.25919 | 0.2128 | Refrigerated Display Case Lighting Controls | 0.14456 | 0.019857 | 0.018556 | 418 | Extruders/injection Moulding-multipump | 0.16191 | 0.0077285 | 0.035049
146 | Window Tinting | 1.8377 | 0.8223 | 0 |  |  |  |  | 115 | Lighing Control Tuneup | 1.6199 | 0.31585 | 0.18618 | Air Curtains | 0.12063 | 0 | 0.0073761 | 710 | Roof Insulation - Chiller | 0.15461 | 0.024415 | 0.001494
941 | Energy Star VCR | 1.7744 | 0.22292 | 0.19465 |  |  |  |  | 304 | EMS - Chiller | 1.6093 | 0.31985 | 0.030727 | High Efficiency Data Center Cooling | 0.11832 | 0.027126 | 0.015667 | 417 | O&M - Extruders/Injection Moulding | 0.13673 | 0.0065263 | 0.029597
901 | Energy Star TV | 1.6338 | 0.20544 | 0.17915 |  |  |  |  | 309 | Duct/Pipe Insulation | 1.4674 | 0.29214 | 0.0069079 | Efficient Motor Belts | 0.1115 | 0.015216 | 0.0044662 | 603 | New transformers welding | 0.13297 | 0.020599 | 0.021539
409 | Water Heater Temperature Check and Adjustment | 1.5816 | 0.12476 | 0.34932 |  |  |  |  | 513 | High R-Value Glass Doors | 1.2953 | 0.16057 | 0.13183 | Warehouse Loading Dock Seals | 0.10018 | 0.010365 | 0.0017885 | 206 | Fans - ASD (1-5 hp) | 0.12401 | 0.0011167 | 0.016525
199 | Default Window With Sunscreen | 1.5412 | 1.1673 | -0.17201 |  |  |  |  | 161 | LED Exit Sign | 1.065 | 0.15164 | 0.15938 | Regenerative Drive Elevator Motor | 0.099494 | 0.013469 | 0.0050754 | 604 | Efficient processes (welding, etc.) | 0.11641 | 0.013367 | 0.015786
183 | Weather Strip/Caulk w/Blower Door | 1.376 | 0.042361 | 0 |  |  |  |  | 613 | 1.5 gpm Faucet Aerator (DI) - Commercial | 0.90771 | 0.12447 | 0.075588 | Night Covers for Display Cases | 0.096875 | 0.014551 | 0.0065032 | 503 | Heat Pumps - Drying | 0.11236 | 0.01578 | 0.022196
192 | HE Room Air Conditioner - EER 12 | 1.1966 | 0.6193 | 0 |  |  |  |  | 509 | Demand Hot Gas Defrost | 0.89619 | 0.1111 | 0.091215 | Ceiling Insulation(R19 to R38) | 0.075807 | 0.0013251 | 0.0043239 | 305 | Pumps - Replace 1-5 HP motor | 0.11116 | 0.010453 | 0.013387
180 | Ceiling R-0 to R-19 Insulation | 1.0319 | 0.38049 | 0 |  |  |  |  | 347 | Window Film (Standard) | 0.82992 | 0.18018 | -0.0048603 | Strip Curtains for Walk-ins | 0.05094 | 0.0072444 | 0.0025833 | 502 | Drying (UV/IR) | 0.1006 | 0.011703 | 0.038637
125 | Ceiling R-19 to R-38 Insulation | 1.0314 | 0.36971 | 0.95521 |  |  |  |  | 350 | Roof Insulation | 0.82056 | 0.48079 | 0.011591 | Variable Speed Pool Pump | 0.047098 | 0.011084 | 0.0017205 | 423 | Process control | 0.097618 | 0.0095272 | 0.012732
176 | Window Tinting | 0.96212 | 0.43816 | 0 |  |  |  |  | 124 | Lighing Control Tuneup | 0.80325 | 0.1608 | 0.091863 | ECM Motors on Furnaces | 0.046121 | 0 | 0.00037365 | 508 | Heating - Process Control | 0.097153 | 0.013992 | 0.018952
961 | Energy Star Laptop PC | 0.79248 | 0.099526 | 0.086951 |  |  |  |  | 731 | Energy Star or Better Copier | 0.76346 | 0.098303 | 0.16032 | LED - 9W Flood | 0.045003 | 0 | 0 | 411 | Light cylinders | 0.093266 | 0.01097 | 0.011085
204 | Wall 2x4 R-0 to Blow-In R-13 Insulation | 0.78258 | 0.25396 | 0.26834 |  |  |  |  | 517 | LED Display Lighting | 0.59778 | 0.074106 | 0.060843 | High Speed Fans | 0.023898 | 0.0031459 | 0.0021178 | 419 | Direct drive Extruders | 0.083187 | 0.0039708 | 0.018007
197 | Window Film | 0.60005 | 0.17323 | -0.054487 |  |  |  |  | 606 | Demand controlled circulating systems | 0.43811 | 0.054175 | 0.03921 | Energy Star Steamer | 0.02198 | 0.0032296 | 0.0018753 | 511 | Heating - Scheduling | 0.082007 | 0.0023187 | 0.013539
202 | Ceiling R-0 to R-19 Insulation | 0.57727 | 0.19823 | 0.21028 |  |  |  |  | 345 | Duct/Pipe Insulation | 0.42568 | 0.092866 | 0.0015737 | LED Exterior Lighting | 0.018536 | 0 | 0 | 107 | Comp Air - Motor practices-1 (1-5 HP) | 0.079285 | 0.0097199 | 0.011271
151 | Ceiling R-19 to R-38 Insulation | 0.57664 | 0.19668 | 0.88802 |  |  |  |  | 504 | Evaporator fan controller for MT walk-ins | 0.36278 | 0.044973 | 0.036924 | Solar Pool Heater | 0.017649 | 0 | 0.00064473 | 703 | EMS - Chiller | 0.072426 | 0.0022877 | 0.00069987
200 | Single Pane Clear Windows to Double Pane Low-E Windows | 0.49463 | 0.26788 | 0.067394 |  |  |  |  | 604 | Solar Water Heater | 0.13769 | 0.019016 | 0.011261 | LED Display Lighting (Exterior) | 0.014491 | 0 | 0 | 501 | Bakery - Process | 0.067401 | 0.0082004 | 0.0091376
181 | Ceiling R-19 to R-38 Insulation | 0.29663 | 0.1054 | 0 |  |  |  |  | 610 | Hot Water Pipe Insulation | 0.11506 | 0.015891 | 0.0094108 | Solar Powered Pool Pump | 0.010676 | 0.0025125 | 0.00038999 | 205 | Fans - Replace 1-5 HP motor | 0.065247 | 0.0064973 | 0.0086951
205 | Weather Strip/Caulk w/Blower Door | 0.20234 | 0.0063965 | 0.0035965 |  |  |  |  | 722 | Monitor Power Management Enabling | 0.023883 | 0.0019929 | 0.004572 | Green Roof | 0.0095179 | 0.003501 | 0 | 424 | Process optimization | 0.063943 | 0.0062407 | 0.0083398
198 | Window Tinting | 0.16779 | 0.079055 | 0 |  |  |  |  | 721 | Energy Star or Better Monitor | 0.00028099 | 3.5615e-05 | 5.3791e-05 | LED Display Lighting (Interior) | 0.0081976 | 0.001782 | 0.00051024 | 106 | Comp Air - ASD (1-5 hp) | 0.058946 | 0.00065354 | 0.0083796
203 | Ceiling R-19 to R-38 Insulation | 0.1578 | 0.051578 | 0.055121 |  |  |  |  | 321 | DX Packaged System, EER=10.9, 10 tons | 0 | 0 | 0 | 10HP Open Drip-Proof(ODP) Motor | 0.0054425 | 0.000712 | 0.00052716 | 420 | Injection Moulding - Impulse Cooling | 0.058855 | 0.0028093 | 0.01274
101 | Base 14 SEER Split-System Air Conditioner | 0 | 0 | 0 |  |  |  |  | 341 | Packaged HP System, EER=10.9, 10 tons | 0 | 0 | 0 | Ceiling Insulation(R30 to R38) | 0.0012765 | 0 | 0.00057581 | 421 | Injection Moulding - Direct drive | 0.05138 | 0.0024525 | 0.011122
109 | HVAC Proper Sizing | 0 | 0 | 0 |  |  |  |  | 601 | High Efficiency Water Heater (electric) | 0 | 0 | 0 | High Efficiency HID Lighting | 0 | 0 | 0 | 412 | Efficient drives | 0.049016 | 0.0057655 | 0.0058255
131 | Base 14 SEER Split-System Heat Pump | 0 | 0 | 0 |  |  |  |  | 317 | Thermal Energy Storage (TES) | -2.0901 | 7.324 | 0.020128 | HVAC tune-up | 0 | 0 | 0 | 504 | Top-heating (glass) | 0.048219 | 0.004706 | 0.0062889
135 | HVAC Proper Sizing | 0 | 0 | 0 | [9 empty] | Refrigerated Display Case LED Lighting | 0 | 0 | 0 | 505 | Efficient electric melting | 0.047231 | 0.0068023 | 0.0092133
161 | Base 14 SEER Split-System Air Conditioner | 0 | 0 | 0 | [9 empty] | LED Street Lights | 0 | 0 | 0 | 426 | Efficient drives - rolling | 0.046527 | 0.006701 | 0.0090761
165 | HVAC Proper Sizing | 0 | 0 | 0 | [9 empty] | High Bay Fluorescent (T5) | 0 | 0 | 0 | 425 | Drives - Process Control | 0.038752 | 0.0055812 | 0.0075594
610 | High Efficiency CD (EF=3.01 w/moisture sensor) | 0 | 0 | 0 | [9 empty] | Premium T8 - Lamp Replacement | 0 | 0 | 0 | 105 | Comp Air - Replace 1-5 HP motor | 0.029568 | 0.0036248 | 0.0042033
100 | Base 13 SEER Split-System Air Conditioner & Strip Heater | [12 empty] | HVAC tune-up_RTU | 0 | 0 | 0 | 315 | Refinery Controls | 0.017258 | 0.0012854 | 0.0016168
108 | 13 EER Geothermal Heat Pump | [12 empty] | Programmable Thermostat | 0 | 0 | 0 | 507 | Near Net Shape Casting | 0.017183 | 0.0024748 | 0.0033519
110 | Attic Venting | [12 empty] | LED Traffic and Crosswalk Lighting | 0 | 0 | 0 | 901 | Replace V-belts | 0.008704 | 0.0010818 | 0.0014083
130 | Base 13 SEER Split-System Heat Pump | [12 empty] | High Efficiency PTAC | 0 | 0 | 0 | 430 | Efficient Machinery | 0.0074127 | 0.00076719 | 0.00095877
134 | 13 EER Geothermal Heat Pump | [12 empty] | Premium T8 - Fixture Replacement | 0 | 0 | 0 | 902 | Membranes for wastewater | 0.0052111 | 0.0010578 | 0.0020013
136 | Attic Venting | [12 empty] | CFL-23W | 0 | 0 | 0 | 115 | Refinery Controls | 0.0039064 | 0.00029095 | 0.00036597
160 | Base 13 SEER Split-System Air Conditioner & Gas Heat | [12 empty] | Energy Star Commercial Glass Door Refrigerator | 0 | 0 | 0 | 216 | Refinery Controls | 0.0032013 | 0.00023844 | 0.00029991
166 | Attic Venting | [12 empty] | Two Speed Pool Pump | 0 | 0 | 0 | 314 | Power recovery | 0.0029028 | 0.00021621 | 0.00027195
190 | Base 9 EER Room Air Conditioner & Strip Heater | [12 empty] | High Efficiency PTHP | 0 | 0 | 0 | 506 | Intelligent extruder (DOE) | 0.001874 | 0.0002699 | 0.00036556
| Base 10 EER Room Air Conditioner & Strip Heater | [12 empty] | Energy Star Commercial Glass Door Freezer | 0 | 0 | 0 | 114 | Power recovery | 0.00075416 | 5.617e-05 | 7.0653e-05
220 | Base Lighting (60-Watt incandescent), 0.5 hr/hday | [12 empty] | CFL - 15W Flood | 0 | 0 | 0 | 602 | Efficient desalter | 0.00070865 | 5.278e-05 | 6.6389e-05
220 | Base Lighting (43-Watt incandescent), 0.5 hr/hday | [12 empty] | Thermal Energy Storage | -2.1328 | 13.4032 | 3.8845 | 605 | Process control | 0.00053947 | 5.5833e-05 | 6.9776e-05
230 | Base Lighting (60-Watt incandescent), 2.5 hr/hday | [16 empty] | 215 | Power recovery | 0.00053661 | 3.9967e-05 | 5.0272e-05
230 | Base Lighting (43-Watt incandescent), 2.5 hr/hday | [16 empty] | 607 | Refinery Controls | 8.1767e-05 | 6.09e-06 | 7.6603e-06
240 | Base Lighting (60-Watt incandescent), 6.0 hr/hday | [16 empty] | 606 | Power recovery | 1.428e-05 | 1.0636e-06 | 1.3378e-06
240 | Base Lighting (43-Watt incandescent), 6.0 hr/hday | [17 empty] | Base DX Packaged System, EER=11.2, 10 tons | 0 | 0 | 0
250 | Base Fluorescent Fixture, 2L4'T12, 40W, 1EEMAG | [17 empty] | New Base Compressed Air
250 | Base Fluorescent Fixture, 2L4'T12, 34W, 1EE | [17 empty] | New Base Fans
260 | Base Outdoor Lighting | [17 empty] | New Base Pumps
261 | CFL - medium screw based <30 Watts | [16 empty] | 400 | Base Drives
262 | Photocell/timeclock | [16 empty] | 500 | Base Heating
300 | Base Refrigerator (18 cf w/top-mount freezer, no through-door ice) | [16 empty] | 550 | Base Refrigeration
300 | Base Refrigerator (18 cf w/top-mount freezer, no through-door ice) -10% | [16 empty] | 600 | Base Other Process
350 | Base Freezer | [16 empty] | 700 | Base Centrifugal Chiller, 0.58 kW/ton, 500 tons
350 | Base Freezer -25% | [16 empty] | 800 | Base T8
400 | Base 40 gal. Water Heating (EF=0.92) | [16 empty] | 900 | Base Other
400 | Base 40 gal. Water Heating (EF=0.948)
402 | HE Water Heater (EF=0.93)
500 | Base Clotheswasher (MEF=1.6)
501 | Energy Star CW CEE Tier 1 (MEF=1.8)
600 | Base Clothes Dryer (EF=3.01)
600 | Base Clothes Dryer (EF=3.73)
700 | Base Dishwasher (EF=0.46)
800 | Base Pool Pump and Motor (1.5 hp)
900 | Base CRT TV
910 | Base Large-screen TV
920 | Base Set-Top Box
930 | Base DVD Player
940 | Base VCR
950 | Base Desktop PC
960 | Base Laptop PC

## ByIndustryCompare
Technical Potential for Residential by Building Type from 2009 ITRON study |  |  | Technical Potential for Residential by Building Type from 2020 study |  |  | Technical Potential for Commercial by Building Type from 2009 ITRON study |  |  | Technical Potential for Commericial by Building Type from 2020 study |  |  | Technical Potential for Industrial by Building Type from 2009 ITRON study |  |  | Technical Potential for Industrial by Building Type from 2020 study
| Building Type | Percentage |  | Row Labels | Sum of 2020 Energy Savings |  | Building Type | Percentage |  | Row Labels | Sum of 2020 Energy Savings |  | Building Type | Percentage |  | Row Labels | Sum of 2020 Energy Savings
| Single Family | 75.3% |  | Single Family | 77.87% |  | Office | 33.9% |  | Retail | 23.11% |  | Paper | 34.5% |  | Other | 42.55%
| Multi Attached | 18.6% |  | Multi-Family | 16.11% |  | Rest./Serv. | 11.4% |  | Offices | 16.97% |  | Chemicals | 30.8% |  | Lumber/Furniture/Pulp/Paper | 30.11%
| Mobile Home | 6.1% |  | Manufactured Home | 6.022% |  | Retail | 10.5% |  | Institutional | 10.17% |  | Machinery | 6.6% |  | Chemicals and Plastics | 12.35%
|  |  |  | Grand Total | 100% |  | Grocery | 9.6% |  | Schools K-12 | 8.32% |  | Lumber | 6% |  | Water and Wastewater | 3.959%
[7 empty] | Other Com. | 8.2% |  | Miscellaneous | 7.988% |  | Stone-Clay-Glass | 4.6% |  | Miscellaneous Manufacturing | 3.549%
[7 empty] | School | 6.1% |  | Restaurants | 7.203% |  | Transp. Equip | 3% |  | Metal Products and Machinery | 3.162%
[7 empty] | Hospital | 5.5% |  | Grocery | 6.27% |  | Fab. Metals | 2.9% |  | Electrical and Electronic Equip. | 1.312%
[7 empty] | College | 5% |  | Lodging/Hospitality | 4.456% |  | Electronics | 2.8% |  | Transportation Equipment | 1.228%
[7 empty] | Lodging | 4.9% |  | Hospitals | 4.04% |  | Food | 2.5% |  | Construction | 0.8485%
[7 empty] | Health | 3.3% |  | Healthcare | 3.999% |  | Textiles | 1.6% |  | Textiles and Leather | 0.4654%
[7 empty] | Warehouse | 1.7% |  | Warehouse | 2.666% |  | Printing | 1.5% |  | Primary Resources Industries | 0.3939%
[10 empty] | Assembly | 2.589% |  | Rubber/Plastics | 0.8% |  | Stone/Clay/Glass/Concrete | 0.06722%
[10 empty] | College and University | 2.211% |  | Prim. Metals | 0.8% |  | Agriculture and Assembly | 0%
[10 empty] | (blank) | 0% |  | Misc. Ind | 0.7% |  | (blank) | 0%
[10 empty] | Grand Total | 100% |  | Petroleum | 0.6% |  | Grand Total | 100%
[13 empty] | Instruments | 0.3%
Breakdown of Total Annual Residential Electricity Sales from 2009 ITRON study |  |  | Breakdown of Total Annual Residential Electricity Sales from 2020 study |  |  | Breakdown of Total Annual Commercial Electricity Sales from 2009 ITRON study |  |  | Breakdown of Total Annual Commercial Electricity Sales from 2020 study |  |  | Breakdown of Total Annual Industrial Electricity Sales from 2009 ITRON study |  |  | Breakdown of Total Annual Industrial Electricity Sales from 2020 study
| Building Type | Percentage |  | Building Type | Percentage |  | Building Type | Percentage |  | Building Type | Percentage |  | Building Type | Percentage |  | Building Type | Percentage
| Single Family | 74% |  | Single Family | 79.11% |  | Office | 31% |  | Offices | 18.51% |  | Paper | 33% |  | Other | 53.18%
| Multi Attached | 19% |  | Multi-Family | 15.31% |  | Restaurant | 15% |  | Retail | 17.75% |  | Chemicals | 31% |  | Lumber/Furniture/Pulp/Paper | 21.12%
| Mobile Home | 7% |  | Manufactured Home | 5.58% |  | Other | 11% |  | Institutional | 11.16% |  | Lumber | 7% |  | Chemicals and Plastics | 11.51%
[7 empty] | Retail | 11% |  | Miscellaneous | 10.09% |  | Ind Machinery | 6% |  | Water and Wastewater | 3.955%
[7 empty] | Grocery | 7% |  | Restaurants | 8.314% |  | Stone-Clay-Glass | 5% |  | Metal Products and Machinery | 2.895%
[7 empty] | Hospital | 6% |  | Schools K-12 | 7.883% |  | Fab Metals | 3% |  | Miscellaneous Manufacturing | 2.684%
[7 empty] | Lodging | 5% |  | Lodging/Hospitality | 5.866% |  | Electronics | 3% |  | Electrical and Electronic Equip. | 1.624%
[7 empty] | School | 5% |  | Grocery | 4.979% |  | Transp Equip | 3% |  | Transportation Equipment | 0.9887%
[7 empty] | College | 4% |  | Hospitals | 4.636% |  | Printing | 2% |  | Construction | 0.8475%
[7 empty] | Other Health | 3% |  | Healthcare | 4.132% |  | Food | 2% |  | Primary Resources Industries | 0.7062%
[7 empty] | Warehouse | 2% |  | College and University | 2.858% |  | Textiles | 2% |  | Textiles and Leather | 0.4237%
[10 empty] | Assembly | 2.065% |  | Rubber-Plastics | 1% |  | Stone/Clay/Glass/ Concrete | 0.07062%
[10 empty] | Warehouse | 1.759% |  | Primary Metals | 1% |  | Agriculture and Assembly | 0%
[13 empty] | Misc Ind | 1%
[13 empty] | Petroleum | 0%
[13 empty] | Instruments | 0%

## ByEndUseCompare
Technical Potential for Residential by End Use from 2009 ITRON study |  |  | Technical Potential for Residential by End Use from 2020 study |  |  | Technical Potential for Commercial by End Use from 2009 ITRON study |  |  | Technical Potential for Commercial by End Use from 2020 study |  |  | Technical Potential for Industrial by End Use from 2009 ITRON study |  |  | Technical Potential for Industrial by End Use from 2020 study
| End Use | Percentage |  | Row Labels | Sum of 2020 Energy Savings |  | End Use | Percentage |  | Row Labels | Sum of 2020 Energy Savings |  | End Use | Percentage |  | Row Labels | Sum of 2020 Energy Savings
| Heat Pump | 25.8% |  | Space Cooling | 38.65% |  | Lighting | 41.6% |  | Interior Lighting | 35.47% |  | Pumps | 45% |  | Motors Pumps | 34.87%
| Central AC | 22.7% |  | Domestic Hot Water | 18.89% |  | Cooling | 30.7% |  | Space Cooling | 32.41% |  | Fans | 13.4% |  | Industrial Lighting | 19.23%
| Appliances | 16.4% |  | Appliances | 11.69% |  | Ventilation | 10.8% |  | Refrigeration | 6.776% |  | Comp. Air | 10.8% |  | Motors Fans Blowers | 15.89%
| Water Heat | 16.4% |  | Space Heating | 11.08% |  | Office Equip. | 6.6% |  | Space Heating | 5.097% |  | Lighting | 10.1% |  | HVAC | 15.21%
| Lighting | 12.7% |  | Miscellaneous | 6.463% |  | Refrigeration | 5.2% |  | Domestic Hot Water | 4.57% |  | Drives | 9.3% |  | Compressed Air | 6.99%
| Refrigeration | 3.4% |  | Electronics | 5.01% |  | Water Heat | 3.4% |  | Miscellaneous | 3.569% |  | Cooling | 9% |  | Process Heating | 2.207%
| Plug Load | 1.9% |  | Lighting | 4.831% |  | Vending | 1% |  | Ventilation and Circulation | 3.474% |  | Other Process | 1.3% |  | Process Cooling | 2.093%
| Room AC | 0.7% |  | Cooking | 3.382% |  | Cooking | 0.7% |  | Office Equipment | 3.24% |  | Process Heat | 0.8% |  | Other | 1.443%
|  |  |  | Grand Total | 100% |  |  |  |  | Exterior Lighting | 3.133% |  | Refrigeration | 0.3% |  | Process Specific | 1.08%
[10 empty] | Cooking | 2.261% |  |  |  |  | Exterior Lighting | 0.9848%
[10 empty] | (blank) | 0% |  |  |  |  | (blank) | 0%
[10 empty] | Grand Total | 100% |  |  |  |  | Grand Total | 100%
Residential Summer System Peak Demand Savings by End Use from 2009 ITRON study |  |  | Summer System Peak Demand Savings for Residential by End Use from 2020 study |  |  | Commercial Summer System Peak Demand Savings by End Use from 2009 ITRON study |  |  | Summer System Peak Demand Savings for Commercial by End Use from 2020 study |  |  | Industrial Summer System Peak Demand Savings by End Use from 2009 ITRON study |  |  |  | Summer System Peak Demand Savings for Industrial by End Use from 2020 study
| End Use | Percentage |  | Row Labels | Sum of 2020 Summer Peak Savings |  | End Use | Percentage |  | Row Labels | Sum of 2020 Summer Peak Savings |  | End Use | Percentage |  | Row Labels | Sum of 2020 Summer Peak Savings
| Heat Pump | 40.8% |  | Space Cooling | 77.7% |  | Cooling | 43.3% |  | Space Cooling | 56.16% |  | Pumps | 40.1% |  | Motors Pumps | 34.43%
| Central AC | 35.2% |  | Appliances | 5.765% |  | Lighting | 37% |  | Interior Lighting | 27.38% |  | Cooling | 13.2% |  | Industrial Lighting | 20.13%
| Appliances | 10.7% |  | Miscellaneous | 5.678% |  | Ventilation | 10.9% |  | Refrigeration | 4.479% |  | Comp. Air | 12.4% |  | HVAC | 15.89%
| Water Heat | 7% |  | Domestic Hot Water | 5.031% |  | Refrigeration | 2.8% |  | Miscellaneous | 3.305% |  | Lighting | 11.9% |  | Motors Fans Blowers | 15.69%
| Lighting | 2.4% |  | Cooking | 3.076% |  | Office Equip. | 2.8% |  | Ventilation and Circulation | 2.572% |  | Fans | 10.2% |  | Compressed Air | 6.902%
| Refrigeration | 1.7% |  | Electronics | 1.398% |  | Water Heat | 2.3% |  | Domestic Hot Water | 2.221% |  | Drives | 9.3% |  | Process Heating | 2.228%
| Room AC | 1.3% |  | Lighting | 1.354% |  | Cooking | 0.5% |  | Office Equipment | 2.042% |  | Other Process | 1.2% |  | Process Cooling | 2.113%
| Plug Load | 0.9% |  | Space Heating | 0% |  | Vending | 0.4% |  | Cooking | 1.847% |  | Process Heat | 1.1% |  | Other | 1.527%
|  |  |  | Grand Total | 100% |  |  |  |  | Exterior Lighting | 0% |  | Refrigeration | 0.4% |  | Process Specific | 1.091%
[10 empty] | (blank) | 0% |  |  |  |  | Exterior Lighting | 0%
[10 empty] | Space Heating | 0% |  |  |  |  | (blank) | 0%
[10 empty] | Grand Total | 100% |  |  |  |  | Grand Total | 100%
Residential Winter System Peak Demand Savings by End Use from 2009 ITRON study |  |  | Winter System Peak Demand Savings for Residential by End Use from 2020 study |  |  | Commercial Winter System Peak Demand Savings by End Use from 2009 ITRON study |  |  | Winter System Peak Demand Savings for Commercial by End Use from 2020 study |  |  | Industrial Winter System Peak Demand Savings by End Use from 2009 ITRON study |  |  |  | Winter System Peak Demand Savings for Industrial by End Use from 2020 study
| End Use | Percentage |  | Row Labels | Sum of 2020 Winter Peak Savings |  | End Use | Percentage |  | Row Labels | Sum of 2020 Winter Peak Savings |  | End Use | Percentage |  | Row Labels | Sum of 2020 Winter Peak Savings
| Central AC | 33.8% |  | Space Heating | 70.83% |  | Lighting | 38.9% |  | Interior Lighting | 34.44% |  | Pumps | 46% |  | Motors Pumps | 34.4%
| Heat Pump | 32.6% |  | Domestic Hot Water | 18.77% |  | Ventilation | 36.4% |  | Ventilation and Circulation | 15.5% |  | Fans | 15.3% |  | Industrial Lighting | 20.09%
| Water Heat | 17.6% |  | Appliances | 5.664% |  | Office Equip. | 11.4% |  | Space Cooling | 12.83% |  | Comp. Air | 13% |  | HVAC | 15.91%
| Appliances | 6.8% |  | Lighting | 2.777% |  | Cooling | 5.2% |  | Space Heating | 11.24% |  | Lighting | 12.3% |  | Motors Fans Blowers | 15.68%
| Lighting | 5.5% |  | Cooking | 1.729% |  | Refrigeration | 4.6% |  | Refrigeration | 7.291% |  | Drives | 10.5% |  | Compressed Air | 6.896%
| Refrigeration | 2.4% |  | Electronics | 1.257% |  | Water Heat | 2.5% |  | Miscellaneous | 6.874% |  | Process Heat | 1.2% |  | Process Heating | 2.231%
| Plug Load | 1.2% |  | Miscellaneous | 0.4399% |  | Vending | 0.8% |  | Domestic Hot Water | 5.628% |  | Other Process | 1% |  | Process Cooling | 2.115%
| Room AC | 0.1% |  | Space Cooling | -1.474% |  | Cooking | 0.2% |  | Office Equipment | 2.534% |  | Cooling | 0.3% |  | Other | 1.595%
|  |  |  | Grand Total | 100% |  |  |  |  | Exterior Lighting | 2.038% |  | Refrigeration | 0.2% |  | Process Specific | 1.092%
[10 empty] | Cooking | 1.615% |  |  |  |  | Exterior Lighting | 0.001128%
[10 empty] | (blank) | 0% |  |  |  |  | (blank) | 0%
[10 empty] | Grand Total | 100% |  |  |  |  | Grand Total | 100%
Breakdown of Total Annual Residential Electricity Sales from 2009 ITRON study |  |  | Breakdown of Total Annual Residential Electricity Sales from 2020 study |  |  | Breakdown of Total Annual Commercial Electricity Sales from 2009 ITRON study |  |  | Breakdown of Total Annual Commercial Electricity Sales from 2013 study |  |  | Breakdown of Total Annual Industrial Electricity Sales from 2009 ITRON study |  |  | Breakdown of Total Annual Industrial Electricity Sales from 2013 study
| End Use | Percentage |  | End Use | Percentage |  | End Use | Percentage |  | End Use | Percentage |  | End Use | Percentage |  | End Use | Percentage
| HVAC | 37% |  | Space Cooling | 7.6% |  | Cooling | 28% |  | Interior Lighting | 3.827% |  | Proc Drives | 27% |  | Industrial Lighting | 7.615%
| Water Heating | 13% |  | Appliances | 15.9% |  | Indoor Light | 26% |  | Space Cooling | 5.464% |  | Pumps | 21% |  | Motors Fans Blowers | 12.68%
| Lighting | 11% |  | Miscellaneous | 10.4% |  | Miscellaneous | 20% |  | Office Equipment | 3.45% |  | Fans | 10% |  | Compressed Air | 6.341%
| Refrigerator/Freezer | 10% |  | Domestic Hot Water | 14.5% |  | Ventilation | 9% |  | Miscellaneous | 6.562% |  | HVAC | 8% |  | Process Cooling | 5.874%
| Other Misc | 8% |  | Space Heating | 20.4% |  | Outdoor Light | 6% |  | Ventilation and Circulation | 26.93% |  | Proc Other | 7% |  | Other | 5.51%
| Clothes Dryer | 6% |  | Cooking | 3% |  | Office Equip | 5% |  | Refrigeration | 8.353% |  | Lighting | 6% |  | Exterior Lighting | 0.8665%
| Clothes Washer | 6% |  | Electronics | 22.9% |  | Refrigeration | 3% |  | Space Heating | 10.25% |  | Proc Heat | 6% |  | Motors Pumps | 26.63%
| Major Electronics | 3% |  | Lighting | 5.3% |  | Water Heating | 1% |  | Cooking | 27.55% |  | Other | 5% |  | Process Heating | 13.6%
| Pool Pump | 3% |  |  |  |  | Vending | 1% |  | Exterior Lighting | 2.631% |  | Proc Cool | 5% |  | HVAC | 13.44%
| Dishwashers | 3% |  |  |  |  | Com Cooking | 1% |  | Domestic Hot Water | 4.988% |  | Comp Air | 5% |  | Process Specific | 7.439%

## FL2013
from "Gulf Delta" tab
Gulf TP Comparison of Changes
| System Total - Technical Potential |  |  | TP as % Sales |  | Residential |  |  | Commercial |  |  | Industrial
| GWH | Percent Change | Cumulative Delta | Sales MWH | TP % of Sales | GWH | Percent Change | Cumulative Delta | GWH | Percent Change | Cumulative Delta | GWH | Percent Change | Cumulative Delta
ITRON Original (ES-1) | 3304.1926 |  |  | 11495379.491 | 28.74% | 1949.9698 |  |  | 1186.7145 |  |  | 167.5083
Minus Standard Changes | 2845.1792 | -13.89% | -13.89% | 10636853.089 | 26.75% | 1635.4665 | -16.13% | -16.13% | 1048.0555 | -11.68% | -11.68% | 161.6572 | -3.493% | -3.493%
New Measures Added | 3329.3399 | 14.65% | 0.7611% | 10636853.089 | 31.3% | 1856.7638 | 11.35% | -4.78% | 1299.0379 | 21.15% | 9.465% | 173.5383 | 7.093% | 3.6%
System Adj Factor Applied | 3397.6 | 2.066% | 2.827% | 10636853.089 | 31.94% | 1894 | 1.91% | -2.87% | 1326.51 | 2.315% | 11.78% | 177.09 | 2.12% | 5.72%
GWH minus Completion | [6 empty] | -100% | -100%
07 - 12 complettions
System Adjust Factor | [5 empty] | 2.031% |  |  | 2.031% |  |  | 2.031%
Number of New Measures | 27 |  |  |  |  | 7 |  |  | 15 |  |  | 5
from "Gulf System Fact" tab
Year | Population | Members per Household | Residential GWh | Residential Customer | Residential Use/Customer (KWH) | Commercial GWh | Commercial Customer | Commercial Use/Customer (KWH) | Industrial GWh | Industrial Customer | Industrial Use/Customer (KWH) | Total no. of Customers | Summer Peak (MW) | Summer Peak/Customer (KW) | Winter Peak (MW) | Winter Peak/Customer (KW) | Total Sales
2003 | 762960 | 2.58 | 5101 | 338631 | 15063.5943 | 3614 | 50420 | 71677.9056 | 2147 | 285 | 7533333.3333 | 389809 | 2582 | 6.6238 | 2856 | 7.3267 | 10862
2004 | 778000 | 2.58 | 5215 | 345467 | 15095.5084 | 3695 | 51981 | 71083.6652 | 2113 | 279 | 7573476.7025 | 398200 | 2752 | 6.9111 | 2445 | 6.1401 | 11023
2005 | 787530 | 2.58 | 5320 | 350404 | 15182.4751 | 3736 | 52916 | 70602.4643 | 2161 | 295 | 7325423.7288 | 404086 | 2768 | 6.85 | 2518 | 6.2313 | 11217
2006 | 792740 | 2.57 | 5425 | 360930 | 15030.6154 | 3843 | 53479 | 71859.9824 | 2136 | 294 | 7265306.1224 | 415185 | 2828 | 6.8114 | 2476 | 5.9636 | 11404
2007 | 791840 | 2.56 | 5477 | 371213 | 14754.3324 | 3971 | 53791 | 73822.7585 | 2048 | 303 | 6759075.9076 | 425793 | 2989 | 7.0198 | 2644 | 6.2096 | 11496
2008 | 793570 | 2.56 | 5349 | 374709 | 14275.0775 | 3961 | 53810 | 73610.853 | 2211 | 291 | 7597938.1443 | 429302 | 2898 | 6.7505 | 2793 | 6.5059 | 11521
2009 | 795760 | 2.55 | 5254 | 374010 | 14047.7527 | 3896 | 53414 | 72939.6787 | 1727 | 280 | 6167857.1429 | 428206 | 2909 | 6.7935 | 2757 | 6.4385 | 10877
2010 | 800920 | 2.54 | 5651 | 375847 | 15035.3734 | 3997 | 53349 | 74921.7417 | 1686 | 275 | 6130909.0909 | 430030 | 2896 | 6.7344 | 2996 | 6.967 | 11334
2011 | 807070 | 2.55 | 5305 | 378157 | 14028.5649 | 3911 | 53409 | 73227.3587 | 1799 | 273 | 6589743.5897 | 432403 | 2919 | 6.7506 | 2950 | 6.8223 | 11015
2012 | 813960 | 2.55 | 5054 | 379897 | 13303.606 | 3859 | 53706 | 71854.169 | 1725 | 267 | 6460674.1573 | 434441 | 2769 | 6.3737 | 2621 | 6.033 | 10638
Summary from 2013 Revision | [6 empty] | from "Technical Potential for Electric Energy and Peak Demand Savings in Gulf Power"
| RES | COM | IND | System |  |  |  | RES | COM | IND | Total
Baseline Forecast (GWh) | 4938.506 | 3657.0241 | 2041.323 | 10636.8531 |  |  | Baseline Forecast (GWh) | 5148 | 3783 | 886 | 9817
Technical Potential (GWh) | 1894 | 1326.51 | 177.09 | 3397.6 |  |  | Technical Potential (GWh) | 1968 | 1210 | 167 | 3345
Saving as Percentage (%) | 38.35% | 36.27% | 8.675% | 31.94% |  |  | Saving as Percentage (%) | 38.23% | 31.99% | 18.85% | 34.07%

## Appendix (hidden)
Appendix:
| Number of Customers by Customer Class from 10-year site plan |  |  |  |  | String | % of facility
|  | RES | COM | IND |  | Compressed Air Controls_Agriculture and Assembly | 0.065574
| 2020 | 415321 | 57696 | 252 |  | Compressed Air Equipment_Agriculture and Assembly | 0.081967
[6 empty] | Compressed Air System Optimization_Agriculture and Assembly | 0.25943
[6 empty] | Plant Energy Management_Agriculture and Assembly | 0.24682
| IND Customer Accounts by Segment |  |  |  |  | Building Envelope Improvements_Agriculture and Assembly | 0.62295
|  |  |  | % segmentation | Customer Counts | HVAC Equipment Upgrades_Agriculture and Assembly | 0.13115
|  | Segment1 | Agriculture and Assembly | 0% | 0 | HVAC Improved Controls_Agriculture and Assembly | 0.098361
|  | Segment2 | Chemicals and Plastics | 10.39% | 26.1818 | HVAC Recommissioning_Agriculture and Assembly | 0.04918
|  | Segment3 | Construction | 5.195% | 13.0909 | Efficient Lighting - High Bay_Agriculture and Assembly | 0.2
|  | Segment4 | Electrical and Electronic Equip. | 7.792% | 19.6364 | Efficient Lighting - Other Interior Lighting_Agriculture and Assembly | 0.25
|  | Segment5 | Lumber/Furniture/Pulp/Paper | 36.36% | 91.6364 | Lighting Controls_Agriculture and Assembly | 0.3
|  | Segment6 | Metal Products and Machinery | 6.494% | 16.3636 | Lighting Controls - Exterior_Agriculture and Assembly | 0.3
|  | Segment7 | Miscellaneous Manufacturing | 9.091% | 22.9091 | Fan Equipment Upgrades_Agriculture and Assembly | 0.75104
|  | Segment8 | Primary Resources Industries | 3.463% | 8.7273 | Fan Improved Controls_Agriculture and Assembly | 0.33797
|  | Segment9 | Stone/Clay/Glass/Concrete | 0.8658% | 2.1818 | Motor Equipment Upgrades_Agriculture and Assembly | 0.42623
|  | Segment10 | Textiles and Leather | 1.732% | 4.3636 | Motor Improved Controls_Agriculture and Assembly | 0.32888
|  | Segment11 | Transportation Equipment | 1.299% | 3.2727 | Motor Optimization_Agriculture and Assembly | 0.27
|  | Segment12 | Water and Wastewater | 10.39% | 26.1818 | Pump Equipment Upgrade_Agriculture and Assembly | 0.73722
|  | Segment13 | Other | 6.926% | 17.4545 | Pump Improved Controls_Agriculture and Assembly | 0.33175
[6 empty] | Pump System Optimization_Agriculture and Assembly | 0.04918
[6 empty] | Process Refrig Controls_Agriculture and Assembly | 0.35157
[6 empty] | Process Refrig Equipment Upgrade_Agriculture and Assembly | 0.21
| Com Customer Accounts by Segment |  |  |  |  | Process Refrig System Optimization_Agriculture and Assembly | 0.44
|  |  |  | % segmentation | Customer Counts | Process Heat Improved Controls_Agriculture and Assembly | 0.33732
|  | Segment1 | Assembly | 1.468% | 846.893 | Process Heat System Optimization_Agriculture and Assembly | 0.42623
|  | Segment2 | College and University | 0.1951% | 112.5625 | Process Other Systems Optimization_Agriculture and Assembly | 0.27363
|  | Segment3 | Grocery | 0.4751% | 274.1128 | Efficient Lighting - Exterior_Agriculture and Assembly | 0.15289
|  | Segment4 | Healthcare | 4.393% | 2534.5404 | Compressed Air Controls_Chemicals and Plastics | 0.17082
|  | Segment5 | Hospitals | 0.4698% | 271.0738 | Compressed Air Equipment_Chemicals and Plastics | 0.10821
|  | Segment6 | Institutional | 15.31% | 8833.482 | Compressed Air System Optimization_Chemicals and Plastics | 0.25943
|  | Segment7 | Lodging/Hospitality | 2.669% | 1540.0155 | Plant Energy Management_Chemicals and Plastics | 0.15021
|  | Segment8 | Miscellaneous | 37.96% | 21903.617 | Building Envelope Improvements_Chemicals and Plastics | 0.26068
|  | Segment9 | Offices | 19.67% | 11348.3908 | HVAC Equipment Upgrades_Chemicals and Plastics | 0.11767
|  | Segment10 | Restaurants | 4.321% | 2492.9676 | HVAC Improved Controls_Chemicals and Plastics | 0.10916
|  | Segment11 | Retail | 9.791% | 5649.276 | Efficient Lighting - High Bay_Chemicals and Plastics | 0.2
|  | Segment12 | Schools K-12 | 2.691% | 1552.6575 | Efficient Lighting - Other Interior Lighting_Chemicals and Plastics | 0.25
|  | Segment13 | Warehouse | 0.5831% | 336.4111 | Lighting Controls_Chemicals and Plastics | 0.3
[6 empty] | Lighting Controls - Exterior_Chemicals and Plastics | 0.3
[6 empty] | Fan Equipment Upgrades_Chemicals and Plastics | 0.34281
[6 empty] | Fan Improved Controls_Chemicals and Plastics | 0.14876
| Res Customer Accounts by Segment |  |  |  |  | Fan System Optimization_Chemicals and Plastics | 0.042916
|  |  |  | % segmentation | Customer Counts | Motor Equipment Upgrades_Chemicals and Plastics | 0.30437
|  | Segment1 | Single Family | 72.44% | 300867.1849 | Motor Improved Controls_Chemicals and Plastics | 0.16907
|  | Segment2 | Multi-Family | 21.61% | 89752.7752 | Motor Optimization_Chemicals and Plastics | 0.44625
|  | Segment3 | Manufactured Home | 5.947% | 24701.0399 | Pump Equipment Upgrade_Chemicals and Plastics | 0.76179
[6 empty] | Pump Improved Controls_Chemicals and Plastics | 0.3222
[6 empty] | Pump System Optimization_Chemicals and Plastics | 0.069934
[6 empty] | Process Refrig Controls_Chemicals and Plastics | 0.3375
[6 empty] | Process Refrig Equipment Upgrade_Chemicals and Plastics | 0.24603
[6 empty] | Process Refrig System Optimization_Chemicals and Plastics | 0.057574
[6 empty] | Process Heat Equipment Upgrade_Chemicals and Plastics | 0.11277
[6 empty] | Process Heat Improved Controls_Chemicals and Plastics | 0.3296
[6 empty] | Process Heat System Optimization_Chemicals and Plastics | 0.39779
[6 empty] | Process Other Systems Optimization_Chemicals and Plastics | 0.049996
[6 empty] | Efficient Lighting - Exterior_Chemicals and Plastics | 0.15289
[6 empty] | Compressed Air Controls_Construction | 0.13312
[6 empty] | Compressed Air Equipment_Construction | 0.13149
[6 empty] | Compressed Air System Optimization_Construction | 0.25943
[6 empty] | Plant Energy Management_Construction | 0.27363
[6 empty] | Building Envelope Improvements_Construction | 0.43182
[6 empty] | HVAC Equipment Upgrades_Construction | 0.16721
[6 empty] | HVAC Improved Controls_Construction | 0.14286
[6 empty] | HVAC Recommissioning_Construction | 0.017857
[6 empty] | Efficient Lighting - High Bay_Construction | 0.2
[6 empty] | Efficient Lighting - Other Interior Lighting_Construction | 0.25
[6 empty] | Lighting Controls_Construction | 0.3
[6 empty] | Lighting Controls - Exterior_Construction | 0.3
[6 empty] | Fan Equipment Upgrades_Construction | 0.21
[6 empty] | Fan Improved Controls_Construction | 0.019481
[6 empty] | Fan System Optimization_Construction | 0.01461
[6 empty] | Motor Equipment Upgrades_Construction | 0.21
[6 empty] | Motor Improved Controls_Construction | 0.0064935
[6 empty] | Motor Optimization_Construction | 0.53472
[6 empty] | Pump Equipment Upgrade_Construction | 0.54546
[6 empty] | Pump Improved Controls_Construction | 0.33989
[6 empty] | Pump System Optimization_Construction | 0.050325
[6 empty] | Process Refrig Controls_Construction | 0.0048701
[6 empty] | Process Refrig Equipment Upgrade_Construction | 0.21
[6 empty] | Process Refrig System Optimization_Construction | 0.017857
[6 empty] | Process Heat Improved Controls_Construction | 0.047078
[6 empty] | Process Heat System Optimization_Construction | 0.39773
[6 empty] | Process Other Systems Optimization_Construction | 0.061688
[6 empty] | Efficient Lighting - Exterior_Construction | 0.15289
[6 empty] | Compressed Air Controls_Electrical and Electronic Equip. | 0.13333
[6 empty] | Compressed Air Equipment_Electrical and Electronic Equip. | 0.1
[6 empty] | Compressed Air System Optimization_Electrical and Electronic Equip. | 0.25943
[6 empty] | Plant Energy Management_Electrical and Electronic Equip. | 0.27363
[6 empty] | Building Envelope Improvements_Electrical and Electronic Equip. | 0.7
[6 empty] | HVAC Equipment Upgrades_Electrical and Electronic Equip. | 0.12188
[6 empty] | HVAC Improved Controls_Electrical and Electronic Equip. | 0.1
[6 empty] | HVAC Recommissioning_Electrical and Electronic Equip. | 0.066667
[6 empty] | Efficient Lighting - High Bay_Electrical and Electronic Equip. | 0.2
[6 empty] | Efficient Lighting - Other Interior Lighting_Electrical and Electronic Equip. | 0.25
[6 empty] | Lighting Controls_Electrical and Electronic Equip. | 0.3
[6 empty] | Lighting Controls - Exterior_Electrical and Electronic Equip. | 0.3
[6 empty] | Fan Improved Controls_Electrical and Electronic Equip. | 0.33211
[6 empty] | Motor Equipment Upgrades_Electrical and Electronic Equip. | 0.13333
[6 empty] | Motor Improved Controls_Electrical and Electronic Equip. | 0.33668
[6 empty] | Motor Optimization_Electrical and Electronic Equip. | 0.16667
[6 empty] | Pump Improved Controls_Electrical and Electronic Equip. | 0.32816
[6 empty] | Process Refrig Controls_Electrical and Electronic Equip. | 0.3375
[6 empty] | Process Refrig Equipment Upgrade_Electrical and Electronic Equip. | 0.28343
[6 empty] | Process Refrig System Optimization_Electrical and Electronic Equip. | 0.1
[6 empty] | Process Heat Improved Controls_Electrical and Electronic Equip. | 0.36075
[6 empty] | Process Heat System Optimization_Electrical and Electronic Equip. | 0.36667
[6 empty] | Process Other Systems Optimization_Electrical and Electronic Equip. | 0.27363
[6 empty] | Efficient Lighting - Exterior_Electrical and Electronic Equip. | 0.15289
[6 empty] | Compressed Air Controls_Lumber/Furniture/Pulp/Paper | 0.12906
[6 empty] | Compressed Air Equipment_Lumber/Furniture/Pulp/Paper | 0.10867
[6 empty] | Compressed Air System Optimization_Lumber/Furniture/Pulp/Paper | 0.25943
[6 empty] | Plant Energy Management_Lumber/Furniture/Pulp/Paper | 0.24682
[6 empty] | HVAC Equipment Upgrades_Lumber/Furniture/Pulp/Paper | 0.12187
[6 empty] | HVAC Improved Controls_Lumber/Furniture/Pulp/Paper | 0.22001
[6 empty] | Efficient Lighting - High Bay_Lumber/Furniture/Pulp/Paper | 0.2
[6 empty] | Efficient Lighting - Other Interior Lighting_Lumber/Furniture/Pulp/Paper | 0.25
[6 empty] | Lighting Controls_Lumber/Furniture/Pulp/Paper | 0.3
[6 empty] | Lighting Controls - Exterior_Lumber/Furniture/Pulp/Paper | 0.3
[6 empty] | Fan Equipment Upgrades_Lumber/Furniture/Pulp/Paper | 0.29973
[6 empty] | Fan Improved Controls_Lumber/Furniture/Pulp/Paper | 0.32676
[6 empty] | Fan System Optimization_Lumber/Furniture/Pulp/Paper | 0.1512
[6 empty] | Motor Equipment Upgrades_Lumber/Furniture/Pulp/Paper | 0.5046
[6 empty] | Motor Improved Controls_Lumber/Furniture/Pulp/Paper | 0.16373
[6 empty] | Motor Optimization_Lumber/Furniture/Pulp/Paper | 0.23029
[6 empty] | Pump Equipment Upgrade_Lumber/Furniture/Pulp/Paper | 0.54346
[6 empty] | Pump Improved Controls_Lumber/Furniture/Pulp/Paper | 0.33809
[6 empty] | Pump System Optimization_Lumber/Furniture/Pulp/Paper | 0.15433
[6 empty] | Process Refrig Controls_Lumber/Furniture/Pulp/Paper | 0.33046
[6 empty] | Process Refrig Equipment Upgrade_Lumber/Furniture/Pulp/Paper | 0.21
[6 empty] | Process Heat Improved Controls_Lumber/Furniture/Pulp/Paper | 0.33049
[6 empty] | Process Heat System Optimization_Lumber/Furniture/Pulp/Paper | 0.50782
[6 empty] | Process Other Equipment Upgrades_Lumber/Furniture/Pulp/Paper | 0.059293
[6 empty] | Process Other Systems Optimization_Lumber/Furniture/Pulp/Paper | 0.26343
[6 empty] | Efficient Lighting - Exterior_Lumber/Furniture/Pulp/Paper | 0.15289
[6 empty] | Compressed Air Controls_Metal Products and Machinery | 0.15245
[6 empty] | Compressed Air Equipment_Metal Products and Machinery | 0.20377
[6 empty] | Compressed Air System Optimization_Metal Products and Machinery | 0.25943
[6 empty] | Plant Energy Management_Metal Products and Machinery | 0.23147
[6 empty] | Building Envelope Improvements_Metal Products and Machinery | 0.29307
[6 empty] | HVAC Equipment Upgrades_Metal Products and Machinery | 0.18217
[6 empty] | HVAC Improved Controls_Metal Products and Machinery | 0.20068
[6 empty] | HVAC Recommissioning_Metal Products and Machinery | 0.012646
[6 empty] | Efficient Lighting - High Bay_Metal Products and Machinery | 0.2
[6 empty] | Efficient Lighting - Other Interior Lighting_Metal Products and Machinery | 0.25
[6 empty] | Lighting Controls_Metal Products and Machinery | 0.3
[6 empty] | Lighting Controls - Exterior_Metal Products and Machinery | 0.3
[6 empty] | Fan Equipment Upgrades_Metal Products and Machinery | 0.75749
[6 empty] | Fan Improved Controls_Metal Products and Machinery | 0.34087
[6 empty] | Fan System Optimization_Metal Products and Machinery | 0.015477
[6 empty] | Motor Equipment Upgrades_Metal Products and Machinery | 0.19982
[6 empty] | Motor Improved Controls_Metal Products and Machinery | 0.33634
[6 empty] | Motor Optimization_Metal Products and Machinery | 0.11285
[6 empty] | Pump Equipment Upgrade_Metal Products and Machinery | 0.74817
[6 empty] | Pump Improved Controls_Metal Products and Machinery | 0.33668
[6 empty] | Pump System Optimization_Metal Products and Machinery | 0.14779
[6 empty] | Process Refrig Controls_Metal Products and Machinery | 0.3375
[6 empty] | Process Refrig Equipment Upgrade_Metal Products and Machinery | 0.21
[6 empty] | Process Refrig System Optimization_Metal Products and Machinery | 0.0052179
[6 empty] | Process Heat Equipment Upgrade_Metal Products and Machinery | 0.078607
[6 empty] | Process Heat Improved Controls_Metal Products and Machinery | 0.3594
[6 empty] | Process Heat System Optimization_Metal Products and Machinery | 0.47148
[6 empty] | Process Other Systems Optimization_Metal Products and Machinery | 0.0405
[6 empty] | Efficient Lighting - Exterior_Metal Products and Machinery | 0.15289
[6 empty] | Compressed Air Controls_Miscellaneous Manufacturing | 0.11111
[6 empty] | Compressed Air Equipment_Miscellaneous Manufacturing | 0.33333
[6 empty] | Compressed Air System Optimization_Miscellaneous Manufacturing | 0.25943
[6 empty] | Plant Energy Management_Miscellaneous Manufacturing | 0.27363
[6 empty] | Building Envelope Improvements_Miscellaneous Manufacturing | 0.66667
[6 empty] | HVAC Equipment Upgrades_Miscellaneous Manufacturing | 0.33333
[6 empty] | HVAC Improved Controls_Miscellaneous Manufacturing | 0.22222
[6 empty] | Efficient Lighting - High Bay_Miscellaneous Manufacturing | 0.2
[6 empty] | Efficient Lighting - Other Interior Lighting_Miscellaneous Manufacturing | 0.25
[6 empty] | Lighting Controls_Miscellaneous Manufacturing | 0.3
[6 empty] | Lighting Controls - Exterior_Miscellaneous Manufacturing | 0.3
[6 empty] | Fan Equipment Upgrades_Miscellaneous Manufacturing | 0.76368
[6 empty] | Fan Improved Controls_Miscellaneous Manufacturing | 0.34366
[6 empty] | Motor Equipment Upgrades_Miscellaneous Manufacturing | 0.21
[6 empty] | Motor Improved Controls_Miscellaneous Manufacturing | 0.33711
[6 empty] | Motor Optimization_Miscellaneous Manufacturing | 0.53472
[6 empty] | Pump Equipment Upgrade_Miscellaneous Manufacturing | 0.54546
[6 empty] | Pump Improved Controls_Miscellaneous Manufacturing | 0.33989
[6 empty] | Pump System Optimization_Miscellaneous Manufacturing | 0.2322
[6 empty] | Process Refrig Controls_Miscellaneous Manufacturing | 0.3375
[6 empty] | Process Refrig Equipment Upgrade_Miscellaneous Manufacturing | 0.21
[6 empty] | Process Refrig System Optimization_Miscellaneous Manufacturing | 0.39009
[6 empty] | Process Heat Improved Controls_Miscellaneous Manufacturing | 0.36232
[6 empty] | Process Heat System Optimization_Miscellaneous Manufacturing | 0.6978
[6 empty] | Process Other Systems Optimization_Miscellaneous Manufacturing | 0.27363
[6 empty] | Efficient Lighting - Exterior_Miscellaneous Manufacturing | 0.15289
[6 empty] | Compressed Air Controls_Primary Resources Industries | 0.19512
[6 empty] | Compressed Air Equipment_Primary Resources Industries | 0.17073
[6 empty] | Compressed Air System Optimization_Primary Resources Industries | 0.25943
[6 empty] | Plant Energy Management_Primary Resources Industries | 0.27363
[6 empty] | Building Envelope Improvements_Primary Resources Industries | 0.31707
[6 empty] | HVAC Equipment Upgrades_Primary Resources Industries | 0.097561
[6 empty] | HVAC Improved Controls_Primary Resources Industries | 0.12195
[6 empty] | Efficient Lighting - High Bay_Primary Resources Industries | 0.2
[6 empty] | Efficient Lighting - Other Interior Lighting_Primary Resources Industries | 0.25
[6 empty] | Lighting Controls_Primary Resources Industries | 0.3
[6 empty] | Lighting Controls - Exterior_Primary Resources Industries | 0.3
[6 empty] | Fan Equipment Upgrades_Primary Resources Industries | 0.73474
[6 empty] | Fan Improved Controls_Primary Resources Industries | 0.33063
[6 empty] | Fan System Optimization_Primary Resources Industries | 0.02439
[6 empty] | Motor Equipment Upgrades_Primary Resources Industries | 0.079931
[6 empty] | Motor Improved Controls_Primary Resources Industries | 0.33353
[6 empty] | Motor Optimization_Primary Resources Industries | 0.19512
[6 empty] | Pump Equipment Upgrade_Primary Resources Industries | 0.72191
[6 empty] | Pump Improved Controls_Primary Resources Industries | 0.32486
[6 empty] | Pump System Optimization_Primary Resources Industries | 0.04878
[6 empty] | Process Refrig Controls_Primary Resources Industries | 0.3375
[6 empty] | Process Refrig Equipment Upgrade_Primary Resources Industries | 0.21
[6 empty] | Process Refrig System Optimization_Primary Resources Industries | 0.02439
[6 empty] | Process Heat Improved Controls_Primary Resources Industries | 0.34867
[6 empty] | Process Heat System Optimization_Primary Resources Industries | 0.39024
[6 empty] | Process Other Systems Optimization_Primary Resources Industries | 0.04878
[6 empty] | Efficient Lighting - Exterior_Primary Resources Industries | 0.15289
[6 empty] | Compressed Air Controls_Stone/Clay/Glass/Concrete | 0.2
[6 empty] | Compressed Air Equipment_Stone/Clay/Glass/Concrete | 0.12
[6 empty] | Compressed Air System Optimization_Stone/Clay/Glass/Concrete | 0.25943
[6 empty] | Plant Energy Management_Stone/Clay/Glass/Concrete | 0.27363
[6 empty] | Building Envelope Improvements_Stone/Clay/Glass/Concrete | 0.2
[6 empty] | HVAC Equipment Upgrades_Stone/Clay/Glass/Concrete | 0.04
[6 empty] | HVAC Improved Controls_Stone/Clay/Glass/Concrete | 0.08
[6 empty] | Efficient Lighting - High Bay_Stone/Clay/Glass/Concrete | 0.2
[6 empty] | Efficient Lighting - Other Interior Lighting_Stone/Clay/Glass/Concrete | 0.25
[6 empty] | Lighting Controls_Stone/Clay/Glass/Concrete | 0.3
[6 empty] | Lighting Controls - Exterior_Stone/Clay/Glass/Concrete | 0.3
[6 empty] | Fan Equipment Upgrades_Stone/Clay/Glass/Concrete | 0.76368
[6 empty] | Fan Improved Controls_Stone/Clay/Glass/Concrete | 0.34366
[6 empty] | Motor Equipment Upgrades_Stone/Clay/Glass/Concrete | 0.56
[6 empty] | Motor Improved Controls_Stone/Clay/Glass/Concrete | 0.33711
[6 empty] | Motor Optimization_Stone/Clay/Glass/Concrete | 0.16
[6 empty] | Pump Equipment Upgrade_Stone/Clay/Glass/Concrete | 0.75532
[6 empty] | Pump Improved Controls_Stone/Clay/Glass/Concrete | 0.33989
[6 empty] | Pump System Optimization_Stone/Clay/Glass/Concrete | 0
[6 empty] | Process Refrig Controls_Stone/Clay/Glass/Concrete | 0.3375
[6 empty] | Process Refrig Equipment Upgrade_Stone/Clay/Glass/Concrete | 0.21
[6 empty] | Process Heat Equipment Upgrade_Stone/Clay/Glass/Concrete | 0.25
[6 empty] | Process Heat Improved Controls_Stone/Clay/Glass/Concrete | 0.36232
[6 empty] | Process Heat System Optimization_Stone/Clay/Glass/Concrete | 0.52
[6 empty] | Process Other Systems Optimization_Stone/Clay/Glass/Concrete | 0.27363
[6 empty] | Efficient Lighting - Exterior_Stone/Clay/Glass/Concrete | 0.15289
[6 empty] | Compressed Air Controls_Textiles and Leather | 0.093023
[6 empty] | Compressed Air Equipment_Textiles and Leather | 0.2093
[6 empty] | Compressed Air System Optimization_Textiles and Leather | 0.25943
[6 empty] | Building Envelope Improvements_Textiles and Leather | 0.18605
[6 empty] | HVAC Equipment Upgrades_Textiles and Leather | 0.11628
[6 empty] | HVAC Improved Controls_Textiles and Leather | 0.069767
[6 empty] | HVAC Recommissioning_Textiles and Leather | 0.023256
[6 empty] | Efficient Lighting - High Bay_Textiles and Leather | 0.2
[6 empty] | Efficient Lighting - Other Interior Lighting_Textiles and Leather | 0.25
[6 empty] | Lighting Controls_Textiles and Leather | 0.3
[6 empty] | Lighting Controls - Exterior_Textiles and Leather | 0.3
[6 empty] | Fan Equipment Upgrades_Textiles and Leather | 0.76368
[6 empty] | Fan Improved Controls_Textiles and Leather | 0.34366
[6 empty] | Motor Equipment Upgrades_Textiles and Leather | 0.21
[6 empty] | Motor Improved Controls_Textiles and Leather | 0.33711
[6 empty] | Motor Optimization_Textiles and Leather | 0.023256
[6 empty] | Pump Equipment Upgrade_Textiles and Leather | 0.75532
[6 empty] | Pump Improved Controls_Textiles and Leather | 0.33989
[6 empty] | Process Refrig Controls_Textiles and Leather | 0.3375
[6 empty] | Process Refrig Equipment Upgrade_Textiles and Leather | 0.21
[6 empty] | Process Heat Equipment Upgrade_Textiles and Leather | 0.023256
[6 empty] | Process Heat System Optimization_Textiles and Leather | 0.55814
[6 empty] | Process Other Systems Optimization_Textiles and Leather | 0.046512
[6 empty] | Efficient Lighting - Exterior_Textiles and Leather | 0.15289
[6 empty] | Compressed Air Controls_Transportation Equipment | 0.10145
[6 empty] | Compressed Air Equipment_Transportation Equipment | 0.21739
[6 empty] | Compressed Air System Optimization_Transportation Equipment | 0.78261
[6 empty] | Plant Energy Management_Transportation Equipment | 0.27363
[6 empty] | Building Envelope Improvements_Transportation Equipment | 0.30435
[6 empty] | HVAC Equipment Upgrades_Transportation Equipment | 0.12188
[6 empty] | HVAC Improved Controls_Transportation Equipment | 0.21739
[6 empty] | HVAC Recommissioning_Transportation Equipment | 0.043478
[6 empty] | Efficient Lighting - High Bay_Transportation Equipment | 0.2
[6 empty] | Efficient Lighting - Other Interior Lighting_Transportation Equipment | 0.25
[6 empty] | Lighting Controls_Transportation Equipment | 0.55072
[6 empty] | Lighting Controls - Exterior_Transportation Equipment | 0.55072
[6 empty] | Fan Equipment Upgrades_Transportation Equipment | 0.76368
[6 empty] | Fan Improved Controls_Transportation Equipment | 0.028986
[6 empty] | Fan System Optimization_Transportation Equipment | 0.3014
[6 empty] | Motor Equipment Upgrades_Transportation Equipment | 0.33333
[6 empty] | Motor Improved Controls_Transportation Equipment | 0.33711
[6 empty] | Motor Optimization_Transportation Equipment | 0.072464
[6 empty] | Pump Equipment Upgrade_Transportation Equipment | 0.75532
[6 empty] | Pump Improved Controls_Transportation Equipment | 0.33989
[6 empty] | Pump System Optimization_Transportation Equipment | 0.014493
[6 empty] | Process Refrig Controls_Transportation Equipment | 0.3375
[6 empty] | Process Refrig Equipment Upgrade_Transportation Equipment | 0.21
[6 empty] | Process Heat Improved Controls_Transportation Equipment | 0.36232
[6 empty] | Process Heat System Optimization_Transportation Equipment | 0.43478
[6 empty] | Process Other Systems Optimization_Transportation Equipment | 0.27363
[6 empty] | Efficient Lighting - Exterior_Transportation Equipment | 0.15289
[6 empty] | Compressed Air Controls_Other | 0.13312
[6 empty] | Compressed Air Equipment_Other | 0.13149
[6 empty] | Compressed Air System Optimization_Other | 0.25943
[6 empty] | Plant Energy Management_Other | 0.27363
[6 empty] | Building Envelope Improvements_Other | 0.43182
[6 empty] | HVAC Equipment Upgrades_Other | 0.16721
[6 empty] | HVAC Improved Controls_Other | 0.14286
[6 empty] | HVAC Recommissioning_Other | 0.017857
[6 empty] | Efficient Lighting - High Bay_Other | 0.2
[6 empty] | Efficient Lighting - Other Interior Lighting_Other | 0.25
[6 empty] | Lighting Controls_Other | 0.3
[6 empty] | Lighting Controls - Exterior_Other | 0.3
[6 empty] | Fan Equipment Upgrades_Other | 0.21
[6 empty] | Fan Improved Controls_Other | 0.019481
[6 empty] | Fan System Optimization_Other | 0.01461
[6 empty] | Motor Equipment Upgrades_Other | 0.21
[6 empty] | Motor Improved Controls_Other | 0.0064935
[6 empty] | Motor Optimization_Other | 0.53472
[6 empty] | Pump Equipment Upgrade_Other | 0.54546
[6 empty] | Pump Improved Controls_Other | 0.33989
[6 empty] | Pump System Optimization_Other | 0.050325
[6 empty] | Process Refrig Controls_Other | 0.0048701
[6 empty] | Process Refrig Equipment Upgrade_Other | 0.21
[6 empty] | Process Refrig System Optimization_Other | 0.017857
[6 empty] | Process Heat Improved Controls_Other | 0.047078
[6 empty] | Process Heat System Optimization_Other | 0.39773
[6 empty] | Process Other Systems Optimization_Other | 0.061688
[6 empty] | Efficient Lighting - Exterior_Other | 0.15289
[6 empty] | Compressed Air Controls_Water and Wastewater | 0.13312
[6 empty] | Compressed Air Equipment_Water and Wastewater | 0.13149
[6 empty] | Compressed Air System Optimization_Water and Wastewater | 0.25943
[6 empty] | Plant Energy Management_Water and Wastewater | 0.27363
[6 empty] | Building Envelope Improvements_Water and Wastewater | 0.43182
[6 empty] | HVAC Equipment Upgrades_Water and Wastewater | 0.16721
[6 empty] | HVAC Improved Controls_Water and Wastewater | 0.14286
[6 empty] | HVAC Recommissioning_Water and Wastewater | 0.017857
[6 empty] | Efficient Lighting - High Bay_Water and Wastewater | 0.2
[6 empty] | Efficient Lighting - Other Interior Lighting_Water and Wastewater | 0.25
[6 empty] | Lighting Controls_Water and Wastewater | 0.3
[6 empty] | Lighting Controls - Exterior_Water and Wastewater | 0.3
[6 empty] | Fan Equipment Upgrades_Water and Wastewater | 0.21
[6 empty] | Fan Improved Controls_Water and Wastewater | 0.019481
[6 empty] | Fan System Optimization_Water and Wastewater | 0.01461
[6 empty] | Motor Equipment Upgrades_Water and Wastewater | 0.21
[6 empty] | Motor Improved Controls_Water and Wastewater | 0.0064935
[6 empty] | Motor Optimization_Water and Wastewater | 0.53472
[6 empty] | Pump Equipment Upgrade_Water and Wastewater | 0.54546
[6 empty] | Pump Improved Controls_Water and Wastewater | 0.33989
[6 empty] | Pump System Optimization_Water and Wastewater | 0.050325
[6 empty] | Process Refrig Controls_Water and Wastewater | 0.0048701
[6 empty] | Process Refrig Equipment Upgrade_Water and Wastewater | 0.21
[6 empty] | Process Refrig System Optimization_Water and Wastewater | 0.017857
[6 empty] | Process Heat Improved Controls_Water and Wastewater | 0.047078
[6 empty] | Process Heat System Optimization_Water and Wastewater | 0.39773
[6 empty] | Process Other Systems Optimization_Water and Wastewater | 0.061688
[6 empty] | Efficient Lighting - Exterior_Water and Wastewater | 0.15289

## RES_Input
Measure Type | Name | Description | Baseline Description | Sector | Vintage | Segment | Zone | Unit | Applicability | Baseline EUI (kWh) | Measure EUI (kWh) | Savings EUI (kWh) | Energy Savings % | Full Measure Life (yrs) | Summer Peak Savings (Kw) | Winter Peak Savings (Kw) | Incremental Cost | Unit | Baseline Material Cost | Source | Baseline Labor Cost | Source | Efficient Material Cost | Source | Efficient Labor Cost | Source
Equipment | Energy Star Clothes Dryer | One Electric Resistance Clothes Dryer meeting ENERGY STAR® 1.0 Standards | High Efficiency Clothes Dryer (EF=3.01 w/moisture sensor) | Residential | Turnover | Single Family | FL Zone 2 | Per Appliance | 0.46 | 699.5024 | 553.5503 | 145.9522 | 0.20865 | 11 | 0.022953 | 0.013331 | 249 | Per Unit | 549 | https://www.homedepot.com/p/Whirlpool-7-0-cu-ft-Electric-Dryer-in-White-WED4616FW/207080590 | 163.76 | rate at $81.88/per labor hour, assume 2 hours work, reference: https://www.homewyse.com/costs/cost_of_electric_dryers.html | 798 | https://www.homedepot.com/p/Samsung-7-4-cu-ft-Electric-Dryer-with-Steam-in-Black-Stainless-ENERGY-STAR-DVE52M7750V/301531371 | 163.76 | rate at $81.88/per labor hour, assume 2 hours work, reference: https://www.homewyse.com/costs/cost_of_electric_dryers.html
Equipment | Energy Star Clothes Dryer | One Electric Resistance Clothes Dryer meeting ENERGY STAR® 1.0 Standards | High Efficiency Clothes Dryer (EF=3.01 w/moisture sensor) | Residential | Turnover | Multi-Family | FL Zone 2 | Per Appliance | 0.46 | 699.5024 | 553.5503 | 145.9522 | 0.20865 | 11 | 0.022953 | 0.013331 | 249 | Per Unit | 549 | https://www.homedepot.com/p/Whirlpool-7-0-cu-ft-Electric-Dryer-in-White-WED4616FW/207080590 | 163.76 | rate at $81.88/per labor hour, assume 2 hours work, reference: https://www.homewyse.com/costs/cost_of_electric_dryers.html | 798 | https://www.homedepot.com/p/Samsung-7-4-cu-ft-Electric-Dryer-with-Steam-in-Black-Stainless-ENERGY-STAR-DVE52M7750V/301531371 | 163.76 | rate at $81.88/per labor hour, assume 2 hours work, reference: https://www.homewyse.com/costs/cost_of_electric_dryers.html
Equipment | Energy Star Clothes Dryer | One Electric Resistance Clothes Dryer meeting ENERGY STAR® 1.0 Standards | High Efficiency Clothes Dryer (EF=3.01 w/moisture sensor) | Residential | Turnover | Manufactured Home | FL Zone 2 | Per Appliance | 0.46 | 699.5024 | 553.5503 | 145.9522 | 0.20865 | 11 | 0.022953 | 0.013331 | 249 | Per Unit | 549 | https://www.homedepot.com/p/Whirlpool-7-0-cu-ft-Electric-Dryer-in-White-WED4616FW/207080590 | 163.76 | rate at $81.88/per labor hour, assume 2 hours work, reference: https://www.homewyse.com/costs/cost_of_electric_dryers.html | 798 | https://www.homedepot.com/p/Samsung-7-4-cu-ft-Electric-Dryer-with-Steam-in-Black-Stainless-ENERGY-STAR-DVE52M7750V/301531371 | 163.76 | rate at $81.88/per labor hour, assume 2 hours work, reference: https://www.homewyse.com/costs/cost_of_electric_dryers.html
Equipment | Energy Star Clothes Dryer | One Electric Resistance Clothes Dryer meeting ENERGY STAR® 1.0 Standards | High Efficiency Clothes Dryer (EF=3.01 w/moisture sensor) | Residential | New | Single Family | FL Zone 2 | Per Appliance | 0.46 | 699.5024 | 553.5503 | 145.9522 | 0.20865 | 11 | 0.022953 | 0.013331 | 249 | Per Unit | 549 | https://www.homedepot.com/p/Whirlpool-7-0-cu-ft-Electric-Dryer-in-White-WED4616FW/207080590 | 163.76 | rate at $81.88/per labor hour, assume 2 hours work, reference: https://www.homewyse.com/costs/cost_of_electric_dryers.html | 798 | https://www.homedepot.com/p/Samsung-7-4-cu-ft-Electric-Dryer-with-Steam-in-Black-Stainless-ENERGY-STAR-DVE52M7750V/301531371 | 163.76 | rate at $81.88/per labor hour, assume 2 hours work, reference: https://www.homewyse.com/costs/cost_of_electric_dryers.html
Equipment | Energy Star Clothes Dryer | One Electric Resistance Clothes Dryer meeting ENERGY STAR® 1.0 Standards | High Efficiency Clothes Dryer (EF=3.01 w/moisture sensor) | Residential | New | Multi-Family | FL Zone 2 | Per Appliance | 0.46 | 699.5024 | 553.5503 | 145.9522 | 0.20865 | 11 | 0.022953 | 0.013331 | 249 | Per Unit | 549 | https://www.homedepot.com/p/Whirlpool-7-0-cu-ft-Electric-Dryer-in-White-WED4616FW/207080590 | 163.76 | rate at $81.88/per labor hour, assume 2 hours work, reference: https://www.homewyse.com/costs/cost_of_electric_dryers.html | 798 | https://www.homedepot.com/p/Samsung-7-4-cu-ft-Electric-Dryer-with-Steam-in-Black-Stainless-ENERGY-STAR-DVE52M7750V/301531371 | 163.76 | rate at $81.88/per labor hour, assume 2 hours work, reference: https://www.homewyse.com/costs/cost_of_electric_dryers.html
Equipment | Energy Star Clothes Dryer | One Electric Resistance Clothes Dryer meeting ENERGY STAR® 1.0 Standards | High Efficiency Clothes Dryer (EF=3.01 w/moisture sensor) | Residential | New | Manufactured Home | FL Zone 2 | Per Appliance | 0.46 | 699.5024 | 553.5503 | 145.9522 | 0.20865 | 11 | 0.022953 | 0.013331 | 249 | Per Unit | 549 | https://www.homedepot.com/p/Whirlpool-7-0-cu-ft-Electric-Dryer-in-White-WED4616FW/207080590 | 163.76 | rate at $81.88/per labor hour, assume 2 hours work, reference: https://www.homewyse.com/costs/cost_of_electric_dryers.html | 798 | https://www.homedepot.com/p/Samsung-7-4-cu-ft-Electric-Dryer-with-Steam-in-Black-Stainless-ENERGY-STAR-DVE52M7750V/301531371 | 163.76 | rate at $81.88/per labor hour, assume 2 hours work, reference: https://www.homewyse.com/costs/cost_of_electric_dryers.html
Equipment | Energy Star Clothes Washer | One Clothes Washer meeting ENERGY STAR® 7.1 Standards | One Clothes Washer meeting Federal Standard | Residential | Turnover | Single Family | FL Zone 2 | Per Appliance | 0.54 | 1440.7595 | 896.2205 | 544.539 | 0.37795 | 11 | 0.085635 | 0.049737 | 58.34 | Per Unit | 731.75 | NEEP Incremental Cost Recommendations 2017 - average of clothes washer types (https://neep.org/sites/default/files/resources/Incremental_Cost_Recommendations_Non_Lighting_050917.xlsx) | 163.76 | rate at $81.88/per labor hour, assume 2 hours work, reference: https://www.homewyse.com/costs/cost_of_front_loading_washing_machines.html | 790.09 | NEEP Incremental Cost Recommendations 2017 - average of clothes washer types (https://neep.org/sites/default/files/resources/Incremental_Cost_Recommendations_Non_Lighting_050917.xlsx) | 163.76 | rate at $81.88/per labor hour, assume 2 hours work, reference: https://www.homewyse.com/costs/cost_of_front_loading_washing_machines.html
Equipment | Energy Star Clothes Washer | One Clothes Washer meeting ENERGY STAR® 7.1 Standards | One Clothes Washer meeting Federal Standard | Residential | Turnover | Multi-Family | FL Zone 2 | Per Appliance | 0.54 | 1440.7595 | 896.2205 | 544.539 | 0.37795 | 11 | 0.085635 | 0.049737 | 58.34 | Per Unit | 731.75 | NEEP Incremental Cost Recommendations 2017 - average of clothes washer types (https://neep.org/sites/default/files/resources/Incremental_Cost_Recommendations_Non_Lighting_050917.xlsx) | 163.76 | rate at $81.88/per labor hour, assume 2 hours work, reference: https://www.homewyse.com/costs/cost_of_front_loading_washing_machines.html | 790.09 | NEEP Incremental Cost Recommendations 2017 - average of clothes washer types (https://neep.org/sites/default/files/resources/Incremental_Cost_Recommendations_Non_Lighting_050917.xlsx) | 163.76 | rate at $81.88/per labor hour, assume 2 hours work, reference: https://www.homewyse.com/costs/cost_of_front_loading_washing_machines.html
Equipment | Energy Star Clothes Washer | One Clothes Washer meeting ENERGY STAR® 7.1 Standards | One Clothes Washer meeting Federal Standard | Residential | Turnover | Manufactured Home | FL Zone 2 | Per Appliance | 0.54 | 1440.7595 | 896.2205 | 544.539 | 0.37795 | 11 | 0.085635 | 0.049737 | 58.34 | Per Unit | 731.75 | NEEP Incremental Cost Recommendations 2017 - average of clothes washer types (https://neep.org/sites/default/files/resources/Incremental_Cost_Recommendations_Non_Lighting_050917.xlsx) | 163.76 | rate at $81.88/per labor hour, assume 2 hours work, reference: https://www.homewyse.com/costs/cost_of_front_loading_washing_machines.html | 790.09 | NEEP Incremental Cost Recommendations 2017 - average of clothes washer types (https://neep.org/sites/default/files/resources/Incremental_Cost_Recommendations_Non_Lighting_050917.xlsx) | 163.76 | rate at $81.88/per labor hour, assume 2 hours work, reference: https://www.homewyse.com/costs/cost_of_front_loading_washing_machines.html
Equipment | Energy Star Clothes Washer | One Clothes Washer meeting ENERGY STAR® 7.1 Standards | One Clothes Washer meeting Federal Standard | Residential | New | Single Family | FL Zone 2 | Per Appliance | 0.54 | 1440.7595 | 896.2205 | 544.539 | 0.37795 | 11 | 0.085635 | 0.049737 | 58.34 | Per Unit | 731.75 | NEEP Incremental Cost Recommendations 2017 - average of clothes washer types (https://neep.org/sites/default/files/resources/Incremental_Cost_Recommendations_Non_Lighting_050917.xlsx) | 163.76 | rate at $81.88/per labor hour, assume 2 hours work, reference: https://www.homewyse.com/costs/cost_of_front_loading_washing_machines.html | 790.09 | NEEP Incremental Cost Recommendations 2017 - average of clothes washer types (https://neep.org/sites/default/files/resources/Incremental_Cost_Recommendations_Non_Lighting_050917.xlsx) | 163.76 | rate at $81.88/per labor hour, assume 2 hours work, reference: https://www.homewyse.com/costs/cost_of_front_loading_washing_machines.html
Equipment | Energy Star Clothes Washer | One Clothes Washer meeting ENERGY STAR® 7.1 Standards | One Clothes Washer meeting Federal Standard | Residential | New | Multi-Family | FL Zone 2 | Per Appliance | 0.54 | 1440.7595 | 896.2205 | 544.539 | 0.37795 | 11 | 0.085635 | 0.049737 | 58.34 | Per Unit | 731.75 | NEEP Incremental Cost Recommendations 2017 - average of clothes washer types (https://neep.org/sites/default/files/resources/Incremental_Cost_Recommendations_Non_Lighting_050917.xlsx) | 163.76 | rate at $81.88/per labor hour, assume 2 hours work, reference: https://www.homewyse.com/costs/cost_of_front_loading_washing_machines.html | 790.09 | NEEP Incremental Cost Recommendations 2017 - average of clothes washer types (https://neep.org/sites/default/files/resources/Incremental_Cost_Recommendations_Non_Lighting_050917.xlsx) | 163.76 | rate at $81.88/per labor hour, assume 2 hours work, reference: https://www.homewyse.com/costs/cost_of_front_loading_washing_machines.html
Equipment | Energy Star Clothes Washer | One Clothes Washer meeting ENERGY STAR® 7.1 Standards | One Clothes Washer meeting Federal Standard | Residential | New | Manufactured Home | FL Zone 2 | Per Appliance | 0.54 | 1440.7595 | 896.2205 | 544.539 | 0.37795 | 11 | 0.085635 | 0.049737 | 58.34 | Per Unit | 731.75 | NEEP Incremental Cost Recommendations 2017 - average of clothes washer types (https://neep.org/sites/default/files/resources/Incremental_Cost_Recommendations_Non_Lighting_050917.xlsx) | 163.76 | rate at $81.88/per labor hour, assume 2 hours work, reference: https://www.homewyse.com/costs/cost_of_front_loading_washing_machines.html | 790.09 | NEEP Incremental Cost Recommendations 2017 - average of clothes washer types (https://neep.org/sites/default/files/resources/Incremental_Cost_Recommendations_Non_Lighting_050917.xlsx) | 163.76 | rate at $81.88/per labor hour, assume 2 hours work, reference: https://www.homewyse.com/costs/cost_of_front_loading_washing_machines.html
Equipment | Energy Star Dishwasher | One Dishwasher meeting ENERGY STAR® 5.2 Requirements | One Dishwasher meeting Federal Standard | Residential | Turnover | Single Family | FL Zone 2 | Per Appliance | 0.09 | 307 | 266.697 | 40.303 | 0.13128 | 10 | 0.0044126 | 0.0047969 | 0 | Per Unit | 0 | reference source included incremental cost only | 163.76 | rate at $81.88/per labor hour, assume 2 hours work, reference: https://www.homewyse.com/costs/cost_of_drawer_dishwashers.html | 0 | ENERGY STAR Appliance Calculator, 2016 (no incremental cost) | 163.76 | rate at $81.88/per labor hour, assume 2 hours work, reference: https://www.homewyse.com/costs/cost_of_drawer_dishwashers.html
Equipment | Energy Star Dishwasher | One Dishwasher meeting ENERGY STAR® 5.2 Requirements | One Dishwasher meeting Federal Standard | Residential | Turnover | Multi-Family | FL Zone 2 | Per Appliance | 0.09 | 307 | 266.697 | 40.303 | 0.13128 | 10 | 0.0044126 | 0.0047969 | 0 | Per Unit | 0 | reference source included incremental cost only | 163.76 | rate at $81.88/per labor hour, assume 2 hours work, reference: https://www.homewyse.com/costs/cost_of_drawer_dishwashers.html | 0 | ENERGY STAR Appliance Calculator, 2016 (no incremental cost) | 163.76 | rate at $81.88/per labor hour, assume 2 hours work, reference: https://www.homewyse.com/costs/cost_of_drawer_dishwashers.html
Equipment | Energy Star Dishwasher | One Dishwasher meeting ENERGY STAR® 5.2 Requirements | One Dishwasher meeting Federal Standard | Residential | Turnover | Manufactured Home | FL Zone 2 | Per Appliance | 0.09 | 307 | 266.697 | 40.303 | 0.13128 | 10 | 0.0044126 | 0.0047969 | 0 | Per Unit | 0 | reference source included incremental cost only | 163.76 | rate at $81.88/per labor hour, assume 2 hours work, reference: https://www.homewyse.com/costs/cost_of_drawer_dishwashers.html | 0 | ENERGY STAR Appliance Calculator, 2016 (no incremental cost) | 163.76 | rate at $81.88/per labor hour, assume 2 hours work, reference: https://www.homewyse.com/costs/cost_of_drawer_dishwashers.html
Equipment | Energy Star Dishwasher | One Dishwasher meeting ENERGY STAR® 5.2 Requirements | One Dishwasher meeting Federal Standard | Residential | New | Single Family | FL Zone 2 | Per Appliance | 0.09 | 307 | 266.697 | 40.303 | 0.13128 | 10 | 0.0044126 | 0.0047969 | 0 | Per Unit | 0 | reference source included incremental cost only | 163.76 | rate at $81.88/per labor hour, assume 2 hours work, reference: https://www.homewyse.com/costs/cost_of_drawer_dishwashers.html | 0 | ENERGY STAR Appliance Calculator, 2016 (no incremental cost) | 163.76 | rate at $81.88/per labor hour, assume 2 hours work, reference: https://www.homewyse.com/costs/cost_of_drawer_dishwashers.html
Equipment | Energy Star Dishwasher | One Dishwasher meeting ENERGY STAR® 5.2 Requirements | One Dishwasher meeting Federal Standard | Residential | New | Multi-Family | FL Zone 2 | Per Appliance | 0.09 | 307 | 266.697 | 40.303 | 0.13128 | 10 | 0.0044126 | 0.0047969 | 0 | Per Unit | 0 | reference source included incremental cost only | 163.76 | rate at $81.88/per labor hour, assume 2 hours work, reference: https://www.homewyse.com/costs/cost_of_drawer_dishwashers.html | 0 | ENERGY STAR Appliance Calculator, 2016 (no incremental cost) | 163.76 | rate at $81.88/per labor hour, assume 2 hours work, reference: https://www.homewyse.com/costs/cost_of_drawer_dishwashers.html
Equipment | Energy Star Dishwasher | One Dishwasher meeting ENERGY STAR® 5.2 Requirements | One Dishwasher meeting Federal Standard | Residential | New | Manufactured Home | FL Zone 2 | Per Appliance | 0.09 | 307 | 266.697 | 40.303 | 0.13128 | 10 | 0.0044126 | 0.0047969 | 0 | Per Unit | 0 | reference source included incremental cost only | 163.76 | rate at $81.88/per labor hour, assume 2 hours work, reference: https://www.homewyse.com/costs/cost_of_drawer_dishwashers.html | 0 | ENERGY STAR Appliance Calculator, 2016 (no incremental cost) | 163.76 | rate at $81.88/per labor hour, assume 2 hours work, reference: https://www.homewyse.com/costs/cost_of_drawer_dishwashers.html
Equipment | Energy Star Freezer | One Refrigerator/Freezer meeting ENERGY STAR® 5.0 Standards | One Refrigerator/Freezer meeting Federal Standard | Residential | Turnover | Single Family | FL Zone 2 | Per Appliance | 0.58 | 565.4 | 499.8 | 65.6 | 0.11602 | 11 | 0.0085251 | 0.0058997 | 90 | Per Unit | 494.99 | https://www.bestbuy.com/site/ge-15-7-cu-ft-chest-freezer-white/6256018.p?skuId=6256018 | 166.52 | rate at $83.26/per labor hour, assume 2 hours work, reference: https://www.homewyse.com/costs/cost_of_energy_efficient_refrigerators.html | 584.99 | https://www.bestbuy.com/site/ge-15-7-cu-ft-chest-freezer-white/6256018.p?skuId=6256018 | 166.52 | rate at $83.26/per labor hour, assume 2 hours work, reference: https://www.homewyse.com/costs/cost_of_energy_efficient_refrigerators.html
Equipment | Energy Star Freezer | One Refrigerator/Freezer meeting ENERGY STAR® 5.0 Standards | One Refrigerator/Freezer meeting Federal Standard | Residential | Turnover | Multi-Family | FL Zone 2 | Per Appliance | 0.58 | 565.4 | 499.8 | 65.6 | 0.11602 | 11 | 0.0085251 | 0.0058997 | 90 | Per Unit | 494.99 | https://www.bestbuy.com/site/ge-15-7-cu-ft-chest-freezer-white/6256018.p?skuId=6256018 | 166.52 | rate at $83.26/per labor hour, assume 2 hours work, reference: https://www.homewyse.com/costs/cost_of_energy_efficient_refrigerators.html | 584.99 | https://www.bestbuy.com/site/ge-15-7-cu-ft-chest-freezer-white/6256018.p?skuId=6256018 | 166.52 | rate at $83.26/per labor hour, assume 2 hours work, reference: https://www.homewyse.com/costs/cost_of_energy_efficient_refrigerators.html
Equipment | Energy Star Freezer | One Refrigerator/Freezer meeting ENERGY STAR® 5.0 Standards | One Refrigerator/Freezer meeting Federal Standard | Residential | Turnover | Manufactured Home | FL Zone 2 | Per Appliance | 0.58 | 565.4 | 499.8 | 65.6 | 0.11602 | 11 | 0.0085251 | 0.0058997 | 90 | Per Unit | 494.99 | https://www.bestbuy.com/site/ge-15-7-cu-ft-chest-freezer-white/6256018.p?skuId=6256018 | 166.52 | rate at $83.26/per labor hour, assume 2 hours work, reference: https://www.homewyse.com/costs/cost_of_energy_efficient_refrigerators.html | 584.99 | https://www.bestbuy.com/site/ge-15-7-cu-ft-chest-freezer-white/6256018.p?skuId=6256018 | 166.52 | rate at $83.26/per labor hour, assume 2 hours work, reference: https://www.homewyse.com/costs/cost_of_energy_efficient_refrigerators.html
Equipment | Energy Star Freezer | One Refrigerator/Freezer meeting ENERGY STAR® 5.0 Standards | One Refrigerator/Freezer meeting Federal Standard | Residential | New | Single Family | FL Zone 2 | Per Appliance | 0.58 | 565.4 | 499.8 | 65.6 | 0.11602 | 11 | 0.0085251 | 0.0058997 | 90 | Per Unit | 494.99 | https://www.bestbuy.com/site/ge-15-7-cu-ft-chest-freezer-white/6256018.p?skuId=6256018 | 166.52 | rate at $83.26/per labor hour, assume 2 hours work, reference: https://www.homewyse.com/costs/cost_of_energy_efficient_refrigerators.html | 584.99 | https://www.bestbuy.com/site/ge-15-7-cu-ft-chest-freezer-white/6256018.p?skuId=6256018 | 166.52 | rate at $83.26/per labor hour, assume 2 hours work, reference: https://www.homewyse.com/costs/cost_of_energy_efficient_refrigerators.html
Equipment | Energy Star Freezer | One Refrigerator/Freezer meeting ENERGY STAR® 5.0 Standards | One Refrigerator/Freezer meeting Federal Standard | Residential | New | Multi-Family | FL Zone 2 | Per Appliance | 0.58 | 565.4 | 499.8 | 65.6 | 0.11602 | 11 | 0.0085251 | 0.0058997 | 90 | Per Unit | 494.99 | https://www.bestbuy.com/site/ge-15-7-cu-ft-chest-freezer-white/6256018.p?skuId=6256018 | 166.52 | rate at $83.26/per labor hour, assume 2 hours work, reference: https://www.homewyse.com/costs/cost_of_energy_efficient_refrigerators.html | 584.99 | https://www.bestbuy.com/site/ge-15-7-cu-ft-chest-freezer-white/6256018.p?skuId=6256018 | 166.52 | rate at $83.26/per labor hour, assume 2 hours work, reference: https://www.homewyse.com/costs/cost_of_energy_efficient_refrigerators.html
Equipment | Energy Star Freezer | One Refrigerator/Freezer meeting ENERGY STAR® 5.0 Standards | One Refrigerator/Freezer meeting Federal Standard | Residential | New | Manufactured Home | FL Zone 2 | Per Appliance | 0.58 | 565.4 | 499.8 | 65.6 | 0.11602 | 11 | 0.0085251 | 0.0058997 | 90 | Per Unit | 494.99 | https://www.bestbuy.com/site/ge-15-7-cu-ft-chest-freezer-white/6256018.p?skuId=6256018 | 166.52 | rate at $83.26/per labor hour, assume 2 hours work, reference: https://www.homewyse.com/costs/cost_of_energy_efficient_refrigerators.html | 584.99 | https://www.bestbuy.com/site/ge-15-7-cu-ft-chest-freezer-white/6256018.p?skuId=6256018 | 166.52 | rate at $83.26/per labor hour, assume 2 hours work, reference: https://www.homewyse.com/costs/cost_of_energy_efficient_refrigerators.html
Equipment | Energy Star Refrigerator | One Refrigerator/Freezer meeting ENERGY STAR® 5.0 Standards | One Refrigerator/Freezer meeting Federal Standard | Residential | Turnover | Single Family | FL Zone 2 | Per Appliance | 0.54 | 607.13 | 473.63 | 133.5 | 0.21989 | 14 | 0.013935 | 0.0046429 | 122 | Per Unit | 907 | NEEP Incremental Cost Recommendations 2017 - average of refrigerator types (https://neep.org/sites/default/files/resources/Incremental_Cost_Recommendations_Non_Lighting_050917.xlsx) | 166.52 | rate at $83.26/per labor hour, assume 2 hours work, reference: https://www.homewyse.com/costs/cost_of_energy_efficient_refrigerators.html | 1029 | NEEP Incremental Cost Recommendations 2017 - average of refrigerator types (https://neep.org/sites/default/files/resources/Incremental_Cost_Recommendations_Non_Lighting_050917.xlsx) | 166.52 | rate at $83.26/per labor hour, assume 2 hours work, reference: https://www.homewyse.com/costs/cost_of_energy_efficient_refrigerators.html
Equipment | Energy Star Refrigerator | One Refrigerator/Freezer meeting ENERGY STAR® 5.0 Standards | One Refrigerator/Freezer meeting Federal Standard | Residential | Turnover | Multi-Family | FL Zone 2 | Per Appliance | 0.54 | 607.13 | 473.63 | 133.5 | 0.21989 | 14 | 0.013935 | 0.0046429 | 122 | Per Unit | 907 | NEEP Incremental Cost Recommendations 2017 - average of refrigerator types (https://neep.org/sites/default/files/resources/Incremental_Cost_Recommendations_Non_Lighting_050917.xlsx) | 166.52 | rate at $83.26/per labor hour, assume 2 hours work, reference: https://www.homewyse.com/costs/cost_of_energy_efficient_refrigerators.html | 1029 | NEEP Incremental Cost Recommendations 2017 - average of refrigerator types (https://neep.org/sites/default/files/resources/Incremental_Cost_Recommendations_Non_Lighting_050917.xlsx) | 166.52 | rate at $83.26/per labor hour, assume 2 hours work, reference: https://www.homewyse.com/costs/cost_of_energy_efficient_refrigerators.html
Equipment | Energy Star Refrigerator | One Refrigerator/Freezer meeting ENERGY STAR® 5.0 Standards | One Refrigerator/Freezer meeting Federal Standard | Residential | Turnover | Manufactured Home | FL Zone 2 | Per Appliance | 0.54 | 607.13 | 473.63 | 133.5 | 0.21989 | 14 | 0.013935 | 0.0046429 | 122 | Per Unit | 907 | NEEP Incremental Cost Recommendations 2017 - average of refrigerator types (https://neep.org/sites/default/files/resources/Incremental_Cost_Recommendations_Non_Lighting_050917.xlsx) | 166.52 | rate at $83.26/per labor hour, assume 2 hours work, reference: https://www.homewyse.com/costs/cost_of_energy_efficient_refrigerators.html | 1029 | NEEP Incremental Cost Recommendations 2017 - average of refrigerator types (https://neep.org/sites/default/files/resources/Incremental_Cost_Recommendations_Non_Lighting_050917.xlsx) | 166.52 | rate at $83.26/per labor hour, assume 2 hours work, reference: https://www.homewyse.com/costs/cost_of_energy_efficient_refrigerators.html
Equipment | Energy Star Refrigerator | One Refrigerator/Freezer meeting ENERGY STAR® 5.0 Standards | One Refrigerator/Freezer meeting Federal Standard | Residential | New | Single Family | FL Zone 2 | Per Appliance | 0.54 | 607.13 | 473.63 | 133.5 | 0.21989 | 14 | 0.013935 | 0.0046429 | 122 | Per Unit | 907 | NEEP Incremental Cost Recommendations 2017 - average of refrigerator types (https://neep.org/sites/default/files/resources/Incremental_Cost_Recommendations_Non_Lighting_050917.xlsx) | 166.52 | rate at $83.26/per labor hour, assume 2 hours work, reference: https://www.homewyse.com/costs/cost_of_energy_efficient_refrigerators.html | 1029 | NEEP Incremental Cost Recommendations 2017 - average of refrigerator types (https://neep.org/sites/default/files/resources/Incremental_Cost_Recommendations_Non_Lighting_050917.xlsx) | 166.52 | rate at $83.26/per labor hour, assume 2 hours work, reference: https://www.homewyse.com/costs/cost_of_energy_efficient_refrigerators.html
Equipment | Energy Star Refrigerator | One Refrigerator/Freezer meeting ENERGY STAR® 5.0 Standards | One Refrigerator/Freezer meeting Federal Standard | Residential | New | Multi-Family | FL Zone 2 | Per Appliance | 0.54 | 607.13 | 473.63 | 133.5 | 0.21989 | 14 | 0.013935 | 0.0046429 | 122 | Per Unit | 907 | NEEP Incremental Cost Recommendations 2017 - average of refrigerator types (https://neep.org/sites/default/files/resources/Incremental_Cost_Recommendations_Non_Lighting_050917.xlsx) | 166.52 | rate at $83.26/per labor hour, assume 2 hours work, reference: https://www.homewyse.com/costs/cost_of_energy_efficient_refrigerators.html | 1029 | NEEP Incremental Cost Recommendations 2017 - average of refrigerator types (https://neep.org/sites/default/files/resources/Incremental_Cost_Recommendations_Non_Lighting_050917.xlsx) | 166.52 | rate at $83.26/per labor hour, assume 2 hours work, reference: https://www.homewyse.com/costs/cost_of_energy_efficient_refrigerators.html
Equipment | Energy Star Refrigerator | One Refrigerator/Freezer meeting ENERGY STAR® 5.0 Standards | One Refrigerator/Freezer meeting Federal Standard | Residential | New | Manufactured Home | FL Zone 2 | Per Appliance | 0.54 | 607.13 | 473.63 | 133.5 | 0.21989 | 14 | 0.013935 | 0.0046429 | 122 | Per Unit | 907 | NEEP Incremental Cost Recommendations 2017 - average of refrigerator types (https://neep.org/sites/default/files/resources/Incremental_Cost_Recommendations_Non_Lighting_050917.xlsx) | 166.52 | rate at $83.26/per labor hour, assume 2 hours work, reference: https://www.homewyse.com/costs/cost_of_energy_efficient_refrigerators.html | 1029 | NEEP Incremental Cost Recommendations 2017 - average of refrigerator types (https://neep.org/sites/default/files/resources/Incremental_Cost_Recommendations_Non_Lighting_050917.xlsx) | 166.52 | rate at $83.26/per labor hour, assume 2 hours work, reference: https://www.homewyse.com/costs/cost_of_energy_efficient_refrigerators.html
Equipment | Heat Pump Clothes Dryer | One Heat Pump Clothes Dryer | One Clothes Dryer meeting Federal Standard | Residential | Turnover | Single Family | FL Zone 2 | Per Appliance | 0.54 | 699.5024 | 483.4339 | 216.0685 | 0.30889 | 12 | 0.033979 | 0.019735 | 850 | Per Unit | 549 | https://www.homedepot.com/p/Whirlpool-7-0-cu-ft-Electric-Dryer-in-White-WED4616FW/207080590 | 163.76 | rate at $81.88/per labor hour, assume 2 hours work, reference: https://www.homewyse.com/costs/cost_of_electric_dryers.html | 1399 | https://www.homedepot.com/p/Whirlpool-7-4-cu-ft-240-Volt-Stackable-White-Heat-Pump-Ventless-Dryer-with-Advanced-Moisture-Sensing-ENERGY-STAR-WED7990FW/206921459 | 163.76 | rate at $81.88/per labor hour, assume 2 hours work, reference: https://www.homewyse.com/costs/cost_of_electric_dryers.html
Equipment | Heat Pump Clothes Dryer | One Heat Pump Clothes Dryer | One Clothes Dryer meeting Federal Standard | Residential | Turnover | Multi-Family | FL Zone 2 | Per Appliance | 0.54 | 699.5024 | 483.4339 | 216.0685 | 0.30889 | 12 | 0.033979 | 0.019735 | 850 | Per Unit | 549 | https://www.homedepot.com/p/Whirlpool-7-0-cu-ft-Electric-Dryer-in-White-WED4616FW/207080590 | 163.76 | rate at $81.88/per labor hour, assume 2 hours work, reference: https://www.homewyse.com/costs/cost_of_electric_dryers.html | 1399 | https://www.homedepot.com/p/Whirlpool-7-4-cu-ft-240-Volt-Stackable-White-Heat-Pump-Ventless-Dryer-with-Advanced-Moisture-Sensing-ENERGY-STAR-WED7990FW/206921459 | 163.76 | rate at $81.88/per labor hour, assume 2 hours work, reference: https://www.homewyse.com/costs/cost_of_electric_dryers.html
Equipment | Heat Pump Clothes Dryer | One Heat Pump Clothes Dryer | One Clothes Dryer meeting Federal Standard | Residential | Turnover | Manufactured Home | FL Zone 2 | Per Appliance | 0.54 | 699.5024 | 483.4339 | 216.0685 | 0.30889 | 12 | 0.033979 | 0.019735 | 850 | Per Unit | 549 | https://www.homedepot.com/p/Whirlpool-7-0-cu-ft-Electric-Dryer-in-White-WED4616FW/207080590 | 163.76 | rate at $81.88/per labor hour, assume 2 hours work, reference: https://www.homewyse.com/costs/cost_of_electric_dryers.html | 1399 | https://www.homedepot.com/p/Whirlpool-7-4-cu-ft-240-Volt-Stackable-White-Heat-Pump-Ventless-Dryer-with-Advanced-Moisture-Sensing-ENERGY-STAR-WED7990FW/206921459 | 163.76 | rate at $81.88/per labor hour, assume 2 hours work, reference: https://www.homewyse.com/costs/cost_of_electric_dryers.html
Equipment | Heat Pump Clothes Dryer | One Heat Pump Clothes Dryer | One Clothes Dryer meeting Federal Standard | Residential | New | Single Family | FL Zone 2 | Per Appliance | 0.54 | 699.5024 | 483.4339 | 216.0685 | 0.30889 | 12 | 0.033979 | 0.019735 | 850 | Per Unit | 549 | https://www.homedepot.com/p/Whirlpool-7-0-cu-ft-Electric-Dryer-in-White-WED4616FW/207080590 | 163.76 | rate at $81.88/per labor hour, assume 2 hours work, reference: https://www.homewyse.com/costs/cost_of_electric_dryers.html | 1399 | https://www.homedepot.com/p/Whirlpool-7-4-cu-ft-240-Volt-Stackable-White-Heat-Pump-Ventless-Dryer-with-Advanced-Moisture-Sensing-ENERGY-STAR-WED7990FW/206921459 | 163.76 | rate at $81.88/per labor hour, assume 2 hours work, reference: https://www.homewyse.com/costs/cost_of_electric_dryers.html
Equipment | Heat Pump Clothes Dryer | One Heat Pump Clothes Dryer | One Clothes Dryer meeting Federal Standard | Residential | New | Multi-Family | FL Zone 2 | Per Appliance | 0.54 | 699.5024 | 483.4339 | 216.0685 | 0.30889 | 12 | 0.033979 | 0.019735 | 850 | Per Unit | 549 | https://www.homedepot.com/p/Whirlpool-7-0-cu-ft-Electric-Dryer-in-White-WED4616FW/207080590 | 163.76 | rate at $81.88/per labor hour, assume 2 hours work, reference: https://www.homewyse.com/costs/cost_of_electric_dryers.html | 1399 | https://www.homedepot.com/p/Whirlpool-7-4-cu-ft-240-Volt-Stackable-White-Heat-Pump-Ventless-Dryer-with-Advanced-Moisture-Sensing-ENERGY-STAR-WED7990FW/206921459 | 163.76 | rate at $81.88/per labor hour, assume 2 hours work, reference: https://www.homewyse.com/costs/cost_of_electric_dryers.html
Equipment | Heat Pump Clothes Dryer | One Heat Pump Clothes Dryer | One Clothes Dryer meeting Federal Standard | Residential | New | Manufactured Home | FL Zone 2 | Per Appliance | 0.54 | 699.5024 | 483.4339 | 216.0685 | 0.30889 | 12 | 0.033979 | 0.019735 | 850 | Per Unit | 549 | https://www.homedepot.com/p/Whirlpool-7-0-cu-ft-Electric-Dryer-in-White-WED4616FW/207080590 | 163.76 | rate at $81.88/per labor hour, assume 2 hours work, reference: https://www.homewyse.com/costs/cost_of_electric_dryers.html | 1399 | https://www.homedepot.com/p/Whirlpool-7-4-cu-ft-240-Volt-Stackable-White-Heat-Pump-Ventless-Dryer-with-Advanced-Moisture-Sensing-ENERGY-STAR-WED7990FW/206921459 | 163.76 | rate at $81.88/per labor hour, assume 2 hours work, reference: https://www.homewyse.com/costs/cost_of_electric_dryers.html
Equipment | High Efficiency Convection Oven | One Full-Size Convection Oven meeting ENERGY STAR® 2.0 Standards, 75% Efficient | One Standard Economy-Grade Full-Size Convection Oven, 65% Efficient | Residential | Turnover | Single Family | FL Zone 2 | Per Unit | 0.73064 | 421.5 | 337.2 | 84.3 | 0.2 | 12 | 0.020919 | 0.0068781 | 652.5 | Per Unit | 1023.75 | Average of 4 lowest-cost non-convection electric wall ovens, bestbuy.com | 165.92 | rate at $82.96/per labor hour, assume 2 hour work, reference: https://www.homewyse.com/costs/cost_of_convection_ovens.html | 1676.25 | Average of 4 lowest-cost convection electric wall ovens, bestbuy.com | 165.92 | rate at $82.96/per labor hour, assume 2 hour work, reference: https://www.homewyse.com/costs/cost_of_convection_ovens.html
Equipment | High Efficiency Convection Oven | One Full-Size Convection Oven meeting ENERGY STAR® 2.0 Standards, 75% Efficient | One Standard Economy-Grade Full-Size Convection Oven, 65% Efficient | Residential | Turnover | Multi-Family | FL Zone 2 | Per Unit | 0.75 | 421.5 | 337.2 | 84.3 | 0.2 | 12 | 0.020919 | 0.0068781 | 652.5 | Per Unit | 1023.75 | Average of 4 lowest-cost non-convection electric wall ovens, bestbuy.com | 165.92 | rate at $82.96/per labor hour, assume 2 hour work, reference: https://www.homewyse.com/costs/cost_of_convection_ovens.html | 1676.25 | Average of 4 lowest-cost convection electric wall ovens, bestbuy.com | 165.92 | rate at $82.96/per labor hour, assume 2 hour work, reference: https://www.homewyse.com/costs/cost_of_convection_ovens.html
Equipment | High Efficiency Convection Oven | One Full-Size Convection Oven meeting ENERGY STAR® 2.0 Standards, 75% Efficient | One Standard Economy-Grade Full-Size Convection Oven, 65% Efficient | Residential | Turnover | Manufactured Home | FL Zone 2 | Per Unit | 0.75 | 421.5 | 337.2 | 84.3 | 0.2 | 12 | 0.020919 | 0.0068781 | 652.5 | Per Unit | 1023.75 | Average of 4 lowest-cost non-convection electric wall ovens, bestbuy.com | 165.92 | rate at $82.96/per labor hour, assume 2 hour work, reference: https://www.homewyse.com/costs/cost_of_convection_ovens.html | 1676.25 | Average of 4 lowest-cost convection electric wall ovens, bestbuy.com | 165.92 | rate at $82.96/per labor hour, assume 2 hour work, reference: https://www.homewyse.com/costs/cost_of_convection_ovens.html
Equipment | High Efficiency Convection Oven | One Full-Size Convection Oven meeting ENERGY STAR® 2.0 Standards, 75% Efficient | One Standard Economy-Grade Full-Size Convection Oven, 65% Efficient | Residential | New | Single Family | FL Zone 2 | Per Unit | 0.73064 | 421.5 | 337.2 | 84.3 | 0.2 | 12 | 0.020919 | 0.0068781 | 652.5 | Per Unit | 1023.75 | Average of 4 lowest-cost non-convection electric wall ovens, bestbuy.com | 165.92 | rate at $82.96/per labor hour, assume 2 hour work, reference: https://www.homewyse.com/costs/cost_of_convection_ovens.html | 1676.25 | Average of 4 lowest-cost convection electric wall ovens, bestbuy.com | 165.92 | rate at $82.96/per labor hour, assume 2 hour work, reference: https://www.homewyse.com/costs/cost_of_convection_ovens.html
Equipment | High Efficiency Convection Oven | One Full-Size Convection Oven meeting ENERGY STAR® 2.0 Standards, 75% Efficient | One Standard Economy-Grade Full-Size Convection Oven, 65% Efficient | Residential | New | Multi-Family | FL Zone 2 | Per Unit | 0.75 | 421.5 | 337.2 | 84.3 | 0.2 | 12 | 0.020919 | 0.0068781 | 652.5 | Per Unit | 1023.75 | Average of 4 lowest-cost non-convection electric wall ovens, bestbuy.com | 165.92 | rate at $82.96/per labor hour, assume 2 hour work, reference: https://www.homewyse.com/costs/cost_of_convection_ovens.html | 1676.25 | Average of 4 lowest-cost convection electric wall ovens, bestbuy.com | 165.92 | rate at $82.96/per labor hour, assume 2 hour work, reference: https://www.homewyse.com/costs/cost_of_convection_ovens.html
Equipment | High Efficiency Convection Oven | One Full-Size Convection Oven meeting ENERGY STAR® 2.0 Standards, 75% Efficient | One Standard Economy-Grade Full-Size Convection Oven, 65% Efficient | Residential | New | Manufactured Home | FL Zone 2 | Per Unit | 0.75 | 421.5 | 337.2 | 84.3 | 0.2 | 12 | 0.020919 | 0.0068781 | 652.5 | Per Unit | 1023.75 | Average of 4 lowest-cost non-convection electric wall ovens, bestbuy.com | 165.92 | rate at $82.96/per labor hour, assume 2 hour work, reference: https://www.homewyse.com/costs/cost_of_convection_ovens.html | 1676.25 | Average of 4 lowest-cost convection electric wall ovens, bestbuy.com | 165.92 | rate at $82.96/per labor hour, assume 2 hour work, reference: https://www.homewyse.com/costs/cost_of_convection_ovens.html
Equipment | High Efficiency Induction Cooktop | One residential induction cooktop | One standard residential electric cooktop | Residential | Turnover | Single Family | FL Zone 2 | Per Appliance | 0.77945 | 2836.62 | 2302.668 | 533.952 | 0.18824 | 10 | 0.12662 | 0.03038 | 226.5 | Per Unit | 560.75 | Average of 4 lowest cost 30" radiant electric cooktops: https://www.homedepot.com/b/Appliances-Cooktops/30-in/Radiant/N-5yc1vZc3oqZ1z0klrhZ1z103g6?Ns=P_REP_PRC_MODE%7C0 | 175.203 | rate at $83.43/per labor hour, assume 2.1 hours work, reference: https://www.homewyse.com/costs/cost_of_induction_cooktops.html | 787.25 | Average of 4 lowest cost 30" induction cooktops: http://www.homedepot.com/b/Appliances-Cooking-Cooktops-Induction-Cooktops/Induction/N-5yc1vZc5lxZbwo5oZ1z13b4c?NCNI-5 | 175.203 | rate at $83.43/per labor hour, assume 2.1 hours work, reference: https://www.homewyse.com/costs/cost_of_induction_cooktops.html
Equipment | High Efficiency Induction Cooktop | One residential induction cooktop | One standard residential electric cooktop | Residential | Turnover | Multi-Family | FL Zone 2 | Per Appliance | 0.8 | 2836.62 | 2302.668 | 533.952 | 0.18824 | 10 | 0.12662 | 0.03038 | 226.5 | Per Unit | 560.75 | Average of 4 lowest cost 30" radiant electric cooktops: https://www.homedepot.com/b/Appliances-Cooktops/30-in/Radiant/N-5yc1vZc3oqZ1z0klrhZ1z103g6?Ns=P_REP_PRC_MODE%7C0 | 175.203 | rate at $83.43/per labor hour, assume 2.1 hours work, reference: https://www.homewyse.com/costs/cost_of_induction_cooktops.html | 787.25 | Average of 4 lowest cost 30" induction cooktops: http://www.homedepot.com/b/Appliances-Cooking-Cooktops-Induction-Cooktops/Induction/N-5yc1vZc5lxZbwo5oZ1z13b4c?NCNI-5 | 175.203 | rate at $83.43/per labor hour, assume 2.1 hours work, reference: https://www.homewyse.com/costs/cost_of_induction_cooktops.html
Equipment | High Efficiency Induction Cooktop | One residential induction cooktop | One standard residential electric cooktop | Residential | Turnover | Manufactured Home | FL Zone 2 | Per Appliance | 0.8 | 2836.62 | 2302.668 | 533.952 | 0.18824 | 10 | 0.12662 | 0.03038 | 226.5 | Per Unit | 560.75 | Average of 4 lowest cost 30" radiant electric cooktops: https://www.homedepot.com/b/Appliances-Cooktops/30-in/Radiant/N-5yc1vZc3oqZ1z0klrhZ1z103g6?Ns=P_REP_PRC_MODE%7C0 | 175.203 | rate at $83.43/per labor hour, assume 2.1 hours work, reference: https://www.homewyse.com/costs/cost_of_induction_cooktops.html | 787.25 | Average of 4 lowest cost 30" induction cooktops: http://www.homedepot.com/b/Appliances-Cooking-Cooktops-Induction-Cooktops/Induction/N-5yc1vZc5lxZbwo5oZ1z13b4c?NCNI-5 | 175.203 | rate at $83.43/per labor hour, assume 2.1 hours work, reference: https://www.homewyse.com/costs/cost_of_induction_cooktops.html
Equipment | High Efficiency Induction Cooktop | One residential induction cooktop | One standard residential electric cooktop | Residential | New | Single Family | FL Zone 2 | Per Appliance | 0.77945 | 2836.62 | 2302.668 | 533.952 | 0.18824 | 10 | 0.12662 | 0.03038 | 226.5 | Per Unit | 560.75 | Average of 4 lowest cost 30" radiant electric cooktops: https://www.homedepot.com/b/Appliances-Cooktops/30-in/Radiant/N-5yc1vZc3oqZ1z0klrhZ1z103g6?Ns=P_REP_PRC_MODE%7C0 | 175.203 | rate at $83.43/per labor hour, assume 2.1 hours work, reference: https://www.homewyse.com/costs/cost_of_induction_cooktops.html | 787.25 | Average of 4 lowest cost 30" induction cooktops: http://www.homedepot.com/b/Appliances-Cooking-Cooktops-Induction-Cooktops/Induction/N-5yc1vZc5lxZbwo5oZ1z13b4c?NCNI-5 | 175.203 | rate at $83.43/per labor hour, assume 2.1 hours work, reference: https://www.homewyse.com/costs/cost_of_induction_cooktops.html
Equipment | High Efficiency Induction Cooktop | One residential induction cooktop | One standard residential electric cooktop | Residential | New | Multi-Family | FL Zone 2 | Per Appliance | 0.8 | 2836.62 | 2302.668 | 533.952 | 0.18824 | 10 | 0.12662 | 0.03038 | 226.5 | Per Unit | 560.75 | Average of 4 lowest cost 30" radiant electric cooktops: https://www.homedepot.com/b/Appliances-Cooktops/30-in/Radiant/N-5yc1vZc3oqZ1z0klrhZ1z103g6?Ns=P_REP_PRC_MODE%7C0 | 175.203 | rate at $83.43/per labor hour, assume 2.1 hours work, reference: https://www.homewyse.com/costs/cost_of_induction_cooktops.html | 787.25 | Average of 4 lowest cost 30" induction cooktops: http://www.homedepot.com/b/Appliances-Cooking-Cooktops-Induction-Cooktops/Induction/N-5yc1vZc5lxZbwo5oZ1z13b4c?NCNI-5 | 175.203 | rate at $83.43/per labor hour, assume 2.1 hours work, reference: https://www.homewyse.com/costs/cost_of_induction_cooktops.html
Equipment | High Efficiency Induction Cooktop | One residential induction cooktop | One standard residential electric cooktop | Residential | New | Manufactured Home | FL Zone 2 | Per Appliance | 0.8 | 2836.62 | 2302.668 | 533.952 | 0.18824 | 10 | 0.12662 | 0.03038 | 226.5 | Per Unit | 560.75 | Average of 4 lowest cost 30" radiant electric cooktops: https://www.homedepot.com/b/Appliances-Cooktops/30-in/Radiant/N-5yc1vZc3oqZ1z0klrhZ1z103g6?Ns=P_REP_PRC_MODE%7C0 | 175.203 | rate at $83.43/per labor hour, assume 2.1 hours work, reference: https://www.homewyse.com/costs/cost_of_induction_cooktops.html | 787.25 | Average of 4 lowest cost 30" induction cooktops: http://www.homedepot.com/b/Appliances-Cooking-Cooktops-Induction-Cooktops/Induction/N-5yc1vZc5lxZbwo5oZ1z13b4c?NCNI-5 | 175.203 | rate at $83.43/per labor hour, assume 2.1 hours work, reference: https://www.homewyse.com/costs/cost_of_induction_cooktops.html
Equipment | Heat Pump Water Heater | Heat Pump Water Heater (EF=2.50) | Code-Compliant 50 Gallon Electric Resistance Water Heater | Residential | Turnover | Single Family | FL Zone 2 | Per Water Heater | 0.3822 | 2495.4175 | 935.499 | 1559.9186 | 0.62511 | 10 | 0.10489 | 0.39178 | 1006 | Per Unit | 419 | Baseline 50-gallon electric water heater: https://www.lowes.com/pd/A-O-Smith-Signature-50-Gallon-Short-6-year-Limited-4500-Watt-Double-Element-Electric-Water-Heater/1000216833 | 714 | Estimate at $105 per labor hour, assume 6.8 hours work, reference: http://www.serviskey.net/support/rate-estimator?s4=FL; https://www.homewyse.com/costs/cost_of_instant_hot_water_heaters.html (direct fit/replacement) | 1299 | https://www.homedepot.com/p/Rheem-Performance-Platinum-50-gal-10-Year-Hybrid-High-Efficiency-Smart-Tank-Electric-Water-Heater-XE50T10HD50U1/303419574 | 840 | Estimate at $105 per labor hour, assume 8 hours work, reference: http://www.serviskey.net/support/rate-estimator?s4=FL; https://www.homewyse.com/costs/cost_of_instant_hot_water_heaters.html (minor fit change)
Equipment | Heat Pump Water Heater | Heat Pump Water Heater (EF=2.50) | Code-Compliant 50 Gallon Electric Resistance Water Heater | Residential | Turnover | Multi-Family | FL Zone 2 | Per Water Heater | 0.4361 | 1961.5631 | 735.364 | 1226.1991 | 0.62511 | 10 | 0.082447 | 0.30796 | 1006 | Per Unit | 419 | Baseline 50-gallon electric water heater: https://www.lowes.com/pd/A-O-Smith-Signature-50-Gallon-Short-6-year-Limited-4500-Watt-Double-Element-Electric-Water-Heater/1000216833 | 714 | Estimate at $105 per labor hour, assume 6.8 hours work, reference: http://www.serviskey.net/support/rate-estimator?s4=FL; https://www.homewyse.com/costs/cost_of_instant_hot_water_heaters.html (direct fit/replacement) | 1299 | https://www.homedepot.com/p/Rheem-Performance-Platinum-50-gal-10-Year-Hybrid-High-Efficiency-Smart-Tank-Electric-Water-Heater-XE50T10HD50U1/303419574 | 840 | Estimate at $105 per labor hour, assume 8 hours work, reference: http://www.serviskey.net/support/rate-estimator?s4=FL; https://www.homewyse.com/costs/cost_of_instant_hot_water_heaters.html (minor fit change)
Equipment | Heat Pump Water Heater | Heat Pump Water Heater (EF=2.50) | Code-Compliant 50 Gallon Electric Resistance Water Heater | Residential | Turnover | Manufactured Home | FL Zone 2 | Per Water Heater | 0.3822 | 1945.9256 | 729.5017 | 1216.4239 | 0.62511 | 10 | 0.081789 | 0.30551 | 1006 | Per Unit | 419 | Baseline 50-gallon electric water heater: https://www.lowes.com/pd/A-O-Smith-Signature-50-Gallon-Short-6-year-Limited-4500-Watt-Double-Element-Electric-Water-Heater/1000216833 | 714 | Estimate at $105 per labor hour, assume 6.8 hours work, reference: http://www.serviskey.net/support/rate-estimator?s4=FL; https://www.homewyse.com/costs/cost_of_instant_hot_water_heaters.html (direct fit/replacement) | 1299 | https://www.homedepot.com/p/Rheem-Performance-Platinum-50-gal-10-Year-Hybrid-High-Efficiency-Smart-Tank-Electric-Water-Heater-XE50T10HD50U1/303419574 | 840 | Estimate at $105 per labor hour, assume 8 hours work, reference: http://www.serviskey.net/support/rate-estimator?s4=FL; https://www.homewyse.com/costs/cost_of_instant_hot_water_heaters.html (minor fit change)
Equipment | Heat Pump Water Heater | Heat Pump Water Heater (EF=2.50) | Code-Compliant 50 Gallon Electric Resistance Water Heater | Residential | New | Single Family | FL Zone 2 | Per Water Heater | 0.3822 | 2495.4175 | 935.499 | 1559.9186 | 0.62511 | 10 | 0.10489 | 0.39178 | 1006 | Per Unit | 419 | Baseline 50-gallon electric water heater: https://www.lowes.com/pd/A-O-Smith-Signature-50-Gallon-Short-6-year-Limited-4500-Watt-Double-Element-Electric-Water-Heater/1000216833 | 714 | Estimate at $105 per labor hour, assume 6.8 hours work, reference: http://www.serviskey.net/support/rate-estimator?s4=FL; https://www.homewyse.com/costs/cost_of_instant_hot_water_heaters.html (direct fit/replacement) | 1299 | https://www.homedepot.com/p/Rheem-Performance-Platinum-50-gal-10-Year-Hybrid-High-Efficiency-Smart-Tank-Electric-Water-Heater-XE50T10HD50U1/303419574 | 840 | Estimate at $105 per labor hour, assume 8 hours work, reference: http://www.serviskey.net/support/rate-estimator?s4=FL; https://www.homewyse.com/costs/cost_of_instant_hot_water_heaters.html (minor fit change)
Equipment | Heat Pump Water Heater | Heat Pump Water Heater (EF=2.50) | Code-Compliant 50 Gallon Electric Resistance Water Heater | Residential | New | Multi-Family | FL Zone 2 | Per Water Heater | 0.4361 | 1961.5631 | 735.364 | 1226.1991 | 0.62511 | 10 | 0.082447 | 0.30796 | 1006 | Per Unit | 419 | Baseline 50-gallon electric water heater: https://www.lowes.com/pd/A-O-Smith-Signature-50-Gallon-Short-6-year-Limited-4500-Watt-Double-Element-Electric-Water-Heater/1000216833 | 714 | Estimate at $105 per labor hour, assume 6.8 hours work, reference: http://www.serviskey.net/support/rate-estimator?s4=FL; https://www.homewyse.com/costs/cost_of_instant_hot_water_heaters.html (direct fit/replacement) | 1299 | https://www.homedepot.com/p/Rheem-Performance-Platinum-50-gal-10-Year-Hybrid-High-Efficiency-Smart-Tank-Electric-Water-Heater-XE50T10HD50U1/303419574 | 840 | Estimate at $105 per labor hour, assume 8 hours work, reference: http://www.serviskey.net/support/rate-estimator?s4=FL; https://www.homewyse.com/costs/cost_of_instant_hot_water_heaters.html (minor fit change)
Equipment | Heat Pump Water Heater | Heat Pump Water Heater (EF=2.50) | Code-Compliant 50 Gallon Electric Resistance Water Heater | Residential | New | Manufactured Home | FL Zone 2 | Per Water Heater | 0.3822 | 1945.9256 | 729.5017 | 1216.4239 | 0.62511 | 10 | 0.081789 | 0.30551 | 1006 | Per Unit | 419 | Baseline 50-gallon electric water heater: https://www.lowes.com/pd/A-O-Smith-Signature-50-Gallon-Short-6-year-Limited-4500-Watt-Double-Element-Electric-Water-Heater/1000216833 | 714 | Estimate at $105 per labor hour, assume 6.8 hours work, reference: http://www.serviskey.net/support/rate-estimator?s4=FL; https://www.homewyse.com/costs/cost_of_instant_hot_water_heaters.html (direct fit/replacement) | 1299 | https://www.homedepot.com/p/Rheem-Performance-Platinum-50-gal-10-Year-Hybrid-High-Efficiency-Smart-Tank-Electric-Water-Heater-XE50T10HD50U1/303419574 | 840 | Estimate at $105 per labor hour, assume 8 hours work, reference: http://www.serviskey.net/support/rate-estimator?s4=FL; https://www.homewyse.com/costs/cost_of_instant_hot_water_heaters.html (minor fit change)
Equipment | Instantaneous Hot Water System | Instantaneous Hot Water System | Standard Efficiency Tank Water Heater | Residential | Turnover | Single Family | FL Zone 2 | Per Water Heater | 0.99978 | 2564.9648 | 2414.9929 | 149.9719 | 0.058469 | 20 | -0.0034743 | 0.041304 | 2380.91 | Per Home | 349 | Baseline 40-gallon electric water heater, https://www.lowes.com/pd/A-O-Smith-Signature-40-Gallon-Short-6-year-Limited-4500-Watt-Double-Element-Electric-Water-Heater/1000216809 | 714 | Estimate at $105 per labor hour, assume 6.8 hours work, reference: http://www.serviskey.net/support/rate-estimator?s4=FL; https://www.homewyse.com/costs/cost_of_instant_hot_water_heaters.html (direct fit/replacement) | 1112.91 | Assume 3 point-of-use water heaters per home. Reference: https://www.homedepot.com/p/Rheem-Performance-13-kW-Self-Modulating-2-14-GPM-Electric-Tankless-Water-Heater-RETEX-13/300800566 plus valves: https://www.homedepot.com/p/Rheem-Brass-Service-Valves-for-Tankless-Water-Heaters-RTG20220AB/202798884 | 2331 | Estimate at $105 per labor hour, assume 11.1 hours work per WH (assume additional 50% of time for 2nd & 3rd for wiring, breakers, etc), reference: http://www.serviskey.net/support/rate-estimator?s4=FL; https://www.homewyse.com/costs/cost_of_instant_hot_water_heaters.html (major fit/position change)
Equipment | Instantaneous Hot Water System | Instantaneous Hot Water System | Standard Efficiency Tank Water Heater | Residential | Turnover | Multi-Family | FL Zone 2 | Per Water Heater | 0.99968 | 2016.2319 | 1898.344 | 117.8878 | 0.058469 | 20 | -0.002731 | 0.032468 | 2380.91 | Per Home | 349 | Baseline 40-gallon electric water heater, https://www.lowes.com/pd/A-O-Smith-Signature-40-Gallon-Short-6-year-Limited-4500-Watt-Double-Element-Electric-Water-Heater/1000216809 | 714 | Estimate at $105 per labor hour, assume 6.8 hours work, reference: http://www.serviskey.net/support/rate-estimator?s4=FL; https://www.homewyse.com/costs/cost_of_instant_hot_water_heaters.html (direct fit/replacement) | 1112.91 | Assume 3 point-of-use water heaters per home. Reference: https://www.homedepot.com/p/Rheem-Performance-13-kW-Self-Modulating-2-14-GPM-Electric-Tankless-Water-Heater-RETEX-13/300800566 plus valves: https://www.homedepot.com/p/Rheem-Brass-Service-Valves-for-Tankless-Water-Heaters-RTG20220AB/202798884 | 2331 | Estimate at $105 per labor hour, assume 11.1 hours work per WH (assume additional 50% of time for 2nd & 3rd for wiring, breakers, etc), reference: http://www.serviskey.net/support/rate-estimator?s4=FL; https://www.homewyse.com/costs/cost_of_instant_hot_water_heaters.html (major fit/position change)
Equipment | Instantaneous Hot Water System | Instantaneous Hot Water System | Standard Efficiency Tank Water Heater | Residential | Turnover | Manufactured Home | FL Zone 2 | Per Water Heater | 0.99955 | 2000.1585 | 1883.2105 | 116.948 | 0.058469 | 20 | -0.0027093 | 0.032209 | 2380.91 | Per Home | 349 | Baseline 40-gallon electric water heater, https://www.lowes.com/pd/A-O-Smith-Signature-40-Gallon-Short-6-year-Limited-4500-Watt-Double-Element-Electric-Water-Heater/1000216809 | 714 | Estimate at $105 per labor hour, assume 6.8 hours work, reference: http://www.serviskey.net/support/rate-estimator?s4=FL; https://www.homewyse.com/costs/cost_of_instant_hot_water_heaters.html (direct fit/replacement) | 1112.91 | Assume 3 point-of-use water heaters per home. Reference: https://www.homedepot.com/p/Rheem-Performance-13-kW-Self-Modulating-2-14-GPM-Electric-Tankless-Water-Heater-RETEX-13/300800566 plus valves: https://www.homedepot.com/p/Rheem-Brass-Service-Valves-for-Tankless-Water-Heaters-RTG20220AB/202798884 | 2331 | Estimate at $105 per labor hour, assume 11.1 hours work per WH (assume additional 50% of time for 2nd & 3rd for wiring, breakers, etc), reference: http://www.serviskey.net/support/rate-estimator?s4=FL; https://www.homewyse.com/costs/cost_of_instant_hot_water_heaters.html (major fit/position change)
Equipment | Instantaneous Hot Water System | Instantaneous Hot Water System | Standard Efficiency Tank Water Heater | Residential | New | Single Family | FL Zone 2 | Per Water Heater | 0.99978 | 2564.9648 | 2414.9929 | 149.9719 | 0.058469 | 20 | -0.0034743 | 0.041304 | 2380.91 | Per Home | 349 | Baseline 40-gallon electric water heater, https://www.lowes.com/pd/A-O-Smith-Signature-40-Gallon-Short-6-year-Limited-4500-Watt-Double-Element-Electric-Water-Heater/1000216809 | 714 | Estimate at $105 per labor hour, assume 6.8 hours work, reference: http://www.serviskey.net/support/rate-estimator?s4=FL; https://www.homewyse.com/costs/cost_of_instant_hot_water_heaters.html (direct fit/replacement) | 1112.91 | Assume 3 point-of-use water heaters per home. Reference: https://www.homedepot.com/p/Rheem-Performance-13-kW-Self-Modulating-2-14-GPM-Electric-Tankless-Water-Heater-RETEX-13/300800566 plus valves: https://www.homedepot.com/p/Rheem-Brass-Service-Valves-for-Tankless-Water-Heaters-RTG20220AB/202798884 | 2331 | Estimate at $105 per labor hour, assume 11.1 hours work per WH (assume additional 50% of time for 2nd & 3rd for wiring, breakers, etc), reference: http://www.serviskey.net/support/rate-estimator?s4=FL; https://www.homewyse.com/costs/cost_of_instant_hot_water_heaters.html (major fit/position change)
Equipment | Instantaneous Hot Water System | Instantaneous Hot Water System | Standard Efficiency Tank Water Heater | Residential | New | Multi-Family | FL Zone 2 | Per Water Heater | 0.99968 | 2016.2319 | 1898.344 | 117.8878 | 0.058469 | 20 | -0.002731 | 0.032468 | 2380.91 | Per Home | 349 | Baseline 40-gallon electric water heater, https://www.lowes.com/pd/A-O-Smith-Signature-40-Gallon-Short-6-year-Limited-4500-Watt-Double-Element-Electric-Water-Heater/1000216809 | 714 | Estimate at $105 per labor hour, assume 6.8 hours work, reference: http://www.serviskey.net/support/rate-estimator?s4=FL; https://www.homewyse.com/costs/cost_of_instant_hot_water_heaters.html (direct fit/replacement) | 1112.91 | Assume 3 point-of-use water heaters per home. Reference: https://www.homedepot.com/p/Rheem-Performance-13-kW-Self-Modulating-2-14-GPM-Electric-Tankless-Water-Heater-RETEX-13/300800566 plus valves: https://www.homedepot.com/p/Rheem-Brass-Service-Valves-for-Tankless-Water-Heaters-RTG20220AB/202798884 | 2331 | Estimate at $105 per labor hour, assume 11.1 hours work per WH (assume additional 50% of time for 2nd & 3rd for wiring, breakers, etc), reference: http://www.serviskey.net/support/rate-estimator?s4=FL; https://www.homewyse.com/costs/cost_of_instant_hot_water_heaters.html (major fit/position change)
Equipment | Instantaneous Hot Water System | Instantaneous Hot Water System | Standard Efficiency Tank Water Heater | Residential | New | Manufactured Home | FL Zone 2 | Per Water Heater | 0.99955 | 2000.1585 | 1883.2105 | 116.948 | 0.058469 | 20 | -0.0027093 | 0.032209 | 2380.91 | Per Home | 349 | Baseline 40-gallon electric water heater, https://www.lowes.com/pd/A-O-Smith-Signature-40-Gallon-Short-6-year-Limited-4500-Watt-Double-Element-Electric-Water-Heater/1000216809 | 714 | Estimate at $105 per labor hour, assume 6.8 hours work, reference: http://www.serviskey.net/support/rate-estimator?s4=FL; https://www.homewyse.com/costs/cost_of_instant_hot_water_heaters.html (direct fit/replacement) | 1112.91 | Assume 3 point-of-use water heaters per home. Reference: https://www.homedepot.com/p/Rheem-Performance-13-kW-Self-Modulating-2-14-GPM-Electric-Tankless-Water-Heater-RETEX-13/300800566 plus valves: https://www.homedepot.com/p/Rheem-Brass-Service-Valves-for-Tankless-Water-Heaters-RTG20220AB/202798884 | 2331 | Estimate at $105 per labor hour, assume 11.1 hours work per WH (assume additional 50% of time for 2nd & 3rd for wiring, breakers, etc), reference: http://www.serviskey.net/support/rate-estimator?s4=FL; https://www.homewyse.com/costs/cost_of_instant_hot_water_heaters.html (major fit/position change)
Equipment | Solar Water Heater | Solar Powered 50 Gallon Electric Resistance Water Heater (EF = 1.84) | Code-Compliant 50 Gallon Electric Resistance Water Heater | Residential | Turnover | Single Family | FL Zone 2 | Per Water Heater | 0.2156 | 2495.4175 | 582.2641 | 1913.1534 | 0.76667 | 15 | 0.14299 | 0.020075 | 6767 | Per 50-gallon | 419 | Baseline 50-gallon electric water heater: https://www.lowes.com/pd/A-O-Smith-Signature-50-Gallon-Short-6-year-Limited-4500-Watt-Double-Element-Electric-Water-Heater/1000216833 | 714 | Estimate at $105 per labor hour, assume 6.8 hours work, reference: http://www.serviskey.net/support/rate-estimator?s4=FL; https://www.homewyse.com/costs/cost_of_instant_hot_water_heaters.html (direct fit/replacement) | 7900 | Average installed cost for FPL Pilot Offering | 0 | reference source did not distinguish material and labor costs
Equipment | Solar Water Heater | Solar Powered 50 Gallon Electric Resistance Water Heater (EF = 1.84) | Code-Compliant 50 Gallon Electric Resistance Water Heater | Residential | Turnover | Multi-Family | FL Zone 2 | Per Water Heater | 0.1078 | 1961.5631 | 457.6981 | 1503.865 | 0.76667 | 15 | 0.1124 | 0.015781 | 6767 | Per 50-gallon | 419 | Baseline 50-gallon electric water heater: https://www.lowes.com/pd/A-O-Smith-Signature-50-Gallon-Short-6-year-Limited-4500-Watt-Double-Element-Electric-Water-Heater/1000216833 | 714 | Estimate at $105 per labor hour, assume 6.8 hours work, reference: http://www.serviskey.net/support/rate-estimator?s4=FL; https://www.homewyse.com/costs/cost_of_instant_hot_water_heaters.html (direct fit/replacement) | 7900 | Average installed cost for FPL Pilot Offering | 0 | reference source did not distinguish material and labor costs
Equipment | Solar Water Heater | Solar Powered 50 Gallon Electric Resistance Water Heater (EF = 1.84) | Code-Compliant 50 Gallon Electric Resistance Water Heater | Residential | Turnover | Manufactured Home | FL Zone 2 | Per Water Heater | 0.2156 | 1945.9256 | 454.0493 | 1491.8763 | 0.76667 | 15 | 0.11151 | 0.015655 | 6767 | Per 50-gallon | 419 | Baseline 50-gallon electric water heater: https://www.lowes.com/pd/A-O-Smith-Signature-50-Gallon-Short-6-year-Limited-4500-Watt-Double-Element-Electric-Water-Heater/1000216833 | 714 | Estimate at $105 per labor hour, assume 6.8 hours work, reference: http://www.serviskey.net/support/rate-estimator?s4=FL; https://www.homewyse.com/costs/cost_of_instant_hot_water_heaters.html (direct fit/replacement) | 7900 | Average installed cost for FPL Pilot Offering | 0 | reference source did not distinguish material and labor costs
Equipment | Solar Water Heater | Solar Powered 50 Gallon Electric Resistance Water Heater (EF = 1.84) | Code-Compliant 50 Gallon Electric Resistance Water Heater | Residential | New | Single Family | FL Zone 2 | Per Water Heater | 0.2156 | 2495.4175 | 582.2641 | 1913.1534 | 0.76667 | 15 | 0.14299 | 0.020075 | 6767 | Per 50-gallon | 419 | Baseline 50-gallon electric water heater: https://www.lowes.com/pd/A-O-Smith-Signature-50-Gallon-Short-6-year-Limited-4500-Watt-Double-Element-Electric-Water-Heater/1000216833 | 714 | Estimate at $105 per labor hour, assume 6.8 hours work, reference: http://www.serviskey.net/support/rate-estimator?s4=FL; https://www.homewyse.com/costs/cost_of_instant_hot_water_heaters.html (direct fit/replacement) | 7900 | Average installed cost for FPL Pilot Offering | 0 | reference source did not distinguish material and labor costs
Equipment | Solar Water Heater | Solar Powered 50 Gallon Electric Resistance Water Heater (EF = 1.84) | Code-Compliant 50 Gallon Electric Resistance Water Heater | Residential | New | Multi-Family | FL Zone 2 | Per Water Heater | 0.1078 | 1961.5631 | 457.6981 | 1503.865 | 0.76667 | 15 | 0.1124 | 0.015781 | 6767 | Per 50-gallon | 419 | Baseline 50-gallon electric water heater: https://www.lowes.com/pd/A-O-Smith-Signature-50-Gallon-Short-6-year-Limited-4500-Watt-Double-Element-Electric-Water-Heater/1000216833 | 714 | Estimate at $105 per labor hour, assume 6.8 hours work, reference: http://www.serviskey.net/support/rate-estimator?s4=FL; https://www.homewyse.com/costs/cost_of_instant_hot_water_heaters.html (direct fit/replacement) | 7900 | Average installed cost for FPL Pilot Offering | 0 | reference source did not distinguish material and labor costs
Equipment | Solar Water Heater | Solar Powered 50 Gallon Electric Resistance Water Heater (EF = 1.84) | Code-Compliant 50 Gallon Electric Resistance Water Heater | Residential | New | Manufactured Home | FL Zone 2 | Per Water Heater | 0.2156 | 1945.9256 | 454.0493 | 1491.8763 | 0.76667 | 15 | 0.11151 | 0.015655 | 6767 | Per 50-gallon | 419 | Baseline 50-gallon electric water heater: https://www.lowes.com/pd/A-O-Smith-Signature-50-Gallon-Short-6-year-Limited-4500-Watt-Double-Element-Electric-Water-Heater/1000216833 | 714 | Estimate at $105 per labor hour, assume 6.8 hours work, reference: http://www.serviskey.net/support/rate-estimator?s4=FL; https://www.homewyse.com/costs/cost_of_instant_hot_water_heaters.html (direct fit/replacement) | 7900 | Average installed cost for FPL Pilot Offering | 0 | reference source did not distinguish material and labor costs
Equipment | Energy Star Air Purifier | One 120 CFM Air Purifier meeting ENERGY STAR® 1.2 Standards | One Standard 120 CFM Air Purifier | Residential | Turnover | Single Family | FL Zone 2 | Per Air Cleaner | 0.61 | 1072 | 430.0364 | 641.9636 | 0.59885 | 9 | 0.085069 | 0.061385 | 0 | Per Unit | 0 | reference source included incremental cost only | 0 | No Labor Cost | 0 | ENERGY STAR Appliance Calculator, 2016 (no incremental cost) | 0 | No Labor Cost
Equipment | Energy Star Air Purifier | One 120 CFM Air Purifier meeting ENERGY STAR® 1.2 Standards | One Standard 120 CFM Air Purifier | Residential | Turnover | Multi-Family | FL Zone 2 | Per Air Cleaner | 0.61 | 1072 | 430.0364 | 641.9636 | 0.59885 | 9 | 0.085069 | 0.061385 | 0 | Per Unit | 0 | reference source included incremental cost only | 0 | No Labor Cost | 0 | ENERGY STAR Appliance Calculator, 2016 (no incremental cost) | 0 | No Labor Cost
Equipment | Energy Star Air Purifier | One 120 CFM Air Purifier meeting ENERGY STAR® 1.2 Standards | One Standard 120 CFM Air Purifier | Residential | Turnover | Manufactured Home | FL Zone 2 | Per Air Cleaner | 0.61 | 1072 | 430.0364 | 641.9636 | 0.59885 | 9 | 0.085069 | 0.061385 | 0 | Per Unit | 0 | reference source included incremental cost only | 0 | No Labor Cost | 0 | ENERGY STAR Appliance Calculator, 2016 (no incremental cost) | 0 | No Labor Cost
Equipment | Energy Star Air Purifier | One 120 CFM Air Purifier meeting ENERGY STAR® 1.2 Standards | One Standard 120 CFM Air Purifier | Residential | New | Single Family | FL Zone 2 | Per Air Cleaner | 0.61 | 1072 | 430.0364 | 641.9636 | 0.59885 | 9 | 0.085069 | 0.061385 | 0 | Per Unit | 0 | reference source included incremental cost only | 0 | No Labor Cost | 0 | ENERGY STAR Appliance Calculator, 2016 (no incremental cost) | 0 | No Labor Cost
Equipment | Energy Star Air Purifier | One 120 CFM Air Purifier meeting ENERGY STAR® 1.2 Standards | One Standard 120 CFM Air Purifier | Residential | New | Multi-Family | FL Zone 2 | Per Air Cleaner | 0.61 | 1072 | 430.0364 | 641.9636 | 0.59885 | 9 | 0.085069 | 0.061385 | 0 | Per Unit | 0 | reference source included incremental cost only | 0 | No Labor Cost | 0 | ENERGY STAR Appliance Calculator, 2016 (no incremental cost) | 0 | No Labor Cost
Equipment | Energy Star Air Purifier | One 120 CFM Air Purifier meeting ENERGY STAR® 1.2 Standards | One Standard 120 CFM Air Purifier | Residential | New | Manufactured Home | FL Zone 2 | Per Air Cleaner | 0.61 | 1072 | 430.0364 | 641.9636 | 0.59885 | 9 | 0.085069 | 0.061385 | 0 | Per Unit | 0 | reference source included incremental cost only | 0 | No Labor Cost | 0 | ENERGY STAR Appliance Calculator, 2016 (no incremental cost) | 0 | No Labor Cost
Equipment | Energy Star Audio-Video Equipment | One DVD/Blu-Ray Player meeting ENERGY STAR® 3.0 Standards | One Market Average DVD/Blu-Ray Player | Residential | Turnover | Single Family | FL Zone 2 | Per Device | 0.43 | 98.2955 | 18 | 80.2955 | 0.81688 | 5 | 0 | 0 | 134.84 | Per Unit | 299.99 | http://www.amazon.com/Sony-HT-CT150-Sound-Bar-System/dp/B003C1AO2I/ref=sr_1_1?s=aht&ie=UTF8&qid=1311254467&sr=1-1 | 0 | No Labor Cost | 434.83 | http://www.amazon.com/Polk-Audio-Surroundbar-Entertainment-System/dp/B0036ORATQ/ref=sr_1_2?s=aht&ie=UTF8&qid=1311254476&sr=1-2 | 0 | No Labor Cost
Equipment | Energy Star Audio-Video Equipment | One DVD/Blu-Ray Player meeting ENERGY STAR® 3.0 Standards | One Market Average DVD/Blu-Ray Player | Residential | Turnover | Multi-Family | FL Zone 2 | Per Device | 0.43 | 98.2955 | 18 | 80.2955 | 0.81688 | 5 | 0 | 0 | 134.84 | Per Unit | 299.99 | http://www.amazon.com/Sony-HT-CT150-Sound-Bar-System/dp/B003C1AO2I/ref=sr_1_1?s=aht&ie=UTF8&qid=1311254467&sr=1-1 | 0 | No Labor Cost | 434.83 | http://www.amazon.com/Polk-Audio-Surroundbar-Entertainment-System/dp/B0036ORATQ/ref=sr_1_2?s=aht&ie=UTF8&qid=1311254476&sr=1-2 | 0 | No Labor Cost
Equipment | Energy Star Audio-Video Equipment | One DVD/Blu-Ray Player meeting ENERGY STAR® 3.0 Standards | One Market Average DVD/Blu-Ray Player | Residential | Turnover | Manufactured Home | FL Zone 2 | Per Device | 0.43 | 98.2955 | 18 | 80.2955 | 0.81688 | 5 | 0 | 0 | 134.84 | Per Unit | 299.99 | http://www.amazon.com/Sony-HT-CT150-Sound-Bar-System/dp/B003C1AO2I/ref=sr_1_1?s=aht&ie=UTF8&qid=1311254467&sr=1-1 | 0 | No Labor Cost | 434.83 | http://www.amazon.com/Polk-Audio-Surroundbar-Entertainment-System/dp/B0036ORATQ/ref=sr_1_2?s=aht&ie=UTF8&qid=1311254476&sr=1-2 | 0 | No Labor Cost
Equipment | Energy Star Audio-Video Equipment | One DVD/Blu-Ray Player meeting ENERGY STAR® 3.0 Standards | One Market Average DVD/Blu-Ray Player | Residential | New | Single Family | FL Zone 2 | Per Device | 0.43 | 98.2955 | 18 | 80.2955 | 0.81688 | 5 | 0 | 0 | 134.84 | Per Unit | 299.99 | http://www.amazon.com/Sony-HT-CT150-Sound-Bar-System/dp/B003C1AO2I/ref=sr_1_1?s=aht&ie=UTF8&qid=1311254467&sr=1-1 | 0 | No Labor Cost | 434.83 | http://www.amazon.com/Polk-Audio-Surroundbar-Entertainment-System/dp/B0036ORATQ/ref=sr_1_2?s=aht&ie=UTF8&qid=1311254476&sr=1-2 | 0 | No Labor Cost
Equipment | Energy Star Audio-Video Equipment | One DVD/Blu-Ray Player meeting ENERGY STAR® 3.0 Standards | One Market Average DVD/Blu-Ray Player | Residential | New | Multi-Family | FL Zone 2 | Per Device | 0.43 | 98.2955 | 18 | 80.2955 | 0.81688 | 5 | 0 | 0 | 134.84 | Per Unit | 299.99 | http://www.amazon.com/Sony-HT-CT150-Sound-Bar-System/dp/B003C1AO2I/ref=sr_1_1?s=aht&ie=UTF8&qid=1311254467&sr=1-1 | 0 | No Labor Cost | 434.83 | http://www.amazon.com/Polk-Audio-Surroundbar-Entertainment-System/dp/B0036ORATQ/ref=sr_1_2?s=aht&ie=UTF8&qid=1311254476&sr=1-2 | 0 | No Labor Cost
Equipment | Energy Star Audio-Video Equipment | One DVD/Blu-Ray Player meeting ENERGY STAR® 3.0 Standards | One Market Average DVD/Blu-Ray Player | Residential | New | Manufactured Home | FL Zone 2 | Per Device | 0.43 | 98.2955 | 18 | 80.2955 | 0.81688 | 5 | 0 | 0 | 134.84 | Per Unit | 299.99 | http://www.amazon.com/Sony-HT-CT150-Sound-Bar-System/dp/B003C1AO2I/ref=sr_1_1?s=aht&ie=UTF8&qid=1311254467&sr=1-1 | 0 | No Labor Cost | 434.83 | http://www.amazon.com/Polk-Audio-Surroundbar-Entertainment-System/dp/B0036ORATQ/ref=sr_1_2?s=aht&ie=UTF8&qid=1311254476&sr=1-2 | 0 | No Labor Cost
Equipment | Energy Star Imaging Equipment | One Personal Computer meeting ENERGY STAR® 6.1 Standards | One Personal Computer meeting ENERGY STAR® 3.0 Standards | Residential | Turnover | Single Family | FL Zone 2 | Per Appliance | 0.01 | 299.575 | 171.93 | 127.645 | 0.42609 | 5 | 0.011573 | 0.0067571 | 0 | Per Unit | 49.99 | Market Research, 2018, bestbuy.com | 0 | No Labor Cost | 49.99 | Market Research, 2018, bestbuy.com (lowest cost units were all EnergyStar certified so no incremental cost difference) | 0 | No Labor Cost
Equipment | Energy Star Imaging Equipment | One Personal Computer meeting ENERGY STAR® 6.1 Standards | One Personal Computer meeting ENERGY STAR® 3.0 Standards | Residential | Turnover | Multi-Family | FL Zone 2 | Per Appliance | 0.01 | 299.575 | 171.93 | 127.645 | 0.42609 | 5 | 0.011573 | 0.0067571 | 0 | Per Unit | 49.99 | Market Research, 2018, bestbuy.com | 0 | No Labor Cost | 49.99 | Market Research, 2018, bestbuy.com (lowest cost units were all EnergyStar certified so no incremental cost difference) | 0 | No Labor Cost
Equipment | Energy Star Imaging Equipment | One Personal Computer meeting ENERGY STAR® 6.1 Standards | One Personal Computer meeting ENERGY STAR® 3.0 Standards | Residential | Turnover | Manufactured Home | FL Zone 2 | Per Appliance | 0.01 | 299.575 | 171.93 | 127.645 | 0.42609 | 5 | 0.011573 | 0.0067571 | 0 | Per Unit | 49.99 | Market Research, 2018, bestbuy.com | 0 | No Labor Cost | 49.99 | Market Research, 2018, bestbuy.com (lowest cost units were all EnergyStar certified so no incremental cost difference) | 0 | No Labor Cost
Equipment | Energy Star Imaging Equipment | One Personal Computer meeting ENERGY STAR® 6.1 Standards | One Personal Computer meeting ENERGY STAR® 3.0 Standards | Residential | New | Single Family | FL Zone 2 | Per Appliance | 0.01 | 299.575 | 171.93 | 127.645 | 0.42609 | 5 | 0.011573 | 0.0067571 | 0 | Per Unit | 49.99 | Market Research, 2018, bestbuy.com | 0 | No Labor Cost | 49.99 | Market Research, 2018, bestbuy.com (lowest cost units were all EnergyStar certified so no incremental cost difference) | 0 | No Labor Cost
Equipment | Energy Star Imaging Equipment | One Personal Computer meeting ENERGY STAR® 6.1 Standards | One Personal Computer meeting ENERGY STAR® 3.0 Standards | Residential | New | Multi-Family | FL Zone 2 | Per Appliance | 0.01 | 299.575 | 171.93 | 127.645 | 0.42609 | 5 | 0.011573 | 0.0067571 | 0 | Per Unit | 49.99 | Market Research, 2018, bestbuy.com | 0 | No Labor Cost | 49.99 | Market Research, 2018, bestbuy.com (lowest cost units were all EnergyStar certified so no incremental cost difference) | 0 | No Labor Cost
Equipment | Energy Star Imaging Equipment | One Personal Computer meeting ENERGY STAR® 6.1 Standards | One Personal Computer meeting ENERGY STAR® 3.0 Standards | Residential | New | Manufactured Home | FL Zone 2 | Per Appliance | 0.01 | 299.575 | 171.93 | 127.645 | 0.42609 | 5 | 0.011573 | 0.0067571 | 0 | Per Unit | 49.99 | Market Research, 2018, bestbuy.com | 0 | No Labor Cost | 49.99 | Market Research, 2018, bestbuy.com (lowest cost units were all EnergyStar certified so no incremental cost difference) | 0 | No Labor Cost
Equipment | Energy Star Personal Computer | One Personal Computer meeting ENERGY STAR® 6.1 Standards | One Personal Computer meeting ENERGY STAR® 3.0 Standards | Residential | Turnover | Single Family | FL Zone 2 | Per Appliance | 0.35 | 274.082 | 154.5308 | 119.5512 | 0.43619 | 4 | 0.018954 | 0.0040635 | 29.75 | Per Unit | 0 | reference source included incremental cost only | 0 | No Labor Cost | 29.75 | Table 9.3, average of product classes for Tier 2 (2017) standard: http://www.energy.ca.gov/appliances/2013rulemaking/documents/proposals/12-AAER-2A_Consumer_Electronics/California_IOUs_Standards_Proposal_Computers_UPDATED_2013-08-06_TN-71813.pdf | 0 | No Labor Cost
Equipment | Energy Star Personal Computer | One Personal Computer meeting ENERGY STAR® 6.1 Standards | One Personal Computer meeting ENERGY STAR® 3.0 Standards | Residential | Turnover | Multi-Family | FL Zone 2 | Per Appliance | 0.35 | 274.082 | 154.5308 | 119.5512 | 0.43619 | 4 | 0.018954 | 0.0040635 | 29.75 | Per Unit | 0 | reference source included incremental cost only | 0 | No Labor Cost | 29.75 | Table 9.3, average of product classes for Tier 2 (2017) standard: http://www.energy.ca.gov/appliances/2013rulemaking/documents/proposals/12-AAER-2A_Consumer_Electronics/California_IOUs_Standards_Proposal_Computers_UPDATED_2013-08-06_TN-71813.pdf | 0 | No Labor Cost
Equipment | Energy Star Personal Computer | One Personal Computer meeting ENERGY STAR® 6.1 Standards | One Personal Computer meeting ENERGY STAR® 3.0 Standards | Residential | Turnover | Manufactured Home | FL Zone 2 | Per Appliance | 0.35 | 274.082 | 154.5308 | 119.5512 | 0.43619 | 4 | 0.018954 | 0.0040635 | 29.75 | Per Unit | 0 | reference source included incremental cost only | 0 | No Labor Cost | 29.75 | Table 9.3, average of product classes for Tier 2 (2017) standard: http://www.energy.ca.gov/appliances/2013rulemaking/documents/proposals/12-AAER-2A_Consumer_Electronics/California_IOUs_Standards_Proposal_Computers_UPDATED_2013-08-06_TN-71813.pdf | 0 | No Labor Cost
Equipment | Energy Star Personal Computer | One Personal Computer meeting ENERGY STAR® 6.1 Standards | One Personal Computer meeting ENERGY STAR® 3.0 Standards | Residential | New | Single Family | FL Zone 2 | Per Appliance | 0.35 | 274.082 | 154.5308 | 119.5512 | 0.43619 | 4 | 0.018954 | 0.0040635 | 29.75 | Per Unit | 0 | reference source included incremental cost only | 0 | No Labor Cost | 29.75 | Table 9.3, average of product classes for Tier 2 (2017) standard: http://www.energy.ca.gov/appliances/2013rulemaking/documents/proposals/12-AAER-2A_Consumer_Electronics/California_IOUs_Standards_Proposal_Computers_UPDATED_2013-08-06_TN-71813.pdf | 0 | No Labor Cost
Equipment | Energy Star Personal Computer | One Personal Computer meeting ENERGY STAR® 6.1 Standards | One Personal Computer meeting ENERGY STAR® 3.0 Standards | Residential | New | Multi-Family | FL Zone 2 | Per Appliance | 0.35 | 274.082 | 154.5308 | 119.5512 | 0.43619 | 4 | 0.018954 | 0.0040635 | 29.75 | Per Unit | 0 | reference source included incremental cost only | 0 | No Labor Cost | 29.75 | Table 9.3, average of product classes for Tier 2 (2017) standard: http://www.energy.ca.gov/appliances/2013rulemaking/documents/proposals/12-AAER-2A_Consumer_Electronics/California_IOUs_Standards_Proposal_Computers_UPDATED_2013-08-06_TN-71813.pdf | 0 | No Labor Cost
Equipment | Energy Star Personal Computer | One Personal Computer meeting ENERGY STAR® 6.1 Standards | One Personal Computer meeting ENERGY STAR® 3.0 Standards | Residential | New | Manufactured Home | FL Zone 2 | Per Appliance | 0.35 | 274.082 | 154.5308 | 119.5512 | 0.43619 | 4 | 0.018954 | 0.0040635 | 29.75 | Per Unit | 0 | reference source included incremental cost only | 0 | No Labor Cost | 29.75 | Table 9.3, average of product classes for Tier 2 (2017) standard: http://www.energy.ca.gov/appliances/2013rulemaking/documents/proposals/12-AAER-2A_Consumer_Electronics/California_IOUs_Standards_Proposal_Computers_UPDATED_2013-08-06_TN-71813.pdf | 0 | No Labor Cost
Equipment | Energy Star TV | One Television meeting ENERGY STAR® 7.0 Standards | One Television meeting ENERGY STAR® 6.1 Standards | Residential | Turnover | Single Family | FL Zone 2 | Per Appliance | 0.42 | 109.1958 | 70.8708 | 38.325 | 0.35097 | 6 | 0.0076643 | 0.0045849 | 93.3333 | Per Unit | 400 | Average of 3 lowest cost 55" non-Energy Star units, bestbuy.com | 0 | No Labor Cost | 493.3333 | Average of 3 lowest cost 55" Energy Star units, bestbuy.com | 0 | No Labor Cost
Equipment | Energy Star TV | One Television meeting ENERGY STAR® 7.0 Standards | One Television meeting ENERGY STAR® 6.1 Standards | Residential | Turnover | Multi-Family | FL Zone 2 | Per Appliance | 0.42 | 109.1958 | 70.8708 | 38.325 | 0.35097 | 6 | 0.0076643 | 0.0045849 | 93.3333 | Per Unit | 400 | Average of 3 lowest cost 55" non-Energy Star units, bestbuy.com | 0 | No Labor Cost | 493.3333 | Average of 3 lowest cost 55" Energy Star units, bestbuy.com | 0 | No Labor Cost
Equipment | Energy Star TV | One Television meeting ENERGY STAR® 7.0 Standards | One Television meeting ENERGY STAR® 6.1 Standards | Residential | Turnover | Manufactured Home | FL Zone 2 | Per Appliance | 0.42 | 109.1958 | 70.8708 | 38.325 | 0.35097 | 6 | 0.0076643 | 0.0045849 | 93.3333 | Per Unit | 400 | Average of 3 lowest cost 55" non-Energy Star units, bestbuy.com | 0 | No Labor Cost | 493.3333 | Average of 3 lowest cost 55" Energy Star units, bestbuy.com | 0 | No Labor Cost
Equipment | Energy Star TV | One Television meeting ENERGY STAR® 7.0 Standards | One Television meeting ENERGY STAR® 6.1 Standards | Residential | New | Single Family | FL Zone 2 | Per Appliance | 0.42 | 109.1958 | 70.8708 | 38.325 | 0.35097 | 6 | 0.0076643 | 0.0045849 | 93.3333 | Per Unit | 400 | Average of 3 lowest cost 55" non-Energy Star units, bestbuy.com | 0 | No Labor Cost | 493.3333 | Average of 3 lowest cost 55" Energy Star units, bestbuy.com | 0 | No Labor Cost
Equipment | Energy Star TV | One Television meeting ENERGY STAR® 7.0 Standards | One Television meeting ENERGY STAR® 6.1 Standards | Residential | New | Multi-Family | FL Zone 2 | Per Appliance | 0.42 | 109.1958 | 70.8708 | 38.325 | 0.35097 | 6 | 0.0076643 | 0.0045849 | 93.3333 | Per Unit | 400 | Average of 3 lowest cost 55" non-Energy Star units, bestbuy.com | 0 | No Labor Cost | 493.3333 | Average of 3 lowest cost 55" Energy Star units, bestbuy.com | 0 | No Labor Cost
Equipment | Energy Star TV | One Television meeting ENERGY STAR® 7.0 Standards | One Television meeting ENERGY STAR® 6.1 Standards | Residential | New | Manufactured Home | FL Zone 2 | Per Appliance | 0.42 | 109.1958 | 70.8708 | 38.325 | 0.35097 | 6 | 0.0076643 | 0.0045849 | 93.3333 | Per Unit | 400 | Average of 3 lowest cost 55" non-Energy Star units, bestbuy.com | 0 | No Labor Cost | 493.3333 | Average of 3 lowest cost 55" Energy Star units, bestbuy.com | 0 | No Labor Cost
Equipment | 14 SEER ASHP from base electric resistance heating | 14 SEER ASHP from base electric resistance heating | Base AC, 14 SEER, Electric resistance heating, 3.41 HSPF | Residential | Turnover | Single Family | FL Zone 2 | Per System | 0 | 13223.863 | 7741.4525 | 5482.4104 | 0.41458 | 15 | 0 | 1.5463 | 469.29 | Per 3 Ton | 1652.01 | rate at $550.67/ton, reference: https://www.theacoutlet.com/gsx16s361-capf4860d6-3-ton-14-seer-goodman-air-condenser-and-coil.html | 1259.184 | rate at $85.08/per labor hour, assume 14.8 hour work, reference: https://www.homewyse.com/costs/cost_of_heat_pump_systems.html | 2121.3 | 14 SEER split system heat pump, rate at $707.1/ton, reference: https://www.theacoutlet.com/rp1536aj1na-rh1p3617stanja-3-ton-14-seer-rheem-ruud-heat-pump-system.html | 1259.184 | rate at $85.08/per labor hour, assume 14.8 hour work, reference: https://www.homewyse.com/costs/cost_of_heat_pump_systems.html
Equipment | 14 SEER ASHP from base electric resistance heating | 14 SEER ASHP from base electric resistance heating | Base AC, 14 SEER, Electric resistance heating, 3.41 HSPF | Residential | Turnover | Multi-Family | FL Zone 2 | Per System | 0 | 8815.9086 | 5160.9684 | 3654.9403 | 0.41458 | 15 | 0 | 1.0309 | 312.86 | Per 2 Ton | 1101.34 | rate at $550.67/ton, reference: https://www.theacoutlet.com/gsx16s361-capf4860d6-3-ton-14-seer-goodman-air-condenser-and-coil.html | 1259.184 | rate at $85.08/per labor hour, assume 14.8 hour work, reference: https://www.homewyse.com/costs/cost_of_heat_pump_systems.html | 1414.2 | 14 SEER split system heat pump, rate at $707.1/ton, reference: https://www.theacoutlet.com/rp1536aj1na-rh1p3617stanja-3-ton-14-seer-rheem-ruud-heat-pump-system.html | 1259.184 | rate at $85.08/per labor hour, assume 14.8 hour work, reference: https://www.homewyse.com/costs/cost_of_heat_pump_systems.html
Equipment | 14 SEER ASHP from base electric resistance heating | 14 SEER ASHP from base electric resistance heating | Base AC, 14 SEER, Electric resistance heating, 3.41 HSPF | Residential | Turnover | Manufactured Home | FL Zone 2 | Per System | 0 | 13223.863 | 7741.4525 | 5482.4104 | 0.41458 | 15 | 0 | 1.5463 | 469.29 | Per 3 Ton | 1652.01 | rate at $550.67/ton, reference: https://www.theacoutlet.com/gsx16s361-capf4860d6-3-ton-14-seer-goodman-air-condenser-and-coil.html | 1259.184 | rate at $85.08/per labor hour, assume 14.8 hour work, reference: https://www.homewyse.com/costs/cost_of_heat_pump_systems.html | 2121.3 | 14 SEER split system heat pump, rate at $707.1/ton, reference: https://www.theacoutlet.com/rp1536aj1na-rh1p3617stanja-3-ton-14-seer-rheem-ruud-heat-pump-system.html | 1259.184 | rate at $85.08/per labor hour, assume 14.8 hour work, reference: https://www.homewyse.com/costs/cost_of_heat_pump_systems.html
Equipment | 14 SEER ASHP from base electric resistance heating | 14 SEER ASHP from base electric resistance heating | Base AC, 14 SEER, Electric resistance heating, 3.41 HSPF | Residential | New | Single Family | FL Zone 2 | Per System | 0 | 13223.863 | 7741.4525 | 5482.4104 | 0.41458 | 15 | 0 | 1.5463 | 469.29 | Per 3 Ton | 1652.01 | rate at $550.67/ton, reference: https://www.theacoutlet.com/gsx16s361-capf4860d6-3-ton-14-seer-goodman-air-condenser-and-coil.html | 1259.184 | rate at $85.08/per labor hour, assume 14.8 hour work, reference: https://www.homewyse.com/costs/cost_of_heat_pump_systems.html | 2121.3 | 14 SEER split system heat pump, rate at $707.1/ton, reference: https://www.theacoutlet.com/rp1536aj1na-rh1p3617stanja-3-ton-14-seer-rheem-ruud-heat-pump-system.html | 1259.184 | rate at $85.08/per labor hour, assume 14.8 hour work, reference: https://www.homewyse.com/costs/cost_of_heat_pump_systems.html
Equipment | 14 SEER ASHP from base electric resistance heating | 14 SEER ASHP from base electric resistance heating | Base AC, 14 SEER, Electric resistance heating, 3.41 HSPF | Residential | New | Multi-Family | FL Zone 2 | Per System | 0 | 8815.9086 | 5160.9684 | 3654.9403 | 0.41458 | 15 | 0 | 1.0309 | 312.86 | Per 2 Ton | 1101.34 | rate at $550.67/ton, reference: https://www.theacoutlet.com/gsx16s361-capf4860d6-3-ton-14-seer-goodman-air-condenser-and-coil.html | 1259.184 | rate at $85.08/per labor hour, assume 14.8 hour work, reference: https://www.homewyse.com/costs/cost_of_heat_pump_systems.html | 1414.2 | 14 SEER split system heat pump, rate at $707.1/ton, reference: https://www.theacoutlet.com/rp1536aj1na-rh1p3617stanja-3-ton-14-seer-rheem-ruud-heat-pump-system.html | 1259.184 | rate at $85.08/per labor hour, assume 14.8 hour work, reference: https://www.homewyse.com/costs/cost_of_heat_pump_systems.html
Equipment | 14 SEER ASHP from base electric resistance heating | 14 SEER ASHP from base electric resistance heating | Base AC, 14 SEER, Electric resistance heating, 3.41 HSPF | Residential | New | Manufactured Home | FL Zone 2 | Per System | 0 | 13223.863 | 7741.4525 | 5482.4104 | 0.41458 | 15 | 0 | 1.5463 | 469.29 | Per 3 Ton | 1652.01 | rate at $550.67/ton, reference: https://www.theacoutlet.com/gsx16s361-capf4860d6-3-ton-14-seer-goodman-air-condenser-and-coil.html | 1259.184 | rate at $85.08/per labor hour, assume 14.8 hour work, reference: https://www.homewyse.com/costs/cost_of_heat_pump_systems.html | 2121.3 | 14 SEER split system heat pump, rate at $707.1/ton, reference: https://www.theacoutlet.com/rp1536aj1na-rh1p3617stanja-3-ton-14-seer-rheem-ruud-heat-pump-system.html | 1259.184 | rate at $85.08/per labor hour, assume 14.8 hour work, reference: https://www.homewyse.com/costs/cost_of_heat_pump_systems.html
Equipment | 15 SEER Air Source Heat Pump | 15 SEER Air Source Heat Pump | Code-Compliant ASHP, 14 SEER, 8.2 HSPF | Residential | Turnover | Single Family | FL Zone 2 | Per System | 0 | 7741.4525 | 7347.8005 | 393.6521 | 0.05085 | 15 | 0.1045 | 0.11103 | 474 | Per 3 Ton | 0 | reference source included incremental cost only | 0 | No Labor Cost | 474 | FPL contractor survey, 2018 - incremental cost for 3 ton, SFD | 0 | No Additional Labor Cost
Equipment | 15 SEER Air Source Heat Pump | 15 SEER Air Source Heat Pump | Code-Compliant ASHP, 14 SEER, 8.2 HSPF | Residential | Turnover | Multi-Family | FL Zone 2 | Per System | 0 | 5160.9684 | 4898.5336 | 262.4347 | 0.05085 | 15 | 0.069666 | 0.074019 | 447 | Per 2 Ton | 0 | reference source included incremental cost only | 0 | No Labor Cost | 447 | FPL contractor survey, 2018 - incremental cost for MF | 0 | No Additional Labor Cost
Equipment | 15 SEER Air Source Heat Pump | 15 SEER Air Source Heat Pump | Code-Compliant ASHP, 14 SEER, 8.2 HSPF | Residential | Turnover | Manufactured Home | FL Zone 2 | Per System | 0 | 7741.4525 | 7347.8005 | 393.6521 | 0.05085 | 15 | 0.1045 | 0.11103 | 474 | Per 3 Ton | 0 | reference source included incremental cost only | 0 | No Labor Cost | 474 | FPL contractor survey, 2018 - incremental cost for 3 ton, SFD (used 3 ton based on size assumption for savings calcs) | 0 | No Additional Labor Cost
Equipment | 15 SEER Air Source Heat Pump | 15 SEER Air Source Heat Pump | Code-Compliant ASHP, 14 SEER, 8.2 HSPF | Residential | New | Single Family | FL Zone 2 | Per System | 0 | 7741.4525 | 7347.8005 | 393.6521 | 0.05085 | 15 | 0.1045 | 0.11103 | 474 | Per 3 Ton | 0 | reference source included incremental cost only | 0 | No Labor Cost | 474 | FPL contractor survey, 2018 - incremental cost for 3 ton, SFD | 0 | No Additional Labor Cost
Equipment | 15 SEER Air Source Heat Pump | 15 SEER Air Source Heat Pump | Code-Compliant ASHP, 14 SEER, 8.2 HSPF | Residential | New | Multi-Family | FL Zone 2 | Per System | 0 | 5160.9684 | 4898.5336 | 262.4347 | 0.05085 | 15 | 0.069666 | 0.074019 | 447 | Per 2 Ton | 0 | reference source included incremental cost only | 0 | No Labor Cost | 447 | FPL contractor survey, 2018 - incremental cost for MF | 0 | No Additional Labor Cost
Equipment | 15 SEER Air Source Heat Pump | 15 SEER Air Source Heat Pump | Code-Compliant ASHP, 14 SEER, 8.2 HSPF | Residential | New | Manufactured Home | FL Zone 2 | Per System | 0 | 7741.4525 | 7347.8005 | 393.6521 | 0.05085 | 15 | 0.1045 | 0.11103 | 474 | Per 3 Ton | 0 | reference source included incremental cost only | 0 | No Labor Cost | 474 | FPL contractor survey, 2018 - incremental cost for 3 ton, SFD (used 3 ton based on size assumption for savings calcs) | 0 | No Additional Labor Cost
Equipment | 15 SEER Central AC | 15 SEER Central AC | Code-Compliant Central AC, 14 SEER | Residential | Turnover | Single Family | FL Zone 2 | Per System | 0 | 3838.5257 | 3582.624 | 255.9017 | 0.066667 | 15 | 0.15798 | 0 | 371 | Per 3 Ton | 0 | reference source included incremental cost only | 0 | No Labor Cost | 371 | FPL contractor survey, 2018 - incremental cost for 3 ton, SFD | 0 | No Additional Labor Cost
Equipment | 15 SEER Central AC | 15 SEER Central AC | Code-Compliant Central AC, 14 SEER | Residential | Turnover | Multi-Family | FL Zone 2 | Per System | 0 | 2559.0171 | 2388.416 | 170.6011 | 0.066667 | 15 | 0.10532 | 0 | 332 | Per 2 Ton | 0 | reference source included incremental cost only | 0 | No Labor Cost | 332 | FPL contractor survey, 2018 - incremental cost for MF | 0 | No Additional Labor Cost
Equipment | 15 SEER Central AC | 15 SEER Central AC | Code-Compliant Central AC, 14 SEER | Residential | Turnover | Manufactured Home | FL Zone 2 | Per System | 0 | 3838.5257 | 3582.624 | 255.9017 | 0.066667 | 15 | 0.15798 | 0 | 371 | Per 3 Ton | 0 | reference source included incremental cost only | 0 | No Labor Cost | 371 | FPL contractor survey, 2018 - incremental cost for 3 ton, SFD (used 3 ton based on size assumption for savings calcs) | 0 | No Additional Labor Cost
Equipment | 15 SEER Central AC | 15 SEER Central AC | Code-Compliant Central AC, 14 SEER | Residential | New | Single Family | FL Zone 2 | Per System | 0 | 3838.5257 | 3582.624 | 255.9017 | 0.066667 | 15 | 0.15798 | 0 | 371 | Per 3 Ton | 0 | reference source included incremental cost only | 0 | No Labor Cost | 371 | FPL contractor survey, 2018 - incremental cost for 3 ton, SFD | 0 | No Additional Labor Cost
Equipment | 15 SEER Central AC | 15 SEER Central AC | Code-Compliant Central AC, 14 SEER | Residential | New | Multi-Family | FL Zone 2 | Per System | 0 | 2559.0171 | 2388.416 | 170.6011 | 0.066667 | 15 | 0.10532 | 0 | 332 | Per 2 Ton | 0 | reference source included incremental cost only | 0 | No Labor Cost | 332 | FPL contractor survey, 2018 - incremental cost for MF | 0 | No Additional Labor Cost
Equipment | 15 SEER Central AC | 15 SEER Central AC | Code-Compliant Central AC, 14 SEER | Residential | New | Manufactured Home | FL Zone 2 | Per System | 0 | 3838.5257 | 3582.624 | 255.9017 | 0.066667 | 15 | 0.15798 | 0 | 371 | Per 3 Ton | 0 | reference source included incremental cost only | 0 | No Labor Cost | 371 | FPL contractor survey, 2018 - incremental cost for 3 ton, SFD (used 3 ton based on size assumption for savings calcs) | 0 | No Additional Labor Cost
Equipment | 16 SEER Air Source Heat Pump | 16 SEER Air Source Heat Pump | Code-Compliant ASHP, 14 SEER, 8.2 HSPF | Residential | Turnover | Single Family | FL Zone 2 | Per System | 0 | 7741.4525 | 6914.71 | 826.7425 | 0.10679 | 15 | 0.21947 | 0.23318 | 1385 | Per 3 Ton | 0 | reference source included incremental cost only | 0 | No Labor Cost | 1385 | FPL contractor survey, 2018 - incremental cost for 3 ton, SFD | 0 | No Additional Labor Cost
Equipment | 16 SEER Air Source Heat Pump | 16 SEER Air Source Heat Pump | Code-Compliant ASHP, 14 SEER, 8.2 HSPF | Residential | Turnover | Multi-Family | FL Zone 2 | Per System | 0 | 5160.9684 | 4609.8067 | 551.1617 | 0.10679 | 15 | 0.14631 | 0.15545 | 1148 | Per 2 Ton | 0 | reference source included incremental cost only | 0 | No Labor Cost | 1148 | FPL contractor survey, 2018 - incremental cost for MF | 0 | No Additional Labor Cost
Equipment | 16 SEER Air Source Heat Pump | 16 SEER Air Source Heat Pump | Code-Compliant ASHP, 14 SEER, 8.2 HSPF | Residential | Turnover | Manufactured Home | FL Zone 2 | Per System | 0 | 7741.4525 | 6914.71 | 826.7425 | 0.10679 | 15 | 0.21947 | 0.23318 | 1385 | Per 3 Ton | 0 | reference source included incremental cost only | 0 | No Labor Cost | 1385 | FPL contractor survey, 2018 - incremental cost for 3 ton, SFD (used 3 ton based on size assumption for savings calcs) | 0 | No Additional Labor Cost
Equipment | 16 SEER Air Source Heat Pump | 16 SEER Air Source Heat Pump | Code-Compliant ASHP, 14 SEER, 8.2 HSPF | Residential | New | Single Family | FL Zone 2 | Per System | 0 | 7741.4525 | 6914.71 | 826.7425 | 0.10679 | 15 | 0.21947 | 0.23318 | 1385 | Per 3 Ton | 0 | reference source included incremental cost only | 0 | No Labor Cost | 1385 | FPL contractor survey, 2018 - incremental cost for 3 ton, SFD | 0 | No Additional Labor Cost
Equipment | 16 SEER Air Source Heat Pump | 16 SEER Air Source Heat Pump | Code-Compliant ASHP, 14 SEER, 8.2 HSPF | Residential | New | Multi-Family | FL Zone 2 | Per System | 0 | 5160.9684 | 4609.8067 | 551.1617 | 0.10679 | 15 | 0.14631 | 0.15545 | 1148 | Per 2 Ton | 0 | reference source included incremental cost only | 0 | No Labor Cost | 1148 | FPL contractor survey, 2018 - incremental cost for MF | 0 | No Additional Labor Cost
Equipment | 16 SEER Air Source Heat Pump | 16 SEER Air Source Heat Pump | Code-Compliant ASHP, 14 SEER, 8.2 HSPF | Residential | New | Manufactured Home | FL Zone 2 | Per System | 0 | 7741.4525 | 6914.71 | 826.7425 | 0.10679 | 15 | 0.21947 | 0.23318 | 1385 | Per 3 Ton | 0 | reference source included incremental cost only | 0 | No Labor Cost | 1385 | FPL contractor survey, 2018 - incremental cost for 3 ton, SFD (used 3 ton based on size assumption for savings calcs) | 0 | No Additional Labor Cost
Equipment | 16 SEER Central AC | 16 SEER Central AC | Code-Compliant Central AC, 14 SEER | Residential | Turnover | Single Family | FL Zone 2 | Per System | 0 | 3838.5257 | 3358.71 | 479.8157 | 0.125 | 15 | 0.29621 | 0 | 726 | Per 3 Ton | 0 | reference source included incremental cost only | 0 | No Labor Cost | 726 | FPL contractor survey, 2018 - incremental cost for 3 ton, SFD | 0 | No Additional Labor Cost
Equipment | 16 SEER Central AC | 16 SEER Central AC | Code-Compliant Central AC, 14 SEER | Residential | Turnover | Multi-Family | FL Zone 2 | Per System | 0 | 2559.0171 | 2239.14 | 319.8771 | 0.125 | 15 | 0.19747 | 0 | 649 | Per 2 Ton | 0 | reference source included incremental cost only | 0 | No Labor Cost | 649 | FPL contractor survey, 2018 - incremental cost for MF | 0 | No Additional Labor Cost
Equipment | 16 SEER Central AC | 16 SEER Central AC | Code-Compliant Central AC, 14 SEER | Residential | Turnover | Manufactured Home | FL Zone 2 | Per System | 0 | 3838.5257 | 3358.71 | 479.8157 | 0.125 | 15 | 0.29621 | 0 | 726 | Per 3 Ton | 0 | reference source included incremental cost only | 0 | No Labor Cost | 726 | FPL contractor survey, 2018 - incremental cost for 3 ton, SFD (used 3 ton based on size assumption for savings calcs) | 0 | No Additional Labor Cost
Equipment | 16 SEER Central AC | 16 SEER Central AC | Code-Compliant Central AC, 14 SEER | Residential | New | Single Family | FL Zone 2 | Per System | 0 | 3838.5257 | 3358.71 | 479.8157 | 0.125 | 15 | 0.29621 | 0 | 726 | Per 3 Ton | 0 | reference source included incremental cost only | 0 | No Labor Cost | 726 | FPL contractor survey, 2018 - incremental cost for 3 ton, SFD | 0 | No Additional Labor Cost
Equipment | 16 SEER Central AC | 16 SEER Central AC | Code-Compliant Central AC, 14 SEER | Residential | New | Multi-Family | FL Zone 2 | Per System | 0 | 2559.0171 | 2239.14 | 319.8771 | 0.125 | 15 | 0.19747 | 0 | 649 | Per 2 Ton | 0 | reference source included incremental cost only | 0 | No Labor Cost | 649 | FPL contractor survey, 2018 - incremental cost for MF | 0 | No Additional Labor Cost
Equipment | 16 SEER Central AC | 16 SEER Central AC | Code-Compliant Central AC, 14 SEER | Residential | New | Manufactured Home | FL Zone 2 | Per System | 0 | 3838.5257 | 3358.71 | 479.8157 | 0.125 | 15 | 0.29621 | 0 | 726 | Per 3 Ton | 0 | reference source included incremental cost only | 0 | No Labor Cost | 726 | FPL contractor survey, 2018 - incremental cost for 3 ton, SFD (used 3 ton based on size assumption for savings calcs) | 0 | No Additional Labor Cost
Equipment | 17 SEER Air Source Heat Pump | 17 SEER Air Source Heat Pump | Code-Compliant ASHP, 14 SEER, 8.2 HSPF | Residential | Turnover | Single Family | FL Zone 2 | Per System | 0 | 7741.4525 | 6529.9809 | 1211.4716 | 0.15649 | 15 | 0.3216 | 0.34169 | 2250 | Per 3 Ton | 0 | reference source included incremental cost only | 0 | No Labor Cost | 2250 | FPL contractor survey, 2018 - incremental cost for 3 ton, SFD | 0 | No Additional Labor Cost
Equipment | 17 SEER Air Source Heat Pump | 17 SEER Air Source Heat Pump | Code-Compliant ASHP, 14 SEER, 8.2 HSPF | Residential | Turnover | Multi-Family | FL Zone 2 | Per System | 0 | 5160.9684 | 4353.3206 | 807.6477 | 0.15649 | 15 | 0.2144 | 0.22779 | 1837 | Per 2 Ton | 0 | reference source included incremental cost only | 0 | No Labor Cost | 1837 | FPL contractor survey, 2018 - incremental cost for MF | 0 | No Additional Labor Cost
Equipment | 17 SEER Air Source Heat Pump | 17 SEER Air Source Heat Pump | Code-Compliant ASHP, 14 SEER, 8.2 HSPF | Residential | Turnover | Manufactured Home | FL Zone 2 | Per System | 0 | 7741.4525 | 6529.9809 | 1211.4716 | 0.15649 | 15 | 0.3216 | 0.34169 | 2250 | Per 3 Ton | 0 | reference source included incremental cost only | 0 | No Labor Cost | 2250 | FPL contractor survey, 2018 - incremental cost for 3 ton, SFD (used 3 ton based on size assumption for savings calcs) | 0 | No Additional Labor Cost
Equipment | 17 SEER Air Source Heat Pump | 17 SEER Air Source Heat Pump | Code-Compliant ASHP, 14 SEER, 8.2 HSPF | Residential | New | Single Family | FL Zone 2 | Per System | 0 | 7741.4525 | 6529.9809 | 1211.4716 | 0.15649 | 15 | 0.3216 | 0.34169 | 2250 | Per 3 Ton | 0 | reference source included incremental cost only | 0 | No Labor Cost | 2250 | FPL contractor survey, 2018 - incremental cost for 3 ton, SFD | 0 | No Additional Labor Cost
Equipment | 17 SEER Air Source Heat Pump | 17 SEER Air Source Heat Pump | Code-Compliant ASHP, 14 SEER, 8.2 HSPF | Residential | New | Multi-Family | FL Zone 2 | Per System | 0 | 5160.9684 | 4353.3206 | 807.6477 | 0.15649 | 15 | 0.2144 | 0.22779 | 1837 | Per 2 Ton | 0 | reference source included incremental cost only | 0 | No Labor Cost | 1837 | FPL contractor survey, 2018 - incremental cost for MF | 0 | No Additional Labor Cost
Equipment | 17 SEER Air Source Heat Pump | 17 SEER Air Source Heat Pump | Code-Compliant ASHP, 14 SEER, 8.2 HSPF | Residential | New | Manufactured Home | FL Zone 2 | Per System | 0 | 7741.4525 | 6529.9809 | 1211.4716 | 0.15649 | 15 | 0.3216 | 0.34169 | 2250 | Per 3 Ton | 0 | reference source included incremental cost only | 0 | No Labor Cost | 2250 | FPL contractor survey, 2018 - incremental cost for 3 ton, SFD (used 3 ton based on size assumption for savings calcs) | 0 | No Additional Labor Cost
Equipment | 17 SEER Central AC | 17 SEER Central AC | Code-Compliant Central AC, 14 SEER | Residential | Turnover | Single Family | FL Zone 2 | Per System | 0 | 3838.5257 | 3161.1388 | 677.3869 | 0.17647 | 15 | 0.41818 | 0 | 2350 | Per 3 Ton | 0 | reference source included incremental cost only | 0 | No Labor Cost | 2350 | FPL contractor survey, 2018 - incremental cost for 3 ton, SFD | 0 | No Additional Labor Cost
Equipment | 17 SEER Central AC | 17 SEER Central AC | Code-Compliant Central AC, 14 SEER | Residential | Turnover | Multi-Family | FL Zone 2 | Per System | 0 | 2559.0171 | 2107.4259 | 451.5913 | 0.17647 | 15 | 0.27879 | 0 | 1565 | Per 2 Ton | 0 | reference source included incremental cost only | 0 | No Labor Cost | 1565 | FPL contractor survey, 2018 - incremental cost for MF | 0 | No Additional Labor Cost
Equipment | 17 SEER Central AC | 17 SEER Central AC | Code-Compliant Central AC, 14 SEER | Residential | Turnover | Manufactured Home | FL Zone 2 | Per System | 0 | 3838.5257 | 3161.1388 | 677.3869 | 0.17647 | 15 | 0.41818 | 0 | 2350 | Per 3 Ton | 0 | reference source included incremental cost only | 0 | No Labor Cost | 2350 | FPL contractor survey, 2018 - incremental cost for 3 ton, SFD (used 3 ton based on size assumption for savings calcs) | 0 | No Additional Labor Cost
Equipment | 17 SEER Central AC | 17 SEER Central AC | Code-Compliant Central AC, 14 SEER | Residential | New | Single Family | FL Zone 2 | Per System | 0 | 3838.5257 | 3161.1388 | 677.3869 | 0.17647 | 15 | 0.41818 | 0 | 2350 | Per 3 Ton | 0 | reference source included incremental cost only | 0 | No Labor Cost | 2350 | FPL contractor survey, 2018 - incremental cost for 3 ton, SFD | 0 | No Additional Labor Cost
Equipment | 17 SEER Central AC | 17 SEER Central AC | Code-Compliant Central AC, 14 SEER | Residential | New | Multi-Family | FL Zone 2 | Per System | 0 | 2559.0171 | 2107.4259 | 451.5913 | 0.17647 | 15 | 0.27879 | 0 | 1565 | Per 2 Ton | 0 | reference source included incremental cost only | 0 | No Labor Cost | 1565 | FPL contractor survey, 2018 - incremental cost for MF | 0 | No Additional Labor Cost
Equipment | 17 SEER Central AC | 17 SEER Central AC | Code-Compliant Central AC, 14 SEER | Residential | New | Manufactured Home | FL Zone 2 | Per System | 0 | 3838.5257 | 3161.1388 | 677.3869 | 0.17647 | 15 | 0.41818 | 0 | 2350 | Per 3 Ton | 0 | reference source included incremental cost only | 0 | No Labor Cost | 2350 | FPL contractor survey, 2018 - incremental cost for 3 ton, SFD (used 3 ton based on size assumption for savings calcs) | 0 | No Additional Labor Cost
Equipment | 18 SEER Air Source Heat Pump | 18 SEER Air Source Heat Pump | Code-Compliant ASHP, 14 SEER, 8.2 HSPF | Residential | Turnover | Single Family | FL Zone 2 | Per System | 0 | 7741.4525 | 6354.3621 | 1387.0904 | 0.17918 | 15 | 0.36822 | 0.39122 | 3013 | Per 3 Ton | 0 | reference source included incremental cost only | 0 | No Labor Cost | 3013 | FPL contractor survey, 2018 - incremental cost for 3 ton, SFD | 0 | No Additional Labor Cost
Equipment | 18 SEER Air Source Heat Pump | 18 SEER Air Source Heat Pump | Code-Compliant ASHP, 14 SEER, 8.2 HSPF | Residential | Turnover | Multi-Family | FL Zone 2 | Per System | 0 | 5160.9684 | 4236.2414 | 924.727 | 0.17918 | 15 | 0.24548 | 0.26082 | 2733 | Per 2 Ton | 0 | reference source included incremental cost only | 0 | No Labor Cost | 2733 | FPL contractor survey, 2018 - incremental cost for MF | 0 | No Additional Labor Cost
Equipment | 18 SEER Air Source Heat Pump | 18 SEER Air Source Heat Pump | Code-Compliant ASHP, 14 SEER, 8.2 HSPF | Residential | Turnover | Manufactured Home | FL Zone 2 | Per System | 0 | 7741.4525 | 6354.3621 | 1387.0904 | 0.17918 | 15 | 0.36822 | 0.39122 | 3013 | Per 3 Ton | 0 | reference source included incremental cost only | 0 | No Labor Cost | 3013 | FPL contractor survey, 2018 - incremental cost for 3 ton, SFD (used 3 ton based on size assumption for savings calcs) | 0 | No Additional Labor Cost
Equipment | 18 SEER Air Source Heat Pump | 18 SEER Air Source Heat Pump | Code-Compliant ASHP, 14 SEER, 8.2 HSPF | Residential | New | Single Family | FL Zone 2 | Per System | 0 | 7741.4525 | 6354.3621 | 1387.0904 | 0.17918 | 15 | 0.36822 | 0.39122 | 3013 | Per 3 Ton | 0 | reference source included incremental cost only | 0 | No Labor Cost | 3013 | FPL contractor survey, 2018 - incremental cost for 3 ton, SFD | 0 | No Additional Labor Cost
Equipment | 18 SEER Air Source Heat Pump | 18 SEER Air Source Heat Pump | Code-Compliant ASHP, 14 SEER, 8.2 HSPF | Residential | New | Multi-Family | FL Zone 2 | Per System | 0 | 5160.9684 | 4236.2414 | 924.727 | 0.17918 | 15 | 0.24548 | 0.26082 | 2733 | Per 2 Ton | 0 | reference source included incremental cost only | 0 | No Labor Cost | 2733 | FPL contractor survey, 2018 - incremental cost for MF | 0 | No Additional Labor Cost
Equipment | 18 SEER Air Source Heat Pump | 18 SEER Air Source Heat Pump | Code-Compliant ASHP, 14 SEER, 8.2 HSPF | Residential | New | Manufactured Home | FL Zone 2 | Per System | 0 | 7741.4525 | 6354.3621 | 1387.0904 | 0.17918 | 15 | 0.36822 | 0.39122 | 3013 | Per 3 Ton | 0 | reference source included incremental cost only | 0 | No Labor Cost | 3013 | FPL contractor survey, 2018 - incremental cost for 3 ton, SFD (used 3 ton based on size assumption for savings calcs) | 0 | No Additional Labor Cost
Equipment | 18 SEER Central AC | 18 SEER Central AC | Code-Compliant Central AC, 14 SEER | Residential | Turnover | Single Family | FL Zone 2 | Per System | 0 | 3838.5257 | 2985.52 | 853.0057 | 0.22222 | 15 | 0.5266 | 0 | 3333 | Per 3 Ton | 0 | reference source included incremental cost only | 0 | No Labor Cost | 3333 | FPL contractor survey, 2018 - incremental cost for 3 ton, SFD | 0 | No Additional Labor Cost
Equipment | 18 SEER Central AC | 18 SEER Central AC | Code-Compliant Central AC, 14 SEER | Residential | Turnover | Multi-Family | FL Zone 2 | Per System | 0 | 2559.0171 | 1990.3467 | 568.6705 | 0.22222 | 15 | 0.35106 | 0 | 2426 | Per 2 Ton | 0 | reference source included incremental cost only | 0 | No Labor Cost | 2426 | FPL contractor survey, 2018 - incremental cost for MF | 0 | No Additional Labor Cost
Equipment | 18 SEER Central AC | 18 SEER Central AC | Code-Compliant Central AC, 14 SEER | Residential | Turnover | Manufactured Home | FL Zone 2 | Per System | 0 | 3838.5257 | 2985.52 | 853.0057 | 0.22222 | 15 | 0.5266 | 0 | 3333 | Per 3 Ton | 0 | reference source included incremental cost only | 0 | No Labor Cost | 3333 | FPL contractor survey, 2018 - incremental cost for 3 ton, SFD (used 3 ton based on size assumption for savings calcs) | 0 | No Additional Labor Cost
Equipment | 18 SEER Central AC | 18 SEER Central AC | Code-Compliant Central AC, 14 SEER | Residential | New | Single Family | FL Zone 2 | Per System | 0 | 3838.5257 | 2985.52 | 853.0057 | 0.22222 | 15 | 0.5266 | 0 | 3333 | Per 3 Ton | 0 | reference source included incremental cost only | 0 | No Labor Cost | 3333 | FPL contractor survey, 2018 - incremental cost for 3 ton, SFD | 0 | No Additional Labor Cost
Equipment | 18 SEER Central AC | 18 SEER Central AC | Code-Compliant Central AC, 14 SEER | Residential | New | Multi-Family | FL Zone 2 | Per System | 0 | 2559.0171 | 1990.3467 | 568.6705 | 0.22222 | 15 | 0.35106 | 0 | 2426 | Per 2 Ton | 0 | reference source included incremental cost only | 0 | No Labor Cost | 2426 | FPL contractor survey, 2018 - incremental cost for MF | 0 | No Additional Labor Cost
Equipment | 18 SEER Central AC | 18 SEER Central AC | Code-Compliant Central AC, 14 SEER | Residential | New | Manufactured Home | FL Zone 2 | Per System | 0 | 3838.5257 | 2985.52 | 853.0057 | 0.22222 | 15 | 0.5266 | 0 | 3333 | Per 3 Ton | 0 | reference source included incremental cost only | 0 | No Labor Cost | 3333 | FPL contractor survey, 2018 - incremental cost for 3 ton, SFD (used 3 ton based on size assumption for savings calcs) | 0 | No Additional Labor Cost
Equipment | 21 SEER Air Source Heat Pump | 21 SEER Air Source Heat Pump | Code-Compliant ASHP, 14 SEER, 8.2 HSPF | Residential | Turnover | Single Family | FL Zone 2 | Per System | 0.59406 | 7741.4525 | 5759.4171 | 1982.0354 | 0.25603 | 15 | 0.54544 | 0.54465 | 4740 | Per 3 Ton | 0 | reference source included incremental cost only | 0 | No Labor Cost | 4740 | FPL contractor survey, 2018 - incremental cost for 3 ton, SFD | 0 | No Additional Labor Cost
Equipment | 21 SEER Air Source Heat Pump | 21 SEER Air Source Heat Pump | Code-Compliant ASHP, 14 SEER, 8.2 HSPF | Residential | Turnover | Multi-Family | FL Zone 2 | Per System | 0.59 | 5160.9684 | 3839.6114 | 1321.3569 | 0.25603 | 15 | 0.36362 | 0.3631 | 4539 | Per 2 Ton | 0 | reference source included incremental cost only | 0 | No Labor Cost | 4539 | FPL contractor survey, 2018 - incremental cost for MF | 0 | No Additional Labor Cost
Equipment | 21 SEER Air Source Heat Pump | 21 SEER Air Source Heat Pump | Code-Compliant ASHP, 14 SEER, 8.2 HSPF | Residential | Turnover | Manufactured Home | FL Zone 2 | Per System | 0.59 | 7741.4525 | 5759.4171 | 1982.0354 | 0.25603 | 15 | 0.54544 | 0.54465 | 4740 | Per 3 Ton | 0 | reference source included incremental cost only | 0 | No Labor Cost | 4740 | FPL contractor survey, 2018 - incremental cost for 3 ton, SFD (used 3 ton based on size assumption for savings calcs) | 0 | No Additional Labor Cost
Equipment | 21 SEER Air Source Heat Pump | 21 SEER Air Source Heat Pump | Code-Compliant ASHP, 14 SEER, 8.2 HSPF | Residential | New | Single Family | FL Zone 2 | Per System | 0.59 | 7741.4525 | 5759.4171 | 1982.0354 | 0.25603 | 15 | 0.54544 | 0.54465 | 4740 | Per 3 Ton | 0 | reference source included incremental cost only | 0 | No Labor Cost | 4740 | FPL contractor survey, 2018 - incremental cost for 3 ton, SFD | 0 | No Additional Labor Cost
Equipment | 21 SEER Air Source Heat Pump | 21 SEER Air Source Heat Pump | Code-Compliant ASHP, 14 SEER, 8.2 HSPF | Residential | New | Multi-Family | FL Zone 2 | Per System | 0.59 | 5160.9684 | 3839.6114 | 1321.3569 | 0.25603 | 15 | 0.36362 | 0.3631 | 4539 | Per 2 Ton | 0 | reference source included incremental cost only | 0 | No Labor Cost | 4539 | FPL contractor survey, 2018 - incremental cost for MF | 0 | No Additional Labor Cost
Equipment | 21 SEER Air Source Heat Pump | 21 SEER Air Source Heat Pump | Code-Compliant ASHP, 14 SEER, 8.2 HSPF | Residential | New | Manufactured Home | FL Zone 2 | Per System | 0.59 | 7741.4525 | 5759.4171 | 1982.0354 | 0.25603 | 15 | 0.54544 | 0.54465 | 4740 | Per 3 Ton | 0 | reference source included incremental cost only | 0 | No Labor Cost | 4740 | FPL contractor survey, 2018 - incremental cost for 3 ton, SFD (used 3 ton based on size assumption for savings calcs) | 0 | No Additional Labor Cost
Equipment | 21 SEER ASHP from base electric resistance heating | 21 SEER ASHP from base electric resistance heating | Base AC, 14 SEER, Electric resistance heating, 3.41 HSPF | Residential | Turnover | Single Family | FL Zone 2 | Per System | 0.40594 | 13223.863 | 5759.4171 | 7464.4458 | 0.56447 | 15 | 0.54544 | 2.0512 | 5209.29 | Per 3 Ton | 0 | reference source included incremental cost only | 0 | No Labor Cost | 5209.29 | FPL contractor survey, 2018 - incremental cost for 3 ton, SFD plus incremental cost of 14 SEER ASHP from base elec resist. Heating measure | 0 | No Additional Labor Cost
Equipment | 21 SEER ASHP from base electric resistance heating | 21 SEER ASHP from base electric resistance heating | Base AC, 14 SEER, Electric resistance heating, 3.41 HSPF | Residential | Turnover | Multi-Family | FL Zone 2 | Per System | 0.32004 | 8815.9086 | 3839.6114 | 4976.2972 | 0.56447 | 15 | 0.36362 | 1.3674 | 4851.86 | Per 2 Ton | 0 | reference source included incremental cost only | 0 | No Labor Cost | 4851.86 | FPL contractor survey, 2018 - incremental cost for MF plus incremental cost of 14 SEER ASHP from base elec resist. Heating measure | 0 | No Additional Labor Cost
Equipment | 21 SEER ASHP from base electric resistance heating | 21 SEER ASHP from base electric resistance heating | Base AC, 14 SEER, Electric resistance heating, 3.41 HSPF | Residential | Turnover | Manufactured Home | FL Zone 2 | Per System | 0.32004 | 13223.863 | 5759.4171 | 7464.4458 | 0.56447 | 15 | 0.54544 | 2.0512 | 5209.29 | Per 3 Ton | 0 | reference source included incremental cost only | 0 | No Labor Cost | 5209.29 | FPL contractor survey, 2018 - incremental cost for 3 ton, SFD (used 3 ton based on savings calcs) plus incremental cost of 14 SEER ASHP from base elec resist. Heating measure | 0 | No Additional Labor Cost
Equipment | 21 SEER ASHP from base electric resistance heating | 21 SEER ASHP from base electric resistance heating | Base AC, 14 SEER, Electric resistance heating, 3.41 HSPF | Residential | New | Single Family | FL Zone 2 | Per System | 0.40594 | 13223.863 | 5759.4171 | 7464.4458 | 0.56447 | 15 | 0.54544 | 2.0512 | 5209.29 | Per 3 Ton | 0 | reference source included incremental cost only | 0 | No Labor Cost | 5209.29 | FPL contractor survey, 2018 - incremental cost for 3 ton, SFD plus incremental cost of 14 SEER ASHP from base elec resist. Heating measure | 0 | No Additional Labor Cost
Equipment | 21 SEER ASHP from base electric resistance heating | 21 SEER ASHP from base electric resistance heating | Base AC, 14 SEER, Electric resistance heating, 3.41 HSPF | Residential | New | Multi-Family | FL Zone 2 | Per System | 0.32004 | 8815.9086 | 3839.6114 | 4976.2972 | 0.56447 | 15 | 0.36362 | 1.3674 | 4851.86 | Per 2 Ton | 0 | reference source included incremental cost only | 0 | No Labor Cost | 4851.86 | FPL contractor survey, 2018 - incremental cost for MF plus incremental cost of 14 SEER ASHP from base elec resist. Heating measure | 0 | No Additional Labor Cost
Equipment | 21 SEER ASHP from base electric resistance heating | 21 SEER ASHP from base electric resistance heating | Base AC, 14 SEER, Electric resistance heating, 3.41 HSPF | Residential | New | Manufactured Home | FL Zone 2 | Per System | 0.32004 | 13223.863 | 5759.4171 | 7464.4458 | 0.56447 | 15 | 0.54544 | 2.0512 | 13839.956 | Per 2 Ton | 1414.2 | 14 SEER split system heat pump, rate at $707.1/ton, reference: https://www.theacoutlet.com/rp1536aj1na-rh1p3617stanja-3-ton-14-seer-rheem-ruud-heat-pump-system.html | 1259.184 | rate at $85.08/per labor hour, assume 14.8 hour work, reference: https://www.homewyse.com/costs/cost_of_heat_pump_systems.html | 3013.34 | rate at $1506.67/ton, reference: https://iwae.com/shop/3-ton-22-3-eer-2-stage-climatemaster-tranquility-22-geothermal-heat-pump-vertical-package-unit-ha16163.html | 13500 | https://www.remodelingcalculator.org/geothermal-heating-cooling-costs/
Equipment | 21 SEER Central AC | 21 SEER Central AC | Code-Compliant Central AC, 14 SEER | Residential | Turnover | Single Family | FL Zone 2 | Per System | 0.78 | 3838.5257 | 2559.0171 | 1279.5086 | 0.33333 | 15 | 0.78989 | 0 | 5194 | Per 3 Ton | 0 | reference source included incremental cost only | 0 | No Labor Cost | 5194 | FPL contractor survey, 2018 - incremental cost for 3 ton, SFD | 0 | No Additional Labor Cost
Equipment | 21 SEER Central AC | 21 SEER Central AC | Code-Compliant Central AC, 14 SEER | Residential | Turnover | Multi-Family | FL Zone 2 | Per System | 0.78 | 2559.0171 | 1706.0114 | 853.0057 | 0.33333 | 15 | 0.5266 | 0 | 4217 | Per 2 Ton | 0 | reference source included incremental cost only | 0 | No Labor Cost | 4217 | FPL contractor survey, 2018 - incremental cost for MF | 0 | No Additional Labor Cost
Equipment | 21 SEER Central AC | 21 SEER Central AC | Code-Compliant Central AC, 14 SEER | Residential | Turnover | Manufactured Home | FL Zone 2 | Per System | 0.78 | 3838.5257 | 2559.0171 | 1279.5086 | 0.33333 | 15 | 0.78989 | 0 | 5194 | Per 3 Ton | 0 | reference source included incremental cost only | 0 | No Labor Cost | 5194 | FPL contractor survey, 2018 - incremental cost for 3 ton, SFD (used 3 ton based on size assumption for savings calcs) | 0 | No Additional Labor Cost
Equipment | 21 SEER Central AC | 21 SEER Central AC | Code-Compliant Central AC, 14 SEER | Residential | New | Single Family | FL Zone 2 | Per System | 0.78 | 3838.5257 | 2559.0171 | 1279.5086 | 0.33333 | 15 | 0.78989 | 0 | 5194 | Per 3 Ton | 0 | reference source included incremental cost only | 0 | No Labor Cost | 5194 | FPL contractor survey, 2018 - incremental cost for 3 ton, SFD | 0 | No Additional Labor Cost
Equipment | 21 SEER Central AC | 21 SEER Central AC | Code-Compliant Central AC, 14 SEER | Residential | New | Multi-Family | FL Zone 2 | Per System | 0.78 | 2559.0171 | 1706.0114 | 853.0057 | 0.33333 | 15 | 0.5266 | 0 | 4217 | Per 2 Ton | 0 | reference source included incremental cost only | 0 | No Labor Cost | 4217 | FPL contractor survey, 2018 - incremental cost for MF | 0 | No Additional Labor Cost
Equipment | 21 SEER Central AC | 21 SEER Central AC | Code-Compliant Central AC, 14 SEER | Residential | New | Manufactured Home | FL Zone 2 | Per System | 0.78 | 3838.5257 | 2559.0171 | 1279.5086 | 0.33333 | 15 | 0.78989 | 0 | 5194 | Per 3 Ton | 0 | reference source included incremental cost only | 0 | No Labor Cost | 5194 | FPL contractor survey, 2018 - incremental cost for 3 ton, SFD (used 3 ton based on size assumption for savings calcs) | 0 | No Additional Labor Cost
Equipment | Energy Star Room AC | Energy Star Room AC, 1 Ton, 12 SEER | Code-Compliant Room AC, 1 Ton, 10.9 SEER | Residential | Turnover | Single Family | FL Zone 2 | Per Unit | 0.66 | 1643.4055 | 1492.76 | 150.6455 | 0.091667 | 9 | 0.093 | 0 | 18.67 | Per Ton | 310.33 | NEEP Incremental Cost Recommendations 2017 - average of with and w/o louvered sides (https://neep.org/sites/default/files/resources/Incremental_Cost_Recommendations_Non_Lighting_050917.xlsx) | 263.036 | rate at $69.22/per labor hour, assume 3.8 hours work, reference: https://www.homewyse.com/costs/cost_of_room_air_conditioners.html | 329 | NEEP Incremental Cost Recommendations 2017 - average of with and w/o louvered sides (https://neep.org/sites/default/files/resources/Incremental_Cost_Recommendations_Non_Lighting_050917.xlsx) | 263.036 | rate at $69.22/per labor hour, assume 3.8 hours work, reference: https://www.homewyse.com/costs/cost_of_room_air_conditioners.html
Equipment | Energy Star Room AC | Energy Star Room AC, 1 Ton, 12 SEER | Code-Compliant Room AC, 1 Ton, 10.9 SEER | Residential | Turnover | Multi-Family | FL Zone 2 | Per Unit | 0.66 | 1643.4055 | 1492.76 | 150.6455 | 0.091667 | 9 | 0.093 | 0 | 18.67 | Per Ton | 310.33 | NEEP Incremental Cost Recommendations 2017 - average of with and w/o louvered sides (https://neep.org/sites/default/files/resources/Incremental_Cost_Recommendations_Non_Lighting_050917.xlsx) | 263.036 | rate at $69.22/per labor hour, assume 3.8 hours work, reference: https://www.homewyse.com/costs/cost_of_room_air_conditioners.html | 329 | NEEP Incremental Cost Recommendations 2017 - average of with and w/o louvered sides (https://neep.org/sites/default/files/resources/Incremental_Cost_Recommendations_Non_Lighting_050917.xlsx) | 263.036 | rate at $69.22/per labor hour, assume 3.8 hours work, reference: https://www.homewyse.com/costs/cost_of_room_air_conditioners.html
Equipment | Energy Star Room AC | Energy Star Room AC, 1 Ton, 12 SEER | Code-Compliant Room AC, 1 Ton, 10.9 SEER | Residential | Turnover | Manufactured Home | FL Zone 2 | Per Unit | 0.66 | 1643.4055 | 1492.76 | 150.6455 | 0.091667 | 9 | 0.093 | 0 | 18.67 | Per Ton | 310.33 | NEEP Incremental Cost Recommendations 2017 - average of with and w/o louvered sides (https://neep.org/sites/default/files/resources/Incremental_Cost_Recommendations_Non_Lighting_050917.xlsx) | 263.036 | rate at $69.22/per labor hour, assume 3.8 hours work, reference: https://www.homewyse.com/costs/cost_of_room_air_conditioners.html | 329 | NEEP Incremental Cost Recommendations 2017 - average of with and w/o louvered sides (https://neep.org/sites/default/files/resources/Incremental_Cost_Recommendations_Non_Lighting_050917.xlsx) | 263.036 | rate at $69.22/per labor hour, assume 3.8 hours work, reference: https://www.homewyse.com/costs/cost_of_room_air_conditioners.html
Equipment | Energy Star Room AC | Energy Star Room AC, 1 Ton, 12 SEER | Code-Compliant Room AC, 1 Ton, 10.9 SEER | Residential | New | Single Family | FL Zone 2 | Per Unit | 0.66 | 1643.4055 | 1492.76 | 150.6455 | 0.091667 | 9 | 0.093 | 0 | 18.67 | Per Ton | 310.33 | NEEP Incremental Cost Recommendations 2017 - average of with and w/o louvered sides (https://neep.org/sites/default/files/resources/Incremental_Cost_Recommendations_Non_Lighting_050917.xlsx) | 263.036 | rate at $69.22/per labor hour, assume 3.8 hours work, reference: https://www.homewyse.com/costs/cost_of_room_air_conditioners.html | 329 | NEEP Incremental Cost Recommendations 2017 - average of with and w/o louvered sides (https://neep.org/sites/default/files/resources/Incremental_Cost_Recommendations_Non_Lighting_050917.xlsx) | 263.036 | rate at $69.22/per labor hour, assume 3.8 hours work, reference: https://www.homewyse.com/costs/cost_of_room_air_conditioners.html
Equipment | Energy Star Room AC | Energy Star Room AC, 1 Ton, 12 SEER | Code-Compliant Room AC, 1 Ton, 10.9 SEER | Residential | New | Multi-Family | FL Zone 2 | Per Unit | 0.66 | 1643.4055 | 1492.76 | 150.6455 | 0.091667 | 9 | 0.093 | 0 | 18.67 | Per Ton | 310.33 | NEEP Incremental Cost Recommendations 2017 - average of with and w/o louvered sides (https://neep.org/sites/default/files/resources/Incremental_Cost_Recommendations_Non_Lighting_050917.xlsx) | 263.036 | rate at $69.22/per labor hour, assume 3.8 hours work, reference: https://www.homewyse.com/costs/cost_of_room_air_conditioners.html | 329 | NEEP Incremental Cost Recommendations 2017 - average of with and w/o louvered sides (https://neep.org/sites/default/files/resources/Incremental_Cost_Recommendations_Non_Lighting_050917.xlsx) | 263.036 | rate at $69.22/per labor hour, assume 3.8 hours work, reference: https://www.homewyse.com/costs/cost_of_room_air_conditioners.html
Equipment | Energy Star Room AC | Energy Star Room AC, 1 Ton, 12 SEER | Code-Compliant Room AC, 1 Ton, 10.9 SEER | Residential | New | Manufactured Home | FL Zone 2 | Per Unit | 0.66 | 1643.4055 | 1492.76 | 150.6455 | 0.091667 | 9 | 0.093 | 0 | 18.67 | Per Ton | 310.33 | NEEP Incremental Cost Recommendations 2017 - average of with and w/o louvered sides (https://neep.org/sites/default/files/resources/Incremental_Cost_Recommendations_Non_Lighting_050917.xlsx) | 263.036 | rate at $69.22/per labor hour, assume 3.8 hours work, reference: https://www.homewyse.com/costs/cost_of_room_air_conditioners.html | 329 | NEEP Incremental Cost Recommendations 2017 - average of with and w/o louvered sides (https://neep.org/sites/default/files/resources/Incremental_Cost_Recommendations_Non_Lighting_050917.xlsx) | 263.036 | rate at $69.22/per labor hour, assume 3.8 hours work, reference: https://www.homewyse.com/costs/cost_of_room_air_conditioners.html
Equipment | Ground Source Heat Pump | Ground Source Heat Pump | Base AC, 14 SEER, Electric resistance heating, 3.41 HSPF | Residential | Turnover | Single Family | FL Zone 2 | Per Unit | 0 | 10321.9367 | 8253.8098 | 2068.1269 | 0.20036 | 22 | 0.39241 | 1.2172 | 14639.526 | Per 3 Ton | 2121.3 | 14 SEER split system heat pump, rate at $707.1/ton, reference: https://www.theacoutlet.com/rp1536aj1na-rh1p3617stanja-3-ton-14-seer-rheem-ruud-heat-pump-system.html | 1259.184 | rate at $85.08/per labor hour, assume 14.8 hour work, reference: https://www.homewyse.com/costs/cost_of_heat_pump_systems.html | 4520.01 | rate at $1506.67/ton, reference: https://iwae.com/shop/3-ton-22-3-eer-2-stage-climatemaster-tranquility-22-geothermal-heat-pump-vertical-package-unit-ha16163.html | 13500 | https://www.remodelingcalculator.org/geothermal-heating-cooling-costs/
Equipment | Ground Source Heat Pump | Ground Source Heat Pump | Base AC, 14 SEER, Electric resistance heating, 3.41 HSPF | Residential | Turnover | Multi-Family | FL Zone 2 | Per Unit | 0.029925 | 10321.9367 | 8253.8098 | 2068.1269 | 0.20036 | 22 | 0.39241 | 1.2172 | 13839.956 | Per 2 Ton | 1414.2 | 14 SEER split system heat pump, rate at $707.1/ton, reference: https://www.theacoutlet.com/rp1536aj1na-rh1p3617stanja-3-ton-14-seer-rheem-ruud-heat-pump-system.html | 1259.184 | rate at $85.08/per labor hour, assume 14.8 hour work, reference: https://www.homewyse.com/costs/cost_of_heat_pump_systems.html | 3013.34 | rate at $1506.67/ton, reference: https://iwae.com/shop/3-ton-22-3-eer-2-stage-climatemaster-tranquility-22-geothermal-heat-pump-vertical-package-unit-ha16163.html | 13500 | https://www.remodelingcalculator.org/geothermal-heating-cooling-costs/
Equipment | Ground Source Heat Pump | Ground Source Heat Pump | Base AC, 14 SEER, Electric resistance heating, 3.41 HSPF | Residential | Turnover | Manufactured Home | FL Zone 2 | Per Unit | 0.029948 | 10321.9367 | 8253.8098 | 2068.1269 | 0.20036 | 22 | 0.39241 | 1.2172 | 14639.526 | Per 3 Ton | 2121.3 | 14 SEER split system heat pump, rate at $707.1/ton, reference: https://www.theacoutlet.com/rp1536aj1na-rh1p3617stanja-3-ton-14-seer-rheem-ruud-heat-pump-system.html | 1259.184 | rate at $85.08/per labor hour, assume 14.8 hour work, reference: https://www.homewyse.com/costs/cost_of_heat_pump_systems.html | 4520.01 | rate at $1506.67/ton, reference: https://iwae.com/shop/3-ton-22-3-eer-2-stage-climatemaster-tranquility-22-geothermal-heat-pump-vertical-package-unit-ha16163.html | 13500 | https://www.remodelingcalculator.org/geothermal-heating-cooling-costs/
Equipment | Ground Source Heat Pump | Ground Source Heat Pump | Base AC, 14 SEER, Electric resistance heating, 3.41 HSPF | Residential | New | Single Family | FL Zone 2 | Per Unit | 0 | 10321.9367 | 8253.8098 | 2068.1269 | 0.20036 | 22 | 0.39241 | 1.2172 | 14639.526 | Per 3 Ton | 2121.3 | 14 SEER split system heat pump, rate at $707.1/ton, reference: https://www.theacoutlet.com/rp1536aj1na-rh1p3617stanja-3-ton-14-seer-rheem-ruud-heat-pump-system.html | 1259.184 | rate at $85.08/per labor hour, assume 14.8 hour work, reference: https://www.homewyse.com/costs/cost_of_heat_pump_systems.html | 4520.01 | rate at $1506.67/ton, reference: https://iwae.com/shop/3-ton-22-3-eer-2-stage-climatemaster-tranquility-22-geothermal-heat-pump-vertical-package-unit-ha16163.html | 13500 | https://www.remodelingcalculator.org/geothermal-heating-cooling-costs/
Equipment | Ground Source Heat Pump | Ground Source Heat Pump | Base AC, 14 SEER, Electric resistance heating, 3.41 HSPF | Residential | New | Multi-Family | FL Zone 2 | Per Unit | 0.029925 | 10321.9367 | 8253.8098 | 2068.1269 | 0.20036 | 22 | 0.39241 | 1.2172 | 13839.956 | Per 2 Ton | 1414.2 | 14 SEER split system heat pump, rate at $707.1/ton, reference: https://www.theacoutlet.com/rp1536aj1na-rh1p3617stanja-3-ton-14-seer-rheem-ruud-heat-pump-system.html | 1259.184 | rate at $85.08/per labor hour, assume 14.8 hour work, reference: https://www.homewyse.com/costs/cost_of_heat_pump_systems.html | 3013.34 | rate at $1506.67/ton, reference: https://iwae.com/shop/3-ton-22-3-eer-2-stage-climatemaster-tranquility-22-geothermal-heat-pump-vertical-package-unit-ha16163.html | 13500 | https://www.remodelingcalculator.org/geothermal-heating-cooling-costs/
Equipment | Ground Source Heat Pump | Ground Source Heat Pump | Base AC, 14 SEER, Electric resistance heating, 3.41 HSPF | Residential | New | Manufactured Home | FL Zone 2 | Per Unit | 0.029948 | 10321.9367 | 8253.8098 | 2068.1269 | 0.20036 | 22 | 0.39241 | 1.2172 | 14639.526 | Per 3 Ton | 2121.3 | 14 SEER split system heat pump, rate at $707.1/ton, reference: https://www.theacoutlet.com/rp1536aj1na-rh1p3617stanja-3-ton-14-seer-rheem-ruud-heat-pump-system.html | 1259.184 | rate at $85.08/per labor hour, assume 14.8 hour work, reference: https://www.homewyse.com/costs/cost_of_heat_pump_systems.html | 4520.01 | rate at $1506.67/ton, reference: https://iwae.com/shop/3-ton-22-3-eer-2-stage-climatemaster-tranquility-22-geothermal-heat-pump-vertical-package-unit-ha16163.html | 13500 | https://www.remodelingcalculator.org/geothermal-heating-cooling-costs/
Equipment | Variable Refrigerant Flow (VRF) HVAC Systems | Variable Refrigerant Flow (VRF) HVAC Systems | Code-Compliant ASHP, 1108.4 Tons, 1.54149246003495 SEER, 1.80883269691282 HSPF | Residential | Turnover | Single Family | FL Zone 2 | Per Unit | 0.0054187 | 6617.19 | 4908.5998 | 1708.5902 | 0.2582 | 13 | 0.093523 | 0.19093 | 3207.372 | Per 3 Ton | 2121.3 | 14 SEER split system heat pump, rate at $707.1/ton, reference: https://www.theacoutlet.com/rp1536aj1na-rh1p3617stanja-3-ton-14-seer-rheem-ruud-heat-pump-system.html | 1259.184 | rate at $85.08/per labor hour, assume 14.8 hour work, reference: https://www.homewyse.com/costs/cost_of_heat_pump_systems.html | 3805.74 | rate at $1268.58/ton, reference: https://www.nationalairwarehouse.com/3-ton-goodman-18-seer-r-410a-two-stage-variable-speed-vertical-heat-pump-split-system.html | 2782.116 | rate at $85.08/per labor hour, assume 24.7 hour work (major fit/position change) plus 8 hrs for removal of existing ducts, patching drywall, etc., reference: https://www.homewyse.com/costs/cost_of_heat_pump_systems.html
Equipment | Variable Refrigerant Flow (VRF) HVAC Systems | Variable Refrigerant Flow (VRF) HVAC Systems | Code-Compliant ASHP, 1108.4 Tons, 1.54149246003495 SEER, 1.80883269691282 HSPF | Residential | Turnover | Multi-Family | FL Zone 2 | Per Unit | 0.071748 | 4303 | 3163.9398 | 1139.0602 | 0.26471 | 13 | 0.062348 | 0.12728 | 2645.892 | Per 2 Ton | 1414.2 | 14 SEER split system heat pump, rate at $707.1/ton, reference: https://www.theacoutlet.com/rp1536aj1na-rh1p3617stanja-3-ton-14-seer-rheem-ruud-heat-pump-system.html | 1259.184 | rate at $85.08/per labor hour, assume 14.8 hour work, reference: https://www.homewyse.com/costs/cost_of_heat_pump_systems.html | 2537.16 | rate at $1268.58/ton, reference: https://www.nationalairwarehouse.com/3-ton-goodman-18-seer-r-410a-two-stage-variable-speed-vertical-heat-pump-split-system.html | 2782.116 | rate at $85.08/per labor hour, assume 24.7 hour work (major fit/position change) plus 8 hrs for removal of existing ducts, patching drywall, etc., reference: https://www.homewyse.com/costs/cost_of_heat_pump_systems.html
Equipment | Variable Refrigerant Flow (VRF) HVAC Systems | Variable Refrigerant Flow (VRF) HVAC Systems | Code-Compliant ASHP, 1108.4 Tons, 1.54149246003495 SEER, 1.80883269691282 HSPF | Residential | Turnover | Manufactured Home | FL Zone 2 | Per Unit | 0.071748 | 6473 | 4764.4098 | 1708.5902 | 0.26396 | 13 | 0.093523 | 0.19093 | 3207.372 | Per 3 Ton | 2121.3 | 14 SEER split system heat pump, rate at $707.1/ton, reference: https://www.theacoutlet.com/rp1536aj1na-rh1p3617stanja-3-ton-14-seer-rheem-ruud-heat-pump-system.html | 1259.184 | rate at $85.08/per labor hour, assume 14.8 hour work, reference: https://www.homewyse.com/costs/cost_of_heat_pump_systems.html | 3805.74 | rate at $1268.58/ton, reference: https://www.nationalairwarehouse.com/3-ton-goodman-18-seer-r-410a-two-stage-variable-speed-vertical-heat-pump-split-system.html | 2782.116 | rate at $85.08/per labor hour, assume 24.7 hour work (major fit/position change) plus 8 hrs for removal of existing ducts, patching drywall, etc., reference: https://www.homewyse.com/costs/cost_of_heat_pump_systems.html
Equipment | Variable Refrigerant Flow (VRF) HVAC Systems | Variable Refrigerant Flow (VRF) HVAC Systems | Code-Compliant ASHP, 1108.4 Tons, 1.54149246003495 SEER, 1.80883269691282 HSPF | Residential | New | Single Family | FL Zone 2 | Per Unit | 0.0063595 | 6617.19 | 4908.5998 | 1708.5902 | 0.2582 | 13 | 0.093523 | 0.19093 | 2526.732 | Per 3 Ton | 2121.3 | 14 SEER split system heat pump, rate at $707.1/ton, reference: https://www.theacoutlet.com/rp1536aj1na-rh1p3617stanja-3-ton-14-seer-rheem-ruud-heat-pump-system.html | 1259.184 | rate at $85.08/per labor hour, assume 14.8 hour work, reference: https://www.homewyse.com/costs/cost_of_heat_pump_systems.html | 3805.74 | rate at $1268.58/ton, reference: https://www.nationalairwarehouse.com/3-ton-goodman-18-seer-r-410a-two-stage-variable-speed-vertical-heat-pump-split-system.html | 2101.476 | rate at $85.08/per labor hour, assume 24.7 hour work (major fit/position change), reference: https://www.homewyse.com/costs/cost_of_heat_pump_systems.html
Equipment | Variable Refrigerant Flow (VRF) HVAC Systems | Variable Refrigerant Flow (VRF) HVAC Systems | Code-Compliant ASHP, 1108.4 Tons, 1.54149246003495 SEER, 1.80883269691282 HSPF | Residential | New | Multi-Family | FL Zone 2 | Per Unit | 0.077727 | 4303 | 3163.9398 | 1139.0602 | 0.26471 | 13 | 0.062348 | 0.12728 | 1965.252 | Per 2 Ton | 1414.2 | 14 SEER split system heat pump, rate at $707.1/ton, reference: https://www.theacoutlet.com/rp1536aj1na-rh1p3617stanja-3-ton-14-seer-rheem-ruud-heat-pump-system.html | 1259.184 | rate at $85.08/per labor hour, assume 14.8 hour work, reference: https://www.homewyse.com/costs/cost_of_heat_pump_systems.html | 2537.16 | rate at $1268.58/ton, reference: https://www.nationalairwarehouse.com/3-ton-goodman-18-seer-r-410a-two-stage-variable-speed-vertical-heat-pump-split-system.html | 2101.476 | rate at $85.08/per labor hour, assume 24.7 hour work (major fit/position change), reference: https://www.homewyse.com/costs/cost_of_heat_pump_systems.html
Equipment | Variable Refrigerant Flow (VRF) HVAC Systems | Variable Refrigerant Flow (VRF) HVAC Systems | Code-Compliant ASHP, 1108.4 Tons, 1.54149246003495 SEER, 1.80883269691282 HSPF | Residential | New | Manufactured Home | FL Zone 2 | Per Unit | 0.077727 | 6473 | 4764.4098 | 1708.5902 | 0.26396 | 13 | 0.093523 | 0.19093 | 2526.732 | Per 3 Ton | 2121.3 | 14 SEER split system heat pump, rate at $707.1/ton, reference: https://www.theacoutlet.com/rp1536aj1na-rh1p3617stanja-3-ton-14-seer-rheem-ruud-heat-pump-system.html | 1259.184 | rate at $85.08/per labor hour, assume 14.8 hour work, reference: https://www.homewyse.com/costs/cost_of_heat_pump_systems.html | 3805.74 | rate at $1268.58/ton, reference: https://www.nationalairwarehouse.com/3-ton-goodman-18-seer-r-410a-two-stage-variable-speed-vertical-heat-pump-split-system.html | 2101.476 | rate at $85.08/per labor hour, assume 24.7 hour work (major fit/position change), reference: https://www.homewyse.com/costs/cost_of_heat_pump_systems.html
Equipment | CFL - 15W Flood (Exterior) | 15W CFL | EISA-2020 compliant baseline lamp (65W flood) | Residential | Turnover | Single Family | FL Zone 2 | Per Lamp | 0 | 61.685 | 14.235 | 47.45 | 0.76923 | 7.8 | 0 | 0 | 3.92 | Per Unit | 1.85 | https://www.homedepot.com/p/Philips-65-Watt-Incandescent-BR30-Flood-Light-Bulb-12-Pack-per-Case-248872/100560688 | 0 | No Labor Cost | 5.77 | https://www.1000bulbs.com/product/1644/FC15-FER3015W27.html | 0 | No Labor Cost
Equipment | CFL - 15W Flood (Exterior) | 15W CFL | EISA-2020 compliant baseline lamp (65W flood) | Residential | Turnover | Multi-Family | FL Zone 2 | Per Lamp | 0 | 61.685 | 14.235 | 47.45 | 0.76923 | 7.8 | 0 | 0 | 3.92 | Per Unit | 1.85 | https://www.homedepot.com/p/Philips-65-Watt-Incandescent-BR30-Flood-Light-Bulb-12-Pack-per-Case-248872/100560688 | 0 | No Labor Cost | 5.77 | https://www.1000bulbs.com/product/1644/FC15-FER3015W27.html | 0 | No Labor Cost
Equipment | CFL - 15W Flood (Exterior) | 15W CFL | EISA-2020 compliant baseline lamp (65W flood) | Residential | Turnover | Manufactured Home | FL Zone 2 | Per Lamp | 0 | 61.685 | 14.235 | 47.45 | 0.76923 | 7.8 | 0 | 0 | 3.92 | Per Unit | 1.85 | https://www.homedepot.com/p/Philips-65-Watt-Incandescent-BR30-Flood-Light-Bulb-12-Pack-per-Case-248872/100560688 | 0 | No Labor Cost | 5.77 | https://www.1000bulbs.com/product/1644/FC15-FER3015W27.html | 0 | No Labor Cost
Equipment | CFL - 15W Flood (Exterior) | 15W CFL | EISA-2020 compliant baseline lamp (65W flood) | Residential | New | Single Family | FL Zone 2 | Per Lamp | 0 | 61.685 | 14.235 | 47.45 | 0.76923 | 7.8 | 0 | 0 | 3.92 | Per Unit | 1.85 | https://www.homedepot.com/p/Philips-65-Watt-Incandescent-BR30-Flood-Light-Bulb-12-Pack-per-Case-248872/100560688 | 0 | No Labor Cost | 5.77 | https://www.1000bulbs.com/product/1644/FC15-FER3015W27.html | 0 | No Labor Cost
Equipment | CFL - 15W Flood (Exterior) | 15W CFL | EISA-2020 compliant baseline lamp (65W flood) | Residential | New | Multi-Family | FL Zone 2 | Per Lamp | 0 | 61.685 | 14.235 | 47.45 | 0.76923 | 7.8 | 0 | 0 | 3.92 | Per Unit | 1.85 | https://www.homedepot.com/p/Philips-65-Watt-Incandescent-BR30-Flood-Light-Bulb-12-Pack-per-Case-248872/100560688 | 0 | No Labor Cost | 5.77 | https://www.1000bulbs.com/product/1644/FC15-FER3015W27.html | 0 | No Labor Cost
Equipment | CFL - 15W Flood (Exterior) | 15W CFL | EISA-2020 compliant baseline lamp (65W flood) | Residential | New | Manufactured Home | FL Zone 2 | Per Lamp | 0 | 61.685 | 14.235 | 47.45 | 0.76923 | 7.8 | 0 | 0 | 3.92 | Per Unit | 1.85 | https://www.homedepot.com/p/Philips-65-Watt-Incandescent-BR30-Flood-Light-Bulb-12-Pack-per-Case-248872/100560688 | 0 | No Labor Cost | 5.77 | https://www.1000bulbs.com/product/1644/FC15-FER3015W27.html | 0 | No Labor Cost
Equipment | CFL - 15W Flood | 15W CFL | EISA-2020 compliant baseline lamp (65W flood) | Residential | Turnover | Single Family | FL Zone 2 | Per Lamp | 0 | 20.6294 | 15.8688 | 4.7606 | 0.23077 | 7.8 | 0.00041875 | 0.00043966 | 3.92 | Per Unit | 1.85 | https://www.homedepot.com/p/Philips-65-Watt-Incandescent-BR30-Flood-Light-Bulb-12-Pack-per-Case-248872/100560688 | 0 | No Labor Cost | 5.77 | https://www.1000bulbs.com/product/1644/FC15-FER3015W27.html | 0 | No Labor Cost
Equipment | CFL - 15W Flood | 15W CFL | EISA-2020 compliant baseline lamp (65W flood) | Residential | Turnover | Multi-Family | FL Zone 2 | Per Lamp | 0 | 20.6294 | 15.8688 | 4.7606 | 0.23077 | 7.8 | 0.00041875 | 0.00043966 | 3.92 | Per Unit | 1.85 | https://www.homedepot.com/p/Philips-65-Watt-Incandescent-BR30-Flood-Light-Bulb-12-Pack-per-Case-248872/100560688 | 0 | No Labor Cost | 5.77 | https://www.1000bulbs.com/product/1644/FC15-FER3015W27.html | 0 | No Labor Cost
Equipment | CFL - 15W Flood | 15W CFL | EISA-2020 compliant baseline lamp (65W flood) | Residential | Turnover | Manufactured Home | FL Zone 2 | Per Lamp | 0 | 20.6294 | 15.8688 | 4.7606 | 0.23077 | 7.8 | 0.00041875 | 0.00043966 | 3.92 | Per Unit | 1.85 | https://www.homedepot.com/p/Philips-65-Watt-Incandescent-BR30-Flood-Light-Bulb-12-Pack-per-Case-248872/100560688 | 0 | No Labor Cost | 5.77 | https://www.1000bulbs.com/product/1644/FC15-FER3015W27.html | 0 | No Labor Cost
Equipment | CFL - 15W Flood | 15W CFL | EISA-2020 compliant baseline lamp (65W flood) | Residential | New | Single Family | FL Zone 2 | Per Lamp | 0 | 20.6294 | 15.8688 | 4.7606 | 0.23077 | 7.8 | 0.00041875 | 0.00043966 | 3.92 | Per Unit | 1.85 | https://www.homedepot.com/p/Philips-65-Watt-Incandescent-BR30-Flood-Light-Bulb-12-Pack-per-Case-248872/100560688 | 0 | No Labor Cost | 5.77 | https://www.1000bulbs.com/product/1644/FC15-FER3015W27.html | 0 | No Labor Cost
Equipment | CFL - 15W Flood | 15W CFL | EISA-2020 compliant baseline lamp (65W flood) | Residential | New | Multi-Family | FL Zone 2 | Per Lamp | 0 | 20.6294 | 15.8688 | 4.7606 | 0.23077 | 7.8 | 0.00041875 | 0.00043966 | 3.92 | Per Unit | 1.85 | https://www.homedepot.com/p/Philips-65-Watt-Incandescent-BR30-Flood-Light-Bulb-12-Pack-per-Case-248872/100560688 | 0 | No Labor Cost | 5.77 | https://www.1000bulbs.com/product/1644/FC15-FER3015W27.html | 0 | No Labor Cost
Equipment | CFL - 15W Flood | 15W CFL | EISA-2020 compliant baseline lamp (65W flood) | Residential | New | Manufactured Home | FL Zone 2 | Per Lamp | 0 | 20.6294 | 15.8688 | 4.7606 | 0.23077 | 7.8 | 0.00041875 | 0.00043966 | 3.92 | Per Unit | 1.85 | https://www.homedepot.com/p/Philips-65-Watt-Incandescent-BR30-Flood-Light-Bulb-12-Pack-per-Case-248872/100560688 | 0 | No Labor Cost | 5.77 | https://www.1000bulbs.com/product/1644/FC15-FER3015W27.html | 0 | No Labor Cost
Equipment | CFL-13W | 13W CFL | EISA-2020 compliant baseline lamp (60W equivalent) | Residential | Turnover | Single Family | FL Zone 2 | Per Lamp | 0 | 19.0425 | 13.7529 | 5.2896 | 0.27778 | 7.8 | 0.00046528 | 0.00048851 | 1.32 | Per Unit | 1.17 | https://www.homedepot.com/p/EcoSmart-60-Watt-Equivalent-A19-Dimmable-Eco-Incandescent-Light-Bulb-Soft-White-4-Pack-52602/204848841 | 0 | No Labor Cost | 2.49 | https://www.homedepot.com/p/Philips-60-Watt-Equivalent-Spiral-A-Line-CFL-Light-Bulb-Soft-White-2700K-4-Pack-434373/202826746 | 0 | No Labor Cost
Equipment | CFL-13W | 13W CFL | EISA-2020 compliant baseline lamp (60W equivalent) | Residential | Turnover | Multi-Family | FL Zone 2 | Per Lamp | 0 | 19.0425 | 13.7529 | 5.2896 | 0.27778 | 7.8 | 0.00046528 | 0.00048851 | 1.32 | Per Unit | 1.17 | https://www.homedepot.com/p/EcoSmart-60-Watt-Equivalent-A19-Dimmable-Eco-Incandescent-Light-Bulb-Soft-White-4-Pack-52602/204848841 | 0 | No Labor Cost | 2.49 | https://www.homedepot.com/p/Philips-60-Watt-Equivalent-Spiral-A-Line-CFL-Light-Bulb-Soft-White-2700K-4-Pack-434373/202826746 | 0 | No Labor Cost
Equipment | CFL-13W | 13W CFL | EISA-2020 compliant baseline lamp (60W equivalent) | Residential | Turnover | Manufactured Home | FL Zone 2 | Per Lamp | 0 | 19.0425 | 13.7529 | 5.2896 | 0.27778 | 7.8 | 0.00046528 | 0.00048851 | 1.32 | Per Unit | 1.17 | https://www.homedepot.com/p/EcoSmart-60-Watt-Equivalent-A19-Dimmable-Eco-Incandescent-Light-Bulb-Soft-White-4-Pack-52602/204848841 | 0 | No Labor Cost | 2.49 | https://www.homedepot.com/p/Philips-60-Watt-Equivalent-Spiral-A-Line-CFL-Light-Bulb-Soft-White-2700K-4-Pack-434373/202826746 | 0 | No Labor Cost
Equipment | CFL-13W | 13W CFL | EISA-2020 compliant baseline lamp (60W equivalent) | Residential | New | Single Family | FL Zone 2 | Per Lamp | 0 | 19.0425 | 13.7529 | 5.2896 | 0.27778 | 7.8 | 0.00046528 | 0.00048851 | 1.32 | Per Unit | 1.17 | https://www.homedepot.com/p/EcoSmart-60-Watt-Equivalent-A19-Dimmable-Eco-Incandescent-Light-Bulb-Soft-White-4-Pack-52602/204848841 | 0 | No Labor Cost | 2.49 | https://www.homedepot.com/p/Philips-60-Watt-Equivalent-Spiral-A-Line-CFL-Light-Bulb-Soft-White-2700K-4-Pack-434373/202826746 | 0 | No Labor Cost
Equipment | CFL-13W | 13W CFL | EISA-2020 compliant baseline lamp (60W equivalent) | Residential | New | Multi-Family | FL Zone 2 | Per Lamp | 0 | 19.0425 | 13.7529 | 5.2896 | 0.27778 | 7.8 | 0.00046528 | 0.00048851 | 1.32 | Per Unit | 1.17 | https://www.homedepot.com/p/EcoSmart-60-Watt-Equivalent-A19-Dimmable-Eco-Incandescent-Light-Bulb-Soft-White-4-Pack-52602/204848841 | 0 | No Labor Cost | 2.49 | https://www.homedepot.com/p/Philips-60-Watt-Equivalent-Spiral-A-Line-CFL-Light-Bulb-Soft-White-2700K-4-Pack-434373/202826746 | 0 | No Labor Cost
Equipment | CFL-13W | 13W CFL | EISA-2020 compliant baseline lamp (60W equivalent) | Residential | New | Manufactured Home | FL Zone 2 | Per Lamp | 0 | 19.0425 | 13.7529 | 5.2896 | 0.27778 | 7.8 | 0.00046528 | 0.00048851 | 1.32 | Per Unit | 1.17 | https://www.homedepot.com/p/EcoSmart-60-Watt-Equivalent-A19-Dimmable-Eco-Incandescent-Light-Bulb-Soft-White-4-Pack-52602/204848841 | 0 | No Labor Cost | 2.49 | https://www.homedepot.com/p/Philips-60-Watt-Equivalent-Spiral-A-Line-CFL-Light-Bulb-Soft-White-2700K-4-Pack-434373/202826746 | 0 | No Labor Cost
Equipment | CFL-23W | 23W CFL | EISA-2020 compliant baseline lamp (100W equivalent) | Residential | Turnover | Single Family | FL Zone 2 | Per Lamp | 0 | 31.7375 | 24.3321 | 7.4054 | 0.23333 | 7.8 | 0.00065139 | 0.00068392 | 0.85 | Per Unit | 1.49 | https://www.homedepot.com/p/EcoSmart-100-Watt-Equivalent-A19-Halogen-Light-Bulb-4-Pack-324442/302639927 | 0 | No Labor Cost | 2.34 | https://www.homedepot.com/p/Philips-100W-Equivalent-Soft-White-2700K-T2-Spiral-CFL-Light-Bulb-4-Pack-434738/202827179 | 0 | No Labor Cost
Equipment | CFL-23W | 23W CFL | EISA-2020 compliant baseline lamp (100W equivalent) | Residential | Turnover | Multi-Family | FL Zone 2 | Per Lamp | 0 | 31.7375 | 24.3321 | 7.4054 | 0.23333 | 7.8 | 0.00065139 | 0.00068392 | 0.85 | Per Unit | 1.49 | https://www.homedepot.com/p/EcoSmart-100-Watt-Equivalent-A19-Halogen-Light-Bulb-4-Pack-324442/302639927 | 0 | No Labor Cost | 2.34 | https://www.homedepot.com/p/Philips-100W-Equivalent-Soft-White-2700K-T2-Spiral-CFL-Light-Bulb-4-Pack-434738/202827179 | 0 | No Labor Cost
Equipment | CFL-23W | 23W CFL | EISA-2020 compliant baseline lamp (100W equivalent) | Residential | Turnover | Manufactured Home | FL Zone 2 | Per Lamp | 0 | 31.7375 | 24.3321 | 7.4054 | 0.23333 | 7.8 | 0.00065139 | 0.00068392 | 0.85 | Per Unit | 1.49 | https://www.homedepot.com/p/EcoSmart-100-Watt-Equivalent-A19-Halogen-Light-Bulb-4-Pack-324442/302639927 | 0 | No Labor Cost | 2.34 | https://www.homedepot.com/p/Philips-100W-Equivalent-Soft-White-2700K-T2-Spiral-CFL-Light-Bulb-4-Pack-434738/202827179 | 0 | No Labor Cost
Equipment | CFL-23W | 23W CFL | EISA-2020 compliant baseline lamp (100W equivalent) | Residential | New | Single Family | FL Zone 2 | Per Lamp | 0 | 31.7375 | 24.3321 | 7.4054 | 0.23333 | 7.8 | 0.00065139 | 0.00068392 | 0.85 | Per Unit | 1.49 | https://www.homedepot.com/p/EcoSmart-100-Watt-Equivalent-A19-Halogen-Light-Bulb-4-Pack-324442/302639927 | 0 | No Labor Cost | 2.34 | https://www.homedepot.com/p/Philips-100W-Equivalent-Soft-White-2700K-T2-Spiral-CFL-Light-Bulb-4-Pack-434738/202827179 | 0 | No Labor Cost
Equipment | CFL-23W | 23W CFL | EISA-2020 compliant baseline lamp (100W equivalent) | Residential | New | Multi-Family | FL Zone 2 | Per Lamp | 0 | 31.7375 | 24.3321 | 7.4054 | 0.23333 | 7.8 | 0.00065139 | 0.00068392 | 0.85 | Per Unit | 1.49 | https://www.homedepot.com/p/EcoSmart-100-Watt-Equivalent-A19-Halogen-Light-Bulb-4-Pack-324442/302639927 | 0 | No Labor Cost | 2.34 | https://www.homedepot.com/p/Philips-100W-Equivalent-Soft-White-2700K-T2-Spiral-CFL-Light-Bulb-4-Pack-434738/202827179 | 0 | No Labor Cost
Equipment | CFL-23W | 23W CFL | EISA-2020 compliant baseline lamp (100W equivalent) | Residential | New | Manufactured Home | FL Zone 2 | Per Lamp | 0 | 31.7375 | 24.3321 | 7.4054 | 0.23333 | 7.8 | 0.00065139 | 0.00068392 | 0.85 | Per Unit | 1.49 | https://www.homedepot.com/p/EcoSmart-100-Watt-Equivalent-A19-Halogen-Light-Bulb-4-Pack-324442/302639927 | 0 | No Labor Cost | 2.34 | https://www.homedepot.com/p/Philips-100W-Equivalent-Soft-White-2700K-T2-Spiral-CFL-Light-Bulb-4-Pack-434738/202827179 | 0 | No Labor Cost
Equipment | LED - 14W | 14W LED | EISA-2020 compliant baseline lamp (100W equivalent) | Residential | Turnover | Single Family | FL Zone 2 | Per Lamp | 0.5 | 31.7375 | 14.8108 | 16.9267 | 0.53333 | 10 | 0.0014889 | 0.0015632 | 1.88 | Per Unit | 1.49 | https://www.homedepot.com/p/EcoSmart-100-Watt-Equivalent-A19-Halogen-Light-Bulb-4-Pack-324442/302639927 | 0 | No Labor Cost | 3.37 | https://www.homedepot.com/p/EcoSmart-100-Watt-Equivalent-A19-Non-Dimmable-LED-Light-Bulb-Daylight-4-Pack-A7A19A100WUL03/303574633 | 0 | No Labor Cost
Equipment | LED - 14W | 14W LED | EISA-2020 compliant baseline lamp (100W equivalent) | Residential | Turnover | Multi-Family | FL Zone 2 | Per Lamp | 0.5 | 31.7375 | 14.8108 | 16.9267 | 0.53333 | 10 | 0.0014889 | 0.0015632 | 1.88 | Per Unit | 1.49 | https://www.homedepot.com/p/EcoSmart-100-Watt-Equivalent-A19-Halogen-Light-Bulb-4-Pack-324442/302639927 | 0 | No Labor Cost | 3.37 | https://www.homedepot.com/p/EcoSmart-100-Watt-Equivalent-A19-Non-Dimmable-LED-Light-Bulb-Daylight-4-Pack-A7A19A100WUL03/303574633 | 0 | No Labor Cost
Equipment | LED - 14W | 14W LED | EISA-2020 compliant baseline lamp (100W equivalent) | Residential | Turnover | Manufactured Home | FL Zone 2 | Per Lamp | 0.5 | 31.7375 | 14.8108 | 16.9267 | 0.53333 | 10 | 0.0014889 | 0.0015632 | 1.88 | Per Unit | 1.49 | https://www.homedepot.com/p/EcoSmart-100-Watt-Equivalent-A19-Halogen-Light-Bulb-4-Pack-324442/302639927 | 0 | No Labor Cost | 3.37 | https://www.homedepot.com/p/EcoSmart-100-Watt-Equivalent-A19-Non-Dimmable-LED-Light-Bulb-Daylight-4-Pack-A7A19A100WUL03/303574633 | 0 | No Labor Cost
Equipment | LED - 14W | 14W LED | EISA-2020 compliant baseline lamp (100W equivalent) | Residential | New | Single Family | FL Zone 2 | Per Lamp | 0.5 | 31.7375 | 14.8108 | 16.9267 | 0.53333 | 10 | 0.0014889 | 0.0015632 | 1.88 | Per Unit | 1.49 | https://www.homedepot.com/p/EcoSmart-100-Watt-Equivalent-A19-Halogen-Light-Bulb-4-Pack-324442/302639927 | 0 | No Labor Cost | 3.37 | https://www.homedepot.com/p/EcoSmart-100-Watt-Equivalent-A19-Non-Dimmable-LED-Light-Bulb-Daylight-4-Pack-A7A19A100WUL03/303574633 | 0 | No Labor Cost
Equipment | LED - 14W | 14W LED | EISA-2020 compliant baseline lamp (100W equivalent) | Residential | New | Multi-Family | FL Zone 2 | Per Lamp | 0.5 | 31.7375 | 14.8108 | 16.9267 | 0.53333 | 10 | 0.0014889 | 0.0015632 | 1.88 | Per Unit | 1.49 | https://www.homedepot.com/p/EcoSmart-100-Watt-Equivalent-A19-Halogen-Light-Bulb-4-Pack-324442/302639927 | 0 | No Labor Cost | 3.37 | https://www.homedepot.com/p/EcoSmart-100-Watt-Equivalent-A19-Non-Dimmable-LED-Light-Bulb-Daylight-4-Pack-A7A19A100WUL03/303574633 | 0 | No Labor Cost
Equipment | LED - 14W | 14W LED | EISA-2020 compliant baseline lamp (100W equivalent) | Residential | New | Manufactured Home | FL Zone 2 | Per Lamp | 0.5 | 31.7375 | 14.8108 | 16.9267 | 0.53333 | 10 | 0.0014889 | 0.0015632 | 1.88 | Per Unit | 1.49 | https://www.homedepot.com/p/EcoSmart-100-Watt-Equivalent-A19-Halogen-Light-Bulb-4-Pack-324442/302639927 | 0 | No Labor Cost | 3.37 | https://www.homedepot.com/p/EcoSmart-100-Watt-Equivalent-A19-Non-Dimmable-LED-Light-Bulb-Daylight-4-Pack-A7A19A100WUL03/303574633 | 0 | No Labor Cost
Equipment | LED - 9W Flood (Exterior) | ENERGY STAR Qualified 9W Screw-In LED | EISA Compliant Halogen Lamp | Residential | Turnover | Single Family | FL Zone 2 | Per Lamp | 0.22 | 61.685 | 8.541 | 53.144 | 0.86154 | 10 | 0 | 0 | 3.14 | Per Unit | 1.85 | https://www.homedepot.com/p/Philips-65-Watt-Incandescent-BR30-Flood-Light-Bulb-12-Pack-per-Case-248872/100560688 | 0 | No Labor Cost | 4.99 | https://www.homedepot.com/p/Cree-65W-Equivalent-Soft-White-2700K-BR30-Dimmable-Exceptional-Light-Quality-LED-Light-Bulb-2-Pack-TBR30-06527FLFH25-12DE26-1-12/304006396 | 0 | No Labor Cost
Equipment | LED - 9W Flood (Exterior) | ENERGY STAR Qualified 9W Screw-In LED | EISA Compliant Halogen Lamp | Residential | Turnover | Multi-Family | FL Zone 2 | Per Lamp | 0.22 | 61.685 | 8.541 | 53.144 | 0.86154 | 10 | 0 | 0 | 3.14 | Per Unit | 1.85 | https://www.homedepot.com/p/Philips-65-Watt-Incandescent-BR30-Flood-Light-Bulb-12-Pack-per-Case-248872/100560688 | 0 | No Labor Cost | 4.99 | https://www.homedepot.com/p/Cree-65W-Equivalent-Soft-White-2700K-BR30-Dimmable-Exceptional-Light-Quality-LED-Light-Bulb-2-Pack-TBR30-06527FLFH25-12DE26-1-12/304006396 | 0 | No Labor Cost
Equipment | LED - 9W Flood (Exterior) | ENERGY STAR Qualified 9W Screw-In LED | EISA Compliant Halogen Lamp | Residential | Turnover | Manufactured Home | FL Zone 2 | Per Lamp | 0.22 | 61.685 | 8.541 | 53.144 | 0.86154 | 10 | 0 | 0 | 3.14 | Per Unit | 1.85 | https://www.homedepot.com/p/Philips-65-Watt-Incandescent-BR30-Flood-Light-Bulb-12-Pack-per-Case-248872/100560688 | 0 | No Labor Cost | 4.99 | https://www.homedepot.com/p/Cree-65W-Equivalent-Soft-White-2700K-BR30-Dimmable-Exceptional-Light-Quality-LED-Light-Bulb-2-Pack-TBR30-06527FLFH25-12DE26-1-12/304006396 | 0 | No Labor Cost
Equipment | LED - 9W Flood (Exterior) | ENERGY STAR Qualified 9W Screw-In LED | EISA Compliant Halogen Lamp | Residential | New | Single Family | FL Zone 2 | Per Lamp | 0.22 | 61.685 | 8.541 | 53.144 | 0.86154 | 10 | 0 | 0 | 3.14 | Per Unit | 1.85 | https://www.homedepot.com/p/Philips-65-Watt-Incandescent-BR30-Flood-Light-Bulb-12-Pack-per-Case-248872/100560688 | 0 | No Labor Cost | 4.99 | https://www.homedepot.com/p/Cree-65W-Equivalent-Soft-White-2700K-BR30-Dimmable-Exceptional-Light-Quality-LED-Light-Bulb-2-Pack-TBR30-06527FLFH25-12DE26-1-12/304006396 | 0 | No Labor Cost
Equipment | LED - 9W Flood (Exterior) | ENERGY STAR Qualified 9W Screw-In LED | EISA Compliant Halogen Lamp | Residential | New | Multi-Family | FL Zone 2 | Per Lamp | 0.22 | 61.685 | 8.541 | 53.144 | 0.86154 | 10 | 0 | 0 | 3.14 | Per Unit | 1.85 | https://www.homedepot.com/p/Philips-65-Watt-Incandescent-BR30-Flood-Light-Bulb-12-Pack-per-Case-248872/100560688 | 0 | No Labor Cost | 4.99 | https://www.homedepot.com/p/Cree-65W-Equivalent-Soft-White-2700K-BR30-Dimmable-Exceptional-Light-Quality-LED-Light-Bulb-2-Pack-TBR30-06527FLFH25-12DE26-1-12/304006396 | 0 | No Labor Cost
Equipment | LED - 9W Flood (Exterior) | ENERGY STAR Qualified 9W Screw-In LED | EISA Compliant Halogen Lamp | Residential | New | Manufactured Home | FL Zone 2 | Per Lamp | 0.22 | 61.685 | 8.541 | 53.144 | 0.86154 | 10 | 0 | 0 | 3.14 | Per Unit | 1.85 | https://www.homedepot.com/p/Philips-65-Watt-Incandescent-BR30-Flood-Light-Bulb-12-Pack-per-Case-248872/100560688 | 0 | No Labor Cost | 4.99 | https://www.homedepot.com/p/Cree-65W-Equivalent-Soft-White-2700K-BR30-Dimmable-Exceptional-Light-Quality-LED-Light-Bulb-2-Pack-TBR30-06527FLFH25-12DE26-1-12/304006396 | 0 | No Labor Cost
Equipment | LED - 9W Flood | ENERGY STAR Qualified 9W Screw-In LED | EISA Compliant Halogen Lamp | Residential | Turnover | Single Family | FL Zone 2 | Per Lamp | 0.5 | 20.6294 | 9.5213 | 11.1081 | 0.53846 | 10 | 0.00097708 | 0.0010259 | 3.14 | Per Unit | 1.85 | https://www.homedepot.com/p/Philips-65-Watt-Incandescent-BR30-Flood-Light-Bulb-12-Pack-per-Case-248872/100560688 | 0 | No Labor Cost | 4.99 | https://www.homedepot.com/p/Cree-65W-Equivalent-Soft-White-2700K-BR30-Dimmable-Exceptional-Light-Quality-LED-Light-Bulb-2-Pack-TBR30-06527FLFH25-12DE26-1-12/304006396 | 0 | No Labor Cost
Equipment | LED - 9W Flood | ENERGY STAR Qualified 9W Screw-In LED | EISA Compliant Halogen Lamp | Residential | Turnover | Multi-Family | FL Zone 2 | Per Lamp | 0.5 | 20.6294 | 9.5213 | 11.1081 | 0.53846 | 10 | 0.00097708 | 0.0010259 | 3.14 | Per Unit | 1.85 | https://www.homedepot.com/p/Philips-65-Watt-Incandescent-BR30-Flood-Light-Bulb-12-Pack-per-Case-248872/100560688 | 0 | No Labor Cost | 4.99 | https://www.homedepot.com/p/Cree-65W-Equivalent-Soft-White-2700K-BR30-Dimmable-Exceptional-Light-Quality-LED-Light-Bulb-2-Pack-TBR30-06527FLFH25-12DE26-1-12/304006396 | 0 | No Labor Cost
Equipment | LED - 9W Flood | ENERGY STAR Qualified 9W Screw-In LED | EISA Compliant Halogen Lamp | Residential | Turnover | Manufactured Home | FL Zone 2 | Per Lamp | 0.5 | 20.6294 | 9.5213 | 11.1081 | 0.53846 | 10 | 0.00097708 | 0.0010259 | 3.14 | Per Unit | 1.85 | https://www.homedepot.com/p/Philips-65-Watt-Incandescent-BR30-Flood-Light-Bulb-12-Pack-per-Case-248872/100560688 | 0 | No Labor Cost | 4.99 | https://www.homedepot.com/p/Cree-65W-Equivalent-Soft-White-2700K-BR30-Dimmable-Exceptional-Light-Quality-LED-Light-Bulb-2-Pack-TBR30-06527FLFH25-12DE26-1-12/304006396 | 0 | No Labor Cost
Equipment | LED - 9W Flood | ENERGY STAR Qualified 9W Screw-In LED | EISA Compliant Halogen Lamp | Residential | New | Single Family | FL Zone 2 | Per Lamp | 0.5 | 20.6294 | 9.5213 | 11.1081 | 0.53846 | 10 | 0.00097708 | 0.0010259 | 3.14 | Per Unit | 1.85 | https://www.homedepot.com/p/Philips-65-Watt-Incandescent-BR30-Flood-Light-Bulb-12-Pack-per-Case-248872/100560688 | 0 | No Labor Cost | 4.99 | https://www.homedepot.com/p/Cree-65W-Equivalent-Soft-White-2700K-BR30-Dimmable-Exceptional-Light-Quality-LED-Light-Bulb-2-Pack-TBR30-06527FLFH25-12DE26-1-12/304006396 | 0 | No Labor Cost
Equipment | LED - 9W Flood | ENERGY STAR Qualified 9W Screw-In LED | EISA Compliant Halogen Lamp | Residential | New | Multi-Family | FL Zone 2 | Per Lamp | 0.5 | 20.6294 | 9.5213 | 11.1081 | 0.53846 | 10 | 0.00097708 | 0.0010259 | 3.14 | Per Unit | 1.85 | https://www.homedepot.com/p/Philips-65-Watt-Incandescent-BR30-Flood-Light-Bulb-12-Pack-per-Case-248872/100560688 | 0 | No Labor Cost | 4.99 | https://www.homedepot.com/p/Cree-65W-Equivalent-Soft-White-2700K-BR30-Dimmable-Exceptional-Light-Quality-LED-Light-Bulb-2-Pack-TBR30-06527FLFH25-12DE26-1-12/304006396 | 0 | No Labor Cost
Equipment | LED - 9W Flood | ENERGY STAR Qualified 9W Screw-In LED | EISA Compliant Halogen Lamp | Residential | New | Manufactured Home | FL Zone 2 | Per Lamp | 0.5 | 20.6294 | 9.5213 | 11.1081 | 0.53846 | 10 | 0.00097708 | 0.0010259 | 3.14 | Per Unit | 1.85 | https://www.homedepot.com/p/Philips-65-Watt-Incandescent-BR30-Flood-Light-Bulb-12-Pack-per-Case-248872/100560688 | 0 | No Labor Cost | 4.99 | https://www.homedepot.com/p/Cree-65W-Equivalent-Soft-White-2700K-BR30-Dimmable-Exceptional-Light-Quality-LED-Light-Bulb-2-Pack-TBR30-06527FLFH25-12DE26-1-12/304006396 | 0 | No Labor Cost
Equipment | LED - 9W | 9W LED | EISA-2020 compliant baseline lamp (60W equivalent) | Residential | Turnover | Single Family | FL Zone 2 | Per Lamp | 0.5 | 19.0425 | 9.5213 | 9.5213 | 0.5 | 10 | 0.0008375 | 0.00087932 | 1.2 | Per Unit | 1.17 | https://www.homedepot.com/p/EcoSmart-60-Watt-Equivalent-A19-Dimmable-Eco-Incandescent-Light-Bulb-Soft-White-4-Pack-52602/204848841 | 0 | No Labor Cost | 2.37 | https://www.homedepot.com/p/EcoSmart-60-Watt-Equivalent-A19-Dimmable-Energy-Star-LED-Light-Bulb-Soft-White-4-Pack-B7A19A60WESD14/303574540 | 0 | No Labor Cost
Equipment | LED - 9W | 9W LED | EISA-2020 compliant baseline lamp (60W equivalent) | Residential | Turnover | Multi-Family | FL Zone 2 | Per Lamp | 0.5 | 19.0425 | 9.5213 | 9.5213 | 0.5 | 10 | 0.0008375 | 0.00087932 | 1.2 | Per Unit | 1.17 | https://www.homedepot.com/p/EcoSmart-60-Watt-Equivalent-A19-Dimmable-Eco-Incandescent-Light-Bulb-Soft-White-4-Pack-52602/204848841 | 0 | No Labor Cost | 2.37 | https://www.homedepot.com/p/EcoSmart-60-Watt-Equivalent-A19-Dimmable-Energy-Star-LED-Light-Bulb-Soft-White-4-Pack-B7A19A60WESD14/303574540 | 0 | No Labor Cost
Equipment | LED - 9W | 9W LED | EISA-2020 compliant baseline lamp (60W equivalent) | Residential | Turnover | Manufactured Home | FL Zone 2 | Per Lamp | 0.5 | 19.0425 | 9.5213 | 9.5213 | 0.5 | 10 | 0.0008375 | 0.00087932 | 1.2 | Per Unit | 1.17 | https://www.homedepot.com/p/EcoSmart-60-Watt-Equivalent-A19-Dimmable-Eco-Incandescent-Light-Bulb-Soft-White-4-Pack-52602/204848841 | 0 | No Labor Cost | 2.37 | https://www.homedepot.com/p/EcoSmart-60-Watt-Equivalent-A19-Dimmable-Energy-Star-LED-Light-Bulb-Soft-White-4-Pack-B7A19A60WESD14/303574540 | 0 | No Labor Cost
Equipment | LED - 9W | 9W LED | EISA-2020 compliant baseline lamp (60W equivalent) | Residential | New | Single Family | FL Zone 2 | Per Lamp | 0.5 | 19.0425 | 9.5213 | 9.5213 | 0.5 | 10 | 0.0008375 | 0.00087932 | 1.2 | Per Unit | 1.17 | https://www.homedepot.com/p/EcoSmart-60-Watt-Equivalent-A19-Dimmable-Eco-Incandescent-Light-Bulb-Soft-White-4-Pack-52602/204848841 | 0 | No Labor Cost | 2.37 | https://www.homedepot.com/p/EcoSmart-60-Watt-Equivalent-A19-Dimmable-Energy-Star-LED-Light-Bulb-Soft-White-4-Pack-B7A19A60WESD14/303574540 | 0 | No Labor Cost
Equipment | LED - 9W | 9W LED | EISA-2020 compliant baseline lamp (60W equivalent) | Residential | New | Multi-Family | FL Zone 2 | Per Lamp | 0.5 | 19.0425 | 9.5213 | 9.5213 | 0.5 | 10 | 0.0008375 | 0.00087932 | 1.2 | Per Unit | 1.17 | https://www.homedepot.com/p/EcoSmart-60-Watt-Equivalent-A19-Dimmable-Eco-Incandescent-Light-Bulb-Soft-White-4-Pack-52602/204848841 | 0 | No Labor Cost | 2.37 | https://www.homedepot.com/p/EcoSmart-60-Watt-Equivalent-A19-Dimmable-Energy-Star-LED-Light-Bulb-Soft-White-4-Pack-B7A19A60WESD14/303574540 | 0 | No Labor Cost
Equipment | LED - 9W | 9W LED | EISA-2020 compliant baseline lamp (60W equivalent) | Residential | New | Manufactured Home | FL Zone 2 | Per Lamp | 0.5 | 19.0425 | 9.5213 | 9.5213 | 0.5 | 10 | 0.0008375 | 0.00087932 | 1.2 | Per Unit | 1.17 | https://www.homedepot.com/p/EcoSmart-60-Watt-Equivalent-A19-Dimmable-Eco-Incandescent-Light-Bulb-Soft-White-4-Pack-52602/204848841 | 0 | No Labor Cost | 2.37 | https://www.homedepot.com/p/EcoSmart-60-Watt-Equivalent-A19-Dimmable-Energy-Star-LED-Light-Bulb-Soft-White-4-Pack-B7A19A60WESD14/303574540 | 0 | No Labor Cost
Equipment | LED Specialty Lamps-5W Chandelier | 5 W Chandelier LED | 0 | Residential | Turnover | Single Family | FL Zone 2 | Per Lamp | 0.5 | 12.695 | 5.2896 | 7.4054 | 0.58333 | 10 | 0.00065139 | 0.00068392 | 1.97 | Per Unit | 0.99 | https://www.homedepot.com/p/40-Watt-Double-Life-B10-Blunt-Incandescent-Light-Bulb-4-Pack-10543/303762197 | 0 | No Labor Cost | 2.96 | https://www.homedepot.com/p/Ecosmart-40-Watt-Equivalent-B11-Dimmable-Energy-Star-Clear-Filament-Vintage-Style-LED-Light-Bulb-Soft-White-3-Pack-FG-03128/303742219 | 0 | No Labor Cost
Equipment | LED Specialty Lamps-5W Chandelier | 5 W Chandelier LED | 0 | Residential | Turnover | Multi-Family | FL Zone 2 | Per Lamp | 0.5 | 12.695 | 5.2896 | 7.4054 | 0.58333 | 10 | 0.00065139 | 0.00068392 | 1.97 | Per Unit | 0.99 | https://www.homedepot.com/p/40-Watt-Double-Life-B10-Blunt-Incandescent-Light-Bulb-4-Pack-10543/303762197 | 0 | No Labor Cost | 2.96 | https://www.homedepot.com/p/Ecosmart-40-Watt-Equivalent-B11-Dimmable-Energy-Star-Clear-Filament-Vintage-Style-LED-Light-Bulb-Soft-White-3-Pack-FG-03128/303742219 | 0 | No Labor Cost
Equipment | LED Specialty Lamps-5W Chandelier | 5 W Chandelier LED | 0 | Residential | Turnover | Manufactured Home | FL Zone 2 | Per Lamp | 0.5 | 12.695 | 5.2896 | 7.4054 | 0.58333 | 10 | 0.00065139 | 0.00068392 | 1.97 | Per Unit | 0.99 | https://www.homedepot.com/p/40-Watt-Double-Life-B10-Blunt-Incandescent-Light-Bulb-4-Pack-10543/303762197 | 0 | No Labor Cost | 2.96 | https://www.homedepot.com/p/Ecosmart-40-Watt-Equivalent-B11-Dimmable-Energy-Star-Clear-Filament-Vintage-Style-LED-Light-Bulb-Soft-White-3-Pack-FG-03128/303742219 | 0 | No Labor Cost
Equipment | LED Specialty Lamps-5W Chandelier | 5 W Chandelier LED | 0 | Residential | New | Single Family | FL Zone 2 | Per Lamp | 0.5 | 12.695 | 5.2896 | 7.4054 | 0.58333 | 10 | 0.00065139 | 0.00068392 | 1.97 | Per Unit | 0.99 | https://www.homedepot.com/p/40-Watt-Double-Life-B10-Blunt-Incandescent-Light-Bulb-4-Pack-10543/303762197 | 0 | No Labor Cost | 2.96 | https://www.homedepot.com/p/Ecosmart-40-Watt-Equivalent-B11-Dimmable-Energy-Star-Clear-Filament-Vintage-Style-LED-Light-Bulb-Soft-White-3-Pack-FG-03128/303742219 | 0 | No Labor Cost
Equipment | LED Specialty Lamps-5W Chandelier | 5 W Chandelier LED | 0 | Residential | New | Multi-Family | FL Zone 2 | Per Lamp | 0.5 | 12.695 | 5.2896 | 7.4054 | 0.58333 | 10 | 0.00065139 | 0.00068392 | 1.97 | Per Unit | 0.99 | https://www.homedepot.com/p/40-Watt-Double-Life-B10-Blunt-Incandescent-Light-Bulb-4-Pack-10543/303762197 | 0 | No Labor Cost | 2.96 | https://www.homedepot.com/p/Ecosmart-40-Watt-Equivalent-B11-Dimmable-Energy-Star-Clear-Filament-Vintage-Style-LED-Light-Bulb-Soft-White-3-Pack-FG-03128/303742219 | 0 | No Labor Cost
Equipment | LED Specialty Lamps-5W Chandelier | 5 W Chandelier LED | 0 | Residential | New | Manufactured Home | FL Zone 2 | Per Lamp | 0.5 | 12.695 | 5.2896 | 7.4054 | 0.58333 | 10 | 0.00065139 | 0.00068392 | 1.97 | Per Unit | 0.99 | https://www.homedepot.com/p/40-Watt-Double-Life-B10-Blunt-Incandescent-Light-Bulb-4-Pack-10543/303762197 | 0 | No Labor Cost | 2.96 | https://www.homedepot.com/p/Ecosmart-40-Watt-Equivalent-B11-Dimmable-Energy-Star-Clear-Filament-Vintage-Style-LED-Light-Bulb-Soft-White-3-Pack-FG-03128/303742219 | 0 | No Labor Cost
Equipment | Linear LED | Linear LED | T8 | Residential | Turnover | Single Family | FL Zone 2 | Per Lamp | 0.79 | 33.8533 | 19.0425 | 14.8108 | 0.4375 | 15 | 0 | 8.6271e-10 | 2.15 | Per Unit | 2.85 | https://www.homedepot.com/p/Philips-32-Watt-4-ft-T8-Alto-Linear-Fluorescent-Light-Bulb-Neutral-3500K-10-Pack-479691/303811578 | 0 | No Labor Cost | 5 | https://www.homedepot.com/p/Philips-32-Watt-Equivalent-4-ft-T8-LED-Linear-Light-Bulb-Daylight-5000K-10-Pack-472910/303040479 | 0 | No Labor Cost
Equipment | Linear LED | Linear LED | T8 | Residential | Turnover | Multi-Family | FL Zone 2 | Per Lamp | 0.79 | 33.8533 | 19.0425 | 14.8108 | 0.4375 | 15 | 0 | 8.6271e-10 | 2.15 | Per Unit | 2.85 | https://www.homedepot.com/p/Philips-32-Watt-4-ft-T8-Alto-Linear-Fluorescent-Light-Bulb-Neutral-3500K-10-Pack-479691/303811578 | 0 | No Labor Cost | 5 | https://www.homedepot.com/p/Philips-32-Watt-Equivalent-4-ft-T8-LED-Linear-Light-Bulb-Daylight-5000K-10-Pack-472910/303040479 | 0 | No Labor Cost
Equipment | Linear LED | Linear LED | T8 | Residential | Turnover | Manufactured Home | FL Zone 2 | Per Lamp | 0.79 | 33.8533 | 19.0425 | 14.8108 | 0.4375 | 15 | 0 | 8.6271e-10 | 2.15 | Per Unit | 2.85 | https://www.homedepot.com/p/Philips-32-Watt-4-ft-T8-Alto-Linear-Fluorescent-Light-Bulb-Neutral-3500K-10-Pack-479691/303811578 | 0 | No Labor Cost | 5 | https://www.homedepot.com/p/Philips-32-Watt-Equivalent-4-ft-T8-LED-Linear-Light-Bulb-Daylight-5000K-10-Pack-472910/303040479 | 0 | No Labor Cost
Equipment | Linear LED | Linear LED | T8 | Residential | New | Single Family | FL Zone 2 | Per Lamp | 0.79 | 33.8533 | 19.0425 | 14.8108 | 0.4375 | 15 | 0 | 8.6271e-10 | 2.15 | Per Unit | 2.85 | https://www.homedepot.com/p/Philips-32-Watt-4-ft-T8-Alto-Linear-Fluorescent-Light-Bulb-Neutral-3500K-10-Pack-479691/303811578 | 0 | No Labor Cost | 5 | https://www.homedepot.com/p/Philips-32-Watt-Equivalent-4-ft-T8-LED-Linear-Light-Bulb-Daylight-5000K-10-Pack-472910/303040479 | 0 | No Labor Cost
Equipment | Linear LED | Linear LED | T8 | Residential | New | Multi-Family | FL Zone 2 | Per Lamp | 0.79 | 33.8533 | 19.0425 | 14.8108 | 0.4375 | 15 | 0 | 8.6271e-10 | 2.15 | Per Unit | 2.85 | https://www.homedepot.com/p/Philips-32-Watt-4-ft-T8-Alto-Linear-Fluorescent-Light-Bulb-Neutral-3500K-10-Pack-479691/303811578 | 0 | No Labor Cost | 5 | https://www.homedepot.com/p/Philips-32-Watt-Equivalent-4-ft-T8-LED-Linear-Light-Bulb-Daylight-5000K-10-Pack-472910/303040479 | 0 | No Labor Cost
Equipment | Linear LED | Linear LED | T8 | Residential | New | Manufactured Home | FL Zone 2 | Per Lamp | 0.79 | 33.8533 | 19.0425 | 14.8108 | 0.4375 | 15 | 0 | 8.6271e-10 | 2.15 | Per Unit | 2.85 | https://www.homedepot.com/p/Philips-32-Watt-4-ft-T8-Alto-Linear-Fluorescent-Light-Bulb-Neutral-3500K-10-Pack-479691/303811578 | 0 | No Labor Cost | 5 | https://www.homedepot.com/p/Philips-32-Watt-Equivalent-4-ft-T8-LED-Linear-Light-Bulb-Daylight-5000K-10-Pack-472910/303040479 | 0 | No Labor Cost
Equipment | Low Wattage T8 Fixture | Low Wattage (28w) T8 Fixture | T8 | Residential | Turnover | Single Family | FL Zone 2 | Per Lamp | 0 | 33.8533 | 27.5058 | 6.3475 | 0.1875 | 15 | 0 | 1.191e-09 | 0.44 | Per Unit | 2.85 | https://www.homedepot.com/p/Philips-32-Watt-4-ft-T8-Alto-Linear-Fluorescent-Light-Bulb-Neutral-3500K-10-Pack-479691/303811578 | 0 | No Labor Cost | 3.29 | https://www.homedepot.com/p/Philips-28-Watt-4-ft-T8-Alto-Linear-Fluorescent-Light-Bulb-Natural-Light-5000K-30-Pack-281055/204363599 | 0 | No Labor Cost
Equipment | Low Wattage T8 Fixture | Low Wattage (28w) T8 Fixture | T8 | Residential | Turnover | Multi-Family | FL Zone 2 | Per Lamp | 0 | 33.8533 | 27.5058 | 6.3475 | 0.1875 | 15 | 0 | 1.191e-09 | 0.44 | Per Unit | 2.85 | https://www.homedepot.com/p/Philips-32-Watt-4-ft-T8-Alto-Linear-Fluorescent-Light-Bulb-Neutral-3500K-10-Pack-479691/303811578 | 0 | No Labor Cost | 3.29 | https://www.homedepot.com/p/Philips-28-Watt-4-ft-T8-Alto-Linear-Fluorescent-Light-Bulb-Natural-Light-5000K-30-Pack-281055/204363599 | 0 | No Labor Cost
Equipment | Low Wattage T8 Fixture | Low Wattage (28w) T8 Fixture | T8 | Residential | Turnover | Manufactured Home | FL Zone 2 | Per Lamp | 0 | 33.8533 | 27.5058 | 6.3475 | 0.1875 | 15 | 0 | 1.191e-09 | 0.44 | Per Unit | 2.85 | https://www.homedepot.com/p/Philips-32-Watt-4-ft-T8-Alto-Linear-Fluorescent-Light-Bulb-Neutral-3500K-10-Pack-479691/303811578 | 0 | No Labor Cost | 3.29 | https://www.homedepot.com/p/Philips-28-Watt-4-ft-T8-Alto-Linear-Fluorescent-Light-Bulb-Natural-Light-5000K-30-Pack-281055/204363599 | 0 | No Labor Cost
Equipment | Low Wattage T8 Fixture | Low Wattage (28w) T8 Fixture | T8 | Residential | New | Single Family | FL Zone 2 | Per Lamp | 0 | 33.8533 | 27.5058 | 6.3475 | 0.1875 | 15 | 0 | 1.191e-09 | 0.44 | Per Unit | 2.85 | https://www.homedepot.com/p/Philips-32-Watt-4-ft-T8-Alto-Linear-Fluorescent-Light-Bulb-Neutral-3500K-10-Pack-479691/303811578 | 0 | No Labor Cost | 3.29 | https://www.homedepot.com/p/Philips-28-Watt-4-ft-T8-Alto-Linear-Fluorescent-Light-Bulb-Natural-Light-5000K-30-Pack-281055/204363599 | 0 | No Labor Cost
Equipment | Low Wattage T8 Fixture | Low Wattage (28w) T8 Fixture | T8 | Residential | New | Multi-Family | FL Zone 2 | Per Lamp | 0 | 33.8533 | 27.5058 | 6.3475 | 0.1875 | 15 | 0 | 1.191e-09 | 0.44 | Per Unit | 2.85 | https://www.homedepot.com/p/Philips-32-Watt-4-ft-T8-Alto-Linear-Fluorescent-Light-Bulb-Neutral-3500K-10-Pack-479691/303811578 | 0 | No Labor Cost | 3.29 | https://www.homedepot.com/p/Philips-28-Watt-4-ft-T8-Alto-Linear-Fluorescent-Light-Bulb-Natural-Light-5000K-30-Pack-281055/204363599 | 0 | No Labor Cost
Equipment | Low Wattage T8 Fixture | Low Wattage (28w) T8 Fixture | T8 | Residential | New | Manufactured Home | FL Zone 2 | Per Lamp | 0 | 33.8533 | 27.5058 | 6.3475 | 0.1875 | 15 | 0 | 1.191e-09 | 0.44 | Per Unit | 2.85 | https://www.homedepot.com/p/Philips-32-Watt-4-ft-T8-Alto-Linear-Fluorescent-Light-Bulb-Neutral-3500K-10-Pack-479691/303811578 | 0 | No Labor Cost | 3.29 | https://www.homedepot.com/p/Philips-28-Watt-4-ft-T8-Alto-Linear-Fluorescent-Light-Bulb-Natural-Light-5000K-30-Pack-281055/204363599 | 0 | No Labor Cost
Equipment | Energy Star Bathroom Ventilating Fan | Bathroom Exhaust Fan (Efficiency of 8.3 CFM/Watt), Continuous operation in accordance with recommended ventilation rate indicated by ASHRAE 62.2101 | Bathroom Exhaust Fan (Efficiency of 3.1 CFM/Watt), Continuous operation in accordance with recommended ventilation rate indicated by ASHRAE 62.2101 | Residential | Turnover | Single Family | FL Zone 2 | Per Fan | 0.432 | 9.4274 | 3.5211 | 5.9063 | 0.62651 | 10 | 0.00020675 | 0.00082699 | 12.1 | Per Unit | 23.57 | https://www.homedepot.com/p/Air-King-Advantage-70-CFM-Ceiling-Bathroom-Exhaust-Fan-AS70/203258499 | 73.28 | rate at $73.28, assume 1 hour work for replacement, reference: https://www.homewyse.com/costs/cost_of_bathroom_exhaust_fans.html | 35.67 | https://www.homedepot.com/p/Air-King-High-Performance-70-CFM-Ceiling-Exhaust-Bath-Fan-ENERGY-STAR-BFQ75/203163614 | 73.28 | rate at $73.28, assume 1 hour work for replacement, reference: https://www.homewyse.com/costs/cost_of_bathroom_exhaust_fans.html
Equipment | Energy Star Bathroom Ventilating Fan | Bathroom Exhaust Fan (Efficiency of 8.3 CFM/Watt), Continuous operation in accordance with recommended ventilation rate indicated by ASHRAE 62.2101 | Bathroom Exhaust Fan (Efficiency of 3.1 CFM/Watt), Continuous operation in accordance with recommended ventilation rate indicated by ASHRAE 62.2101 | Residential | Turnover | Multi-Family | FL Zone 2 | Per Fan | 0.225 | 9.4274 | 3.5211 | 5.9063 | 0.62651 | 10 | 0.00020675 | 0.00082699 | 12.1 | Per Unit | 23.57 | https://www.homedepot.com/p/Air-King-Advantage-70-CFM-Ceiling-Bathroom-Exhaust-Fan-AS70/203258499 | 73.28 | rate at $73.28, assume 1 hour work for replacement, reference: https://www.homewyse.com/costs/cost_of_bathroom_exhaust_fans.html | 35.67 | https://www.homedepot.com/p/Air-King-High-Performance-70-CFM-Ceiling-Exhaust-Bath-Fan-ENERGY-STAR-BFQ75/203163614 | 73.28 | rate at $73.28, assume 1 hour work for replacement, reference: https://www.homewyse.com/costs/cost_of_bathroom_exhaust_fans.html
Equipment | Energy Star Bathroom Ventilating Fan | Bathroom Exhaust Fan (Efficiency of 8.3 CFM/Watt), Continuous operation in accordance with recommended ventilation rate indicated by ASHRAE 62.2101 | Bathroom Exhaust Fan (Efficiency of 3.1 CFM/Watt), Continuous operation in accordance with recommended ventilation rate indicated by ASHRAE 62.2101 | Residential | Turnover | Manufactured Home | FL Zone 2 | Per Fan | 0.72 | 9.4274 | 3.5211 | 5.9063 | 0.62651 | 10 | 0.00020675 | 0.00082699 | 12.1 | Per Unit | 23.57 | https://www.homedepot.com/p/Air-King-Advantage-70-CFM-Ceiling-Bathroom-Exhaust-Fan-AS70/203258499 | 73.28 | rate at $73.28, assume 1 hour work for replacement, reference: https://www.homewyse.com/costs/cost_of_bathroom_exhaust_fans.html | 35.67 | https://www.homedepot.com/p/Air-King-High-Performance-70-CFM-Ceiling-Exhaust-Bath-Fan-ENERGY-STAR-BFQ75/203163614 | 73.28 | rate at $73.28, assume 1 hour work for replacement, reference: https://www.homewyse.com/costs/cost_of_bathroom_exhaust_fans.html
Equipment | Energy Star Bathroom Ventilating Fan | Bathroom Exhaust Fan (Efficiency of 8.3 CFM/Watt), Continuous operation in accordance with recommended ventilation rate indicated by ASHRAE 62.2101 | Bathroom Exhaust Fan (Efficiency of 3.1 CFM/Watt), Continuous operation in accordance with recommended ventilation rate indicated by ASHRAE 62.2101 | Residential | New | Single Family | FL Zone 2 | Per Fan | 0.612 | 9.4274 | 3.5211 | 5.9063 | 0.62651 | 10 | 0.00020675 | 0.00082699 | 12.1 | Per Unit | 23.57 | https://www.homedepot.com/p/Air-King-Advantage-70-CFM-Ceiling-Bathroom-Exhaust-Fan-AS70/203258499 | 73.28 | rate at $73.28, assume 1 hour work for replacement, reference: https://www.homewyse.com/costs/cost_of_bathroom_exhaust_fans.html | 35.67 | https://www.homedepot.com/p/Air-King-High-Performance-70-CFM-Ceiling-Exhaust-Bath-Fan-ENERGY-STAR-BFQ75/203163614 | 73.28 | rate at $73.28, assume 1 hour work for replacement, reference: https://www.homewyse.com/costs/cost_of_bathroom_exhaust_fans.html
Equipment | Energy Star Bathroom Ventilating Fan | Bathroom Exhaust Fan (Efficiency of 8.3 CFM/Watt), Continuous operation in accordance with recommended ventilation rate indicated by ASHRAE 62.2101 | Bathroom Exhaust Fan (Efficiency of 3.1 CFM/Watt), Continuous operation in accordance with recommended ventilation rate indicated by ASHRAE 62.2101 | Residential | New | Multi-Family | FL Zone 2 | Per Fan | 0.225 | 9.4274 | 3.5211 | 5.9063 | 0.62651 | 10 | 0.00020675 | 0.00082699 | 12.1 | Per Unit | 23.57 | https://www.homedepot.com/p/Air-King-Advantage-70-CFM-Ceiling-Bathroom-Exhaust-Fan-AS70/203258499 | 73.28 | rate at $73.28, assume 1 hour work for replacement, reference: https://www.homewyse.com/costs/cost_of_bathroom_exhaust_fans.html | 35.67 | https://www.homedepot.com/p/Air-King-High-Performance-70-CFM-Ceiling-Exhaust-Bath-Fan-ENERGY-STAR-BFQ75/203163614 | 73.28 | rate at $73.28, assume 1 hour work for replacement, reference: https://www.homewyse.com/costs/cost_of_bathroom_exhaust_fans.html
Equipment | Energy Star Bathroom Ventilating Fan | Bathroom Exhaust Fan (Efficiency of 8.3 CFM/Watt), Continuous operation in accordance with recommended ventilation rate indicated by ASHRAE 62.2101 | Bathroom Exhaust Fan (Efficiency of 3.1 CFM/Watt), Continuous operation in accordance with recommended ventilation rate indicated by ASHRAE 62.2101 | Residential | New | Manufactured Home | FL Zone 2 | Per Fan | 0.72 | 9.4274 | 3.5211 | 5.9063 | 0.62651 | 10 | 0.00020675 | 0.00082699 | 12.1 | Per Unit | 23.57 | https://www.homedepot.com/p/Air-King-Advantage-70-CFM-Ceiling-Bathroom-Exhaust-Fan-AS70/203258499 | 73.28 | rate at $73.28, assume 1 hour work for replacement, reference: https://www.homewyse.com/costs/cost_of_bathroom_exhaust_fans.html | 35.67 | https://www.homedepot.com/p/Air-King-High-Performance-70-CFM-Ceiling-Exhaust-Bath-Fan-ENERGY-STAR-BFQ75/203163614 | 73.28 | rate at $73.28, assume 1 hour work for replacement, reference: https://www.homewyse.com/costs/cost_of_bathroom_exhaust_fans.html
Equipment | Energy Star Ceiling Fan | 60" Ceiling Fan Meeting ENERGY STAR 3.0 Standards | Standard 60" Ceiling Fan | Residential | Turnover | Single Family | FL Zone 2 | Per Fan | 0.34 | 31.2723 | 9.7904 | 21.4818 | 0.68693 | 20 | 0 | 2.4186e-06 | 45 | Per Unit | 49.98 | https://www.lowes.com/pd/Harbor-Breeze-Classic-52-in-Brushed-Nickel-Indoor-Ceiling-Fan/3478971 | 73.28 | rate at $73.28, assume 1 hour work for replacement, reference: https://www.homewyse.com/costs/cost_of_bathroom_exhaust_fans.html | 94.98 | https://www.lowes.com/pd/Fanimation-Air-Decor-52-in-Oil-Rubbed-Bronze-Indoor-Ceiling-Fan-ENERGY-STAR/999901839 | 73.28 | rate at $73.28, assume 1 hour work for replacement, reference: https://www.homewyse.com/costs/cost_of_bathroom_exhaust_fans.html
Equipment | Energy Star Ceiling Fan | 60" Ceiling Fan Meeting ENERGY STAR 3.0 Standards | Standard 60" Ceiling Fan | Residential | Turnover | Multi-Family | FL Zone 2 | Per Fan | 0.34 | 31.2723 | 9.7904 | 21.4818 | 0.68693 | 20 | 0 | 2.4186e-06 | 45 | Per Unit | 49.98 | https://www.lowes.com/pd/Harbor-Breeze-Classic-52-in-Brushed-Nickel-Indoor-Ceiling-Fan/3478971 | 73.28 | rate at $73.28, assume 1 hour work for replacement, reference: https://www.homewyse.com/costs/cost_of_bathroom_exhaust_fans.html | 94.98 | https://www.lowes.com/pd/Fanimation-Air-Decor-52-in-Oil-Rubbed-Bronze-Indoor-Ceiling-Fan-ENERGY-STAR/999901839 | 73.28 | rate at $73.28, assume 1 hour work for replacement, reference: https://www.homewyse.com/costs/cost_of_bathroom_exhaust_fans.html
Equipment | Energy Star Ceiling Fan | 60" Ceiling Fan Meeting ENERGY STAR 3.0 Standards | Standard 60" Ceiling Fan | Residential | Turnover | Manufactured Home | FL Zone 2 | Per Fan | 0.34 | 31.2723 | 9.7904 | 21.4818 | 0.68693 | 20 | 0 | 2.4186e-06 | 45 | Per Unit | 49.98 | https://www.lowes.com/pd/Harbor-Breeze-Classic-52-in-Brushed-Nickel-Indoor-Ceiling-Fan/3478971 | 73.28 | rate at $73.28, assume 1 hour work for replacement, reference: https://www.homewyse.com/costs/cost_of_bathroom_exhaust_fans.html | 94.98 | https://www.lowes.com/pd/Fanimation-Air-Decor-52-in-Oil-Rubbed-Bronze-Indoor-Ceiling-Fan-ENERGY-STAR/999901839 | 73.28 | rate at $73.28, assume 1 hour work for replacement, reference: https://www.homewyse.com/costs/cost_of_bathroom_exhaust_fans.html
Equipment | Energy Star Ceiling Fan | 60" Ceiling Fan Meeting ENERGY STAR 3.0 Standards | Standard 60" Ceiling Fan | Residential | New | Single Family | FL Zone 2 | Per Fan | 0.34 | 31.2723 | 9.7904 | 21.4818 | 0.68693 | 20 | 0 | 4.4863e-06 | 45 | Per Unit | 49.98 | https://www.lowes.com/pd/Harbor-Breeze-Classic-52-in-Brushed-Nickel-Indoor-Ceiling-Fan/3478971 | 73.28 | rate at $73.28, assume 1 hour work for replacement, reference: https://www.homewyse.com/costs/cost_of_bathroom_exhaust_fans.html | 94.98 | https://www.lowes.com/pd/Fanimation-Air-Decor-52-in-Oil-Rubbed-Bronze-Indoor-Ceiling-Fan-ENERGY-STAR/999901839 | 73.28 | rate at $73.28, assume 1 hour work for replacement, reference: https://www.homewyse.com/costs/cost_of_bathroom_exhaust_fans.html
Equipment | Energy Star Ceiling Fan | 60" Ceiling Fan Meeting ENERGY STAR 3.0 Standards | Standard 60" Ceiling Fan | Residential | New | Multi-Family | FL Zone 2 | Per Fan | 0.34 | 31.2723 | 9.7904 | 21.4818 | 0.68693 | 20 | 0 | 4.4863e-06 | 45 | Per Unit | 49.98 | https://www.lowes.com/pd/Harbor-Breeze-Classic-52-in-Brushed-Nickel-Indoor-Ceiling-Fan/3478971 | 73.28 | rate at $73.28, assume 1 hour work for replacement, reference: https://www.homewyse.com/costs/cost_of_bathroom_exhaust_fans.html | 94.98 | https://www.lowes.com/pd/Fanimation-Air-Decor-52-in-Oil-Rubbed-Bronze-Indoor-Ceiling-Fan-ENERGY-STAR/999901839 | 73.28 | rate at $73.28, assume 1 hour work for replacement, reference: https://www.homewyse.com/costs/cost_of_bathroom_exhaust_fans.html
Equipment | Energy Star Ceiling Fan | 60" Ceiling Fan Meeting ENERGY STAR 3.0 Standards | Standard 60" Ceiling Fan | Residential | New | Manufactured Home | FL Zone 2 | Per Fan | 0.34 | 31.2723 | 9.7904 | 21.4818 | 0.68693 | 20 | 0 | 4.4863e-06 | 45 | Per Unit | 49.98 | https://www.lowes.com/pd/Harbor-Breeze-Classic-52-in-Brushed-Nickel-Indoor-Ceiling-Fan/3478971 | 73.28 | rate at $73.28, assume 1 hour work for replacement, reference: https://www.homewyse.com/costs/cost_of_bathroom_exhaust_fans.html | 94.98 | https://www.lowes.com/pd/Fanimation-Air-Decor-52-in-Oil-Rubbed-Bronze-Indoor-Ceiling-Fan-ENERGY-STAR/999901839 | 73.28 | rate at $73.28, assume 1 hour work for replacement, reference: https://www.homewyse.com/costs/cost_of_bathroom_exhaust_fans.html
Equipment | Energy Star Dehumidifier | One Dehumidifier meeting ENERGY STAR® 3.0 Standards | One Dehumidifier meeting Federal Standard | Residential | Turnover | Single Family | FL Zone 2 | Per Appliance | 0.0030021 | 857.7067 | 643.28 | 214.4267 | 0.25 | 12 | 0.035168 | 0.0066615 | 20 | Per Unit | 159 | https://www.homedepot.com/p/RCA-50-Pint-Dehumidifier-RDH505/205361045 | 0 | No Labor Cost | 179 | https://www.homedepot.com/p/Keystone-Energy-Star-50-Pint-Dehumidifier-with-Electronic-Controls-in-White-KSTAD50B/205167137 | 0 | No Labor Cost
Equipment | Energy Star Dehumidifier | One Dehumidifier meeting ENERGY STAR® 3.0 Standards | One Dehumidifier meeting Federal Standard | Residential | Turnover | Multi-Family | FL Zone 2 | Per Appliance | 0.007084 | 857.7067 | 643.28 | 214.4267 | 0.25 | 12 | 0.035168 | 0.0066615 | 20 | Per Unit | 159 | https://www.homedepot.com/p/RCA-50-Pint-Dehumidifier-RDH505/205361045 | 0 | No Labor Cost | 179 | https://www.homedepot.com/p/Keystone-Energy-Star-50-Pint-Dehumidifier-with-Electronic-Controls-in-White-KSTAD50B/205167137 | 0 | No Labor Cost
Equipment | Energy Star Dehumidifier | One Dehumidifier meeting ENERGY STAR® 3.0 Standards | One Dehumidifier meeting Federal Standard | Residential | Turnover | Manufactured Home | FL Zone 2 | Per Appliance | 0.003874 | 857.7067 | 643.28 | 214.4267 | 0.25 | 12 | 0.035168 | 0.0066615 | 20 | Per Unit | 159 | https://www.homedepot.com/p/RCA-50-Pint-Dehumidifier-RDH505/205361045 | 0 | No Labor Cost | 179 | https://www.homedepot.com/p/Keystone-Energy-Star-50-Pint-Dehumidifier-with-Electronic-Controls-in-White-KSTAD50B/205167137 | 0 | No Labor Cost
Equipment | Energy Star Dehumidifier | One Dehumidifier meeting ENERGY STAR® 3.0 Standards | One Dehumidifier meeting Federal Standard | Residential | New | Single Family | FL Zone 2 | Per Appliance | 0.0030021 | 857.7067 | 643.28 | 214.4267 | 0.25 | 12 | 0.035168 | 0.0066615 | 20 | Per Unit | 159 | https://www.homedepot.com/p/RCA-50-Pint-Dehumidifier-RDH505/205361045 | 0 | No Labor Cost | 179 | https://www.homedepot.com/p/Keystone-Energy-Star-50-Pint-Dehumidifier-with-Electronic-Controls-in-White-KSTAD50B/205167137 | 0 | No Labor Cost
Equipment | Energy Star Dehumidifier | One Dehumidifier meeting ENERGY STAR® 3.0 Standards | One Dehumidifier meeting Federal Standard | Residential | New | Multi-Family | FL Zone 2 | Per Appliance | 0.007084 | 857.7067 | 643.28 | 214.4267 | 0.25 | 12 | 0.035168 | 0.0066615 | 20 | Per Unit | 159 | https://www.homedepot.com/p/RCA-50-Pint-Dehumidifier-RDH505/205361045 | 0 | No Labor Cost | 179 | https://www.homedepot.com/p/Keystone-Energy-Star-50-Pint-Dehumidifier-with-Electronic-Controls-in-White-KSTAD50B/205167137 | 0 | No Labor Cost
Equipment | Energy Star Dehumidifier | One Dehumidifier meeting ENERGY STAR® 3.0 Standards | One Dehumidifier meeting Federal Standard | Residential | New | Manufactured Home | FL Zone 2 | Per Appliance | 0.003874 | 857.7067 | 643.28 | 214.4267 | 0.25 | 12 | 0.035168 | 0.0066615 | 20 | Per Unit | 159 | https://www.homedepot.com/p/RCA-50-Pint-Dehumidifier-RDH505/205361045 | 0 | No Labor Cost | 179 | https://www.homedepot.com/p/Keystone-Energy-Star-50-Pint-Dehumidifier-with-Electronic-Controls-in-White-KSTAD50B/205167137 | 0 | No Labor Cost
Equipment | Heat Pump Pool Heater | Heat Pump Swimming Pool Heater (COP = 5.0) | Electric Resistance Swimming Pool Heater | Residential | Turnover | Single Family | FL Zone 2 | Per Unit | 0.4446 | 11764.7059 | 2352.9412 | 9411.7647 | 0.8 | 15 | 0 | 0 | 906.95 | Per Unit | 949 | https://www.homedepot.com/p/EcoSmart-27-kW-4-07-GPM-Smart-Pool-Electric-Pool-Tankless-Water-Heater-Smart-POOL-27/203316222 | 574 | https://www.homewyse.com/services/cost_to_replace_pool_heater.html | 1855.95 | https://www.sunplay.com/hayward-heatpro-heat-pump-hp50ta?gclid=EAIaIQobChMIzJL0pouG2AIVHVcNCh3DHgiGEAQYBCABEgJOavD_BwE | 574 | https://www.homewyse.com/services/cost_to_replace_pool_heater.html
Equipment | Heat Pump Pool Heater | Heat Pump Swimming Pool Heater (COP = 5.0) | Electric Resistance Swimming Pool Heater | Residential | Turnover | Multi-Family | FL Zone 2 | Per Unit | 0.5073 | 11764.7059 | 2352.9412 | 9411.7647 | 0.8 | 15 | 0 | 0 | 906.95 | Per Unit | 949 | https://www.homedepot.com/p/EcoSmart-27-kW-4-07-GPM-Smart-Pool-Electric-Pool-Tankless-Water-Heater-Smart-POOL-27/203316222 | 574 | https://www.homewyse.com/services/cost_to_replace_pool_heater.html | 1855.95 | https://www.sunplay.com/hayward-heatpro-heat-pump-hp50ta?gclid=EAIaIQobChMIzJL0pouG2AIVHVcNCh3DHgiGEAQYBCABEgJOavD_BwE | 574 | https://www.homewyse.com/services/cost_to_replace_pool_heater.html
Equipment | Heat Pump Pool Heater | Heat Pump Swimming Pool Heater (COP = 5.0) | Electric Resistance Swimming Pool Heater | Residential | Turnover | Manufactured Home | FL Zone 2 | Per Unit | 0.4446 | 11764.7059 | 2352.9412 | 9411.7647 | 0.8 | 15 | 0 | 0 | 906.95 | Per Unit | 949 | https://www.homedepot.com/p/EcoSmart-27-kW-4-07-GPM-Smart-Pool-Electric-Pool-Tankless-Water-Heater-Smart-POOL-27/203316222 | 574 | https://www.homewyse.com/services/cost_to_replace_pool_heater.html | 1855.95 | https://www.sunplay.com/hayward-heatpro-heat-pump-hp50ta?gclid=EAIaIQobChMIzJL0pouG2AIVHVcNCh3DHgiGEAQYBCABEgJOavD_BwE | 574 | https://www.homewyse.com/services/cost_to_replace_pool_heater.html
Equipment | Heat Pump Pool Heater | Heat Pump Swimming Pool Heater (COP = 5.0) | Electric Resistance Swimming Pool Heater | Residential | New | Single Family | FL Zone 2 | Per Unit | 0.4446 | 11764.7059 | 2352.9412 | 9411.7647 | 0.8 | 15 | 0 | 0 | 906.95 | Per Unit | 949 | https://www.homedepot.com/p/EcoSmart-27-kW-4-07-GPM-Smart-Pool-Electric-Pool-Tankless-Water-Heater-Smart-POOL-27/203316222 | 574 | https://www.homewyse.com/services/cost_to_replace_pool_heater.html | 1855.95 | https://www.sunplay.com/hayward-heatpro-heat-pump-hp50ta?gclid=EAIaIQobChMIzJL0pouG2AIVHVcNCh3DHgiGEAQYBCABEgJOavD_BwE | 574 | https://www.homewyse.com/services/cost_to_replace_pool_heater.html
Equipment | Heat Pump Pool Heater | Heat Pump Swimming Pool Heater (COP = 5.0) | Electric Resistance Swimming Pool Heater | Residential | New | Multi-Family | FL Zone 2 | Per Unit | 0.5073 | 11764.7059 | 2352.9412 | 9411.7647 | 0.8 | 15 | 0 | 0 | 906.95 | Per Unit | 949 | https://www.homedepot.com/p/EcoSmart-27-kW-4-07-GPM-Smart-Pool-Electric-Pool-Tankless-Water-Heater-Smart-POOL-27/203316222 | 574 | https://www.homewyse.com/services/cost_to_replace_pool_heater.html | 1855.95 | https://www.sunplay.com/hayward-heatpro-heat-pump-hp50ta?gclid=EAIaIQobChMIzJL0pouG2AIVHVcNCh3DHgiGEAQYBCABEgJOavD_BwE | 574 | https://www.homewyse.com/services/cost_to_replace_pool_heater.html
Equipment | Heat Pump Pool Heater | Heat Pump Swimming Pool Heater (COP = 5.0) | Electric Resistance Swimming Pool Heater | Residential | New | Manufactured Home | FL Zone 2 | Per Unit | 0.4446 | 11764.7059 | 2352.9412 | 9411.7647 | 0.8 | 15 | 0 | 0 | 906.95 | Per Unit | 949 | https://www.homedepot.com/p/EcoSmart-27-kW-4-07-GPM-Smart-Pool-Electric-Pool-Tankless-Water-Heater-Smart-POOL-27/203316222 | 574 | https://www.homewyse.com/services/cost_to_replace_pool_heater.html | 1855.95 | https://www.sunplay.com/hayward-heatpro-heat-pump-hp50ta?gclid=EAIaIQobChMIzJL0pouG2AIVHVcNCh3DHgiGEAQYBCABEgJOavD_BwE | 574 | https://www.homewyse.com/services/cost_to_replace_pool_heater.html
Equipment | Solar Pool Heater | Solar Swimming Pool Heater | Electric Resistance Swimming Pool Heater | Residential | Turnover | Single Family | FL Zone 2 | Per Unit | 0.1254 | 11764.7059 | 1633.9869 | 10130.719 | 0.86111 | 15 | 0 | 0 | 3477 | Per Unit | 949 | https://www.homedepot.com/p/EcoSmart-27-kW-4-07-GPM-Smart-Pool-Electric-Pool-Tankless-Water-Heater-Smart-POOL-27/203316222 | 574 | https://www.homewyse.com/services/cost_to_replace_pool_heater.html | 5000 | Average of three web references: http://solarexpert.com/solar-education/solar-faqs/solar-pool/; https://www.medallionenergy.com/blog/solar-pool-heating-cost/; https://floridasolardesigngroup.com/how-much-does-a-solar-pool-heater-cost/ | 0 | reference source did not distinguish material and labor costs
Equipment | Solar Pool Heater | Solar Swimming Pool Heater | Electric Resistance Swimming Pool Heater | Residential | Turnover | Multi-Family | FL Zone 2 | Per Unit | 0.0627 | 11764.7059 | 1633.9869 | 10130.719 | 0.86111 | 15 | 0 | 0 | 3477 | Per Unit | 949 | https://www.homedepot.com/p/EcoSmart-27-kW-4-07-GPM-Smart-Pool-Electric-Pool-Tankless-Water-Heater-Smart-POOL-27/203316222 | 574 | https://www.homewyse.com/services/cost_to_replace_pool_heater.html | 5000 | Average of three web references: http://solarexpert.com/solar-education/solar-faqs/solar-pool/; https://www.medallionenergy.com/blog/solar-pool-heating-cost/; https://floridasolardesigngroup.com/how-much-does-a-solar-pool-heater-cost/ | 0 | reference source did not distinguish material and labor costs
Equipment | Solar Pool Heater | Solar Swimming Pool Heater | Electric Resistance Swimming Pool Heater | Residential | Turnover | Manufactured Home | FL Zone 2 | Per Unit | 0.1254 | 11764.7059 | 1633.9869 | 10130.719 | 0.86111 | 15 | 0 | 0 | 3477 | Per Unit | 949 | https://www.homedepot.com/p/EcoSmart-27-kW-4-07-GPM-Smart-Pool-Electric-Pool-Tankless-Water-Heater-Smart-POOL-27/203316222 | 574 | https://www.homewyse.com/services/cost_to_replace_pool_heater.html | 5000 | Average of three web references: http://solarexpert.com/solar-education/solar-faqs/solar-pool/; https://www.medallionenergy.com/blog/solar-pool-heating-cost/; https://floridasolardesigngroup.com/how-much-does-a-solar-pool-heater-cost/ | 0 | reference source did not distinguish material and labor costs
Equipment | Solar Pool Heater | Solar Swimming Pool Heater | Electric Resistance Swimming Pool Heater | Residential | New | Single Family | FL Zone 2 | Per Unit | 0.1254 | 11764.7059 | 1633.9869 | 10130.719 | 0.86111 | 15 | 0 | 0 | 3477 | Per Unit | 949 | https://www.homedepot.com/p/EcoSmart-27-kW-4-07-GPM-Smart-Pool-Electric-Pool-Tankless-Water-Heater-Smart-POOL-27/203316222 | 574 | https://www.homewyse.com/services/cost_to_replace_pool_heater.html | 5000 | Average of three web references: http://solarexpert.com/solar-education/solar-faqs/solar-pool/; https://www.medallionenergy.com/blog/solar-pool-heating-cost/; https://floridasolardesigngroup.com/how-much-does-a-solar-pool-heater-cost/ | 0 | reference source did not distinguish material and labor costs
Equipment | Solar Pool Heater | Solar Swimming Pool Heater | Electric Resistance Swimming Pool Heater | Residential | New | Multi-Family | FL Zone 2 | Per Unit | 0.0627 | 11764.7059 | 1633.9869 | 10130.719 | 0.86111 | 15 | 0 | 0 | 3477 | Per Unit | 949 | https://www.homedepot.com/p/EcoSmart-27-kW-4-07-GPM-Smart-Pool-Electric-Pool-Tankless-Water-Heater-Smart-POOL-27/203316222 | 574 | https://www.homewyse.com/services/cost_to_replace_pool_heater.html | 5000 | Average of three web references: http://solarexpert.com/solar-education/solar-faqs/solar-pool/; https://www.medallionenergy.com/blog/solar-pool-heating-cost/; https://floridasolardesigngroup.com/how-much-does-a-solar-pool-heater-cost/ | 0 | reference source did not distinguish material and labor costs
Equipment | Solar Pool Heater | Solar Swimming Pool Heater | Electric Resistance Swimming Pool Heater | Residential | New | Manufactured Home | FL Zone 2 | Per Unit | 0.1254 | 11764.7059 | 1633.9869 | 10130.719 | 0.86111 | 15 | 0 | 0 | 3477 | Per Unit | 949 | https://www.homedepot.com/p/EcoSmart-27-kW-4-07-GPM-Smart-Pool-Electric-Pool-Tankless-Water-Heater-Smart-POOL-27/203316222 | 574 | https://www.homewyse.com/services/cost_to_replace_pool_heater.html | 5000 | Average of three web references: http://solarexpert.com/solar-education/solar-faqs/solar-pool/; https://www.medallionenergy.com/blog/solar-pool-heating-cost/; https://floridasolardesigngroup.com/how-much-does-a-solar-pool-heater-cost/ | 0 | reference source did not distinguish material and labor costs
Equipment | Solar Powered Pool Pumps | Solar Powered Pool Pump | Single Speed Pool Pump Motor 1 HP | Residential | Turnover | Single Family | FL Zone 2 | Per Pool | 0 | 3647.35 | 1827.9167 | 1819.4417 | 0.49884 | 10 | 0.98883 | 0 | 2259.01 | Per Unit | 179.99 | http://www.inyopools.com/Products/00100018074612.htm?gclid=EAIaIQobChMInIa73oLy2wIVhb9kCh3f9wcGEAQYCCABEgLWHfD_BwE | 150 | Estimate at $150 Per unit, reference: https://www.improvenet.com/r/costs-and-prices/pool-pump-replacement | 1689 | 1hp pump with solar panels and mounting brackets: http://www.naturalcurrent.com/sunray-solflo-1-solar-powered-pool-pump/ | 900 | Estimate at $150 Per unit for pump, reference: https://www.improvenet.com/r/costs-and-prices/pool-pump-replacement; plus $750 for solar panel installation, reference: https://www.homeadvisor.com/cost/swimming-pools-hot-tubs-and-saunas/install-a-swimming-pool-heater/
Equipment | Solar Powered Pool Pumps | Solar Powered Pool Pump | Single Speed Pool Pump Motor 1 HP | Residential | Turnover | Multi-Family | FL Zone 2 | Per Pool | 0 | 3647.35 | 1827.9167 | 1819.4417 | 0.49884 | 10 | 0.98883 | 0 | 2259.01 | Per Unit | 179.99 | http://www.inyopools.com/Products/00100018074612.htm?gclid=EAIaIQobChMInIa73oLy2wIVhb9kCh3f9wcGEAQYCCABEgLWHfD_BwE | 150 | Estimate at $150 Per unit, reference: https://www.improvenet.com/r/costs-and-prices/pool-pump-replacement | 1689 | 1hp pump with solar panels and mounting brackets: http://www.naturalcurrent.com/sunray-solflo-1-solar-powered-pool-pump/ | 900 | Estimate at $150 Per unit for pump, reference: https://www.improvenet.com/r/costs-and-prices/pool-pump-replacement; plus $750 for solar panel installation, reference: https://www.homeadvisor.com/cost/swimming-pools-hot-tubs-and-saunas/install-a-swimming-pool-heater/
Equipment | Solar Powered Pool Pumps | Solar Powered Pool Pump | Single Speed Pool Pump Motor 1 HP | Residential | Turnover | Manufactured Home | FL Zone 2 | Per Pool | 0 | 3647.35 | 1827.9167 | 1819.4417 | 0.49884 | 10 | 0.98883 | 0 | 2259.01 | Per Unit | 179.99 | http://www.inyopools.com/Products/00100018074612.htm?gclid=EAIaIQobChMInIa73oLy2wIVhb9kCh3f9wcGEAQYCCABEgLWHfD_BwE | 150 | Estimate at $150 Per unit, reference: https://www.improvenet.com/r/costs-and-prices/pool-pump-replacement | 1689 | 1hp pump with solar panels and mounting brackets: http://www.naturalcurrent.com/sunray-solflo-1-solar-powered-pool-pump/ | 900 | Estimate at $150 Per unit for pump, reference: https://www.improvenet.com/r/costs-and-prices/pool-pump-replacement; plus $750 for solar panel installation, reference: https://www.homeadvisor.com/cost/swimming-pools-hot-tubs-and-saunas/install-a-swimming-pool-heater/
Equipment | Solar Powered Pool Pumps | Solar Powered Pool Pump | Single Speed Pool Pump Motor 1 HP | Residential | New | Single Family | FL Zone 2 | Per Pool | 0 | 3647.35 | 1827.9167 | 1819.4417 | 0.49884 | 10 | 0.98883 | 0 | 2259.01 | Per Unit | 179.99 | http://www.inyopools.com/Products/00100018074612.htm?gclid=EAIaIQobChMInIa73oLy2wIVhb9kCh3f9wcGEAQYCCABEgLWHfD_BwE | 150 | Estimate at $150 Per unit, reference: https://www.improvenet.com/r/costs-and-prices/pool-pump-replacement | 1689 | 1hp pump with solar panels and mounting brackets: http://www.naturalcurrent.com/sunray-solflo-1-solar-powered-pool-pump/ | 900 | Estimate at $150 Per unit for pump, reference: https://www.improvenet.com/r/costs-and-prices/pool-pump-replacement; plus $750 for solar panel installation, reference: https://www.homeadvisor.com/cost/swimming-pools-hot-tubs-and-saunas/install-a-swimming-pool-heater/
Equipment | Solar Powered Pool Pumps | Solar Powered Pool Pump | Single Speed Pool Pump Motor 1 HP | Residential | New | Multi-Family | FL Zone 2 | Per Pool | 0 | 3647.35 | 1827.9167 | 1819.4417 | 0.49884 | 10 | 0.98883 | 0 | 2259.01 | Per Unit | 179.99 | http://www.inyopools.com/Products/00100018074612.htm?gclid=EAIaIQobChMInIa73oLy2wIVhb9kCh3f9wcGEAQYCCABEgLWHfD_BwE | 150 | Estimate at $150 Per unit, reference: https://www.improvenet.com/r/costs-and-prices/pool-pump-replacement | 1689 | 1hp pump with solar panels and mounting brackets: http://www.naturalcurrent.com/sunray-solflo-1-solar-powered-pool-pump/ | 900 | Estimate at $150 Per unit for pump, reference: https://www.improvenet.com/r/costs-and-prices/pool-pump-replacement; plus $750 for solar panel installation, reference: https://www.homeadvisor.com/cost/swimming-pools-hot-tubs-and-saunas/install-a-swimming-pool-heater/
Equipment | Solar Powered Pool Pumps | Solar Powered Pool Pump | Single Speed Pool Pump Motor 1 HP | Residential | New | Manufactured Home | FL Zone 2 | Per Pool | 0 | 3647.35 | 1827.9167 | 1819.4417 | 0.49884 | 10 | 0.98883 | 0 | 2259.01 | Per Unit | 179.99 | http://www.inyopools.com/Products/00100018074612.htm?gclid=EAIaIQobChMInIa73oLy2wIVhb9kCh3f9wcGEAQYCCABEgLWHfD_BwE | 150 | Estimate at $150 Per unit, reference: https://www.improvenet.com/r/costs-and-prices/pool-pump-replacement | 1689 | 1hp pump with solar panels and mounting brackets: http://www.naturalcurrent.com/sunray-solflo-1-solar-powered-pool-pump/ | 900 | Estimate at $150 Per unit for pump, reference: https://www.improvenet.com/r/costs-and-prices/pool-pump-replacement; plus $750 for solar panel installation, reference: https://www.homeadvisor.com/cost/swimming-pools-hot-tubs-and-saunas/install-a-swimming-pool-heater/
Equipment | Two Speed Pool Pump | Dual Speed Pool Pump Motor 1 HP | Single Speed Pool Pump Motor 1 HP | Residential | Turnover | Single Family | FL Zone 2 | Per Pool | 0 | 3647.35 | 2775.6333 | 871.725 | 0.239 | 10 | 0.47376 | 0 | 359.01 | Per Hp | 179.99 | http://www.inyopools.com/Products/00100018074612.htm?gclid=EAIaIQobChMInIa73oLy2wIVhb9kCh3f9wcGEAQYCCABEgLWHfD_BwE | 150 | Estimate at $150 Per unit, reference: https://www.improvenet.com/r/costs-and-prices/pool-pump-replacement | 539 | http://www.inyopools.com/Products/44400018081134.htm | 150 | Estimate at $150 Per unit, reference: https://www.improvenet.com/r/costs-and-prices/pool-pump-replacement
Equipment | Two Speed Pool Pump | Dual Speed Pool Pump Motor 1 HP | Single Speed Pool Pump Motor 1 HP | Residential | Turnover | Multi-Family | FL Zone 2 | Per Pool | 0 | 3647.35 | 2775.6333 | 871.725 | 0.239 | 10 | 0.47376 | 0 | 359.01 | Per Hp | 179.99 | http://www.inyopools.com/Products/00100018074612.htm?gclid=EAIaIQobChMInIa73oLy2wIVhb9kCh3f9wcGEAQYCCABEgLWHfD_BwE | 150 | Estimate at $150 Per unit, reference: https://www.improvenet.com/r/costs-and-prices/pool-pump-replacement | 539 | http://www.inyopools.com/Products/44400018081134.htm | 150 | Estimate at $150 Per unit, reference: https://www.improvenet.com/r/costs-and-prices/pool-pump-replacement
Equipment | Two Speed Pool Pump | Dual Speed Pool Pump Motor 1 HP | Single Speed Pool Pump Motor 1 HP | Residential | Turnover | Manufactured Home | FL Zone 2 | Per Pool | 0 | 3647.35 | 2775.6333 | 871.725 | 0.239 | 10 | 0.47376 | 0 | 359.01 | Per Hp | 179.99 | http://www.inyopools.com/Products/00100018074612.htm?gclid=EAIaIQobChMInIa73oLy2wIVhb9kCh3f9wcGEAQYCCABEgLWHfD_BwE | 150 | Estimate at $150 Per unit, reference: https://www.improvenet.com/r/costs-and-prices/pool-pump-replacement | 539 | http://www.inyopools.com/Products/44400018081134.htm | 150 | Estimate at $150 Per unit, reference: https://www.improvenet.com/r/costs-and-prices/pool-pump-replacement
Equipment | Two Speed Pool Pump | Dual Speed Pool Pump Motor 1 HP | Single Speed Pool Pump Motor 1 HP | Residential | New | Single Family | FL Zone 2 | Per Pool | 0 | 3647.35 | 2775.6333 | 871.725 | 0.239 | 10 | 0.47376 | 0 | 359.01 | Per Hp | 179.99 | http://www.inyopools.com/Products/00100018074612.htm?gclid=EAIaIQobChMInIa73oLy2wIVhb9kCh3f9wcGEAQYCCABEgLWHfD_BwE | 150 | Estimate at $150 Per unit, reference: https://www.improvenet.com/r/costs-and-prices/pool-pump-replacement | 539 | http://www.inyopools.com/Products/44400018081134.htm | 150 | Estimate at $150 Per unit, reference: https://www.improvenet.com/r/costs-and-prices/pool-pump-replacement
Equipment | Two Speed Pool Pump | Dual Speed Pool Pump Motor 1 HP | Single Speed Pool Pump Motor 1 HP | Residential | New | Multi-Family | FL Zone 2 | Per Pool | 0 | 3647.35 | 2775.6333 | 871.725 | 0.239 | 10 | 0.47376 | 0 | 359.01 | Per Hp | 179.99 | http://www.inyopools.com/Products/00100018074612.htm?gclid=EAIaIQobChMInIa73oLy2wIVhb9kCh3f9wcGEAQYCCABEgLWHfD_BwE | 150 | Estimate at $150 Per unit, reference: https://www.improvenet.com/r/costs-and-prices/pool-pump-replacement | 539 | http://www.inyopools.com/Products/44400018081134.htm | 150 | Estimate at $150 Per unit, reference: https://www.improvenet.com/r/costs-and-prices/pool-pump-replacement
Equipment | Two Speed Pool Pump | Dual Speed Pool Pump Motor 1 HP | Single Speed Pool Pump Motor 1 HP | Residential | New | Manufactured Home | FL Zone 2 | Per Pool | 0 | 3647.35 | 2775.6333 | 871.725 | 0.239 | 10 | 0.47376 | 0 | 359.01 | Per Hp | 179.99 | http://www.inyopools.com/Products/00100018074612.htm?gclid=EAIaIQobChMInIa73oLy2wIVhb9kCh3f9wcGEAQYCCABEgLWHfD_BwE | 150 | Estimate at $150 Per unit, reference: https://www.improvenet.com/r/costs-and-prices/pool-pump-replacement | 539 | http://www.inyopools.com/Products/44400018081134.htm | 150 | Estimate at $150 Per unit, reference: https://www.improvenet.com/r/costs-and-prices/pool-pump-replacement
Equipment | Variable Speed Pool Pump | Dual Speed Pool Pump Motor 1 HP | Single Speed Pool Pump Motor 1 HP | Residential | Turnover | Single Family | FL Zone 2 | Per Pool | 0.57 | 3647.35 | 1012.4917 | 2634.8667 | 0.72241 | 10 | 1.432 | 0 | 1085.01 | Per Hp | 179.99 | http://www.inyopools.com/Products/00100018074612.htm?gclid=EAIaIQobChMInIa73oLy2wIVhb9kCh3f9wcGEAQYCCABEgLWHfD_BwE | 150 | Estimate at $150 Per unit, reference: https://www.improvenet.com/r/costs-and-prices/pool-pump-replacement | 1265 | http://www.inyopools.com/Products/02200018059633.htm | 150 | Estimate at $150 Per unit, reference: https://www.improvenet.com/r/costs-and-prices/pool-pump-replacement
Equipment | Variable Speed Pool Pump | Dual Speed Pool Pump Motor 1 HP | Single Speed Pool Pump Motor 1 HP | Residential | Turnover | Multi-Family | FL Zone 2 | Per Pool | 0.57 | 3647.35 | 1012.4917 | 2634.8667 | 0.72241 | 10 | 1.432 | 0 | 1085.01 | Per Hp | 179.99 | http://www.inyopools.com/Products/00100018074612.htm?gclid=EAIaIQobChMInIa73oLy2wIVhb9kCh3f9wcGEAQYCCABEgLWHfD_BwE | 150 | Estimate at $150 Per unit, reference: https://www.improvenet.com/r/costs-and-prices/pool-pump-replacement | 1265 | http://www.inyopools.com/Products/02200018059633.htm | 150 | Estimate at $150 Per unit, reference: https://www.improvenet.com/r/costs-and-prices/pool-pump-replacement
Equipment | Variable Speed Pool Pump | Dual Speed Pool Pump Motor 1 HP | Single Speed Pool Pump Motor 1 HP | Residential | Turnover | Manufactured Home | FL Zone 2 | Per Pool | 0.57 | 3647.35 | 1012.4917 | 2634.8667 | 0.72241 | 10 | 1.432 | 0 | 1085.01 | Per Hp | 179.99 | http://www.inyopools.com/Products/00100018074612.htm?gclid=EAIaIQobChMInIa73oLy2wIVhb9kCh3f9wcGEAQYCCABEgLWHfD_BwE | 150 | Estimate at $150 Per unit, reference: https://www.improvenet.com/r/costs-and-prices/pool-pump-replacement | 1265 | http://www.inyopools.com/Products/02200018059633.htm | 150 | Estimate at $150 Per unit, reference: https://www.improvenet.com/r/costs-and-prices/pool-pump-replacement
Equipment | Variable Speed Pool Pump | Dual Speed Pool Pump Motor 1 HP | Single Speed Pool Pump Motor 1 HP | Residential | New | Single Family | FL Zone 2 | Per Pool | 0.57 | 3647.35 | 1012.4917 | 2634.8667 | 0.72241 | 10 | 1.432 | 0 | 1085.01 | Per Hp | 179.99 | http://www.inyopools.com/Products/00100018074612.htm?gclid=EAIaIQobChMInIa73oLy2wIVhb9kCh3f9wcGEAQYCCABEgLWHfD_BwE | 150 | Estimate at $150 Per unit, reference: https://www.improvenet.com/r/costs-and-prices/pool-pump-replacement | 1265 | http://www.inyopools.com/Products/02200018059633.htm | 150 | Estimate at $150 Per unit, reference: https://www.improvenet.com/r/costs-and-prices/pool-pump-replacement
Equipment | Variable Speed Pool Pump | Dual Speed Pool Pump Motor 1 HP | Single Speed Pool Pump Motor 1 HP | Residential | New | Multi-Family | FL Zone 2 | Per Pool | 0.57 | 3647.35 | 1012.4917 | 2634.8667 | 0.72241 | 10 | 1.432 | 0 | 1085.01 | Per Hp | 179.99 | http://www.inyopools.com/Products/00100018074612.htm?gclid=EAIaIQobChMInIa73oLy2wIVhb9kCh3f9wcGEAQYCCABEgLWHfD_BwE | 150 | Estimate at $150 Per unit, reference: https://www.improvenet.com/r/costs-and-prices/pool-pump-replacement | 1265 | http://www.inyopools.com/Products/02200018059633.htm | 150 | Estimate at $150 Per unit, reference: https://www.improvenet.com/r/costs-and-prices/pool-pump-replacement
Equipment | Variable Speed Pool Pump | Dual Speed Pool Pump Motor 1 HP | Single Speed Pool Pump Motor 1 HP | Residential | New | Manufactured Home | FL Zone 2 | Per Pool | 0.57 | 3647.35 | 1012.4917 | 2634.8667 | 0.72241 | 10 | 1.432 | 0 | 1085.01 | Per Hp | 179.99 | http://www.inyopools.com/Products/00100018074612.htm?gclid=EAIaIQobChMInIa73oLy2wIVhb9kCh3f9wcGEAQYCCABEgLWHfD_BwE | 150 | Estimate at $150 Per unit, reference: https://www.improvenet.com/r/costs-and-prices/pool-pump-replacement | 1265 | http://www.inyopools.com/Products/02200018059633.htm | 150 | Estimate at $150 Per unit, reference: https://www.improvenet.com/r/costs-and-prices/pool-pump-replacement
Nonequipment | Removal of 2nd Refrigerator-Freezer | No Refrigerator | Current Market Average Refrigerator | Residential | Existing | Single Family | FL Zone 2 | Per Appliance | 0.03325 | 1052.5805 | 0 | 1052.5805 | 1 | 5 | 0.10987 | 0.036607 | 50 | Per Unit | 0 | No equipment cost | 0 | No Labor Cost | 0 | No equipment cost | 50 | https://www.homeadvisor.com/cost/cleaning-services/remove-waste/
Nonequipment | Removal of 2nd Refrigerator-Freezer | No Refrigerator | Current Market Average Refrigerator | Residential | Existing | Multi-Family | FL Zone 2 | Per Appliance | 0.011083 | 1052.5805 | 0 | 1052.5805 | 1 | 5 | 0.10987 | 0.036607 | 50 | Per Unit | 0 | No equipment cost | 0 | No Labor Cost | 0 | No equipment cost | 50 | https://www.homeadvisor.com/cost/cleaning-services/remove-waste/
Nonequipment | Removal of 2nd Refrigerator-Freezer | No Refrigerator | Current Market Average Refrigerator | Residential | Existing | Manufactured Home | FL Zone 2 | Per Appliance | 0.011083 | 1052.5805 | 0 | 1052.5805 | 1 | 5 | 0.10987 | 0.036607 | 50 | Per Unit | 0 | No equipment cost | 0 | No Labor Cost | 0 | No equipment cost | 50 | https://www.homeadvisor.com/cost/cleaning-services/remove-waste/
Nonequipment | Removal of 2nd Refrigerator-Freezer | No Refrigerator | N/A - Retrofit Only | Residential | New | Single Family | FL Zone 2 | Per Appliance | 0 | 1052.5805 | 0 | 1052.5805 | 1 | 5 | 0.10987 | 0.036607 | 50 | Per Unit | 0 | No equipment cost | 0 | No Labor Cost | 0 | No equipment cost | 50 | https://www.homeadvisor.com/cost/cleaning-services/remove-waste/
Nonequipment | Removal of 2nd Refrigerator-Freezer | No Refrigerator | N/A - Retrofit Only | Residential | New | Multi-Family | FL Zone 2 | Per Appliance | 0 | 1052.5805 | 0 | 1052.5805 | 1 | 5 | 0.10987 | 0.036607 | 50 | Per Unit | 0 | No equipment cost | 0 | No Labor Cost | 0 | No equipment cost | 50 | https://www.homeadvisor.com/cost/cleaning-services/remove-waste/
Nonequipment | Removal of 2nd Refrigerator-Freezer | No Refrigerator | N/A - Retrofit Only | Residential | New | Manufactured Home | FL Zone 2 | Per Appliance | 0 | 1052.5805 | 0 | 1052.5805 | 1 | 5 | 0.10987 | 0.036607 | 50 | Per Unit | 0 | No equipment cost | 0 | No Labor Cost | 0 | No equipment cost | 50 | https://www.homeadvisor.com/cost/cleaning-services/remove-waste/
Nonequipment | Drain Water Heat Recovery | Hot Water Loop with 50 Gallon Electric Resistance Heater and Drain Water Heat Exchanger | Standard Hot Water Loop with 50 Gallon Electric Resistance Heater, No Drain Water Heat Recovery | Residential | Existing | Single Family | FL Zone 2 | Per End Use Consumption | 0.095 | 1931 | 1693.487 | 237.513 | 0.123 | 15 | 0.021393 | 0.046051 | 1025 | Per Unit | 0 | No equipment cost | 0 | No Labor Cost | 500 | https://www.energy.gov/energysaver/water-heating/drain-water-heat-recovery | 525 | rate at $105/per labor hour (http://www.serviskey.net/support/rate-estimator?s4=FL), assume 5 hours work
Nonequipment | Drain Water Heat Recovery | Hot Water Loop with 50 Gallon Electric Resistance Heater and Drain Water Heat Exchanger | Standard Hot Water Loop with 50 Gallon Electric Resistance Heater, No Drain Water Heat Recovery | Residential | Existing | Multi-Family | FL Zone 2 | Per End Use Consumption | 0.095 | 1654 | 1450.558 | 203.442 | 0.123 | 15 | 0.018324 | 0.039445 | 1025 | Per Unit | 0 | No equipment cost | 0 | No Labor Cost | 500 | https://www.energy.gov/energysaver/water-heating/drain-water-heat-recovery | 525 | rate at $105/per labor hour (http://www.serviskey.net/support/rate-estimator?s4=FL), assume 5 hours work
Nonequipment | Drain Water Heat Recovery | Hot Water Loop with 50 Gallon Electric Resistance Heater and Drain Water Heat Exchanger | Standard Hot Water Loop with 50 Gallon Electric Resistance Heater, No Drain Water Heat Recovery | Residential | Existing | Manufactured Home | FL Zone 2 | Per End Use Consumption | 0.095 | 2449 | 2147.773 | 301.227 | 0.123 | 15 | 0.027132 | 0.058404 | 1025 | Per Unit | 0 | No equipment cost | 0 | No Labor Cost | 500 | https://www.energy.gov/energysaver/water-heating/drain-water-heat-recovery | 525 | rate at $105/per labor hour (http://www.serviskey.net/support/rate-estimator?s4=FL), assume 5 hours work
Nonequipment | Drain Water Heat Recovery | Hot Water Loop with 50 Gallon Electric Resistance Heater and Drain Water Heat Exchanger | Standard Hot Water Loop with 50 Gallon Electric Resistance Heater, No Drain Water Heat Recovery | Residential | New | Single Family | FL Zone 2 | Per End Use Consumption | 0.095 | 1931 | 1693.487 | 237.513 | 0.123 | 15 | 0.021393 | 0.046051 | 815 | Per Unit | 0 | No equipment cost | 0 | No Labor Cost | 500 | https://www.energy.gov/energysaver/water-heating/drain-water-heat-recovery | 315 | rate at $105/per labor hour (http://www.serviskey.net/support/rate-estimator?s4=FL), assume 5 hours work
Nonequipment | Drain Water Heat Recovery | Hot Water Loop with 50 Gallon Electric Resistance Heater and Drain Water Heat Exchanger | Standard Hot Water Loop with 50 Gallon Electric Resistance Heater, No Drain Water Heat Recovery | Residential | New | Multi-Family | FL Zone 2 | Per End Use Consumption | 0.095 | 1654 | 1450.558 | 203.442 | 0.123 | 15 | 0.018324 | 0.039445 | 815 | Per Unit | 0 | No equipment cost | 0 | No Labor Cost | 500 | https://www.energy.gov/energysaver/water-heating/drain-water-heat-recovery | 315 | rate at $105/per labor hour (http://www.serviskey.net/support/rate-estimator?s4=FL), assume 5 hours work
Nonequipment | Drain Water Heat Recovery | Hot Water Loop with 50 Gallon Electric Resistance Heater and Drain Water Heat Exchanger | Standard Hot Water Loop with 50 Gallon Electric Resistance Heater, No Drain Water Heat Recovery | Residential | New | Manufactured Home | FL Zone 2 | Per End Use Consumption | 0.095 | 2449 | 2147.773 | 301.227 | 0.123 | 15 | 0.027132 | 0.058404 | 815 | Per Unit | 0 | No equipment cost | 0 | No Labor Cost | 500 | https://www.energy.gov/energysaver/water-heating/drain-water-heat-recovery | 315 | rate at $105/per labor hour (http://www.serviskey.net/support/rate-estimator?s4=FL), assume 5 hours work
Nonequipment | Faucet Aerator | Low-flow lavatory faucet aerator, flow rate: 1.0 gpm | Federal lavatory flow rate standard, 1994, flow rate: 2.2 gpm | Residential | Existing | Single Family | FL Zone 2 | Per End Use Consumption | 0.023734 | 1931 | 1861.3923 | 69.6077 | 0.036047 | 10 | 0.0062696 | 0.013496 | 3 | Per Home | 0 | No equipment cost | 0 | No Labor Cost | 3 | Illinois 2018 Statewide TRM, Section 5.4.4 | 0 | No Labor Cost
Nonequipment | Faucet Aerator | Low-flow lavatory faucet aerator, flow rate: 1.0 gpm | Federal lavatory flow rate standard, 1994, flow rate: 2.2 gpm | Residential | Existing | Multi-Family | FL Zone 2 | Per End Use Consumption | 0.405 | 1654 | 1599.2838 | 54.7162 | 0.033081 | 10 | 0.0049283 | 0.010609 | 3 | Per Home | 0 | No equipment cost | 0 | No Labor Cost | 3 | Illinois 2018 Statewide TRM, Section 5.4.4 | 0 | No Labor Cost
Nonequipment | Faucet Aerator | Low-flow lavatory faucet aerator, flow rate: 1.0 gpm | Federal lavatory flow rate standard, 1994, flow rate: 2.2 gpm | Residential | Existing | Manufactured Home | FL Zone 2 | Per End Use Consumption | 0.405 | 2449 | 2394.72 | 54.28 | 0.022164 | 10 | 0.004889 | 0.010524 | 3 | Per Home | 0 | No equipment cost | 0 | No Labor Cost | 3 | Illinois 2018 Statewide TRM, Section 5.4.4 | 0 | No Labor Cost
Nonequipment | Faucet Aerator | Low-flow lavatory faucet aerator, flow rate: 1.0 gpm | Local standard for lavatory faucets, flow rate: 1.5 gpm | Residential | New | Single Family | FL Zone 2 | Per End Use Consumption | 0.13713 | 1931 | 1901.9968 | 29.0032 | 0.01502 | 10 | 0.0026123 | 0.0056233 | 3 | Per Home | 0 | No equipment cost | 0 | No Labor Cost | 3 | Illinois 2018 Statewide TRM, Section 5.4.4 | 0 | No Labor Cost
Nonequipment | Faucet Aerator | Low-flow lavatory faucet aerator, flow rate: 1.0 gpm | Local standard for lavatory faucets, flow rate: 1.5 gpm | Residential | New | Multi-Family | FL Zone 2 | Per End Use Consumption | 0.18 | 1654 | 1631.2016 | 22.7984 | 0.013784 | 10 | 0.0020535 | 0.0044203 | 3 | Per Home | 0 | No equipment cost | 0 | No Labor Cost | 3 | Illinois 2018 Statewide TRM, Section 5.4.4 | 0 | No Labor Cost
Nonequipment | Faucet Aerator | Low-flow lavatory faucet aerator, flow rate: 1.0 gpm | Local standard for lavatory faucets, flow rate: 1.5 gpm | Residential | New | Manufactured Home | FL Zone 2 | Per End Use Consumption | 0.18 | 2449 | 2426.3833 | 22.6167 | 0.0092351 | 10 | 0.0020371 | 0.0043851 | 3 | Per Home | 0 | No equipment cost | 0 | No Labor Cost | 3 | Illinois 2018 Statewide TRM, Section 5.4.4 | 0 | No Labor Cost
Nonequipment | Heat Trap | Heat Trap | Water Heater with 10% Less Efficient than Federal Standard | Residential | Existing | Single Family | FL Zone 2 | Per End Use Consumption | 0.015823 | 1931 | 1798.753 | 132.247 | 0.068486 | 10 | 0.011912 | 0.025641 | 116.77 | Per Unit | 0 | No equipment cost | 0 | No Labor Cost | 11.77 | https://www.homedepot.com/p/Everbilt-Dielectric-Nipple-Heat-Trap-15009/205680991 | 105 | rate at $105/per labor hour (plumber), assume 1 hr of work: http://www.serviskey.net/support/rate-estimator?s4=FL
Nonequipment | Heat Trap | Heat Trap | Water Heater with 10% Less Efficient than Federal Standard | Residential | Existing | Multi-Family | FL Zone 2 | Per End Use Consumption | 0.27 | 1654 | 1550.0451 | 103.9549 | 0.062851 | 10 | 0.0093633 | 0.020155 | 116.77 | Per Unit | 0 | No equipment cost | 0 | No Labor Cost | 11.77 | https://www.homedepot.com/p/Everbilt-Dielectric-Nipple-Heat-Trap-15009/205680991 | 105 | rate at $105/per labor hour (plumber), assume 1 hr of work: http://www.serviskey.net/support/rate-estimator?s4=FL
Nonequipment | Heat Trap | Heat Trap | Water Heater with 10% Less Efficient than Federal Standard | Residential | Existing | Manufactured Home | FL Zone 2 | Per End Use Consumption | 0 | 2449 | 2345.8738 | 103.1262 | 0.042109 | 10 | 0.0092887 | 0.019995 | 116.77 | Per Unit | 0 | No equipment cost | 0 | No Labor Cost | 11.77 | https://www.homedepot.com/p/Everbilt-Dielectric-Nipple-Heat-Trap-15009/205680991 | 105 | rate at $105/per labor hour (plumber), assume 1 hr of work: http://www.serviskey.net/support/rate-estimator?s4=FL
Nonequipment | Heat Trap | Heat Trap | Water Heater with Federal Standard | Residential | New | Single Family | FL Zone 2 | Per End Use Consumption | 0.09142 | 1931 | 1798.753 | 132.247 | 0.068486 | 10 | 0.011912 | 0.025641 | 116.77 | Per Unit | 0 | No equipment cost | 0 | No Labor Cost | 11.77 | https://www.homedepot.com/p/Everbilt-Dielectric-Nipple-Heat-Trap-15009/205680991 | 105 | rate at $105/per labor hour (plumber), assume 1 hr of work: http://www.serviskey.net/support/rate-estimator?s4=FL
Nonequipment | Heat Trap | Heat Trap | Water Heater with Federal Standard | Residential | New | Multi-Family | FL Zone 2 | Per End Use Consumption | 0.12 | 1654 | 1550.0451 | 103.9549 | 0.062851 | 10 | 0.0093633 | 0.020155 | 116.77 | Per Unit | 0 | No equipment cost | 0 | No Labor Cost | 11.77 | https://www.homedepot.com/p/Everbilt-Dielectric-Nipple-Heat-Trap-15009/205680991 | 105 | rate at $105/per labor hour (plumber), assume 1 hr of work: http://www.serviskey.net/support/rate-estimator?s4=FL
Nonequipment | Heat Trap | Heat Trap | Water Heater with Federal Standard | Residential | New | Manufactured Home | FL Zone 2 | Per End Use Consumption | 0.12 | 2449 | 2345.8738 | 103.1262 | 0.042109 | 10 | 0.0092887 | 0.019995 | 116.77 | Per Unit | 0 | No equipment cost | 0 | No Labor Cost | 11.77 | https://www.homedepot.com/p/Everbilt-Dielectric-Nipple-Heat-Trap-15009/205680991 | 105 | rate at $105/per labor hour (plumber), assume 1 hr of work: http://www.serviskey.net/support/rate-estimator?s4=FL
Nonequipment | Hot Water Pipe Insulation | 1' of Insulated Pipe in Unconditioned Spaces, Insulation of R-5 | 1' of Pipe in Unconditioned Spaces with Code Minimum of 1"of Insulation | Residential | Existing | Single Family | FL Zone 2 | Per S.F. | 0.019778 | 1931.57 | 1783.6872 | 147.8828 | 0.076561 | 13 | 0.01332 | 0.028672 | 18 | Per 6 LF | 0 | No equipment cost | 0 | No Labor Cost | 18 | Pennsylvania Public Utility Commission 2013 Incremental Cost Database, $3 per linear foot, assume 6 ft | 0 | No Labor Cost
Nonequipment | Hot Water Pipe Insulation | 1' of Insulated Pipe in Unconditioned Spaces, Insulation of R-5 | 1' of Pipe in Unconditioned Spaces with Code Minimum of 1"of Insulation | Residential | Existing | Multi-Family | FL Zone 2 | Per S.F. | 0.3375 | 1655 | 1528.2917 | 126.7083 | 0.076561 | 13 | 0.011413 | 0.024567 | 18 | Per 6 LF | 0 | No equipment cost | 0 | No Labor Cost | 18 | Pennsylvania Public Utility Commission 2013 Incremental Cost Database, $3 per linear foot, assume 6 ft | 0 | No Labor Cost
Nonequipment | Hot Water Pipe Insulation | 1' of Insulated Pipe in Unconditioned Spaces, Insulation of R-5 | 1' of Pipe in Unconditioned Spaces with Code Minimum of 1"of Insulation | Residential | Existing | Manufactured Home | FL Zone 2 | Per S.F. | 0.3375 | 2449 | 2261.5023 | 187.4977 | 0.076561 | 13 | 0.016888 | 0.036353 | 18 | Per 6 LF | 0 | No equipment cost | 0 | No Labor Cost | 18 | Pennsylvania Public Utility Commission 2013 Incremental Cost Database, $3 per linear foot, assume 6 ft | 0 | No Labor Cost
Nonequipment | Hot Water Pipe Insulation | 1' of Insulated Pipe in Unconditioned Spaces, Insulation of R-5 | N/A - Retrofit Only | Residential | New | Single Family | FL Zone 2 | Per S.F. | 0.11427 | 1931.57 | 1783.6872 | 147.8828 | 0.076561 | 13 | 0.01332 | 0.028672 | 18 | Per 6 LF | 0 | No equipment cost | 0 | No Labor Cost | 18 | Pennsylvania Public Utility Commission 2013 Incremental Cost Database, $3 per linear foot, assume 6 ft | 0 | No Labor Cost
Nonequipment | Hot Water Pipe Insulation | 1' of Insulated Pipe in Unconditioned Spaces, Insulation of R-5 | N/A - Retrofit Only | Residential | New | Multi-Family | FL Zone 2 | Per S.F. | 0.15 | 1655 | 1528.2917 | 126.7083 | 0.076561 | 13 | 0.011413 | 0.024567 | 18 | Per 6 LF | 0 | No equipment cost | 0 | No Labor Cost | 18 | Pennsylvania Public Utility Commission 2013 Incremental Cost Database, $3 per linear foot, assume 6 ft | 0 | No Labor Cost
Nonequipment | Hot Water Pipe Insulation | 1' of Insulated Pipe in Unconditioned Spaces, Insulation of R-5 | N/A - Retrofit Only | Residential | New | Manufactured Home | FL Zone 2 | Per S.F. | 0.15 | 2449 | 2261.5023 | 187.4977 | 0.076561 | 13 | 0.016888 | 0.036353 | 18 | Per 6 LF | 0 | No equipment cost | 0 | No Labor Cost | 18 | Pennsylvania Public Utility Commission 2013 Incremental Cost Database, $3 per linear foot, assume 6 ft | 0 | No Labor Cost
Nonequipment | Low Flow Showerhead | Low-Flow Handheld Showerhead, Flow Rate: 1.50 gpm | Standard Handheld Showerhead, Flow Rate: 2.50 gpm | Residential | Existing | Single Family | FL Zone 2 | Per End Use Consumption | 0.021097 | 1931 | 1635.9975 | 295.0025 | 0.15277 | 9 | 0.026571 | 0.057197 | 7 | Per Unit | 0 | reference source included incremental cost only | 0 | No Labor Cost | 7 | Illinois 2018 Statewide TRM, Section 5.4.5 | 0 | No Labor Cost
Nonequipment | Low Flow Showerhead | Low-Flow Handheld Showerhead, Flow Rate: 1.50 gpm | Standard Handheld Showerhead, Flow Rate: 2.50 gpm | Residential | Existing | Multi-Family | FL Zone 2 | Per End Use Consumption | 0.36 | 1654 | 1422.1086 | 231.8914 | 0.1402 | 9 | 0.020887 | 0.044961 | 7 | Per Unit | 0 | reference source included incremental cost only | 0 | No Labor Cost | 7 | Illinois 2018 Statewide TRM, Section 5.4.5 | 0 | No Labor Cost
Nonequipment | Low Flow Showerhead | Low-Flow Handheld Showerhead, Flow Rate: 1.50 gpm | Standard Handheld Showerhead, Flow Rate: 2.50 gpm | Residential | Existing | Manufactured Home | FL Zone 2 | Per End Use Consumption | 0.36 | 2449 | 2218.9572 | 230.0428 | 0.093933 | 9 | 0.02072 | 0.044602 | 7 | Per Unit | 0 | reference source included incremental cost only | 0 | No Labor Cost | 7 | Illinois 2018 Statewide TRM, Section 5.4.5 | 0 | No Labor Cost
Nonequipment | Low Flow Showerhead | Low-Flow Handheld Showerhead, Flow Rate: 1.50 gpm | Standard Handheld Showerhead, Flow Rate: 2.50 gpm | Residential | New | Single Family | FL Zone 2 | Per End Use Consumption | 0.8 | 1931 | 1635.9975 | 295.0025 | 0.15277 | 9 | 0.026571 | 0.057197 | 7 | Per Unit | 0 | reference source included incremental cost only | 0 | No Labor Cost | 7 | Illinois 2018 Statewide TRM, Section 5.4.5 | 0 | No Labor Cost
Nonequipment | Low Flow Showerhead | Low-Flow Handheld Showerhead, Flow Rate: 1.50 gpm | Standard Handheld Showerhead, Flow Rate: 2.50 gpm | Residential | New | Multi-Family | FL Zone 2 | Per End Use Consumption | 0.8 | 1654 | 1422.1086 | 231.8914 | 0.1402 | 9 | 0.020887 | 0.044961 | 7 | Per Unit | 0 | reference source included incremental cost only | 0 | No Labor Cost | 7 | Illinois 2018 Statewide TRM, Section 5.4.5 | 0 | No Labor Cost
Nonequipment | Low Flow Showerhead | Low-Flow Handheld Showerhead, Flow Rate: 1.50 gpm | Standard Handheld Showerhead, Flow Rate: 2.50 gpm | Residential | New | Manufactured Home | FL Zone 2 | Per End Use Consumption | 0.8 | 2449 | 2218.9572 | 230.0428 | 0.093933 | 9 | 0.02072 | 0.044602 | 7 | Per Unit | 0 | reference source included incremental cost only | 0 | No Labor Cost | 7 | Illinois 2018 Statewide TRM, Section 5.4.5 | 0 | No Labor Cost
Nonequipment | Thermostatic Shower Restriction Valve | Hot Water Loop with 50 Gallon Electric Resistance Heater and Pressure Balance Shower Valves | Standard Hot Water Loop with 50 Gallon Electric Resistance Heater and Standard Shower Valves | Residential | Existing | Single Family | FL Zone 2 | Per Valve | 0.021097 | 1931 | 1838.3587 | 92.6413 | 0.047976 | 10 | 0.0083443 | 0.017962 | 29.95 | Per Unit | 0 | No equipment cost | 0 | No Labor Cost | 29.95 | http://thinkevolve.com/shop/showerstart-tsv/ | 0 | No Labor Cost
Nonequipment | Thermostatic Shower Restriction Valve | Hot Water Loop with 50 Gallon Electric Resistance Heater and Pressure Balance Shower Valves | Standard Hot Water Loop with 50 Gallon Electric Resistance Heater and Standard Shower Valves | Residential | Existing | Multi-Family | FL Zone 2 | Per Valve | 0 | 1654 | 1581.1778 | 72.8222 | 0.044028 | 10 | 0.0065592 | 0.014119 | 29.95 | Per Unit | 0 | No equipment cost | 0 | No Labor Cost | 29.95 | http://thinkevolve.com/shop/showerstart-tsv/ | 0 | No Labor Cost
Nonequipment | Thermostatic Shower Restriction Valve | Hot Water Loop with 50 Gallon Electric Resistance Heater and Pressure Balance Shower Valves | Standard Hot Water Loop with 50 Gallon Electric Resistance Heater and Standard Shower Valves | Residential | Existing | Manufactured Home | FL Zone 2 | Per Valve | 0 | 2449 | 2376.7584 | 72.2416 | 0.029498 | 10 | 0.0065069 | 0.014007 | 29.95 | Per Unit | 0 | No equipment cost | 0 | No Labor Cost | 29.95 | http://thinkevolve.com/shop/showerstart-tsv/ | 0 | No Labor Cost
Nonequipment | Thermostatic Shower Restriction Valve | Hot Water Loop with 50 Gallon Electric Resistance Heater and Pressure Balance Shower Valves | Standard Hot Water Loop with 50 Gallon Electric Resistance Heater and Standard Shower Valves | Residential | New | Single Family | FL Zone 2 | Per Valve | 0.12189 | 1931 | 1838.3587 | 92.6413 | 0.047976 | 10 | 0.0083443 | 0.017962 | 29.95 | Per Unit | 0 | No equipment cost | 0 | No Labor Cost | 29.95 | http://thinkevolve.com/shop/showerstart-tsv/ | 0 | No Labor Cost
Nonequipment | Thermostatic Shower Restriction Valve | Hot Water Loop with 50 Gallon Electric Resistance Heater and Pressure Balance Shower Valves | Standard Hot Water Loop with 50 Gallon Electric Resistance Heater and Standard Shower Valves | Residential | New | Multi-Family | FL Zone 2 | Per Valve | 0.16 | 1654 | 1581.1778 | 72.8222 | 0.044028 | 10 | 0.0065592 | 0.014119 | 29.95 | Per Unit | 0 | No equipment cost | 0 | No Labor Cost | 29.95 | http://thinkevolve.com/shop/showerstart-tsv/ | 0 | No Labor Cost
Nonequipment | Thermostatic Shower Restriction Valve | Hot Water Loop with 50 Gallon Electric Resistance Heater and Pressure Balance Shower Valves | Standard Hot Water Loop with 50 Gallon Electric Resistance Heater and Standard Shower Valves | Residential | New | Manufactured Home | FL Zone 2 | Per Valve | 0.16 | 2449 | 2376.7584 | 72.2416 | 0.029498 | 10 | 0.0065069 | 0.014007 | 29.95 | Per Unit | 0 | No equipment cost | 0 | No Labor Cost | 29.95 | http://thinkevolve.com/shop/showerstart-tsv/ | 0 | No Labor Cost
Nonequipment | Water Heater Blanket | 50 Gallon Electric Resistance Water Heater with Insulated Tank Wrap (R-11) | Market Average 50 Gallon Electric Resistance Water Heater (EF = 0.9), No Tank Wrap | Residential | Existing | Single Family | FL Zone 2 | Per End Use Consumption | 0.09142 | 1931 | 1667.0541 | 263.9459 | 0.13669 | 7 | 0.023774 | 0.051176 | 167.92 | Per Unit | 0 | No equipment cost | 0 | No Labor Cost | 27.92 | Market Research, 2016 | 140 | rate at $70/per labor hour, assume 2 hours work, reference: https://www.homewyse.com/costs/cost_of_water_heater_blanket.html
Nonequipment | Water Heater Blanket | 50 Gallon Electric Resistance Water Heater with Insulated Tank Wrap (R-11) | Market Average 50 Gallon Electric Resistance Water Heater (EF = 0.9), No Tank Wrap | Residential | Existing | Multi-Family | FL Zone 2 | Per End Use Consumption | 0.09142 | 1654 | 1390.0541 | 263.9459 | 0.15958 | 7 | 0.023774 | 0.051176 | 167.92 | Per Unit | 0 | No equipment cost | 0 | No Labor Cost | 27.92 | Market Research, 2016 | 140 | rate at $70/per labor hour, assume 2 hours work, reference: https://www.homewyse.com/costs/cost_of_water_heater_blanket.html
Nonequipment | Water Heater Blanket | 50 Gallon Electric Resistance Water Heater with Insulated Tank Wrap (R-11) | Market Average 50 Gallon Electric Resistance Water Heater (EF = 0.9), No Tank Wrap | Residential | Existing | Manufactured Home | FL Zone 2 | Per End Use Consumption | 0.09142 | 2449 | 2185.0541 | 263.9459 | 0.10778 | 7 | 0.023774 | 0.051176 | 167.92 | Per Unit | 0 | No equipment cost | 0 | No Labor Cost | 27.92 | Market Research, 2016 | 140 | rate at $70/per labor hour, assume 2 hours work, reference: https://www.homewyse.com/costs/cost_of_water_heater_blanket.html
Nonequipment | Water Heater Blanket | 50 Gallon Electric Resistance Water Heater with Insulated Tank Wrap (R-11) | Code-Compliant 50 Gallon Electric Resistance Water Heater (EF = 0.95), No Tank Wrap | Residential | New | Single Family | FL Zone 2 | Per End Use Consumption | 0.015823 | 1931 | 1678.5057 | 252.4943 | 0.13076 | 7 | 0.022742 | 0.048955 | 167.92 | Per Unit | 0 | No equipment cost | 0 | No Labor Cost | 27.92 | Market Research, 2016 | 140 | rate at $70/per labor hour, assume 2 hours work, reference: https://www.homewyse.com/costs/cost_of_water_heater_blanket.html
Nonequipment | Water Heater Blanket | 50 Gallon Electric Resistance Water Heater with Insulated Tank Wrap (R-11) | Code-Compliant 50 Gallon Electric Resistance Water Heater (EF = 0.95), No Tank Wrap | Residential | New | Multi-Family | FL Zone 2 | Per End Use Consumption | 0.015823 | 1654 | 1401.5057 | 252.4943 | 0.15266 | 7 | 0.022742 | 0.048955 | 167.92 | Per Unit | 0 | No equipment cost | 0 | No Labor Cost | 27.92 | Market Research, 2016 | 140 | rate at $70/per labor hour, assume 2 hours work, reference: https://www.homewyse.com/costs/cost_of_water_heater_blanket.html
Nonequipment | Water Heater Blanket | 50 Gallon Electric Resistance Water Heater with Insulated Tank Wrap (R-11) | Code-Compliant 50 Gallon Electric Resistance Water Heater (EF = 0.95), No Tank Wrap | Residential | New | Manufactured Home | FL Zone 2 | Per End Use Consumption | 0.015823 | 2449 | 2196.5057 | 252.4943 | 0.1031 | 7 | 0.022742 | 0.048955 | 167.92 | Per Unit | 0 | No equipment cost | 0 | No Labor Cost | 27.92 | Market Research, 2016 | 140 | rate at $70/per labor hour, assume 2 hours work, reference: https://www.homewyse.com/costs/cost_of_water_heater_blanket.html
Nonequipment | Water Heater Thermostat Setback | 50 Gallon Electric Resistance Water Heater with Temperature Setpoint of 119°F | Market Average 50 Gallon Electric Resistance Water Heater (EF by Building Type, Temp. Setpoint = 130°F) | Residential | Existing | Single Family | FL Zone 2 | Per Unit | 0.015823 | 1931 | 1894.4174 | 36.5826 | 0.018945 | 4 | 0.003295 | 0.0070929 | 1.65 | Per Unit | 0 | No equipment cost | 0 | No Labor Cost | 1.65 | https://www.conservationmart.com/p-49-hot-water-temperature-card.aspx | 0 | No Labor Cost
Nonequipment | Water Heater Thermostat Setback | 50 Gallon Electric Resistance Water Heater with Temperature Setpoint of 119°F | Market Average 50 Gallon Electric Resistance Water Heater (EF by Building Type, Temp. Setpoint = 130°F) | Residential | Existing | Multi-Family | FL Zone 2 | Per Unit | 0 | 1654 | 1617.4174 | 36.5826 | 0.022118 | 4 | 0.003295 | 0.0070929 | 1.65 | Per Unit | 0 | No equipment cost | 0 | No Labor Cost | 1.65 | https://www.conservationmart.com/p-49-hot-water-temperature-card.aspx | 0 | No Labor Cost
Nonequipment | Water Heater Thermostat Setback | 50 Gallon Electric Resistance Water Heater with Temperature Setpoint of 119°F | Market Average 50 Gallon Electric Resistance Water Heater (EF by Building Type, Temp. Setpoint = 130°F) | Residential | Existing | Manufactured Home | FL Zone 2 | Per Unit | 0 | 2449 | 2412.4174 | 36.5826 | 0.014938 | 4 | 0.003295 | 0.0070929 | 1.65 | Per Unit | 0 | No equipment cost | 0 | No Labor Cost | 1.65 | https://www.conservationmart.com/p-49-hot-water-temperature-card.aspx | 0 | No Labor Cost
Nonequipment | Water Heater Thermostat Setback | 50 Gallon Electric Resistance Water Heater with Temperature Setpoint of 119°F | Code-Compliant 50 Gallon Electric Resistance Water Heater (EF = 0.90, Temp. Setpoint = 130°F) | Residential | New | Single Family | FL Zone 2 | Per Unit | 0.09142 | 1931 | 1894.4174 | 36.5826 | 0.018945 | 4 | 0.003295 | 0.0070929 | 1.65 | Per Unit | 0 | No equipment cost | 0 | No Labor Cost | 1.65 | https://www.conservationmart.com/p-49-hot-water-temperature-card.aspx | 0 | No Labor Cost
Nonequipment | Water Heater Thermostat Setback | 50 Gallon Electric Resistance Water Heater with Temperature Setpoint of 119°F | Code-Compliant 50 Gallon Electric Resistance Water Heater (EF = 0.90, Temp. Setpoint = 130°F) | Residential | New | Multi-Family | FL Zone 2 | Per Unit | 0.0091774 | 1654 | 1617.4174 | 36.5826 | 0.022118 | 4 | 0.003295 | 0.0070929 | 1.65 | Per Unit | 0 | No equipment cost | 0 | No Labor Cost | 1.65 | https://www.conservationmart.com/p-49-hot-water-temperature-card.aspx | 0 | No Labor Cost
Nonequipment | Water Heater Thermostat Setback | 50 Gallon Electric Resistance Water Heater with Temperature Setpoint of 119°F | Code-Compliant 50 Gallon Electric Resistance Water Heater (EF = 0.90, Temp. Setpoint = 130°F) | Residential | New | Manufactured Home | FL Zone 2 | Per Unit | 0.0091774 | 2449 | 2412.4174 | 36.5826 | 0.014938 | 4 | 0.003295 | 0.0070929 | 1.65 | Per Unit | 0 | No equipment cost | 0 | No Labor Cost | 1.65 | https://www.conservationmart.com/p-49-hot-water-temperature-card.aspx | 0 | No Labor Cost
Nonequipment | Water Heater Timeclock | Water Heater Timeclock | Water Heater with 10% Less Efficient than Federal Standard | Residential | Existing | Single Family | FL Zone 2 | Per End Use Consumption | 0.216 | 1931 | 1834.45 | 96.55 | 0.05 | 7 | 0 | 0 | 143.33 | Per Unit | 0 | No equipment cost | 0 | No Labor Cost | 59.99 | https://www.homedepot.com/p/Intermatic-30-Amp-240-Volt-DPST-Electronic-Water-Heater-Time-Switch-EH40/205878350 | 83.34 | Electrical hourly rate of 83.34 and assume 1 hr to install: http://www.serviskey.net/support/rate-estimator?s4=FL
Nonequipment | Water Heater Timeclock | Water Heater Timeclock | Water Heater with 10% Less Efficient than Federal Standard | Residential | Existing | Multi-Family | FL Zone 2 | Per End Use Consumption | 0.20608 | 1654 | 1571.3 | 82.7 | 0.05 | 7 | 0 | 0 | 143.33 | Per Unit | 0 | No equipment cost | 0 | No Labor Cost | 59.99 | https://www.homedepot.com/p/Intermatic-30-Amp-240-Volt-DPST-Electronic-Water-Heater-Time-Switch-EH40/205878350 | 83.34 | Electrical hourly rate of 83.34 and assume 1 hr to install: http://www.serviskey.net/support/rate-estimator?s4=FL
Nonequipment | Water Heater Timeclock | Water Heater Timeclock | Water Heater with 10% Less Efficient than Federal Standard | Residential | Existing | Manufactured Home | FL Zone 2 | Per End Use Consumption | 0.47608 | 2449 | 2326.55 | 122.45 | 0.05 | 7 | 0 | 0 | 143.33 | Per Unit | 0 | No equipment cost | 0 | No Labor Cost | 59.99 | https://www.homedepot.com/p/Intermatic-30-Amp-240-Volt-DPST-Electronic-Water-Heater-Time-Switch-EH40/205878350 | 83.34 | Electrical hourly rate of 83.34 and assume 1 hr to install: http://www.serviskey.net/support/rate-estimator?s4=FL
Nonequipment | Water Heater Timeclock | Water Heater Timeclock | Water Heater with Federal Standard | Residential | New | Single Family | FL Zone 2 | Per End Use Consumption | 0.18 | 1931 | 1834.45 | 96.55 | 0.05 | 7 | 0 | 0 | 143.33 | Per Unit | 0 | No equipment cost | 0 | No Labor Cost | 59.99 | https://www.homedepot.com/p/Intermatic-30-Amp-240-Volt-DPST-Electronic-Water-Heater-Time-Switch-EH40/205878350 | 83.34 | Electrical hourly rate of 83.34 and assume 1 hr to install: http://www.serviskey.net/support/rate-estimator?s4=FL
Nonequipment | Water Heater Timeclock | Water Heater Timeclock | Water Heater with Federal Standard | Residential | New | Multi-Family | FL Zone 2 | Per End Use Consumption | 0.45 | 1654 | 1571.3 | 82.7 | 0.05 | 7 | 0 | 0 | 143.33 | Per Unit | 0 | No equipment cost | 0 | No Labor Cost | 59.99 | https://www.homedepot.com/p/Intermatic-30-Amp-240-Volt-DPST-Electronic-Water-Heater-Time-Switch-EH40/205878350 | 83.34 | Electrical hourly rate of 83.34 and assume 1 hr to install: http://www.serviskey.net/support/rate-estimator?s4=FL
Nonequipment | Water Heater Timeclock | Water Heater Timeclock | Water Heater with Federal Standard | Residential | New | Manufactured Home | FL Zone 2 | Per End Use Consumption | 0.45 | 2449 | 2326.55 | 122.45 | 0.05 | 7 | 0 | 0 | 143.33 | Per Unit | 0 | No equipment cost | 0 | No Labor Cost | 59.99 | https://www.homedepot.com/p/Intermatic-30-Amp-240-Volt-DPST-Electronic-Water-Heater-Time-Switch-EH40/205878350 | 83.34 | Electrical hourly rate of 83.34 and assume 1 hr to install: http://www.serviskey.net/support/rate-estimator?s4=FL
Nonequipment | Smart Power Strip | One 7-Plug Smart Strip Plug Outlet Servicing a Home Office | Standard Home Office Usage, No Smart Strip Plug Outlet | Residential | Existing | Single Family | FL Zone 2 | Per End Use Consumption | 0.225 | 2274.2 | 2220.399 | 53.801 | 0.023657 | 5 | 0.0059262 | 0.0046242 | 10 | Per Unit | 0 | reference source included incremental cost only | 0 | 0 | 10 | Illinois 2018 Statewide TRM, Section 5.2.1 | 0 | No Labor Cost
Nonequipment | Smart Power Strip | One 7-Plug Smart Strip Plug Outlet Servicing a Home Office | Standard Home Office Usage, No Smart Strip Plug Outlet | Residential | Existing | Multi-Family | FL Zone 2 | Per End Use Consumption | 0.9 | 1176 | 1122.199 | 53.801 | 0.045749 | 5 | 0.0059262 | 0.0046242 | 10 | Per Unit | 0 | reference source included incremental cost only | 0 | 0 | 10 | Illinois 2018 Statewide TRM, Section 5.2.1 | 0 | No Labor Cost
Nonequipment | Smart Power Strip | One 7-Plug Smart Strip Plug Outlet Servicing a Home Office | Standard Home Office Usage, No Smart Strip Plug Outlet | Residential | Existing | Manufactured Home | FL Zone 2 | Per End Use Consumption | 0.9 | 1878 | 1824.199 | 53.801 | 0.028648 | 5 | 0.0059262 | 0.0046242 | 10 | Per Unit | 0 | reference source included incremental cost only | 0 | 0 | 10 | Illinois 2018 Statewide TRM, Section 5.2.1 | 0 | No Labor Cost
Nonequipment | Smart Power Strip | One 7-Plug Smart Strip Plug Outlet Servicing a Home Office | Standard Home Office Usage, No Smart Strip Plug Outlet | Residential | New | Single Family | FL Zone 2 | Per End Use Consumption | 0.225 | 2274.2 | 2220.399 | 53.801 | 0.023657 | 5 | 0.0059262 | 0.0046242 | 10 | Per Unit | 0 | reference source included incremental cost only | 0 | 0 | 10 | Illinois 2018 Statewide TRM, Section 5.2.1 | 0 | No Labor Cost
Nonequipment | Smart Power Strip | One 7-Plug Smart Strip Plug Outlet Servicing a Home Office | Standard Home Office Usage, No Smart Strip Plug Outlet | Residential | New | Multi-Family | FL Zone 2 | Per End Use Consumption | 0.9 | 1176 | 1122.199 | 53.801 | 0.045749 | 5 | 0.0059262 | 0.0046242 | 10 | Per Unit | 0 | reference source included incremental cost only | 0 | 0 | 10 | Illinois 2018 Statewide TRM, Section 5.2.1 | 0 | No Labor Cost
Nonequipment | Smart Power Strip | One 7-Plug Smart Strip Plug Outlet Servicing a Home Office | Standard Home Office Usage, No Smart Strip Plug Outlet | Residential | New | Manufactured Home | FL Zone 2 | Per End Use Consumption | 0.9 | 1878 | 1824.199 | 53.801 | 0.028648 | 5 | 0.0059262 | 0.0046242 | 10 | Per Unit | 0 | reference source included incremental cost only | 0 | 0 | 10 | Illinois 2018 Statewide TRM, Section 5.2.1 | 0 | No Labor Cost
Nonequipment | Air Sealing-Infiltration Control | Standard Heating and Cooling System with Improved Infiltration Control (0.7 ACH) | Standard Heating and Cooling System with Standard Infiltration Control (0.4 ACH) | Residential | Existing | Single Family | FL Zone 2 | Per End Use Consumption | 0.208 | 6617.19 | 6021.6429 | 595.5471 | 0.09 | 11 | 0.20819 | 0.23002 | 578.496 | Per Home | 0 | No equipment cost | 0 | No Labor Cost | 207.552 | rate at $0.094/sq.ft, based on reference: https://www.fixr.com/costs/air-leaks-sealing#sQ1 | 370.944 | assume one energy audit rate at $0.125/sq.ft, rate at $53.75/per labor hour (same as duct insulation) and 0.0016 hr/sq.ft, reference: https://www.fixr.com/costs/air-leaks-sealing#sQ1
Nonequipment | Air Sealing-Infiltration Control | Standard Heating and Cooling System with Improved Infiltration Control (0.7 ACH) | Standard Heating and Cooling System with Standard Infiltration Control (0.4 ACH) | Residential | Existing | Multi-Family | FL Zone 2 | Per End Use Consumption | 0.52 | 4303 | 3915.73 | 387.27 | 0.09 | 11 | 0.10084 | 0.1994 | 343.22 | Per Home | 0 | No equipment cost | 0 | No Labor Cost | 123.14 | rate at $0.094/sq.ft, based on reference: https://www.fixr.com/costs/air-leaks-sealing#sQ1 | 220.08 | assume one energy audit rate at $0.125/sq.ft, rate at $53.75/per labor hour (same as duct insulation) and 0.0016 hr/sq.ft, reference: https://www.fixr.com/costs/air-leaks-sealing#sQ1
Nonequipment | Air Sealing-Infiltration Control | Standard Heating and Cooling System with Improved Infiltration Control (0.7 ACH) | Standard Heating and Cooling System with Standard Infiltration Control (0.4 ACH) | Residential | Existing | Manufactured Home | FL Zone 2 | Per End Use Consumption | 0.52 | 6473 | 5890.43 | 582.57 | 0.09 | 11 | 0.13851 | 0.31897 | 362.084 | Per Home | 0 | No equipment cost | 0 | No Labor Cost | 129.908 | rate at $0.094/sq.ft, based on reference: https://www.fixr.com/costs/air-leaks-sealing#sQ1 | 232.176 | assume one energy audit rate at $0.125/sq.ft, rate at $53.75/per labor hour (same as duct insulation) and 0.0016 hr/sq.ft, reference: https://www.fixr.com/costs/air-leaks-sealing#sQ1
Nonequipment | Air Sealing-Infiltration Control | Standard Heating and Cooling System with Improved Infiltration Control (0.7 ACH) | N/A - Retrofit Measure Only | Residential | New | Single Family | FL Zone 2 | Per End Use Consumption | 0.208 | 0 | 0 | 0 | 0 | 11 | 0 | 0 | 578.496 | Per Home | 0 | No equipment cost | 0 | No Labor Cost | 207.552 | rate at $0.094/sq.ft, based on reference: https://www.fixr.com/costs/air-leaks-sealing#sQ1 | 370.944 | assume one energy audit rate at $0.125/sq.ft, rate at $53.75/per labor hour (same as duct insulation) and 0.0016 hr/sq.ft, reference: https://www.fixr.com/costs/air-leaks-sealing#sQ1
Nonequipment | Air Sealing-Infiltration Control | Standard Heating and Cooling System with Improved Infiltration Control (0.7 ACH) | N/A - Retrofit Measure Only | Residential | New | Multi-Family | FL Zone 2 | Per End Use Consumption | 0.52 | 0 | 0 | 0 | 0 | 11 | 0 | 0 | 343.22 | Per Home | 0 | No equipment cost | 0 | No Labor Cost | 123.14 | rate at $0.094/sq.ft, based on reference: https://www.fixr.com/costs/air-leaks-sealing#sQ1 | 220.08 | assume one energy audit rate at $0.125/sq.ft, rate at $53.75/per labor hour (same as duct insulation) and 0.0016 hr/sq.ft, reference: https://www.fixr.com/costs/air-leaks-sealing#sQ1
Nonequipment | Air Sealing-Infiltration Control | Standard Heating and Cooling System with Improved Infiltration Control (0.7 ACH) | N/A - Retrofit Measure Only | Residential | New | Manufactured Home | FL Zone 2 | Per End Use Consumption | 0.52 | 0 | 0 | 0 | 0 | 11 | 0 | 0 | 362.084 | Per Home | 0 | No equipment cost | 0 | No Labor Cost | 129.908 | rate at $0.094/sq.ft, based on reference: https://www.fixr.com/costs/air-leaks-sealing#sQ1 | 232.176 | assume one energy audit rate at $0.125/sq.ft, rate at $53.75/per labor hour (same as duct insulation) and 0.0016 hr/sq.ft, reference: https://www.fixr.com/costs/air-leaks-sealing#sQ1
Nonequipment | Ceiling Insulation(R12 to R38) | Increased Ceiling Insulation (R-38) | Market Average Existing Ceiling Insulation | Residential | Existing | Single Family | FL Zone 2 | Per Home | 0.01579 | 7965 | 7122 | 843 | 0.10584 | 20 | 0.2849 | 0.39813 | 842.0071 | Per Home | 0 | No equipment cost | 0 | No Labor Cost | 447.4059 | https://www.homedepot.com/p/GreenFiber-All-Borate-Cellulose-Blown-In-Insulation-30-lbs-36-Bags-INS765LD/300584221 | 394.6011 | rate at $50.04/per labor hour and 0.01 hr/sq.ft, reference: https://www.homewyse.com/costs/cost_of_ceiling_insulation.html
Nonequipment | Ceiling Insulation(R12 to R38) | Increased Ceiling Insulation (R-38) | Market Average Existing Ceiling Insulation | Residential | Existing | Multi-Family | FL Zone 2 | Per Home | 0.01579 | 3458 | 2936 | 522 | 0.15095 | 20 | 0.17642 | 0.24653 | 699.3845 | Per Home | 0 | No equipment cost | 0 | No Labor Cost | 371.6225 | https://www.homedepot.com/p/GreenFiber-All-Borate-Cellulose-Blown-In-Insulation-30-lbs-36-Bags-INS765LD/300584221 | 327.762 | rate at $50.04/per labor hour and 0.01 hr/sq.ft, reference: https://www.homewyse.com/costs/cost_of_ceiling_insulation.html
Nonequipment | Ceiling Insulation(R12 to R38) | Increased Ceiling Insulation (R-38) | Market Average Existing Ceiling Insulation | Residential | Existing | Manufactured Home | FL Zone 2 | Per Home | 0.01579 | 4718.05 | 4200.85 | 517.2 | 0.10962 | 20 | 0.1748 | 0.24426 | 737.8239 | Per Home | 0 | No equipment cost | 0 | No Labor Cost | 392.0475 | https://www.homedepot.com/p/GreenFiber-All-Borate-Cellulose-Blown-In-Insulation-30-lbs-36-Bags-INS765LD/300584221 | 345.7764 | rate at $50.04/per labor hour and 0.01 hr/sq.ft, reference: https://www.homewyse.com/costs/cost_of_ceiling_insulation.html
Nonequipment | Ceiling Insulation(R12 to R38) | Increased Ceiling Insulation (R-38) | Code-Compliant Ceiling Insulation | Residential | New | Single Family | FL Zone 2 | Per Home | 0 | 7965 | 7122 | 843 | 0.10584 | 20 | 0.2849 | 0.39813 | 842.0071 | Per Home | 0 | No equipment cost | 0 | No Labor Cost | 447.4059 | https://www.homedepot.com/p/GreenFiber-All-Borate-Cellulose-Blown-In-Insulation-30-lbs-36-Bags-INS765LD/300584221 | 394.6011 | rate at $50.04/per labor hour and 0.01 hr/sq.ft, reference: https://www.homewyse.com/costs/cost_of_ceiling_insulation.html
Nonequipment | Ceiling Insulation(R12 to R38) | Increased Ceiling Insulation (R-38) | Code-Compliant Ceiling Insulation | Residential | New | Multi-Family | FL Zone 2 | Per Home | 0 | 3458 | 2936 | 522 | 0.15095 | 20 | 0.17642 | 0.24653 | 699.3845 | Per Home | 0 | No equipment cost | 0 | No Labor Cost | 371.6225 | https://www.homedepot.com/p/GreenFiber-All-Borate-Cellulose-Blown-In-Insulation-30-lbs-36-Bags-INS765LD/300584221 | 327.762 | rate at $50.04/per labor hour and 0.01 hr/sq.ft, reference: https://www.homewyse.com/costs/cost_of_ceiling_insulation.html
Nonequipment | Ceiling Insulation(R12 to R38) | Increased Ceiling Insulation (R-38) | Code-Compliant Ceiling Insulation | Residential | New | Manufactured Home | FL Zone 2 | Per Home | 0 | 4718.05 | 4200.85 | 517.2 | 0.10962 | 20 | 0.1748 | 0.24426 | 737.8239 | Per Home | 0 | No equipment cost | 0 | No Labor Cost | 392.0475 | https://www.homedepot.com/p/GreenFiber-All-Borate-Cellulose-Blown-In-Insulation-30-lbs-36-Bags-INS765LD/300584221 | 345.7764 | rate at $50.04/per labor hour and 0.01 hr/sq.ft, reference: https://www.homewyse.com/costs/cost_of_ceiling_insulation.html
Nonequipment | Ceiling Insulation(R19 to R38) | Increased Ceiling Insulation (R-38) | Market Average Existing Ceiling Insulation | Residential | Existing | Single Family | FL Zone 2 | Per Home | 0.0063606 | 7600 | 7174 | 426 | 0.056053 | 20 | 0.14644 | 0.20845 | 721.5516 | Per Home | 0 | No equipment cost | 0 | No Labor Cost | 326.9505 | https://www.homedepot.com/p/GreenFiber-All-Borate-Cellulose-Blown-In-Insulation-30-lbs-36-Bags-INS765LD/300584221 | 394.6011 | rate at $50.04/per labor hour and 0.01 hr/sq.ft, reference: https://www.homewyse.com/costs/cost_of_ceiling_insulation.html
Nonequipment | Ceiling Insulation(R19 to R38) | Increased Ceiling Insulation (R-38) | Market Average Existing Ceiling Insulation | Residential | Existing | Multi-Family | FL Zone 2 | Per Home | 0.0063606 | 3235 | 2970 | 265 | 0.081917 | 20 | 0.091093 | 0.12967 | 599.3323 | Per Home | 0 | No equipment cost | 0 | No Labor Cost | 271.5703 | https://www.homedepot.com/p/GreenFiber-All-Borate-Cellulose-Blown-In-Insulation-30-lbs-36-Bags-INS765LD/300584221 | 327.762 | rate at $50.04/per labor hour and 0.01 hr/sq.ft, reference: https://www.homewyse.com/costs/cost_of_ceiling_insulation.html
Nonequipment | Ceiling Insulation(R19 to R38) | Increased Ceiling Insulation (R-38) | Market Average Existing Ceiling Insulation | Residential | Existing | Manufactured Home | FL Zone 2 | Per Home | 0.0063606 | 4478.91 | 4224.5 | 254.41 | 0.056802 | 20 | 0.087453 | 0.12449 | 632.2727 | Per Home | 0 | No equipment cost | 0 | No Labor Cost | 286.4963 | https://www.homedepot.com/p/GreenFiber-All-Borate-Cellulose-Blown-In-Insulation-30-lbs-36-Bags-INS765LD/300584221 | 345.7764 | rate at $50.04/per labor hour and 0.01 hr/sq.ft, reference: https://www.homewyse.com/costs/cost_of_ceiling_insulation.html
Nonequipment | Ceiling Insulation(R19 to R38) | Increased Ceiling Insulation (R-38) | Code-Compliant Ceiling Insulation | Residential | New | Single Family | FL Zone 2 | Per Home | 0 | 7600 | 7174 | 426 | 0.056053 | 20 | 0.14644 | 0.20845 | 721.5516 | Per Home | 0 | No equipment cost | 0 | No Labor Cost | 326.9505 | https://www.homedepot.com/p/GreenFiber-All-Borate-Cellulose-Blown-In-Insulation-30-lbs-36-Bags-INS765LD/300584221 | 394.6011 | rate at $50.04/per labor hour and 0.01 hr/sq.ft, reference: https://www.homewyse.com/costs/cost_of_ceiling_insulation.html
Nonequipment | Ceiling Insulation(R19 to R38) | Increased Ceiling Insulation (R-38) | Code-Compliant Ceiling Insulation | Residential | New | Multi-Family | FL Zone 2 | Per Home | 0 | 3235 | 2970 | 265 | 0.081917 | 20 | 0.091093 | 0.12967 | 599.3323 | Per Home | 0 | No equipment cost | 0 | No Labor Cost | 271.5703 | https://www.homedepot.com/p/GreenFiber-All-Borate-Cellulose-Blown-In-Insulation-30-lbs-36-Bags-INS765LD/300584221 | 327.762 | rate at $50.04/per labor hour and 0.01 hr/sq.ft, reference: https://www.homewyse.com/costs/cost_of_ceiling_insulation.html
Nonequipment | Ceiling Insulation(R19 to R38) | Increased Ceiling Insulation (R-38) | Code-Compliant Ceiling Insulation | Residential | New | Manufactured Home | FL Zone 2 | Per Home | 0 | 4478.91 | 4224.5 | 254.41 | 0.056802 | 20 | 0.087453 | 0.12449 | 632.2727 | Per Home | 0 | No equipment cost | 0 | No Labor Cost | 286.4963 | https://www.homedepot.com/p/GreenFiber-All-Borate-Cellulose-Blown-In-Insulation-30-lbs-36-Bags-INS765LD/300584221 | 345.7764 | rate at $50.04/per labor hour and 0.01 hr/sq.ft, reference: https://www.homewyse.com/costs/cost_of_ceiling_insulation.html
Nonequipment | Ceiling Insulation(R2 to R38) | Increased Ceiling Insulation (R-38) | Market Average Existing Ceiling Insulation | Residential | Existing | Single Family | FL Zone 2 | Per Home | 0.016251 | 10211 | 6975 | 3236 | 0.31691 | 20 | 0.81093 | 1.4913 | 1014.0863 | Per Home | 0 | No equipment cost | 0 | No Labor Cost | 619.4851 | https://www.homedepot.com/p/GreenFiber-All-Borate-Cellulose-Blown-In-Insulation-30-lbs-36-Bags-INS765LD/300584221 | 394.6011 | rate at $50.04/per labor hour; assume 10 hrs for 2000 sq ft : http://www.blownininsulationcost.net/calculating-blown-in-insulation-cost/
Nonequipment | Ceiling Insulation(R2 to R38) | Increased Ceiling Insulation (R-38) | Market Average Existing Ceiling Insulation | Residential | Existing | Multi-Family | FL Zone 2 | Per Home | 0.016251 | 4781 | 2832 | 1949 | 0.40766 | 20 | 0.48841 | 0.89818 | 842.3162 | Per Home | 0 | No equipment cost | 0 | No Labor Cost | 514.5542 | https://www.homedepot.com/p/GreenFiber-All-Borate-Cellulose-Blown-In-Insulation-30-lbs-36-Bags-INS765LD/300584221 | 327.762 | rate at $50.04/per labor hour and 0.01 hr/sq.ft, reference: https://www.homewyse.com/costs/cost_of_ceiling_insulation.html
Nonequipment | Ceiling Insulation(R2 to R38) | Increased Ceiling Insulation (R-38) | Market Average Existing Ceiling Insulation | Residential | Existing | Manufactured Home | FL Zone 2 | Per Home | 0.016251 | 6136.97 | 4129.36 | 2007.61 | 0.32713 | 20 | 0.5031 | 0.92519 | 888.6115 | Per Home | 0 | No equipment cost | 0 | No Labor Cost | 542.8351 | https://www.homedepot.com/p/GreenFiber-All-Borate-Cellulose-Blown-In-Insulation-30-lbs-36-Bags-INS765LD/300584221 | 345.7764 | rate at $50.04/per labor hour and 0.01 hr/sq.ft, reference: https://www.homewyse.com/costs/cost_of_ceiling_insulation.html
Nonequipment | Ceiling Insulation(R2 to R38) | Increased Ceiling Insulation (R-38) | Code-Compliant Ceiling Insulation | Residential | New | Single Family | FL Zone 2 | Per Home | 0 | 10211 | 6975 | 3236 | 0.31691 | 20 | 0.81093 | 1.4913 | 1014.0863 | Per Home | 0 | No equipment cost | 0 | No Labor Cost | 619.4851 | https://www.homedepot.com/p/GreenFiber-All-Borate-Cellulose-Blown-In-Insulation-30-lbs-36-Bags-INS765LD/300584221 | 394.6011 | rate at $50.04/per labor hour; assume 10 hrs for 2000 sq ft : http://www.blownininsulationcost.net/calculating-blown-in-insulation-cost/
Nonequipment | Ceiling Insulation(R2 to R38) | Increased Ceiling Insulation (R-38) | Code-Compliant Ceiling Insulation | Residential | New | Multi-Family | FL Zone 2 | Per Home | 0 | 4781 | 2832 | 1949 | 0.40766 | 20 | 0.48841 | 0.89818 | 842.3162 | Per Home | 0 | No equipment cost | 0 | No Labor Cost | 514.5542 | https://www.homedepot.com/p/GreenFiber-All-Borate-Cellulose-Blown-In-Insulation-30-lbs-36-Bags-INS765LD/300584221 | 327.762 | rate at $50.04/per labor hour and 0.01 hr/sq.ft, reference: https://www.homewyse.com/costs/cost_of_ceiling_insulation.html
Nonequipment | Ceiling Insulation(R2 to R38) | Increased Ceiling Insulation (R-38) | Code-Compliant Ceiling Insulation | Residential | New | Manufactured Home | FL Zone 2 | Per Home | 0 | 6136.97 | 4129.36 | 2007.61 | 0.32713 | 20 | 0.5031 | 0.92519 | 888.6115 | Per Home | 0 | No equipment cost | 0 | No Labor Cost | 542.8351 | https://www.homedepot.com/p/GreenFiber-All-Borate-Cellulose-Blown-In-Insulation-30-lbs-36-Bags-INS765LD/300584221 | 345.7764 | rate at $50.04/per labor hour and 0.01 hr/sq.ft, reference: https://www.homewyse.com/costs/cost_of_ceiling_insulation.html
Nonequipment | Ceiling Insulation(R30 to R38) | Increased Ceiling Insulation (R-38) | Market Average Existing Ceiling Insulation | Residential | Existing | Single Family | FL Zone 2 | Per Home | 0.039039 | 7344 | 7221 | 123 | 0.016748 | 20 | 0.042129 | 0.061582 | 532.2645 | Per Home | 0 | No equipment cost | 0 | No Labor Cost | 137.6634 | https://www.homedepot.com/p/GreenFiber-All-Borate-Cellulose-Blown-In-Insulation-30-lbs-36-Bags-INS765LD/300584221 | 394.6011 | rate at $50.04/per labor hour and 0.01 hr/sq.ft, reference: https://www.homewyse.com/costs/cost_of_ceiling_insulation.html
Nonequipment | Ceiling Insulation(R30 to R38) | Increased Ceiling Insulation (R-38) | Market Average Existing Ceiling Insulation | Residential | Existing | Multi-Family | FL Zone 2 | Per Home | 0.039039 | 3060 | 2985 | 75 | 0.02451 | 20 | 0.025689 | 0.03755 | 442.1074 | Per Home | 0 | No equipment cost | 0 | No Labor Cost | 114.3454 | https://www.homedepot.com/p/GreenFiber-All-Borate-Cellulose-Blown-In-Insulation-30-lbs-36-Bags-INS765LD/300584221 | 327.762 | rate at $50.04/per labor hour and 0.01 hr/sq.ft, reference: https://www.homewyse.com/costs/cost_of_ceiling_insulation.html
Nonequipment | Ceiling Insulation(R30 to R38) | Increased Ceiling Insulation (R-38) | Market Average Existing Ceiling Insulation | Residential | Existing | Manufactured Home | FL Zone 2 | Per Home | 0.039039 | 4320.44 | 4248.74 | 71.7 | 0.016596 | 20 | 0.024558 | 0.035898 | 466.4064 | Per Home | 0 | No equipment cost | 0 | No Labor Cost | 120.63 | https://www.homedepot.com/p/GreenFiber-All-Borate-Cellulose-Blown-In-Insulation-30-lbs-36-Bags-INS765LD/300584221 | 345.7764 | rate at $50.04/per labor hour and 0.01 hr/sq.ft, reference: https://www.homewyse.com/costs/cost_of_ceiling_insulation.html
Nonequipment | Ceiling Insulation(R30 to R38) | Increased Ceiling Insulation (R-38) | Code-Compliant Ceiling Insulation | Residential | New | Single Family | FL Zone 2 | Per Home | 0.08 | 7344 | 7221 | 123 | 0.016748 | 20 | 0.042129 | 0.061582 | 532.2645 | Per Home | 0 | No equipment cost | 0 | No Labor Cost | 137.6634 | https://www.homedepot.com/p/GreenFiber-All-Borate-Cellulose-Blown-In-Insulation-30-lbs-36-Bags-INS765LD/300584221 | 394.6011 | rate at $50.04/per labor hour and 0.01 hr/sq.ft, reference: https://www.homewyse.com/costs/cost_of_ceiling_insulation.html
Nonequipment | Ceiling Insulation(R30 to R38) | Increased Ceiling Insulation (R-38) | Code-Compliant Ceiling Insulation | Residential | New | Multi-Family | FL Zone 2 | Per Home | 0.08 | 3060 | 2985 | 75 | 0.02451 | 20 | 0.025689 | 0.03755 | 442.1074 | Per Home | 0 | No equipment cost | 0 | No Labor Cost | 114.3454 | https://www.homedepot.com/p/GreenFiber-All-Borate-Cellulose-Blown-In-Insulation-30-lbs-36-Bags-INS765LD/300584221 | 327.762 | rate at $50.04/per labor hour and 0.01 hr/sq.ft, reference: https://www.homewyse.com/costs/cost_of_ceiling_insulation.html
Nonequipment | Ceiling Insulation(R30 to R38) | Increased Ceiling Insulation (R-38) | Code-Compliant Ceiling Insulation | Residential | New | Manufactured Home | FL Zone 2 | Per Home | 0.08 | 4320.44 | 4248.74 | 71.7 | 0.016596 | 20 | 0.024558 | 0.035898 | 466.4064 | Per Home | 0 | No equipment cost | 0 | No Labor Cost | 120.63 | https://www.homedepot.com/p/GreenFiber-All-Borate-Cellulose-Blown-In-Insulation-30-lbs-36-Bags-INS765LD/300584221 | 345.7764 | rate at $50.04/per labor hour and 0.01 hr/sq.ft, reference: https://www.homewyse.com/costs/cost_of_ceiling_insulation.html
Nonequipment | Central AC Tune Up | Existing Typical Central AC System with Regular Maintenance | Existing Typical Central AC without Regular Maintenance/tune-up | Residential | Existing | Single Family | FL Zone 2 | Per End Use Consumption | 0 | 3747.04 | 3559.688 | 187.352 | 0.05 | 2 | 0.11566 | 0 | 175 | Per Visit | 0 | No equipment cost | 0 | No Labor Cost | 0 | No equipment cost | 175 | Illinois 2015 Statewide TRM, Section 5.3.10
Nonequipment | Central AC Tune Up | Existing Typical Central AC System with Regular Maintenance | Existing Typical Central AC without Regular Maintenance/tune-up | Residential | Existing | Multi-Family | FL Zone 2 | Per End Use Consumption | 0 | 1815 | 1724.25 | 90.75 | 0.05 | 2 | 0.056024 | 0 | 175 | Per Visit | 0 | No equipment cost | 0 | No Labor Cost | 0 | No equipment cost | 175 | Illinois 2015 Statewide TRM, Section 5.3.10
Nonequipment | Central AC Tune Up | Existing Typical Central AC System with Regular Maintenance | Existing Typical Central AC without Regular Maintenance/tune-up | Residential | Existing | Manufactured Home | FL Zone 2 | Per End Use Consumption | 0 | 2493 | 2368.35 | 124.65 | 0.05 | 2 | 0.076952 | 0 | 175 | Per Visit | 0 | No equipment cost | 0 | No Labor Cost | 0 | No equipment cost | 175 | Illinois 2015 Statewide TRM, Section 5.3.10
Nonequipment | Central AC Tune Up | Existing Typical Central AC System with Regular Maintenance | N/A - Retrofit Only | Residential | New | Single Family | FL Zone 2 | Per End Use Consumption | 0 | 0 | 0 | 0 | 0 | 2 | 0 | 0 | 175 | Per Visit | 0 | No equipment cost | 0 | No Labor Cost | 0 | No equipment cost | 175 | Illinois 2015 Statewide TRM, Section 5.3.10
Nonequipment | Central AC Tune Up | Existing Typical Central AC System with Regular Maintenance | N/A - Retrofit Only | Residential | New | Multi-Family | FL Zone 2 | Per End Use Consumption | 0 | 0 | 0 | 0 | 0 | 2 | 0 | 0 | 175 | Per Visit | 0 | No equipment cost | 0 | No Labor Cost | 0 | No equipment cost | 175 | Illinois 2015 Statewide TRM, Section 5.3.10
Nonequipment | Central AC Tune Up | Existing Typical Central AC System with Regular Maintenance | N/A - Retrofit Only | Residential | New | Manufactured Home | FL Zone 2 | Per End Use Consumption | 0 | 0 | 0 | 0 | 0 | 2 | 0 | 0 | 175 | Per Visit | 0 | No equipment cost | 0 | No Labor Cost | 0 | No equipment cost | 175 | Illinois 2015 Statewide TRM, Section 5.3.10
Nonequipment | Duct Insulation | Standard Electric Heating and Central AC with Insulated Ductwork (R-8) | Standard Electric Heating and Central AC with Uninsulated Ductwork (R-4) | Residential | Existing | Single Family | FL Zone 2 | Per End Use Consumption | 0 | 6617.19 | 6540.5537 | 135.3381 | 0.020453 | 15 | 0.047311 | 0.052273 | 1515.9757 | Per Home | 0 | No equipment cost | 0 | No Labor Cost | 583.49 | rate at $0.37/sq.ft, assume 2208(area)/1.4(nfloors) =1577 sq.ft, reference: https://www.homewyse.com/costs/cost_of_duct_insulation.html | 932.4857 | rate at $53.75/per labor hour and 0.011 hr/sq.ft, reference: https://www.homewyse.com/costs/cost_of_duct_insulation.html
Nonequipment | Duct Insulation | Standard Electric Heating and Central AC with Insulated Ductwork (R-8) | Standard Electric Heating and Central AC with Uninsulated Ductwork (R-4) | Residential | Existing | Multi-Family | FL Zone 2 | Per End Use Consumption | 0 | 4303 | 4265.8787 | 88.0071 | 0.020453 | 15 | 0.022916 | 0.045313 | 1259.2375 | Per Home | 0 | No equipment cost | 0 | No Labor Cost | 484.7 | rate at $0.37/sq.ft, assume 1310 sq.ft, reference: https://www.homewyse.com/costs/cost_of_duct_insulation.html | 774.5375 | rate at $53.75/per labor hour and 0.011 hr/sq.ft, reference: https://www.homewyse.com/costs/cost_of_duct_insulation.html
Nonequipment | Duct Insulation | Standard Electric Heating and Central AC with Insulated Ductwork (R-8) | Standard Electric Heating and Central AC with Uninsulated Ductwork (R-4) | Residential | Existing | Manufactured Home | FL Zone 2 | Per End Use Consumption | 0 | 6473 | 6422.0119 | 132.389 | 0.020453 | 15 | 0.031477 | 0.072486 | 1328.4475 | Per Home | 0 | No equipment cost | 0 | No Labor Cost | 511.34 | rate at $0.37/sq.ft, assume 1382 sq.ft, reference: https://www.homewyse.com/costs/cost_of_duct_insulation.html | 817.1075 | rate at $53.75/per labor hour and 0.011 hr/sq.ft, reference: https://www.homewyse.com/costs/cost_of_duct_insulation.html
Nonequipment | Duct Insulation | Standard Electric Heating and Central AC with Insulated Ductwork (R-8) | 0 | Residential | New | Single Family | FL Zone 2 | Per End Use Consumption | 0 | 0 | 0 | 0 | 0 | 15 | 0 | 0 | 1515.9757 | Per Home | 0 | No equipment cost | 0 | No Labor Cost | 583.49 | rate at $0.37/sq.ft, assume 2208(area)/1.4(nfloors) =1577 sq.ft, reference: https://www.homewyse.com/costs/cost_of_duct_insulation.html | 932.4857 | rate at $53.75/per labor hour and 0.011 hr/sq.ft, reference: https://www.homewyse.com/costs/cost_of_duct_insulation.html
Nonequipment | Duct Insulation | Standard Electric Heating and Central AC with Insulated Ductwork (R-8) | 0 | Residential | New | Multi-Family | FL Zone 2 | Per End Use Consumption | 0 | 0 | 0 | 0 | 0 | 15 | 0 | 0 | 1259.2375 | Per Home | 0 | No equipment cost | 0 | No Labor Cost | 484.7 | rate at $0.37/sq.ft, assume 1310 sq.ft, reference: https://www.homewyse.com/costs/cost_of_duct_insulation.html | 774.5375 | rate at $53.75/per labor hour and 0.011 hr/sq.ft, reference: https://www.homewyse.com/costs/cost_of_duct_insulation.html
Nonequipment | Duct Insulation | Standard Electric Heating and Central AC with Insulated Ductwork (R-8) | 0 | Residential | New | Manufactured Home | FL Zone 2 | Per End Use Consumption | 0 | 0 | 0 | 0 | 0 | 15 | 0 | 0 | 1328.4475 | Per Home | 0 | No equipment cost | 0 | No Labor Cost | 511.34 | rate at $0.37/sq.ft, assume 1382 sq.ft, reference: https://www.homewyse.com/costs/cost_of_duct_insulation.html | 817.1075 | rate at $53.75/per labor hour and 0.011 hr/sq.ft, reference: https://www.homewyse.com/costs/cost_of_duct_insulation.html
Nonequipment | Duct Repair | Standard Electric Heating and Central AC with Improved Duct Sealing | Standard Electric Heating and Central AC, Standard Duct Sealing | Residential | Existing | Single Family | FL Zone 2 | Per End Use Consumption | 0.14083 | 6617.19 | 5823.1272 | 794.0628 | 0.12 | 11 | 0.27758 | 0.3067 | 275 | Per Home | 0 | No equipment cost | 0 | No Labor Cost | 275 | https://www.fixr.com/costs/air-leaks-sealing | 0 | included in total equipment cost, per reference
Nonequipment | Duct Repair | Standard Electric Heating and Central AC with Improved Duct Sealing | Standard Electric Heating and Central AC, Standard Duct Sealing | Residential | Existing | Multi-Family | FL Zone 2 | Per End Use Consumption | 0.65 | 4303 | 3786.64 | 516.36 | 0.12 | 11 | 0.13446 | 0.26586 | 275 | Per Home | 0 | No equipment cost | 0 | No Labor Cost | 275 | https://www.fixr.com/costs/air-leaks-sealing | 0 | included in total equipment cost, per reference
Nonequipment | Duct Repair | Standard Electric Heating and Central AC with Improved Duct Sealing | Standard Electric Heating and Central AC, Standard Duct Sealing | Residential | Existing | Manufactured Home | FL Zone 2 | Per End Use Consumption | 0.65 | 6473 | 5696.24 | 776.76 | 0.12 | 11 | 0.18468 | 0.4253 | 275 | Per Home | 0 | No equipment cost | 0 | No Labor Cost | 275 | https://www.fixr.com/costs/air-leaks-sealing | 0 | included in total equipment cost, per reference
Nonequipment | Duct Repair | Standard Electric Heating and Central AC with Improved Duct Sealing | N/A - Retrofit Only | Residential | New | Single Family | FL Zone 2 | Per End Use Consumption | 0 | 0 | 0 | 0 | 0 | 11 | 0 | 0 | 275 | Per Home | 0 | No equipment cost | 0 | No Labor Cost | 275 | https://www.fixr.com/costs/air-leaks-sealing | 0 | included in total equipment cost, per reference
Nonequipment | Duct Repair | Standard Electric Heating and Central AC with Improved Duct Sealing | N/A - Retrofit Only | Residential | New | Multi-Family | FL Zone 2 | Per End Use Consumption | 0 | 0 | 0 | 0 | 0 | 11 | 0 | 0 | 275 | Per Home | 0 | No equipment cost | 0 | No Labor Cost | 275 | https://www.fixr.com/costs/air-leaks-sealing | 0 | included in total equipment cost, per reference
Nonequipment | Duct Repair | Standard Electric Heating and Central AC with Improved Duct Sealing | N/A - Retrofit Only | Residential | New | Manufactured Home | FL Zone 2 | Per End Use Consumption | 0 | 0 | 0 | 0 | 0 | 11 | 0 | 0 | 275 | Per Home | 0 | No equipment cost | 0 | No Labor Cost | 275 | https://www.fixr.com/costs/air-leaks-sealing | 0 | included in total equipment cost, per reference
Nonequipment | Energy Star Certified Roof Products | Energy Star Certified Roof Products | Standard Black Roof | Residential | Existing | Single Family | FL Zone 2 | Per sqft | 0.324 | 6617.19 | 5790.0413 | 827.1488 | 0.125 | 20 | 0.28915 | 0.31948 | 0 | Per Home | 1173.0384 | rate at $0.74/sq.ft, reference: https://www.lowes.com/pd/GAF-ROYAL-SOVEREIGN-33-33-sq-ft-Autumn-Brown-3-Tab-Roof-Shingles/50405230 | 3741.7407 | rate at $69.60/ per labor hour and $0.0349 hr/sq.ft, reference: https://www.homewyse.com/costs/cost_of_composition_shingle_roofing.html | 1173.0384 | rate at $0.74/sq.ft, reference: https://www.lowes.com/pd/GAF-Royal-Sovereign-33-33-sq-ft-White-Traditional-3-Tab-Roof-Shingles/50405246 Energy Star product reference: https://www.energystar.gov/productfinder/product/certified-roof-products/details/2267793 | 3741.7407 | rate at $69.60/ per labor hour and 0.0349 hr/sq.ft, reference: https://www.homewyse.com/costs/cost_of_composition_shingle_roofing.html
Nonequipment | Energy Star Certified Roof Products | Energy Star Certified Roof Products | Standard Black Roof | Residential | Existing | Multi-Family | FL Zone 2 | Per sqft | 0.54 | 4303 | 3765.125 | 537.875 | 0.125 | 20 | 0.14006 | 0.27694 | 0 | Per Home | 974.3444 | rate at $0.74/sq.ft, reference: https://www.lowes.com/pd/GAF-ROYAL-SOVEREIGN-33-33-sq-ft-Autumn-Brown-3-Tab-Roof-Shingles/50405230 | 3107.9495 | rate at $69.60/ per labor hour and $0.0349 hr/sq.ft, reference: https://www.homewyse.com/costs/cost_of_composition_shingle_roofing.html | 974.3444 | rate at $0.74/sq.ft, reference: https://www.lowes.com/pd/GAF-Royal-Sovereign-33-33-sq-ft-White-Traditional-3-Tab-Roof-Shingles/50405246 Energy Star product reference: https://www.energystar.gov/productfinder/product/certified-roof-products/details/2267793 | 3107.9495 | rate at $69.60/ per labor hour and 0.0349 hr/sq.ft, reference: https://www.homewyse.com/costs/cost_of_composition_shingle_roofing.html
Nonequipment | Energy Star Certified Roof Products | Energy Star Certified Roof Products | Standard Black Roof | Residential | Existing | Manufactured Home | FL Zone 2 | Per sqft | 0.54 | 6473 | 5663.875 | 809.125 | 0.125 | 20 | 0.19238 | 0.44302 | 0 | Per Home | 1027.8962 | rate at $0.74/sq.ft, reference: https://www.lowes.com/pd/GAF-ROYAL-SOVEREIGN-33-33-sq-ft-Autumn-Brown-3-Tab-Roof-Shingles/50405230 | 3278.768 | rate at $69.60/ per labor hour and $0.0349 hr/sq.ft, reference: https://www.homewyse.com/costs/cost_of_composition_shingle_roofing.html | 1027.8962 | rate at $0.74/sq.ft, reference: https://www.lowes.com/pd/GAF-Royal-Sovereign-33-33-sq-ft-White-Traditional-3-Tab-Roof-Shingles/50405246 Energy Star product reference: https://www.energystar.gov/productfinder/product/certified-roof-products/details/2267793 | 3278.768 | rate at $69.60/ per labor hour and 0.0349 hr/sq.ft, reference: https://www.homewyse.com/costs/cost_of_composition_shingle_roofing.html
Nonequipment | Energy Star Certified Roof Products | Energy Star Certified Roof Products | Standard Black Roof | Residential | New | Single Family | FL Zone 2 | Per sqft | 0.324 | 6617.19 | 5790.0413 | 827.1488 | 0.125 | 20 | 0.28915 | 0.31948 | 0 | Per Home | 1173.0384 | rate at $0.74/sq.ft, reference: https://www.lowes.com/pd/GAF-ROYAL-SOVEREIGN-33-33-sq-ft-Autumn-Brown-3-Tab-Roof-Shingles/50405230 | 3741.7407 | rate at $69.60/ per labor hour and $0.0349 hr/sq.ft, reference: https://www.homewyse.com/costs/cost_of_composition_shingle_roofing.html | 1173.0384 | rate at $0.74/sq.ft, reference: https://www.lowes.com/pd/GAF-Royal-Sovereign-33-33-sq-ft-White-Traditional-3-Tab-Roof-Shingles/50405246 Energy Star product reference: https://www.energystar.gov/productfinder/product/certified-roof-products/details/2267793 | 3741.7407 | rate at $69.60/ per labor hour and 0.0349 hr/sq.ft, reference: https://www.homewyse.com/costs/cost_of_composition_shingle_roofing.html
Nonequipment | Energy Star Certified Roof Products | Energy Star Certified Roof Products | Standard Black Roof | Residential | New | Multi-Family | FL Zone 2 | Per sqft | 0.54 | 4303 | 3765.125 | 537.875 | 0.125 | 20 | 0.14006 | 0.27694 | 0 | Per Home | 974.3444 | rate at $0.74/sq.ft, reference: https://www.lowes.com/pd/GAF-ROYAL-SOVEREIGN-33-33-sq-ft-Autumn-Brown-3-Tab-Roof-Shingles/50405230 | 3107.9495 | rate at $69.60/ per labor hour and $0.0349 hr/sq.ft, reference: https://www.homewyse.com/costs/cost_of_composition_shingle_roofing.html | 974.3444 | rate at $0.74/sq.ft, reference: https://www.lowes.com/pd/GAF-Royal-Sovereign-33-33-sq-ft-White-Traditional-3-Tab-Roof-Shingles/50405246 Energy Star product reference: https://www.energystar.gov/productfinder/product/certified-roof-products/details/2267793 | 3107.9495 | rate at $69.60/ per labor hour and 0.0349 hr/sq.ft, reference: https://www.homewyse.com/costs/cost_of_composition_shingle_roofing.html
Nonequipment | Energy Star Certified Roof Products | Energy Star Certified Roof Products | Standard Black Roof | Residential | New | Manufactured Home | FL Zone 2 | Per sqft | 0.54 | 6473 | 5663.875 | 809.125 | 0.125 | 20 | 0.19238 | 0.44302 | 0 | Per Home | 1027.8962 | rate at $0.74/sq.ft, reference: https://www.lowes.com/pd/GAF-ROYAL-SOVEREIGN-33-33-sq-ft-Autumn-Brown-3-Tab-Roof-Shingles/50405230 | 3278.768 | rate at $69.60/ per labor hour and $0.0349 hr/sq.ft, reference: https://www.homewyse.com/costs/cost_of_composition_shingle_roofing.html | 1027.8962 | rate at $0.74/sq.ft, reference: https://www.lowes.com/pd/GAF-Royal-Sovereign-33-33-sq-ft-White-Traditional-3-Tab-Roof-Shingles/50405246 Energy Star product reference: https://www.energystar.gov/productfinder/product/certified-roof-products/details/2267793 | 3278.768 | rate at $69.60/ per labor hour and 0.0349 hr/sq.ft, reference: https://www.homewyse.com/costs/cost_of_composition_shingle_roofing.html
Nonequipment | Energy Star Door | 21ft2 of Opaque Door meeting Energy Star Version 6.0 Requirements (U-Value: 0.17) | 21ft2 of Opaque Door meeting Energy Star Version 5.0 Requirements (U-Value: 1.1) | Residential | Existing | Single Family | FL Zone 2 | Per 21 S.F. | 0.1425 | 6617.19 | 6508.2296 | 108.9604 | 0.016466 | 20 | 0.015627 | 0.063313 | 278.02 | Per Unit | 299.98 | http://www.homedepot.com/b/Doors-Windows-Doors-Patio-Doors/72-x-80/N-5yc1vZarqnZ12l6Z1z0rbko?NCNI-5 | 227.808 | rate at $81.36/per labor hour (same as Storm Door labor rate), assume 2.8 hours work, reference: https://www.homewyse.com/costs/cost_of_sliding_windows.html | 578 | http://www.homedepot.com/p/MasterPiece-71-1-4-in-x-79-1-2-in-Composite-White-Right-Hand-Sliding-Patio-Door-with-Smooth-Interior-G6068R00201/202339614?N=5yc1vZarqnZbwo5oZ1z0tvbf | 227.808 | rate at $81.36/per labor hour (same as Storm Door labor rate), assume 2.8 hours work, reference: https://www.homewyse.com/costs/cost_of_sliding_windows.html
Nonequipment | Energy Star Door | 21ft2 of Opaque Door meeting Energy Star Version 6.0 Requirements (U-Value: 0.17) | 21ft2 of Opaque Door meeting Energy Star Version 5.0 Requirements (U-Value: 1.1) | Residential | Existing | Multi-Family | FL Zone 2 | Per 21 S.F. | 0.1425 | 4303 | 4194.0396 | 108.9604 | 0.025322 | 20 | 0.015627 | 0.063313 | 278.02 | Per Unit | 299.98 | http://www.homedepot.com/b/Doors-Windows-Doors-Patio-Doors/72-x-80/N-5yc1vZarqnZ12l6Z1z0rbko?NCNI-5 | 227.808 | rate at $81.36/per labor hour (same as Storm Door labor rate), assume 2.8 hours work, reference: https://www.homewyse.com/costs/cost_of_sliding_windows.html | 578 | http://www.homedepot.com/p/MasterPiece-71-1-4-in-x-79-1-2-in-Composite-White-Right-Hand-Sliding-Patio-Door-with-Smooth-Interior-G6068R00201/202339614?N=5yc1vZarqnZbwo5oZ1z0tvbf | 227.808 | rate at $81.36/per labor hour (same as Storm Door labor rate), assume 2.8 hours work, reference: https://www.homewyse.com/costs/cost_of_sliding_windows.html
Nonequipment | Energy Star Door | 21ft2 of Opaque Door meeting Energy Star Version 6.0 Requirements (U-Value: 0.17) | 21ft2 of Opaque Door meeting Energy Star Version 5.0 Requirements (U-Value: 1.1) | Residential | Existing | Manufactured Home | FL Zone 2 | Per 21 S.F. | 0.1425 | 6473 | 6364.0396 | 108.9604 | 0.016833 | 20 | 0.015627 | 0.063313 | 278.02 | Per Unit | 299.98 | http://www.homedepot.com/b/Doors-Windows-Doors-Patio-Doors/72-x-80/N-5yc1vZarqnZ12l6Z1z0rbko?NCNI-5 | 227.808 | rate at $81.36/per labor hour (same as Storm Door labor rate), assume 2.8 hours work, reference: https://www.homewyse.com/costs/cost_of_sliding_windows.html | 578 | http://www.homedepot.com/p/MasterPiece-71-1-4-in-x-79-1-2-in-Composite-White-Right-Hand-Sliding-Patio-Door-with-Smooth-Interior-G6068R00201/202339614?N=5yc1vZarqnZbwo5oZ1z0tvbf | 227.808 | rate at $81.36/per labor hour (same as Storm Door labor rate), assume 2.8 hours work, reference: https://www.homewyse.com/costs/cost_of_sliding_windows.html
Nonequipment | Energy Star Door | 21ft2 of Opaque Door meeting Energy Star Version 6.0 Requirements (U-Value: 0.17) | 21ft2 of Code-Compliant Opaque Door (R-Value per IECC) | Residential | New | Single Family | FL Zone 2 | Per 21 S.F. | 0.1425 | 6617.19 | 6539.8633 | 77.3267 | 0.011686 | 20 | 0.01109 | 0.044932 | 278.02 | Per Unit | 299.98 | http://www.homedepot.com/b/Doors-Windows-Doors-Patio-Doors/72-x-80/N-5yc1vZarqnZ12l6Z1z0rbko?NCNI-5 | 146.448 | rate at $81.36/per labor hour (same as Storm Door labor rate), assume 1.8 hours work, reference: https://www.homewyse.com/costs/cost_of_sliding_windows.html | 578 | http://www.homedepot.com/p/MasterPiece-71-1-4-in-x-79-1-2-in-Composite-White-Right-Hand-Sliding-Patio-Door-with-Smooth-Interior-G6068R00201/202339614?N=5yc1vZarqnZbwo5oZ1z0tvbf | 146.448 | rate at $81.36/per labor hour (same as Storm Door labor rate), assume 1.8 hours work, reference: https://www.homewyse.com/costs/cost_of_sliding_windows.html
Nonequipment | Energy Star Door | 21ft2 of Opaque Door meeting Energy Star Version 6.0 Requirements (U-Value: 0.17) | 21ft2 of Code-Compliant Opaque Door (R-Value per IECC) | Residential | New | Multi-Family | FL Zone 2 | Per 21 S.F. | 0.1425 | 4303 | 4225.6733 | 77.3267 | 0.01797 | 20 | 0.01109 | 0.044932 | 278.02 | Per Unit | 299.98 | http://www.homedepot.com/b/Doors-Windows-Doors-Patio-Doors/72-x-80/N-5yc1vZarqnZ12l6Z1z0rbko?NCNI-5 | 146.448 | rate at $81.36/per labor hour (same as Storm Door labor rate), assume 1.8 hours work, reference: https://www.homewyse.com/costs/cost_of_sliding_windows.html | 578 | http://www.homedepot.com/p/MasterPiece-71-1-4-in-x-79-1-2-in-Composite-White-Right-Hand-Sliding-Patio-Door-with-Smooth-Interior-G6068R00201/202339614?N=5yc1vZarqnZbwo5oZ1z0tvbf | 146.448 | rate at $81.36/per labor hour (same as Storm Door labor rate), assume 1.8 hours work, reference: https://www.homewyse.com/costs/cost_of_sliding_windows.html
Nonequipment | Energy Star Door | 21ft2 of Opaque Door meeting Energy Star Version 6.0 Requirements (U-Value: 0.17) | 21ft2 of Code-Compliant Opaque Door (R-Value per IECC) | Residential | New | Manufactured Home | FL Zone 2 | Per 21 S.F. | 0.1425 | 6473 | 6395.6733 | 77.3267 | 0.011946 | 20 | 0.01109 | 0.044932 | 278.02 | Per Unit | 299.98 | http://www.homedepot.com/b/Doors-Windows-Doors-Patio-Doors/72-x-80/N-5yc1vZarqnZ12l6Z1z0rbko?NCNI-5 | 146.448 | rate at $81.36/per labor hour (same as Storm Door labor rate), assume 1.8 hours work, reference: https://www.homewyse.com/costs/cost_of_sliding_windows.html | 578 | http://www.homedepot.com/p/MasterPiece-71-1-4-in-x-79-1-2-in-Composite-White-Right-Hand-Sliding-Patio-Door-with-Smooth-Interior-G6068R00201/202339614?N=5yc1vZarqnZbwo5oZ1z0tvbf | 146.448 | rate at $81.36/per labor hour (same as Storm Door labor rate), assume 1.8 hours work, reference: https://www.homewyse.com/costs/cost_of_sliding_windows.html
Nonequipment | Energy Star Windows | 100ft2 of Window meeting Energy Star Version 6.0 Requirements (R-Value: 0.27, SHGC: 0.21) | 100ft2 of Window meeting Energy Star Version 5.0 Requirements (R-Value: 0.3, SHGC: 0.3) | Residential | Existing | Single Family | FL Zone 2 | Per Home | 0.19 | 6617.19 | 6220.3073 | 396.8827 | 0.059978 | 20 | 0.04998 | 0.12762 | 360 | Per 100 SF | 0 | No equipment cost | 0 | No Labor Cost | 360 | Incremental cost equivalent to estimated window efficiency (U-factor = 0.27) https://www.energystar.gov/sites/default/files/ESWDS-ReviewOfCost_EffectivenessAnalysis.pdf | 0 | 0
Nonequipment | Energy Star Windows | 100ft2 of Window meeting Energy Star Version 6.0 Requirements (R-Value: 0.27, SHGC: 0.21) | 100ft2 of Window meeting Energy Star Version 5.0 Requirements (R-Value: 0.3, SHGC: 0.3) | Residential | Existing | Multi-Family | FL Zone 2 | Per Home | 0.19 | 4303 | 3906.1173 | 396.8827 | 0.092234 | 20 | 0.04998 | 0.12762 | 360 | Per 100 SF | 0 | No equipment cost | 0 | No Labor Cost | 360 | Incremental cost equivalent to estimated window efficiency (U-factor = 0.27) https://www.energystar.gov/sites/default/files/ESWDS-ReviewOfCost_EffectivenessAnalysis.pdf | 0 | 0
Nonequipment | Energy Star Windows | 100ft2 of Window meeting Energy Star Version 6.0 Requirements (R-Value: 0.27, SHGC: 0.21) | 100ft2 of Window meeting Energy Star Version 5.0 Requirements (R-Value: 0.3, SHGC: 0.3) | Residential | Existing | Manufactured Home | FL Zone 2 | Per Home | 0.19 | 6473 | 6076.1173 | 396.8827 | 0.061314 | 20 | 0.04998 | 0.12762 | 360 | Per 100 SF | 0 | No equipment cost | 0 | No Labor Cost | 360 | Incremental cost equivalent to estimated window efficiency (U-factor = 0.27) https://www.energystar.gov/sites/default/files/ESWDS-ReviewOfCost_EffectivenessAnalysis.pdf | 0 | 0
Nonequipment | Energy Star Windows | 100ft2 of Window meeting Energy Star Version 6.0 Requirements (R-Value: 0.27, SHGC: 0.21) | 100ft2 of Code-Compliant Window (R-Value and SHGC values per IECC) | Residential | New | Single Family | FL Zone 2 | Per Home | 0.19 | 6617.19 | 6481.4143 | 135.7757 | 0.020519 | 20 | 0 | 0.02749 | 360 | Per 100 SF | 0 | No equipment cost | 0 | No Labor Cost | 360 | Incremental cost equivalent to estimated window efficiency (U-factor = 0.27) https://www.energystar.gov/sites/default/files/ESWDS-ReviewOfCost_EffectivenessAnalysis.pdf | 0 | 0
Nonequipment | Energy Star Windows | 100ft2 of Window meeting Energy Star Version 6.0 Requirements (R-Value: 0.27, SHGC: 0.21) | 100ft2 of Code-Compliant Window (R-Value and SHGC values per IECC) | Residential | New | Multi-Family | FL Zone 2 | Per Home | 0.19 | 4303 | 4167.2243 | 135.7757 | 0.031554 | 20 | 0 | 0.02749 | 360 | Per 100 SF | 0 | No equipment cost | 0 | No Labor Cost | 360 | Incremental cost equivalent to estimated window efficiency (U-factor = 0.27) https://www.energystar.gov/sites/default/files/ESWDS-ReviewOfCost_EffectivenessAnalysis.pdf | 0 | 0
Nonequipment | Energy Star Windows | 100ft2 of Window meeting Energy Star Version 6.0 Requirements (R-Value: 0.27, SHGC: 0.21) | 100ft2 of Code-Compliant Window (R-Value and SHGC values per IECC) | Residential | New | Manufactured Home | FL Zone 2 | Per Home | 0.19 | 6473 | 6337.2243 | 135.7757 | 0.020976 | 20 | 0 | 0.02749 | 360 | Per 100 SF | 0 | No equipment cost | 0 | No Labor Cost | 360 | Incremental cost equivalent to estimated window efficiency (U-factor = 0.27) https://www.energystar.gov/sites/default/files/ESWDS-ReviewOfCost_EffectivenessAnalysis.pdf | 0 | 0
Nonequipment | Floor Insulation | Increased Floor Insulation (R-13) | Market Average Existing Floor Insulation | Residential | Existing | Single Family | FL Zone 2 | Per Home | 0.0224 | 13883 | 13810 | 73 | 0.0052582 | 20 | 0 | 0.04491 | 2201.3816 | Per Home | 0 | No equipment cost | 0 | No Labor Cost | 1151.3143 | rate at $0.73/sq.ft, assume 2208(area)/1.4(nfloors) =1577 sq.ft, reference: https://www.homewyse.com/costs/cost_of_floor_insulation.html | 1050.0673 | rate at $53.92/per labor hour and 0.012 hr/sq.ft, referenrce: https://www.homewyse.com/costs/cost_of_floor_insulation.html
Nonequipment | Floor Insulation | Increased Floor Insulation (R-13) | Market Average Existing Floor Insulation | Residential | Existing | Multi-Family | FL Zone 2 | Per Home | 0.015 | 8350 | 8320 | 30 | 0.0035928 | 20 | 0 | 0.018456 | 1828.5027 | Per Home | 0 | No equipment cost | 0 | No Labor Cost | 956.3 | rate at $0.73/sq.ft, assume 1310 sq.ft, reference: https://www.homewyse.com/costs/cost_of_floor_insulation.html | 872.2027 | rate at $53.92/per labor hour and 0.012 hr/sq.ft, referenrce: https://www.homewyse.com/costs/cost_of_floor_insulation.html
Nonequipment | Floor Insulation | Increased Floor Insulation (R-13) | Market Average Existing Floor Insulation | Residential | Existing | Manufactured Home | FL Zone 2 | Per Home | 0.08 | 10090 | 10031 | 59 | 0.0058474 | 20 | 0 | 0.036297 | 1929.0005 | Per Home | 0 | No equipment cost | 0 | No Labor Cost | 1008.86 | rate at $0.73/sq.ft, assume 1382 sq.ft, reference: https://www.homewyse.com/costs/cost_of_floor_insulation.html | 920.1405 | rate at $53.92/per labor hour and 0.012 hr/sq.ft, referenrce: https://www.homewyse.com/costs/cost_of_floor_insulation.html
Nonequipment | Floor Insulation | Increased Floor Insulation (R-13) | Code-Compliant Floor Insulation | Residential | New | Single Family | FL Zone 2 | Per Home | 0.0336 | 13883 | 13883 | 0 | 0 | 20 | 0 | 0 | 2201.3816 | Per Home | 0 | No equipment cost | 0 | No Labor Cost | 1151.3143 | rate at $0.73/sq.ft, assume 2208(area)/1.4(nfloors) =1577 sq.ft, reference: https://www.homewyse.com/costs/cost_of_floor_insulation.html | 1050.0673 | rate at $53.92/per labor hour and 0.012 hr/sq.ft, referenrce: https://www.homewyse.com/costs/cost_of_floor_insulation.html
Nonequipment | Floor Insulation | Increased Floor Insulation (R-13) | Code-Compliant Floor Insulation | Residential | New | Multi-Family | FL Zone 2 | Per Home | 0.015 | 8350 | 8350 | 0 | 0 | 20 | 0 | 0 | 1828.5027 | Per Home | 0 | No equipment cost | 0 | No Labor Cost | 956.3 | rate at $0.73/sq.ft, assume 1310 sq.ft, reference: https://www.homewyse.com/costs/cost_of_floor_insulation.html | 872.2027 | rate at $53.92/per labor hour and 0.012 hr/sq.ft, referenrce: https://www.homewyse.com/costs/cost_of_floor_insulation.html
Nonequipment | Floor Insulation | Increased Floor Insulation (R-13) | Code-Compliant Floor Insulation | Residential | New | Manufactured Home | FL Zone 2 | Per Home | 0.08 | 10090 | 10090 | 0 | 0 | 20 | 0 | 0 | 1929.0005 | Per Home | 0 | No equipment cost | 0 | No Labor Cost | 1008.86 | rate at $0.73/sq.ft, assume 1382 sq.ft, reference: https://www.homewyse.com/costs/cost_of_floor_insulation.html | 920.1405 | rate at $53.92/per labor hour and 0.012 hr/sq.ft, referenrce: https://www.homewyse.com/costs/cost_of_floor_insulation.html
Nonequipment | Green Roof | Vegetated Roof Surface on top of Standard Roof | Standard Black Roof | Residential | Existing | Single Family | FL Zone 2 | Per Home | 0.000675 | 6617.19 | 5647.5222 | 969.6678 | 0.14654 | 20 | 0.33897 | 0.37453 | 26072.6495 | Per Home | 1173.0384 | rate at $0.74/sq.ft, reference: https://www.lowes.com/pd/GAF-ROYAL-SOVEREIGN-33-33-sq-ft-Autumn-Brown-3-Tab-Roof-Shingles/50405230 | 3741.7407 | rate at $69.60/ per labor hour and 0.0349 hr/sq.ft, reference: https://www.homewyse.com/costs/cost_of_composition_shingle_roofing.html | 26811.4286 | Reducing Urban Heat Islands: Green Roofs (EPA 2014) (/sqft) | 4176 | rate at $69.60/ per labor hour (same rate as baseline), assume 60 hours work for SF
Nonequipment | Green Roof | Vegetated Roof Surface on top of Standard Roof | Standard Black Roof | Residential | Existing | Multi-Family | FL Zone 2 | Per Home | 0.00225 | 4303 | 3672.4483 | 630.5517 | 0.14654 | 20 | 0.16419 | 0.32466 | 21656.3583 | Per Home | 974.3444 | rate at $0.74/sq.ft, reference: https://www.lowes.com/pd/GAF-ROYAL-SOVEREIGN-33-33-sq-ft-Autumn-Brown-3-Tab-Roof-Shingles/50405230 | 3107.9495 | rate at $69.60/ per labor hour and $0.0349 hr/sq.ft, reference: https://www.homewyse.com/costs/cost_of_composition_shingle_roofing.html | 22270 | Reducing Urban Heat Islands: Green Roofs (EPA 2014) (/sqft) | 3468.6522 | rate at $69.60/ per labor hour (same rate as baseline), assume 60 hours work for SF
Nonequipment | Green Roof | Vegetated Roof Surface on top of Standard Roof | Standard Black Roof | Residential | Existing | Manufactured Home | FL Zone 2 | Per Home | 0.00225 | 6473 | 5524.4615 | 948.5385 | 0.14654 | 20 | 0.22553 | 0.51935 | 22846.6314 | Per Home | 1027.8962 | rate at $0.74/sq.ft, reference: https://www.lowes.com/pd/GAF-ROYAL-SOVEREIGN-33-33-sq-ft-Autumn-Brown-3-Tab-Roof-Shingles/50405230 | 3278.768 | rate at $69.60/ per labor hour and $0.0349 hr/sq.ft, reference: https://www.homewyse.com/costs/cost_of_composition_shingle_roofing.html | 23494 | Reducing Urban Heat Islands: Green Roofs (EPA 2014) (/sqft) | 3659.2957 | rate at $69.60/ per labor hour (same rate as baseline), assume 60 hours work for SF
Nonequipment | Green Roof | Vegetated Roof Surface on top of Standard Roof | Standard Black Roof | Residential | New | Single Family | FL Zone 2 | Per Home | 0.0972 | 6617.19 | 5647.5222 | 969.6678 | 0.14654 | 20 | 0.33897 | 0.37453 | 26072.6495 | Per Home | 1173.0384 | rate at $0.74/sq.ft, reference: https://www.lowes.com/pd/GAF-ROYAL-SOVEREIGN-33-33-sq-ft-Autumn-Brown-3-Tab-Roof-Shingles/50405230 | 3741.7407 | rate at $69.60/ per labor hour and 0.0349 hr/sq.ft, reference: https://www.homewyse.com/costs/cost_of_composition_shingle_roofing.html | 26811.4286 | Reducing Urban Heat Islands: Green Roofs (EPA 2014) (/sqft) | 4176 | rate at $69.60/ per labor hour (same rate as baseline), assume 60 hours work for SF
Nonequipment | Green Roof | Vegetated Roof Surface on top of Standard Roof | Standard Black Roof | Residential | New | Multi-Family | FL Zone 2 | Per Home | 0.027 | 4303 | 3672.4483 | 630.5517 | 0.14654 | 20 | 0.16419 | 0.32466 | 21656.3583 | Per Home | 974.3444 | rate at $0.74/sq.ft, reference: https://www.lowes.com/pd/GAF-ROYAL-SOVEREIGN-33-33-sq-ft-Autumn-Brown-3-Tab-Roof-Shingles/50405230 | 3107.9495 | rate at $69.60/ per labor hour and $0.0349 hr/sq.ft, reference: https://www.homewyse.com/costs/cost_of_composition_shingle_roofing.html | 22270 | Reducing Urban Heat Islands: Green Roofs (EPA 2014) (/sqft) | 3468.6522 | rate at $69.60/ per labor hour (same rate as baseline), assume 60 hours work for SF
Nonequipment | Green Roof | Vegetated Roof Surface on top of Standard Roof | Standard Black Roof | Residential | New | Manufactured Home | FL Zone 2 | Per Home | 0.027 | 6473 | 5524.4615 | 948.5385 | 0.14654 | 20 | 0.22553 | 0.51935 | 22846.6314 | Per Home | 1027.8962 | rate at $0.74/sq.ft, reference: https://www.lowes.com/pd/GAF-ROYAL-SOVEREIGN-33-33-sq-ft-Autumn-Brown-3-Tab-Roof-Shingles/50405230 | 3278.768 | rate at $69.60/ per labor hour and $0.0349 hr/sq.ft, reference: https://www.homewyse.com/costs/cost_of_composition_shingle_roofing.html | 23494 | Reducing Urban Heat Islands: Green Roofs (EPA 2014) (/sqft) | 3659.2957 | rate at $69.60/ per labor hour (same rate as baseline), assume 60 hours work for SF
Nonequipment | Heat Pump Tune Up | Maintenace for Standard Heating and Cooling System | Standard Heating and Cooling System, No Maintenace Performed | Residential | Existing | Single Family | FL Zone 2 | Per End Use Consumption | 0 | 6617.19 | 6286.3305 | 330.8595 | 0.05 | 2 | 0.11566 | 0.12779 | 175 | Per Visit | 0 | No equipment cost | 0 | No Labor Cost | 0 | No equipment cost | 175 | Illinois 2015 Statewide TRM, Section 5.3.10
Nonequipment | Heat Pump Tune Up | Maintenace for Standard Heating and Cooling System | Standard Heating and Cooling System, No Maintenace Performed | Residential | Existing | Multi-Family | FL Zone 2 | Per End Use Consumption | 0 | 4303 | 4087.85 | 215.15 | 0.05 | 2 | 0.056024 | 0.11078 | 175 | Per Visit | 0 | No equipment cost | 0 | No Labor Cost | 0 | No equipment cost | 175 | Illinois 2015 Statewide TRM, Section 5.3.10
Nonequipment | Heat Pump Tune Up | Maintenace for Standard Heating and Cooling System | Standard Heating and Cooling System, No Maintenace Performed | Residential | Existing | Manufactured Home | FL Zone 2 | Per End Use Consumption | 0 | 6473 | 6149.35 | 323.65 | 0.05 | 2 | 0.076952 | 0.17721 | 175 | Per Visit | 0 | No equipment cost | 0 | No Labor Cost | 0 | No equipment cost | 175 | Illinois 2015 Statewide TRM, Section 5.3.10
Nonequipment | Heat Pump Tune Up | Maintenace for Standard Heating and Cooling System | N/A - Retrofit Only | Residential | New | Single Family | FL Zone 2 | Per End Use Consumption | 0 | 0 | 0 | 0 | 0 | 2 | 0 | 0 | 175 | Per Visit | 0 | No equipment cost | 0 | No Labor Cost | 0 | No equipment cost | 175 | Illinois 2015 Statewide TRM, Section 5.3.10
Nonequipment | Heat Pump Tune Up | Maintenace for Standard Heating and Cooling System | N/A - Retrofit Only | Residential | New | Multi-Family | FL Zone 2 | Per End Use Consumption | 0 | 0 | 0 | 0 | 0 | 2 | 0 | 0 | 175 | Per Visit | 0 | No equipment cost | 0 | No Labor Cost | 0 | No equipment cost | 175 | Illinois 2015 Statewide TRM, Section 5.3.10
Nonequipment | Heat Pump Tune Up | Maintenace for Standard Heating and Cooling System | N/A - Retrofit Only | Residential | New | Manufactured Home | FL Zone 2 | Per End Use Consumption | 0 | 0 | 0 | 0 | 0 | 2 | 0 | 0 | 175 | Per Visit | 0 | No equipment cost | 0 | No Labor Cost | 0 | No equipment cost | 175 | Illinois 2015 Statewide TRM, Section 5.3.10
Nonequipment | Home Energy Management System | Typical HVAC by Building Type Controlled by Energy Management System | Typical HVAC by Building Type, Manually Controlled | Residential | Existing | Single Family | FL Zone 2 | Per End Use Consumption | 0.0095 | 6617.19 | 5919.8783 | 697.3117 | 0.10538 | 11 | 0.10672 | 0.057972 | 481.26 | Per Unit | 0 | No equipment cost | 0 | No Labor Cost | 376.26 | Average cost for Smart Hub (excluding lighting-only hubs) and hub-connected thermostat: https://neep.org/initiatives/integrated-advanced-efficiency-solutions/home-energy-management-systems#HEMS%20Product%20List | 105 | rate at $70/per labor hour, assume 1.5. hours work, reference: https://www.fixr.com/costs/thermostat-installation
Nonequipment | Home Energy Management System | Typical HVAC by Building Type Controlled by Energy Management System | Typical HVAC by Building Type, Manually Controlled | Residential | Existing | Multi-Family | FL Zone 2 | Per End Use Consumption | 0.029082 | 4303 | 3800.572 | 502.428 | 0.11676 | 11 | 0.076897 | 0.04177 | 481.26 | Per Unit | 0 | No equipment cost | 0 | No Labor Cost | 376.26 | Average cost for Smart Hub (excluding lighting-only hubs) and hub-connected thermostat: https://neep.org/initiatives/integrated-advanced-efficiency-solutions/home-energy-management-systems#HEMS%20Product%20List | 105 | rate at $70/per labor hour, assume 1.5. hours work, reference: https://www.fixr.com/costs/thermostat-installation
Nonequipment | Home Energy Management System | Typical HVAC by Building Type Controlled by Energy Management System | Typical HVAC by Building Type, Manually Controlled | Residential | Existing | Manufactured Home | FL Zone 2 | Per End Use Consumption | 0.065 | 6473 | 5698.4984 | 774.5016 | 0.11965 | 11 | 0.11854 | 0.064389 | 481.26 | Per Unit | 0 | No equipment cost | 0 | No Labor Cost | 376.26 | Average cost for Smart Hub (excluding lighting-only hubs) and hub-connected thermostat: https://neep.org/initiatives/integrated-advanced-efficiency-solutions/home-energy-management-systems#HEMS%20Product%20List | 105 | rate at $70/per labor hour, assume 1.5. hours work, reference: https://www.fixr.com/costs/thermostat-installation
Nonequipment | Home Energy Management System | Typical HVAC by Building Type Controlled by Energy Management System | Typical HVAC by Building Type, Manually Controlled | Residential | New | Single Family | FL Zone 2 | Per End Use Consumption | 0.0095 | 6617.19 | 5919.8783 | 697.3117 | 0.10538 | 11 | 0.10627 | 0.067088 | 481.26 | Per Unit | 0 | No equipment cost | 0 | No Labor Cost | 376.26 | Average cost for Smart Hub (excluding lighting-only hubs) and hub-connected thermostat: https://neep.org/initiatives/integrated-advanced-efficiency-solutions/home-energy-management-systems#HEMS%20Product%20List | 105 | rate at $70/per labor hour, assume 1.5. hours work, reference: https://www.fixr.com/costs/thermostat-installation
Nonequipment | Home Energy Management System | Typical HVAC by Building Type Controlled by Energy Management System | Typical HVAC by Building Type, Manually Controlled | Residential | New | Multi-Family | FL Zone 2 | Per End Use Consumption | 0.029082 | 4303 | 3800.572 | 502.428 | 0.11676 | 11 | 0.076568 | 0.048338 | 481.26 | Per Unit | 0 | No equipment cost | 0 | No Labor Cost | 376.26 | Average cost for Smart Hub (excluding lighting-only hubs) and hub-connected thermostat: https://neep.org/initiatives/integrated-advanced-efficiency-solutions/home-energy-management-systems#HEMS%20Product%20List | 105 | rate at $70/per labor hour, assume 1.5. hours work, reference: https://www.fixr.com/costs/thermostat-installation
Nonequipment | Home Energy Management System | Typical HVAC by Building Type Controlled by Energy Management System | Typical HVAC by Building Type, Manually Controlled | Residential | New | Manufactured Home | FL Zone 2 | Per End Use Consumption | 0.065 | 6473 | 5698.4984 | 774.5016 | 0.11965 | 11 | 0.11803 | 0.074515 | 481.26 | Per Unit | 0 | No equipment cost | 0 | No Labor Cost | 376.26 | Average cost for Smart Hub (excluding lighting-only hubs) and hub-connected thermostat: https://neep.org/initiatives/integrated-advanced-efficiency-solutions/home-energy-management-systems#HEMS%20Product%20List | 105 | rate at $70/per labor hour, assume 1.5. hours work, reference: https://www.fixr.com/costs/thermostat-installation
Nonequipment | HVAC ECM Motor | Variable Speed Electronically Commutated Motor for an Electric Furnace | Permanent Split Capacitor Motor for Electric Furnace | Residential | Existing | Single Family | FL Zone 2 | Per Unit | 0.09945 | 6617.19 | 6569.1722 | 48.0178 | 0.0072565 | 15 | 0.0082352 | 0.016593 | 287 | Per Unit | 0 | No equipment cost | 0 | No Labor Cost | 287 | Mid-Atlantic TRM, v7, 2017, retrofit cost | 0 | 0
Nonequipment | HVAC ECM Motor | Variable Speed Electronically Commutated Motor for an Electric Furnace | Permanent Split Capacitor Motor for Electric Furnace | Residential | Existing | Multi-Family | FL Zone 2 | Per Unit | 0.765 | 4303 | 4254.9822 | 48.0178 | 0.011159 | 15 | 0.0082352 | 0.016593 | 287 | Per Unit | 0 | No equipment cost | 0 | No Labor Cost | 287 | Mid-Atlantic TRM, v7, 2017, retrofit cost | 0 | 0
Nonequipment | HVAC ECM Motor | Variable Speed Electronically Commutated Motor for an Electric Furnace | Permanent Split Capacitor Motor for Electric Furnace | Residential | Existing | Manufactured Home | FL Zone 2 | Per Unit | 0.765 | 6473 | 6424.9822 | 48.0178 | 0.0074182 | 15 | 0.0082352 | 0.016593 | 287 | Per Unit | 0 | No equipment cost | 0 | No Labor Cost | 287 | Mid-Atlantic TRM, v7, 2017, retrofit cost | 0 | 0
Nonequipment | HVAC ECM Motor | Variable Speed Electronically Commutated Motor for an Electric Furnace | Permanent Split Capacitor Motor for Electric Furnace | Residential | New | Single Family | FL Zone 2 | Per Unit | 0.26325 | 6617.19 | 6569.1722 | 48.0178 | 0.0072565 | 15 | 0.0082352 | 0.016593 | 287 | Per Unit | 0 | No equipment cost | 0 | No Labor Cost | 287 | Mid-Atlantic TRM, v7, 2017, retrofit cost | 0 | 0
Nonequipment | HVAC ECM Motor | Variable Speed Electronically Commutated Motor for an Electric Furnace | Permanent Split Capacitor Motor for Electric Furnace | Residential | New | Multi-Family | FL Zone 2 | Per Unit | 0.405 | 4303 | 4254.9822 | 48.0178 | 0.011159 | 15 | 0.0082352 | 0.016593 | 287 | Per Unit | 0 | No equipment cost | 0 | No Labor Cost | 287 | Mid-Atlantic TRM, v7, 2017, retrofit cost | 0 | 0
Nonequipment | HVAC ECM Motor | Variable Speed Electronically Commutated Motor for an Electric Furnace | Permanent Split Capacitor Motor for Electric Furnace | Residential | New | Manufactured Home | FL Zone 2 | Per Unit | 0.405 | 6473 | 6424.9822 | 48.0178 | 0.0074182 | 15 | 0.0082352 | 0.016593 | 287 | Per Unit | 0 | No equipment cost | 0 | No Labor Cost | 287 | Mid-Atlantic TRM, v7, 2017, retrofit cost | 0 | 0
Nonequipment | Programmable Thermostat | Standard Heating and Cooling System with Programmable Thermostat | Standard Heating and Cooling System with Manual Thermostat | Residential | Existing | Single Family | FL Zone 2 | Per End Use Consumption | 0.02 | 6617.19 | 6503.3743 | 113.8157 | 0.0172 | 11 | 0 | 0 | 174.99 | Per Unit | 0 | No equipment cost | 0 | No Labor Cost | 69.99 | https://www.honeywellstore.com/store/products/honeywell-programmable-thermostat-rth6360d.htm | 105 | rate at $70/per labor hour, assume 1.5. hours work, reference: https://www.fixr.com/costs/thermostat-installation
Nonequipment | Programmable Thermostat | Standard Heating and Cooling System with Programmable Thermostat | Standard Heating and Cooling System with Manual Thermostat | Residential | Existing | Multi-Family | FL Zone 2 | Per End Use Consumption | 0.02 | 4303 | 4228.9884 | 74.0116 | 0.0172 | 11 | 0 | 0 | 174.99 | Per Unit | 0 | No equipment cost | 0 | No Labor Cost | 69.99 | https://www.honeywellstore.com/store/products/honeywell-programmable-thermostat-rth6360d.htm | 105 | rate at $70/per labor hour, assume 1.5. hours work, reference: https://www.fixr.com/costs/thermostat-installation
Nonequipment | Programmable Thermostat | Standard Heating and Cooling System with Programmable Thermostat | Standard Heating and Cooling System with Manual Thermostat | Residential | Existing | Manufactured Home | FL Zone 2 | Per End Use Consumption | 0.02 | 6473 | 6361.6644 | 111.3356 | 0.0172 | 11 | 0 | 0 | 174.99 | Per Unit | 0 | No equipment cost | 0 | No Labor Cost | 69.99 | https://www.honeywellstore.com/store/products/honeywell-programmable-thermostat-rth6360d.htm | 105 | rate at $70/per labor hour, assume 1.5. hours work, reference: https://www.fixr.com/costs/thermostat-installation
Nonequipment | Programmable Thermostat | Standard Heating and Cooling System with Programmable Thermostat | Standard Heating and Cooling System with Manual Thermostat | Residential | New | Single Family | FL Zone 2 | Per End Use Consumption | 0.02 | 6617.19 | 6503.3743 | 113.8157 | 0.0172 | 11 | 0 | 0 | 33 | Per Unit | 36.99 | https://www.honeywellstore.com/store/products/honeywell-electric-baseboard-heating-digital-non-programmable-thermostat.htm?gclid=EAIaIQobChMIyOb-jaHi2wIVA9RkCh0q8wEmEAYYBCABEgIBU_D_BwE | 105 | rate at $70/per labor hour, assume 1.5. hours work, reference: https://www.fixr.com/costs/thermostat-installation | 69.99 | https://www.honeywellstore.com/store/products/honeywell-programmable-thermostat-rth6360d.htm | 105 | rate at $70/per labor hour, assume 1.5. hours work, reference: https://www.fixr.com/costs/thermostat-installation
Nonequipment | Programmable Thermostat | Standard Heating and Cooling System with Programmable Thermostat | Standard Heating and Cooling System with Manual Thermostat | Residential | New | Multi-Family | FL Zone 2 | Per End Use Consumption | 0.02 | 4303 | 4228.9884 | 74.0116 | 0.0172 | 11 | 0 | 0 | 33 | Per Unit | 36.99 | https://www.honeywellstore.com/store/products/honeywell-electric-baseboard-heating-digital-non-programmable-thermostat.htm?gclid=EAIaIQobChMIyOb-jaHi2wIVA9RkCh0q8wEmEAYYBCABEgIBU_D_BwE | 105 | rate at $70/per labor hour, assume 1.5. hours work, reference: https://www.fixr.com/costs/thermostat-installation | 69.99 | https://www.honeywellstore.com/store/products/honeywell-programmable-thermostat-rth6360d.htm | 105 | rate at $70/per labor hour, assume 1.5. hours work, reference: https://www.fixr.com/costs/thermostat-installation
Nonequipment | Programmable Thermostat | Standard Heating and Cooling System with Programmable Thermostat | Standard Heating and Cooling System with Manual Thermostat | Residential | New | Manufactured Home | FL Zone 2 | Per End Use Consumption | 0.02 | 6473 | 6361.6644 | 111.3356 | 0.0172 | 11 | 0 | 0 | 33 | Per Unit | 36.99 | https://www.honeywellstore.com/store/products/honeywell-electric-baseboard-heating-digital-non-programmable-thermostat.htm?gclid=EAIaIQobChMIyOb-jaHi2wIVA9RkCh0q8wEmEAYYBCABEgIBU_D_BwE | 105 | rate at $70/per labor hour, assume 1.5. hours work, reference: https://www.fixr.com/costs/thermostat-installation | 69.99 | https://www.honeywellstore.com/store/products/honeywell-programmable-thermostat-rth6360d.htm | 105 | rate at $70/per labor hour, assume 1.5. hours work, reference: https://www.fixr.com/costs/thermostat-installation
Nonequipment | Radiant Barrier | Radiant Barrier | Market Average Existing Ceiling Insulation | Residential | Existing | Single Family | FL Zone 2 | Per Square Footage | 0.018525 | 6617.19 | 5955.471 | 661.719 | 0.1 | 20 | 0.22755 | 0.31839 | 1413.5714 | Per Home | 0 | No equipment cost | 0 | No Labor Cost | 788.5714 | assume 2208(area)/1.4(nfloors) =1577 sq.ft, reference: https://www.homeadvisor.com/cost/insulation/#reflect | 625 | https://www.homeadvisor.com/cost/insulation/#reflect
Nonequipment | Radiant Barrier | Radiant Barrier | Market Average Existing Ceiling Insulation | Residential | Existing | Multi-Family | FL Zone 2 | Per Square Footage | 0.0095 | 4303 | 3872.7 | 430.3 | 0.1 | 20 | 0.14797 | 0.20704 | 1155 | Per Home | 0 | No equipment cost | 0 | No Labor Cost | 655 | assume 1310 sq.ft, reference: https://www.homeadvisor.com/cost/insulation/#reflect | 500 | https://www.homeadvisor.com/cost/insulation/#reflect (assumed low end of range)
Nonequipment | Radiant Barrier | Radiant Barrier | Market Average Existing Ceiling Insulation | Residential | Existing | Manufactured Home | FL Zone 2 | Per Square Footage | 0.0095 | 6473 | 5825.7 | 647.3 | 0.1 | 20 | 0.22259 | 0.31145 | 1191 | Per Home | 0 | No equipment cost | 0 | No Labor Cost | 691 | assume 1382 sq.ft, reference: https://www.homeadvisor.com/cost/insulation/#reflect | 500 | https://www.homeadvisor.com/cost/insulation/#reflect (assumed low end of range)
Nonequipment | Radiant Barrier | Radiant Barrier | Code-Compliant Ceiling Insulation | Residential | New | Single Family | FL Zone 2 | Per Square Footage | 0.060562 | 6617.19 | 5955.471 | 661.719 | 0.1 | 20 | 0.22755 | 0.31839 | 1413.5714 | Per Home | 0 | No equipment cost | 0 | No Labor Cost | 788.5714 | assume 2208(area)/1.4(nfloors) =1577 sq.ft, reference: https://www.homeadvisor.com/cost/insulation/#reflect | 625 | https://www.homeadvisor.com/cost/insulation/#reflect
Nonequipment | Radiant Barrier | Radiant Barrier | Code-Compliant Ceiling Insulation | Residential | New | Multi-Family | FL Zone 2 | Per Square Footage | 0.0095 | 4303 | 3872.7 | 430.3 | 0.1 | 20 | 0.14797 | 0.20704 | 1155 | Per Home | 0 | No equipment cost | 0 | No Labor Cost | 655 | assume 1310 sq.ft, reference: https://www.homeadvisor.com/cost/insulation/#reflect | 500 | https://www.homeadvisor.com/cost/insulation/#reflect (assumed low end of range)
Nonequipment | Radiant Barrier | Radiant Barrier | Code-Compliant Ceiling Insulation | Residential | New | Manufactured Home | FL Zone 2 | Per Square Footage | 0.0095 | 6473 | 5825.7 | 647.3 | 0.1 | 20 | 0.22259 | 0.31145 | 1191 | Per Home | 0 | No equipment cost | 0 | No Labor Cost | 691 | assume 1382 sq.ft, reference: https://www.homeadvisor.com/cost/insulation/#reflect | 500 | https://www.homeadvisor.com/cost/insulation/#reflect (assumed low end of range)
Nonequipment | Sealed crawlspace | Increased Basement or Crawlspace Wall Insulation (R-15) | Market Average Existing Exterior Below-Grade Wall Insulation | Residential | Existing | Single Family | FL Zone 2 | Per Home | 0.0588 | 13883 | 13720.94 | 162.06 | 0.011673 | 11 | 0.016469 | 0.10118 | 5500 | Per Home | 0 | No equipment cost | 0 | No Labor Cost | 5500 | https://www.homeadvisor.com/cost/foundations/install-crawl-space-encapsulation/ | 0 | included in total incremental equipment cost, per reference
Nonequipment | Sealed crawlspace | Increased Basement or Crawlspace Wall Insulation (R-15) | Market Average Existing Exterior Below-Grade Wall Insulation | Residential | Existing | Multi-Family | FL Zone 2 | Per Home | 0.0588 | 8350 | 8283.4 | 66.6 | 0.007976 | 11 | 0.0067683 | 0.041583 | 4568.3877 | Per Home | 0 | No equipment cost | 0 | No Labor Cost | 4568.3877 | https://www.homeadvisor.com/cost/foundations/install-crawl-space-encapsulation/ | 0 | included in total incremental equipment cost, per reference
Nonequipment | Sealed crawlspace | Increased Basement or Crawlspace Wall Insulation (R-15) | Market Average Existing Exterior Below-Grade Wall Insulation | Residential | Existing | Manufactured Home | FL Zone 2 | Per Home | 0.0588 | 10090 | 9959.02 | 130.98 | 0.012981 | 11 | 0.013311 | 0.081779 | 4819.4746 | Per Home | 0 | No equipment cost | 0 | No Labor Cost | 4819.4746 | https://www.homeadvisor.com/cost/foundations/install-crawl-space-encapsulation/ | 0 | included in total incremental equipment cost, per reference
Nonequipment | Sealed crawlspace | Increased Basement or Crawlspace Wall Insulation (R-15) | Code-Compliant Exterior Below-Grade Wall Insulation | Residential | New | Single Family | FL Zone 2 | Per Home | 0.0588 | 13883 | 13883 | 0 | 0 | 11 | 0 | 0 | 5500 | Per Home | 0 | No equipment cost | 0 | No Labor Cost | 5500 | https://www.homeadvisor.com/cost/foundations/install-crawl-space-encapsulation/ | 0 | included in total incremental equipment cost, per reference
Nonequipment | Sealed crawlspace | Increased Basement or Crawlspace Wall Insulation (R-15) | Code-Compliant Exterior Below-Grade Wall Insulation | Residential | New | Multi-Family | FL Zone 2 | Per Home | 0.0588 | 8350 | 8350 | 0 | 0 | 11 | 0 | 0 | 4568.3877 | Per Home | 0 | No equipment cost | 0 | No Labor Cost | 4568.3877 | https://www.homeadvisor.com/cost/foundations/install-crawl-space-encapsulation/ | 0 | included in total incremental equipment cost, per reference
Nonequipment | Sealed crawlspace | Increased Basement or Crawlspace Wall Insulation (R-15) | Code-Compliant Exterior Below-Grade Wall Insulation | Residential | New | Manufactured Home | FL Zone 2 | Per Home | 0.0588 | 10090 | 10090 | 0 | 0 | 11 | 0 | 0 | 4819.4746 | Per Home | 0 | No equipment cost | 0 | No Labor Cost | 4819.4746 | https://www.homeadvisor.com/cost/foundations/install-crawl-space-encapsulation/ | 0 | included in total incremental equipment cost, per reference
Nonequipment | Smart Thermostat | Standard Heating and Cooling System with Smart Thermostat | Standard Heating and Cooling System with Manual Thermostat | Residential | Existing | Single Family | FL Zone 2 | Per End Use Consumption | 0.225 | 6617.19 | 6352.5024 | 264.6876 | 0.04 | 11 | 0 | 0 | 274 | Per Unit | 0 | No equipment cost | 0 | No Labor Cost | 169 | https://www.homedepot.com/p/ecobee-3-lite-7-Day-Programmable-Smart-Thermostat-with-Touchscreen-EB-STATE3LT-02/301500584 | 105 | rate at $70/per labor hour, assume 1.5. hours work, reference: https://www.fixr.com/costs/thermostat-installation
Nonequipment | Smart Thermostat | Standard Heating and Cooling System with Smart Thermostat | Standard Heating and Cooling System with Manual Thermostat | Residential | Existing | Multi-Family | FL Zone 2 | Per End Use Consumption | 0.9 | 4303 | 4130.88 | 172.12 | 0.04 | 11 | 0 | 0 | 274 | Per Unit | 0 | No equipment cost | 0 | No Labor Cost | 169 | https://www.homedepot.com/p/ecobee-3-lite-7-Day-Programmable-Smart-Thermostat-with-Touchscreen-EB-STATE3LT-02/301500584 | 105 | rate at $70/per labor hour, assume 1.5. hours work, reference: https://www.fixr.com/costs/thermostat-installation
Nonequipment | Smart Thermostat | Standard Heating and Cooling System with Smart Thermostat | Standard Heating and Cooling System with Manual Thermostat | Residential | Existing | Manufactured Home | FL Zone 2 | Per End Use Consumption | 0.9 | 6473 | 6214.08 | 258.92 | 0.04 | 11 | 0 | 0 | 274 | Per Unit | 0 | No equipment cost | 0 | No Labor Cost | 169 | https://www.homedepot.com/p/ecobee-3-lite-7-Day-Programmable-Smart-Thermostat-with-Touchscreen-EB-STATE3LT-02/301500584 | 105 | rate at $70/per labor hour, assume 1.5. hours work, reference: https://www.fixr.com/costs/thermostat-installation
Nonequipment | Smart Thermostat | Standard Heating and Cooling System with Smart Thermostat | Standard Heating and Cooling System with Manual Thermostat | Residential | New | Single Family | FL Zone 2 | Per End Use Consumption | 0.225 | 6617.19 | 6352.5024 | 264.6876 | 0.04 | 11 | 0 | 0 | 132.01 | Per Unit | 36.99 | https://www.honeywellstore.com/store/products/honeywell-electric-baseboard-heating-digital-non-programmable-thermostat.htm?gclid=EAIaIQobChMIyOb-jaHi2wIVA9RkCh0q8wEmEAYYBCABEgIBU_D_BwE | 105 | rate at $70/per labor hour, assume 1.5. hours work, reference: https://www.fixr.com/costs/thermostat-installation | 169 | https://www.homedepot.com/p/ecobee-3-lite-7-Day-Programmable-Smart-Thermostat-with-Touchscreen-EB-STATE3LT-02/301500584 | 105 | rate at $70/per labor hour, assume 1.5. hours work, reference: https://www.fixr.com/costs/thermostat-installation
Nonequipment | Smart Thermostat | Standard Heating and Cooling System with Smart Thermostat | Standard Heating and Cooling System with Manual Thermostat | Residential | New | Multi-Family | FL Zone 2 | Per End Use Consumption | 0.9 | 4303 | 4130.88 | 172.12 | 0.04 | 11 | 0 | 0 | 132.01 | Per Unit | 36.99 | https://www.honeywellstore.com/store/products/honeywell-electric-baseboard-heating-digital-non-programmable-thermostat.htm?gclid=EAIaIQobChMIyOb-jaHi2wIVA9RkCh0q8wEmEAYYBCABEgIBU_D_BwE | 105 | rate at $70/per labor hour, assume 1.5. hours work, reference: https://www.fixr.com/costs/thermostat-installation | 169 | https://www.homedepot.com/p/ecobee-3-lite-7-Day-Programmable-Smart-Thermostat-with-Touchscreen-EB-STATE3LT-02/301500584 | 105 | rate at $70/per labor hour, assume 1.5. hours work, reference: https://www.fixr.com/costs/thermostat-installation
Nonequipment | Smart Thermostat | Standard Heating and Cooling System with Smart Thermostat | Standard Heating and Cooling System with Manual Thermostat | Residential | New | Manufactured Home | FL Zone 2 | Per End Use Consumption | 0.9 | 6473 | 6214.08 | 258.92 | 0.04 | 11 | 0 | 0 | 132.01 | Per Unit | 36.99 | https://www.honeywellstore.com/store/products/honeywell-electric-baseboard-heating-digital-non-programmable-thermostat.htm?gclid=EAIaIQobChMIyOb-jaHi2wIVA9RkCh0q8wEmEAYYBCABEgIBU_D_BwE | 105 | rate at $70/per labor hour, assume 1.5. hours work, reference: https://www.fixr.com/costs/thermostat-installation | 169 | https://www.homedepot.com/p/ecobee-3-lite-7-Day-Programmable-Smart-Thermostat-with-Touchscreen-EB-STATE3LT-02/301500584 | 105 | rate at $70/per labor hour, assume 1.5. hours work, reference: https://www.fixr.com/costs/thermostat-installation
Nonequipment | Spray Foam Insulation(Base R12) | Increased Ceiling Insulation (R-38) | Market Average Existing Ceiling Insulation | Residential | Existing | Single Family | FL Zone 2 | Per Home | 0.14211 | 7965 | 6715 | 1250 | 0.15694 | 20 | 0.31324 | 0.57605 | 5204.5714 | Per Home | 0 | No equipment cost | 0 | No Labor Cost | 5204.5714 | Cost for 10.5 inches open cell, installed along roofline: https://www.finehomebuilding.com/2012/01/24/buyers-guide-to-insulation-spray-foam | 0 | reference source did not distinguish material and labor costs
Nonequipment | Spray Foam Insulation(Base R12) | Increased Ceiling Insulation (R-38) | Market Average Existing Ceiling Insulation | Residential | Existing | Multi-Family | FL Zone 2 | Per Home | 0.071053 | 3458 | 2624 | 834 | 0.24118 | 20 | 0.209 | 0.38434 | 4323 | Per Home | 0 | No equipment cost | 0 | No Labor Cost | 4323 | Cost for 10.5 inches open cell, installed along roofline: https://www.finehomebuilding.com/2012/01/24/buyers-guide-to-insulation-spray-foam | 0 | reference source did not distinguish material and labor costs
Nonequipment | Spray Foam Insulation(Base R12) | Increased Ceiling Insulation (R-38) | Market Average Existing Ceiling Insulation | Residential | Existing | Manufactured Home | FL Zone 2 | Per Home | 0.14211 | 4718.05 | 3682.5 | 1035.55 | 0.21949 | 20 | 0.2595 | 0.47723 | 4560.6 | Per Home | 0 | No equipment cost | 0 | No Labor Cost | 4560.6 | Cost for 10.5 inches open cell, installed along roofline: https://www.finehomebuilding.com/2012/01/24/buyers-guide-to-insulation-spray-foam | 0 | reference source did not distinguish material and labor costs
Nonequipment | Spray Foam Insulation(Base R12) | Increased Ceiling Insulation (R-38) | Code-Compliant Ceiling Insulation | Residential | New | Single Family | FL Zone 2 | Per Home | 0 | 7965 | 6715 | 1250 | 0.15694 | 20 | 0.31324 | 0.57605 | 5204.5714 | Per Home | 0 | No equipment cost | 0 | No Labor Cost | 5204.5714 | Cost for 10.5 inches open cell, installed along roofline: https://www.finehomebuilding.com/2012/01/24/buyers-guide-to-insulation-spray-foam | 0 | reference source did not distinguish material and labor costs
Nonequipment | Spray Foam Insulation(Base R12) | Increased Ceiling Insulation (R-38) | Code-Compliant Ceiling Insulation | Residential | New | Multi-Family | FL Zone 2 | Per Home | 0 | 3458 | 2624 | 834 | 0.24118 | 20 | 0.209 | 0.38434 | 4323 | Per Home | 0 | No equipment cost | 0 | No Labor Cost | 4323 | Cost for 10.5 inches open cell, installed along roofline: https://www.finehomebuilding.com/2012/01/24/buyers-guide-to-insulation-spray-foam | 0 | reference source did not distinguish material and labor costs
Nonequipment | Spray Foam Insulation(Base R12) | Increased Ceiling Insulation (R-38) | Code-Compliant Ceiling Insulation | Residential | New | Manufactured Home | FL Zone 2 | Per Home | 0 | 4718.05 | 3682.5 | 1035.55 | 0.21949 | 20 | 0.2595 | 0.47723 | 4560.6 | Per Home | 0 | No equipment cost | 0 | No Labor Cost | 4560.6 | Cost for 10.5 inches open cell, installed along roofline: https://www.finehomebuilding.com/2012/01/24/buyers-guide-to-insulation-spray-foam | 0 | reference source did not distinguish material and labor costs
Nonequipment | Spray Foam Insulation(Base R19) | Increased Ceiling Insulation (R-38) | Market Average Existing Ceiling Insulation | Residential | Existing | Single Family | FL Zone 2 | Per Home | 0.057245 | 7600 | 6720 | 880 | 0.11579 | 20 | 0.3025 | 0.4306 | 5204.5714 | Per Home | 0 | No equipment cost | 0 | No Labor Cost | 5204.5714 | Cost for 10.5 inches open cell, installed along roofline: https://www.finehomebuilding.com/2012/01/24/buyers-guide-to-insulation-spray-foam | 0 | reference source did not distinguish material and labor costs
Nonequipment | Spray Foam Insulation(Base R19) | Increased Ceiling Insulation (R-38) | Market Average Existing Ceiling Insulation | Residential | Existing | Multi-Family | FL Zone 2 | Per Home | 0.028623 | 3235 | 2632 | 603 | 0.1864 | 20 | 0.20728 | 0.29506 | 4323 | Per Home | 0 | No equipment cost | 0 | No Labor Cost | 4323 | Cost for 10.5 inches open cell, installed along roofline: https://www.finehomebuilding.com/2012/01/24/buyers-guide-to-insulation-spray-foam | 0 | reference source did not distinguish material and labor costs
Nonequipment | Spray Foam Insulation(Base R19) | Increased Ceiling Insulation (R-38) | Market Average Existing Ceiling Insulation | Residential | Existing | Manufactured Home | FL Zone 2 | Per Home | 0.057245 | 4478.91 | 3682.5 | 796.41 | 0.17781 | 20 | 0.27376 | 0.3897 | 4560.6 | Per Home | 0 | No equipment cost | 0 | No Labor Cost | 4560.6 | Cost for 10.5 inches open cell, installed along roofline: https://www.finehomebuilding.com/2012/01/24/buyers-guide-to-insulation-spray-foam | 0 | reference source did not distinguish material and labor costs
Nonequipment | Spray Foam Insulation(Base R19) | Increased Ceiling Insulation (R-38) | Code-Compliant Ceiling Insulation | Residential | New | Single Family | FL Zone 2 | Per Home | 0 | 7600 | 6720 | 880 | 0.11579 | 20 | 0.3025 | 0.4306 | 5204.5714 | Per Home | 0 | No equipment cost | 0 | No Labor Cost | 5204.5714 | Cost for 10.5 inches open cell, installed along roofline: https://www.finehomebuilding.com/2012/01/24/buyers-guide-to-insulation-spray-foam | 0 | reference source did not distinguish material and labor costs
Nonequipment | Spray Foam Insulation(Base R19) | Increased Ceiling Insulation (R-38) | Code-Compliant Ceiling Insulation | Residential | New | Multi-Family | FL Zone 2 | Per Home | 0 | 3235 | 2632 | 603 | 0.1864 | 20 | 0.20728 | 0.29506 | 4323 | Per Home | 0 | No equipment cost | 0 | No Labor Cost | 4323 | Cost for 10.5 inches open cell, installed along roofline: https://www.finehomebuilding.com/2012/01/24/buyers-guide-to-insulation-spray-foam | 0 | reference source did not distinguish material and labor costs
Nonequipment | Spray Foam Insulation(Base R19) | Increased Ceiling Insulation (R-38) | Code-Compliant Ceiling Insulation | Residential | New | Manufactured Home | FL Zone 2 | Per Home | 0 | 4478.91 | 3682.5 | 796.41 | 0.17781 | 20 | 0.27376 | 0.3897 | 4560.6 | Per Home | 0 | No equipment cost | 0 | No Labor Cost | 4560.6 | Cost for 10.5 inches open cell, installed along roofline: https://www.finehomebuilding.com/2012/01/24/buyers-guide-to-insulation-spray-foam | 0 | reference source did not distinguish material and labor costs
Nonequipment | Spray Foam Insulation(Base R2) | Increased Ceiling Insulation (R-38) | Market Average Existing Ceiling Insulation | Residential | Existing | Single Family | FL Zone 2 | Per Home | 0.14626 | 10211 | 6726 | 3485 | 0.3413 | 20 | 1.1778 | 1.6459 | 5204.5714 | Per Home | 0 | No equipment cost | 0 | No Labor Cost | 5204.5714 | Cost for 10.5 inches open cell, installed along roofline: https://www.finehomebuilding.com/2012/01/24/buyers-guide-to-insulation-spray-foam | 0 | reference source did not distinguish material and labor costs
Nonequipment | Spray Foam Insulation(Base R2) | Increased Ceiling Insulation (R-38) | Market Average Existing Ceiling Insulation | Residential | Existing | Multi-Family | FL Zone 2 | Per Home | 0.07313 | 4781 | 2625 | 2156 | 0.45095 | 20 | 0.72865 | 1.0182 | 4323 | Per Home | 0 | No equipment cost | 0 | No Labor Cost | 4323 | Cost for 10.5 inches open cell, installed along roofline: https://www.finehomebuilding.com/2012/01/24/buyers-guide-to-insulation-spray-foam | 0 | reference source did not distinguish material and labor costs
Nonequipment | Spray Foam Insulation(Base R2) | Increased Ceiling Insulation (R-38) | Market Average Existing Ceiling Insulation | Residential | Existing | Manufactured Home | FL Zone 2 | Per Home | 0.14626 | 6136.97 | 3692.86 | 2444.11 | 0.39826 | 20 | 0.82602 | 1.1543 | 4560.6 | Per Home | 0 | No equipment cost | 0 | No Labor Cost | 4560.6 | Cost for 10.5 inches open cell, installed along roofline: https://www.finehomebuilding.com/2012/01/24/buyers-guide-to-insulation-spray-foam | 0 | reference source did not distinguish material and labor costs
Nonequipment | Spray Foam Insulation(Base R2) | Increased Ceiling Insulation (R-38) | Code-Compliant Ceiling Insulation | Residential | New | Single Family | FL Zone 2 | Per Home | 0 | 10211 | 6726 | 3485 | 0.3413 | 20 | 1.1778 | 1.6459 | 5204.5714 | Per Home | 0 | No equipment cost | 0 | No Labor Cost | 5204.5714 | Cost for 10.5 inches open cell, installed along roofline: https://www.finehomebuilding.com/2012/01/24/buyers-guide-to-insulation-spray-foam | 0 | reference source did not distinguish material and labor costs
Nonequipment | Spray Foam Insulation(Base R2) | Increased Ceiling Insulation (R-38) | Code-Compliant Ceiling Insulation | Residential | New | Multi-Family | FL Zone 2 | Per Home | 0 | 4781 | 2625 | 2156 | 0.45095 | 20 | 0.72865 | 1.0182 | 4323 | Per Home | 0 | No equipment cost | 0 | No Labor Cost | 4323 | Cost for 10.5 inches open cell, installed along roofline: https://www.finehomebuilding.com/2012/01/24/buyers-guide-to-insulation-spray-foam | 0 | reference source did not distinguish material and labor costs
Nonequipment | Spray Foam Insulation(Base R2) | Increased Ceiling Insulation (R-38) | Code-Compliant Ceiling Insulation | Residential | New | Manufactured Home | FL Zone 2 | Per Home | 0 | 6136.97 | 3692.86 | 2444.11 | 0.39826 | 20 | 0.82602 | 1.1543 | 4560.6 | Per Home | 0 | No equipment cost | 0 | No Labor Cost | 4560.6 | Cost for 10.5 inches open cell, installed along roofline: https://www.finehomebuilding.com/2012/01/24/buyers-guide-to-insulation-spray-foam | 0 | reference source did not distinguish material and labor costs
Nonequipment | Spray Foam Insulation(Base R30) | Increased Ceiling Insulation (R-38) | Market Average Existing Ceiling Insulation | Residential | Existing | Single Family | FL Zone 2 | Per Home | 0.35135 | 7344 | 6726 | 618 | 0.08415 | 20 | 0.21168 | 0.30941 | 5204.5714 | Per Home | 0 | No equipment cost | 0 | No Labor Cost | 5204.5714 | Cost for 10.5 inches open cell, installed along roofline: https://www.finehomebuilding.com/2012/01/24/buyers-guide-to-insulation-spray-foam | 0 | reference source did not distinguish material and labor costs
Nonequipment | Spray Foam Insulation(Base R30) | Increased Ceiling Insulation (R-38) | Market Average Existing Ceiling Insulation | Residential | Existing | Multi-Family | FL Zone 2 | Per Home | 0.17567 | 3060 | 2631 | 429 | 0.1402 | 20 | 0.14694 | 0.21479 | 4323 | Per Home | 0 | No equipment cost | 0 | No Labor Cost | 4323 | Cost for 10.5 inches open cell, installed along roofline: https://www.finehomebuilding.com/2012/01/24/buyers-guide-to-insulation-spray-foam | 0 | reference source did not distinguish material and labor costs
Nonequipment | Spray Foam Insulation(Base R30) | Increased Ceiling Insulation (R-38) | Market Average Existing Ceiling Insulation | Residential | Existing | Manufactured Home | FL Zone 2 | Per Home | 0.35135 | 4320.44 | 3685.02 | 635.42 | 0.14707 | 20 | 0.21764 | 0.31813 | 4560.6 | Per Home | 0 | No equipment cost | 0 | No Labor Cost | 4560.6 | Cost for 10.5 inches open cell, installed along roofline: https://www.finehomebuilding.com/2012/01/24/buyers-guide-to-insulation-spray-foam | 0 | reference source did not distinguish material and labor costs
Nonequipment | Spray Foam Insulation(Base R30) | Increased Ceiling Insulation (R-38) | Code-Compliant Ceiling Insulation | Residential | New | Single Family | FL Zone 2 | Per Home | 0.72 | 7344 | 6726 | 618 | 0.08415 | 20 | 0.21168 | 0.30941 | 4293.7327 | Per Home | 516.2376 | https://www.homedepot.com/p/GreenFiber-All-Borate-Cellulose-Blown-In-Insulation-30-lbs-36-Bags-INS765LD/300584221 | 394.6011 | rate at $50.04/per labor hour and 0.01 hr/sq.ft, reference: https://www.homewyse.com/costs/cost_of_ceiling_insulation.html | 5204.5714 | Cost for 10.5 inches open cell, installed along roofline: https://www.finehomebuilding.com/2012/01/24/buyers-guide-to-insulation-spray-foam | 0 | reference source did not distinguish material and labor costs
Nonequipment | Spray Foam Insulation(Base R30) | Increased Ceiling Insulation (R-38) | Code-Compliant Ceiling Insulation | Residential | New | Multi-Family | FL Zone 2 | Per Home | 0.36 | 3060 | 2631 | 429 | 0.1402 | 20 | 0.14694 | 0.21479 | 3566.4428 | Per Home | 428.7952 | https://www.homedepot.com/p/GreenFiber-All-Borate-Cellulose-Blown-In-Insulation-30-lbs-36-Bags-INS765LD/300584221 | 327.762 | rate at $50.04/per labor hour and 0.01 hr/sq.ft, reference: https://www.homewyse.com/costs/cost_of_ceiling_insulation.html | 4323 | Cost for 10.5 inches open cell, installed along roofline: https://www.finehomebuilding.com/2012/01/24/buyers-guide-to-insulation-spray-foam | 0 | reference source did not distinguish material and labor costs
Nonequipment | Spray Foam Insulation(Base R30) | Increased Ceiling Insulation (R-38) | Code-Compliant Ceiling Insulation | Residential | New | Manufactured Home | FL Zone 2 | Per Home | 0.72 | 4320.44 | 3685.02 | 635.42 | 0.14707 | 20 | 0.21764 | 0.31813 | 3762.4611 | Per Home | 452.3625 | https://www.homedepot.com/p/GreenFiber-All-Borate-Cellulose-Blown-In-Insulation-30-lbs-36-Bags-INS765LD/300584221 | 345.7764 | rate at $50.04/per labor hour and 0.01 hr/sq.ft, reference: https://www.homewyse.com/costs/cost_of_ceiling_insulation.html | 4560.6 | Cost for 10.5 inches open cell, installed along roofline: https://www.finehomebuilding.com/2012/01/24/buyers-guide-to-insulation-spray-foam | 0 | reference source did not distinguish material and labor costs
Nonequipment | Storm Door | 21ft2 of Opaque Door meeting Energy Star Version 6.0 Requirements (U-Value: 0.17) | 21ft2 of Opaque Door meeting Energy Star Version 5.0 Requirements (U-Value: 1.1) | Residential | Existing | Single Family | FL Zone 2 | Per 21 S.F. | 0 | 6617.19 | 6523.4606 | 93.7294 | 0.014165 | 20 | 0.015737 | 0.054441 | 329.0418 | Per 21 SF | 0 | No equipment cost | 0 | No Labor Cost | 133.7778 | https://www.homedepot.com/p/EMCO-36-in-x-80-in-100-Series-Plus-White-Self-Storing-Storm-Door-E1TT36WH/205352910 | 195.264 | rate at $81.36/per labor hour, assume 2.4 hours work, reference: https://www.homewyse.com/costs/cost_of_storm_doors.html
Nonequipment | Storm Door | 21ft2 of Opaque Door meeting Energy Star Version 6.0 Requirements (U-Value: 0.17) | 21ft2 of Opaque Door meeting Energy Star Version 5.0 Requirements (U-Value: 1.1) | Residential | Existing | Multi-Family | FL Zone 2 | Per 21 S.F. | 0 | 4303 | 4209.2706 | 93.7294 | 0.021782 | 20 | 0.015737 | 0.054441 | 329.0418 | Per 21 SF | 0 | No equipment cost | 0 | No Labor Cost | 133.7778 | https://www.homedepot.com/p/EMCO-36-in-x-80-in-100-Series-Plus-White-Self-Storing-Storm-Door-E1TT36WH/205352910 | 195.264 | rate at $81.36/per labor hour, assume 2.4 hours work, reference: https://www.homewyse.com/costs/cost_of_storm_doors.html
Nonequipment | Storm Door | 21ft2 of Opaque Door meeting Energy Star Version 6.0 Requirements (U-Value: 0.17) | 21ft2 of Opaque Door meeting Energy Star Version 5.0 Requirements (U-Value: 1.1) | Residential | Existing | Manufactured Home | FL Zone 2 | Per 21 S.F. | 0 | 6473 | 6379.2706 | 93.7294 | 0.01448 | 20 | 0.015737 | 0.054441 | 329.0418 | Per 21 SF | 0 | No equipment cost | 0 | No Labor Cost | 133.7778 | https://www.homedepot.com/p/EMCO-36-in-x-80-in-100-Series-Plus-White-Self-Storing-Storm-Door-E1TT36WH/205352910 | 195.264 | rate at $81.36/per labor hour, assume 2.4 hours work, reference: https://www.homewyse.com/costs/cost_of_storm_doors.html
Nonequipment | Storm Door | 21ft2 of Opaque Door meeting Energy Star Version 6.0 Requirements (U-Value: 0.17) | 21ft2 of Code-Compliant Opaque Door (R-Value per IECC) | Residential | New | Single Family | FL Zone 2 | Per 21 S.F. | 0 | 6617.19 | 6555.0943 | 62.0957 | 0.009384 | 20 | 0.010426 | 0.036067 | 329.0418 | Per 21 SF | 0 | No equipment cost | 0 | No Labor Cost | 133.7778 | https://www.homedepot.com/p/EMCO-36-in-x-80-in-100-Series-Plus-White-Self-Storing-Storm-Door-E1TT36WH/205352910 | 195.264 | rate at $81.36/per labor hour, assume 2.4 hours work, reference: https://www.homewyse.com/costs/cost_of_storm_doors.html
Nonequipment | Storm Door | 21ft2 of Opaque Door meeting Energy Star Version 6.0 Requirements (U-Value: 0.17) | 21ft2 of Code-Compliant Opaque Door (R-Value per IECC) | Residential | New | Multi-Family | FL Zone 2 | Per 21 S.F. | 0 | 4303 | 4240.9043 | 62.0957 | 0.014431 | 20 | 0.010426 | 0.036067 | 329.0418 | Per 21 SF | 0 | No equipment cost | 0 | No Labor Cost | 133.7778 | https://www.homedepot.com/p/EMCO-36-in-x-80-in-100-Series-Plus-White-Self-Storing-Storm-Door-E1TT36WH/205352910 | 195.264 | rate at $81.36/per labor hour, assume 2.4 hours work, reference: https://www.homewyse.com/costs/cost_of_storm_doors.html
Nonequipment | Storm Door | 21ft2 of Opaque Door meeting Energy Star Version 6.0 Requirements (U-Value: 0.17) | 21ft2 of Code-Compliant Opaque Door (R-Value per IECC) | Residential | New | Manufactured Home | FL Zone 2 | Per 21 S.F. | 0 | 6473 | 6410.9043 | 62.0957 | 0.009593 | 20 | 0.010426 | 0.036067 | 329.0418 | Per 21 SF | 0 | No equipment cost | 0 | No Labor Cost | 133.7778 | https://www.homedepot.com/p/EMCO-36-in-x-80-in-100-Series-Plus-White-Self-Storing-Storm-Door-E1TT36WH/205352910 | 195.264 | rate at $81.36/per labor hour, assume 2.4 hours work, reference: https://www.homewyse.com/costs/cost_of_storm_doors.html
Nonequipment | Wall Insulation | Increased Exterior Above-Grade Wall Insulation (R-13) | Market Average Existing Exterior Above-Grade Wall Insulation | Residential | Existing | Single Family | FL Zone 2 | Per Home | 0.045 | 7632 | 6519 | 1113 | 0.14583 | 20 | 0.15001 | 0.77472 | 1886.262 | Per Home | 0 | No equipment cost | 0 | No Labor Cost | 812.2283 | rate at $0.4058/sq.ft, reference: https://www.homewyse.com/costs/cost_of_wall_insulation.html | 1074.0338 | rate at $53.61/per labor hour and 0.01 hr/sq.ft, referenrce: https://www.homewyse.com/costs/cost_of_wall_insulation.html
Nonequipment | Wall Insulation | Increased Exterior Above-Grade Wall Insulation (R-13) | Market Average Existing Exterior Above-Grade Wall Insulation | Residential | Existing | Multi-Family | FL Zone 2 | Per Home | 0.15 | 3430 | 3039 | 391 | 0.11399 | 20 | 0.034571 | 0.29831 | 1227.9314 | Per Home | 0 | No equipment cost | 0 | No Labor Cost | 528.7498 | rate at $0.4058/sq.ft, reference: https://www.homewyse.com/costs/cost_of_wall_insulation.html | 699.1817 | rate at $53.61/per labor hour and 0.01 hr/sq.ft, referenrce: https://www.homewyse.com/costs/cost_of_wall_insulation.html
Nonequipment | Wall Insulation | Increased Exterior Above-Grade Wall Insulation (R-13) | Market Average Existing Exterior Above-Grade Wall Insulation | Residential | Existing | Manufactured Home | FL Zone 2 | Per Home | 0.0675 | 5436 | 4577 | 859 | 0.15802 | 20 | 0.10063 | 0.61978 | 1261.2248 | Per Home | 0 | No equipment cost | 0 | No Labor Cost | 543.0859 | rate at $0.4058/sq.ft, reference: https://www.homewyse.com/costs/cost_of_wall_insulation.html | 718.1388 | rate at $53.61/per labor hour and 0.01 hr/sq.ft, referenrce: https://www.homewyse.com/costs/cost_of_wall_insulation.html
Nonequipment | Wall Insulation | Increased Exterior Above-Grade Wall Insulation (R-13) | Code-Compliant Exterior Above-Grade Wall Insulation | Residential | New | Single Family | FL Zone 2 | Per Home | 0.0675 | 7632 | 7632 | 0 | 0 | 20 | 0 | 0 | 1886.262 | Per Home | 0 | No equipment cost | 0 | No Labor Cost | 812.2283 | rate at $0.4058/sq.ft, reference: https://www.homewyse.com/costs/cost_of_wall_insulation.html | 1074.0338 | rate at $53.61/per labor hour and 0.01 hr/sq.ft, referenrce: https://www.homewyse.com/costs/cost_of_wall_insulation.html
Nonequipment | Wall Insulation | Increased Exterior Above-Grade Wall Insulation (R-13) | Code-Compliant Exterior Above-Grade Wall Insulation | Residential | New | Multi-Family | FL Zone 2 | Per Home | 0.0675 | 3430 | 3430 | 0 | 0 | 20 | 0 | 0 | 1227.9314 | Per Home | 0 | No equipment cost | 0 | No Labor Cost | 528.7498 | rate at $0.4058/sq.ft, reference: https://www.homewyse.com/costs/cost_of_wall_insulation.html | 699.1817 | rate at $53.61/per labor hour and 0.01 hr/sq.ft, referenrce: https://www.homewyse.com/costs/cost_of_wall_insulation.html
Nonequipment | Wall Insulation | Increased Exterior Above-Grade Wall Insulation (R-13) | Code-Compliant Exterior Above-Grade Wall Insulation | Residential | New | Manufactured Home | FL Zone 2 | Per Home | 0.0675 | 5436 | 5436 | 0 | 0 | 20 | 0 | 0 | 1261.2248 | Per Home | 0 | No equipment cost | 0 | No Labor Cost | 543.0859 | rate at $0.4058/sq.ft, reference: https://www.homewyse.com/costs/cost_of_wall_insulation.html | 718.1388 | rate at $53.61/per labor hour and 0.01 hr/sq.ft, referenrce: https://www.homewyse.com/costs/cost_of_wall_insulation.html
Nonequipment | Window Sun Protection | Window Film with SHGC of 0.35 Applied to Standard Window | Standard Window with below Code Required Minimum SHGC | Residential | Existing | Single Family | FL Zone 2 | Per Home | 0.195 | 3747.04 | 3655.1778 | 91.8622 | 0.024516 | 10 | 0.13817 | -0.063238 | 1099.584 | Per Home | 0 | No equipment cost | 0 | No Labor Cost | 1099.584 | CMUA TRM, 2017, based on incremental cost for residential reflective window film | 0 | 0
Nonequipment | Window Sun Protection | Window Film with SHGC of 0.35 Applied to Standard Window | Standard Window with below Code Required Minimum SHGC | Residential | Existing | Multi-Family | FL Zone 2 | Per Home | 0.3 | 1815 | 1738.4482 | 76.5518 | 0.042177 | 10 | 0.11514 | -0.052699 | 652.38 | Per Home | 0 | No equipment cost | 0 | No Labor Cost | 652.38 | CMUA TRM, 2017, based on incremental cost for residential reflective window film | 0 | 0
Nonequipment | Window Sun Protection | Window Film with SHGC of 0.35 Applied to Standard Window | Standard Window with below Code Required Minimum SHGC | Residential | Existing | Manufactured Home | FL Zone 2 | Per Home | 0.3 | 2493 | 2431.7586 | 61.2414 | 0.024565 | 10 | 0.092115 | -0.042159 | 688.236 | Per Home | 0 | No equipment cost | 0 | No Labor Cost | 688.236 | CMUA TRM, 2017, based on incremental cost for residential reflective window film | 0 | 0
Nonequipment | Window Sun Protection | Window Film with SHGC of 0.35 Applied to Standard Window | Standard Window with below Code Required Minimum SHGC | Residential | New | Single Family | FL Zone 2 | Per Home | 0.195 | 3747.04 | 3655.1778 | 91.8622 | 0.024516 | 10 | 0.13817 | -0.063238 | 1099.584 | Per Home | 0 | No equipment cost | 0 | No Labor Cost | 1099.584 | CMUA TRM, 2017, based on incremental cost for residential reflective window film | 0 | 0
Nonequipment | Window Sun Protection | Window Film with SHGC of 0.35 Applied to Standard Window | Standard Window with below Code Required Minimum SHGC | Residential | New | Multi-Family | FL Zone 2 | Per Home | 0.3 | 1815 | 1738.4482 | 76.5518 | 0.042177 | 10 | 0.11514 | -0.052699 | 652.38 | Per Home | 0 | No equipment cost | 0 | No Labor Cost | 652.38 | CMUA TRM, 2017, based on incremental cost for residential reflective window film | 0 | 0
Nonequipment | Window Sun Protection | Window Film with SHGC of 0.35 Applied to Standard Window | Standard Window with below Code Required Minimum SHGC | Residential | New | Manufactured Home | FL Zone 2 | Per Home | 0.3 | 2493 | 2431.7586 | 61.2414 | 0.024565 | 10 | 0.092115 | -0.042159 | 688.236 | Per Home | 0 | No equipment cost | 0 | No Labor Cost | 688.236 | CMUA TRM, 2017, based on incremental cost for residential reflective window film | 0 | 0
Nonequipment | Exterior Lighting Controls | Timer on Outdoor Lighting, Controlling 120 Watts | 120 Watts of Lighting, Manually Controlled | Residential | Existing | Single Family | FL Zone 2 | Per End Use Consumption | 0.0189 | 113.88 | 56.94 | 56.94 | 0.5 | 10 | 0 | 0 | 52.3496 | Per Control | 0 | No equipment cost | 0 | No Labor Cost | 10.97 | Market Research, 2016, Home Depot | 41.3796 | rate at $82.76/per labor hour assume 0.5 hours work, https://www.homewyse.com/services/cost_to_install_lighting_control_system.html
Nonequipment | Exterior Lighting Controls | Timer on Outdoor Lighting, Controlling 120 Watts | 120 Watts of Lighting, Manually Controlled | Residential | Existing | Multi-Family | FL Zone 2 | Per End Use Consumption | 0 | 113.88 | 56.94 | 56.94 | 0.5 | 10 | 0 | 0 | 52.3496 | Per Control | 0 | No equipment cost | 0 | No Labor Cost | 10.97 | Market Research, 2016, Home Depot | 41.3796 | rate at $82.76/per labor hour assume 0.5 hours work, https://www.homewyse.com/services/cost_to_install_lighting_control_system.html
Nonequipment | Exterior Lighting Controls | Timer on Outdoor Lighting, Controlling 120 Watts | 120 Watts of Lighting, Manually Controlled | Residential | Existing | Manufactured Home | FL Zone 2 | Per End Use Consumption | 0 | 113.88 | 56.94 | 56.94 | 0.5 | 10 | 0 | 0 | 52.3496 | Per Control | 0 | No equipment cost | 0 | No Labor Cost | 10.97 | Market Research, 2016, Home Depot | 41.3796 | rate at $82.76/per labor hour assume 0.5 hours work, https://www.homewyse.com/services/cost_to_install_lighting_control_system.html
Nonequipment | Exterior Lighting Controls | Timer on Outdoor Lighting, Controlling 120 Watts | 120 Watts of Lighting, Manually Controlled | Residential | New | Single Family | FL Zone 2 | Per End Use Consumption | 0.0945 | 113.88 | 56.94 | 56.94 | 0.5 | 10 | 0 | 0 | 52.3496 | Per Control | 0 | No equipment cost | 0 | No Labor Cost | 10.97 | Market Research, 2016, Home Depot | 41.3796 | rate at $82.76/per labor hour assume 0.5 hours work, https://www.homewyse.com/services/cost_to_install_lighting_control_system.html
Nonequipment | Exterior Lighting Controls | Timer on Outdoor Lighting, Controlling 120 Watts | 120 Watts of Lighting, Manually Controlled | Residential | New | Multi-Family | FL Zone 2 | Per End Use Consumption | 0 | 113.88 | 56.94 | 56.94 | 0.5 | 10 | 0 | 0 | 52.3496 | Per Control | 0 | No equipment cost | 0 | No Labor Cost | 10.97 | Market Research, 2016, Home Depot | 41.3796 | rate at $82.76/per labor hour assume 0.5 hours work, https://www.homewyse.com/services/cost_to_install_lighting_control_system.html
Nonequipment | Exterior Lighting Controls | Timer on Outdoor Lighting, Controlling 120 Watts | 120 Watts of Lighting, Manually Controlled | Residential | New | Manufactured Home | FL Zone 2 | Per End Use Consumption | 0 | 113.88 | 56.94 | 56.94 | 0.5 | 10 | 0 | 0 | 52.3496 | Per Control | 0 | No equipment cost | 0 | No Labor Cost | 10.97 | Market Research, 2016, Home Depot | 41.3796 | rate at $82.76/per labor hour assume 0.5 hours work, https://www.homewyse.com/services/cost_to_install_lighting_control_system.html
Nonequipment | Interior Lighting Controls | Switch Mounted Occupancy Sensor, 120 Watts Controlled | 120 Watts of Lighting, Manually Controlled | Residential | Existing | Single Family | FL Zone 2 | Per End Use Consumption | 0.0306 | 126.9501 | 90.6786 | 36.2714 | 0.28571 | 8 | 0.0049193 | 0.0037144 | 63.5396 | Per Control | 0 | No equipment cost | 0 | No Labor Cost | 22.16 | Room vacancy sensor (https://www.homedepot.com/p/Lithonia-Lighting-Decorator-Vacancy-Motion-Sensing-Self-Contained-Relay-Wall-Switch-White-SSD-VA-120-WH/203606977?cm_mmc=Shopping%7cVF%7cG%7c0%7cG-VF-PLA%7c&gclid=EAIaIQobChMI08z2kJXH2wIVylqGCh2w_g8DEAYYBCABEgI4-_D_BwE&dclid=CLigjJyVx9sCFREEDAodJk8H3g) | 41.3796 | rate at $82.76/per labor hour assume 0.5 hours work, https://www.homewyse.com/services/cost_to_install_lighting_control_system.html
Nonequipment | Interior Lighting Controls | Switch Mounted Occupancy Sensor, 120 Watts Controlled | 120 Watts of Lighting, Manually Controlled | Residential | Existing | Multi-Family | FL Zone 2 | Per End Use Consumption | 0.0306 | 126.9501 | 90.6786 | 36.2714 | 0.28571 | 8 | 0.0049193 | 0.0037144 | 63.5396 | Per Control | 0 | No equipment cost | 0 | No Labor Cost | 22.16 | Room vacancy sensor (https://www.homedepot.com/p/Lithonia-Lighting-Decorator-Vacancy-Motion-Sensing-Self-Contained-Relay-Wall-Switch-White-SSD-VA-120-WH/203606977?cm_mmc=Shopping%7cVF%7cG%7c0%7cG-VF-PLA%7c&gclid=EAIaIQobChMI08z2kJXH2wIVylqGCh2w_g8DEAYYBCABEgI4-_D_BwE&dclid=CLigjJyVx9sCFREEDAodJk8H3g) | 41.3796 | rate at $82.76/per labor hour assume 0.5 hours work, https://www.homewyse.com/services/cost_to_install_lighting_control_system.html
Nonequipment | Interior Lighting Controls | Switch Mounted Occupancy Sensor, 120 Watts Controlled | 120 Watts of Lighting, Manually Controlled | Residential | Existing | Manufactured Home | FL Zone 2 | Per End Use Consumption | 0.0306 | 126.9501 | 90.6786 | 36.2714 | 0.28571 | 8 | 0.0049193 | 0.0037144 | 63.5396 | Per Control | 0 | No equipment cost | 0 | No Labor Cost | 22.16 | Room vacancy sensor (https://www.homedepot.com/p/Lithonia-Lighting-Decorator-Vacancy-Motion-Sensing-Self-Contained-Relay-Wall-Switch-White-SSD-VA-120-WH/203606977?cm_mmc=Shopping%7cVF%7cG%7c0%7cG-VF-PLA%7c&gclid=EAIaIQobChMI08z2kJXH2wIVylqGCh2w_g8DEAYYBCABEgI4-_D_BwE&dclid=CLigjJyVx9sCFREEDAodJk8H3g) | 41.3796 | rate at $82.76/per labor hour assume 0.5 hours work, https://www.homewyse.com/services/cost_to_install_lighting_control_system.html
Nonequipment | Interior Lighting Controls | Switch Mounted Occupancy Sensor, 120 Watts Controlled | 120 Watts of Lighting, No control (manual switch only) | Residential | New | Single Family | FL Zone 2 | Per End Use Consumption | 0.153 | 126.9501 | 90.6786 | 36.2714 | 0.28571 | 8 | 0.0049193 | 0.0037144 | 63.5396 | Per Control | 0 | No equipment cost | 0 | No Labor Cost | 22.16 | Room vacancy sensor (https://www.homedepot.com/p/Lithonia-Lighting-Decorator-Vacancy-Motion-Sensing-Self-Contained-Relay-Wall-Switch-White-SSD-VA-120-WH/203606977?cm_mmc=Shopping%7cVF%7cG%7c0%7cG-VF-PLA%7c&gclid=EAIaIQobChMI08z2kJXH2wIVylqGCh2w_g8DEAYYBCABEgI4-_D_BwE&dclid=CLigjJyVx9sCFREEDAodJk8H3g) | 41.3796 | rate at $82.76/per labor hour assume 0.5 hours work, https://www.homewyse.com/services/cost_to_install_lighting_control_system.html
Nonequipment | Interior Lighting Controls | Switch Mounted Occupancy Sensor, 120 Watts Controlled | 120 Watts of Lighting, No control (manual switch only) | Residential | New | Multi-Family | FL Zone 2 | Per End Use Consumption | 0.153 | 126.9501 | 90.6786 | 36.2714 | 0.28571 | 8 | 0.0049193 | 0.0037144 | 63.5396 | Per Control | 0 | No equipment cost | 0 | No Labor Cost | 22.16 | Room vacancy sensor (https://www.homedepot.com/p/Lithonia-Lighting-Decorator-Vacancy-Motion-Sensing-Self-Contained-Relay-Wall-Switch-White-SSD-VA-120-WH/203606977?cm_mmc=Shopping%7cVF%7cG%7c0%7cG-VF-PLA%7c&gclid=EAIaIQobChMI08z2kJXH2wIVylqGCh2w_g8DEAYYBCABEgI4-_D_BwE&dclid=CLigjJyVx9sCFREEDAodJk8H3g) | 41.3796 | rate at $82.76/per labor hour assume 0.5 hours work, https://www.homewyse.com/services/cost_to_install_lighting_control_system.html
Nonequipment | Interior Lighting Controls | Switch Mounted Occupancy Sensor, 120 Watts Controlled | 120 Watts of Lighting, No control (manual switch only) | Residential | New | Manufactured Home | FL Zone 2 | Per End Use Consumption | 0.153 | 126.9501 | 90.6786 | 36.2714 | 0.28571 | 8 | 0.0049193 | 0.0037144 | 63.5396 | Per Control | 0 | No equipment cost | 0 | No Labor Cost | 22.16 | Room vacancy sensor (https://www.homedepot.com/p/Lithonia-Lighting-Decorator-Vacancy-Motion-Sensing-Self-Contained-Relay-Wall-Switch-White-SSD-VA-120-WH/203606977?cm_mmc=Shopping%7cVF%7cG%7c0%7cG-VF-PLA%7c&gclid=EAIaIQobChMI08z2kJXH2wIVylqGCh2w_g8DEAYYBCABEgI4-_D_BwE&dclid=CLigjJyVx9sCFREEDAodJk8H3g) | 41.3796 | rate at $82.76/per labor hour assume 0.5 hours work, https://www.homewyse.com/services/cost_to_install_lighting_control_system.html
Nonequipment | Solar Attic Fan | Standard Central Air Conditioning with Solar Attic Fan | Standard Central Air Conditioning, No Solar Attic Fan | Residential | Existing | Single Family | FL Zone 2 | Per End Use Consumption | 0.01976 | 3747.04 | 3522.2176 | 224.8224 | 0.06 | 15 | 0.077312 | 0 | 575 | Per Unit | 0 | No equipment cost | 0 | No Labor Cost | 450 | https://www.hgtv.com/remodel/mechanical-systems/the-perks-of-solar-powered-attic-fans | 125 | https://www.hgtv.com/remodel/mechanical-systems/the-perks-of-solar-powered-attic-fans
Nonequipment | Solar Attic Fan | Standard Central Air Conditioning with Solar Attic Fan | Standard Central Air Conditioning, No Solar Attic Fan | Residential | Existing | Multi-Family | FL Zone 2 | Per End Use Consumption | 0.0095 | 1815 | 1706.1 | 108.9 | 0.06 | 15 | 0.037449 | 0 | 575 | Per Unit | 0 | No equipment cost | 0 | No Labor Cost | 450 | https://www.hgtv.com/remodel/mechanical-systems/the-perks-of-solar-powered-attic-fans | 125 | https://www.hgtv.com/remodel/mechanical-systems/the-perks-of-solar-powered-attic-fans
Nonequipment | Solar Attic Fan | Standard Central Air Conditioning with Solar Attic Fan | Standard Central Air Conditioning, No Solar Attic Fan | Residential | Existing | Manufactured Home | FL Zone 2 | Per End Use Consumption | 0.0095 | 2493 | 2343.42 | 149.58 | 0.06 | 15 | 0.051438 | 0 | 575 | Per Unit | 0 | No equipment cost | 0 | No Labor Cost | 450 | https://www.hgtv.com/remodel/mechanical-systems/the-perks-of-solar-powered-attic-fans | 125 | https://www.hgtv.com/remodel/mechanical-systems/the-perks-of-solar-powered-attic-fans
Nonequipment | Solar Attic Fan | Standard Central Air Conditioning with Solar Attic Fan | Standard Central Air Conditioning, No Solar Attic Fan | Residential | New | Single Family | FL Zone 2 | Per End Use Consumption | 0.0532 | 3747.04 | 3522.2176 | 224.8224 | 0.06 | 15 | 0.077312 | 0 | 575 | Per Unit | 0 | No equipment cost | 0 | No Labor Cost | 450 | https://www.hgtv.com/remodel/mechanical-systems/the-perks-of-solar-powered-attic-fans | 125 | https://www.hgtv.com/remodel/mechanical-systems/the-perks-of-solar-powered-attic-fans
Nonequipment | Solar Attic Fan | Standard Central Air Conditioning with Solar Attic Fan | Standard Central Air Conditioning, No Solar Attic Fan | Residential | New | Multi-Family | FL Zone 2 | Per End Use Consumption | 0.0095 | 1815 | 1706.1 | 108.9 | 0.06 | 15 | 0.037449 | 0 | 575 | Per Unit | 0 | No equipment cost | 0 | No Labor Cost | 450 | https://www.hgtv.com/remodel/mechanical-systems/the-perks-of-solar-powered-attic-fans | 125 | https://www.hgtv.com/remodel/mechanical-systems/the-perks-of-solar-powered-attic-fans
Nonequipment | Solar Attic Fan | Standard Central Air Conditioning with Solar Attic Fan | Standard Central Air Conditioning, No Solar Attic Fan | Residential | New | Manufactured Home | FL Zone 2 | Per End Use Consumption | 0.0095 | 2493 | 2343.42 | 149.58 | 0.06 | 15 | 0.051438 | 0 | 575 | Per Unit | 0 | No equipment cost | 0 | No Labor Cost | 450 | https://www.hgtv.com/remodel/mechanical-systems/the-perks-of-solar-powered-attic-fans | 125 | https://www.hgtv.com/remodel/mechanical-systems/the-perks-of-solar-powered-attic-fans

## Gulf_RES2018_12_10
Scenario | Segment | EndUse | EquipType | CE Test | Vintage | Measure Code | Name | Description | Type | Measure Life | Competition Group | Applicability | Adoption Curve | Energy Savings % | 2020 Energy Savings | 2020 Summer Peak Savings | 2020 Winter Peak Savings
Tech | Single Family | Electronics | Television | TRC | New | NN596 | Smart Power Strip | Smart Power Strip | NonEquip | 5 |  | 22.5% | Tech/Econ | 2.366% | 2330.1037 | 0.25666 | 0.20027
Tech | Single Family | Electronics | Television | TRC | Existing | NE593 | Smart Power Strip | Smart Power Strip | NonEquip | 5 |  | 22.5% | Tech/Econ | 2.366% | 217491.0019 | 23.9568 | 18.6933
Tech | Single Family | Electronics | Television | TRC | Turnover | ET137 | Energy Star TV | Energy Star TV | Equip | 6 | Television | 42% | Tech/Econ | 35.1% | 7064508.682 | 1412.7654 | 845.1372
Tech | Single Family | Electronics | Television | TRC | New | EN143 | Energy Star TV | Energy Star TV | Equip | 6 | Television | 42% | Tech/Econ | 35.1% | 75686.0642 | 15.1358 | 9.0544
Tech | Single Family | Domestic Hot Water | Solar | TRC | New | NN590 | Water Heater Timeclock | Water Heater Timeclock | NonEquip | 7 |  | 18% | Tech/Econ | 5% | 0 | 0 | 0
Tech | Single Family | Domestic Hot Water | Solar | TRC | New | NN584 | Water Heater Thermostat Setback | Water Heater Thermostat Setback | NonEquip | 4 |  | 9.142% | Tech/Econ | 1.894% | 0 | 0 | 0
Tech | Single Family | Domestic Hot Water | Solar | TRC | New | NN578 | Water Heater Blanket | Water Heater Blanket | NonEquip | 7 |  | 1.582% | Tech/Econ | 13.08% | 94.9103 | 0.0085487 | 0.018402
Tech | Single Family | Domestic Hot Water | Solar | TRC | New | NN572 | Thermostatic Shower Restriction Valve | Thermostatic Shower Restriction Valve | NonEquip | 10 |  | 12.19% | Tech/Econ | 4.798% | 0 | 0 | 0
Tech | Single Family | Domestic Hot Water | Solar | TRC | New | NN566 | Low Flow Showerhead | Low Flow Showerhead | NonEquip | 9 |  | 80% | Tech/Econ | 15.28% | 6387.2237 | 0.5753 | 1.2384
Tech | Single Family | Domestic Hot Water | Solar | TRC | New | NN560 | Hot Water Pipe Insulation | Hot Water Pipe Insulation | NonEquip | 13 |  | 11.43% | Tech/Econ | 7.656% | 308.9039 | 0.027823 | 0.059892
Tech | Single Family | Domestic Hot Water | Solar | TRC | New | NN554 | Heat Trap | Heat Trap | NonEquip | 10 |  | 9.142% | Tech/Econ | 6.849% | 0 | 0 | 0
Tech | Single Family | Domestic Hot Water | Solar | TRC | New | NN548 | Faucet Aerator | Faucet Aerator | NonEquip | 10 |  | 13.71% | Tech/Econ | 1.502% | 0 | 0 | 0
Tech | Single Family | Domestic Hot Water | Solar | TRC | New | NN542 | Drain Water Heat Recovery | Drain Water Heat Recovery | NonEquip | 15 |  | 9.5% | Tech/Econ | 12.3% | 534.9275 | 0.048181 | 0.10372
Tech | Single Family | Domestic Hot Water | Solar | TRC | Existing | NE587 | Water Heater Timeclock | Water Heater Timeclock | NonEquip | 7 |  | 21.6% | Tech/Econ | 5% | 51117.7617 | 0 | 0
Tech | Single Family | Domestic Hot Water | Solar | TRC | Existing | NE581 | Water Heater Thermostat Setback | Water Heater Thermostat Setback | NonEquip | 4 |  | 1.582% | Tech/Econ | 1.894% | 1400.8487 | 0.12618 | 0.27161
Tech | Single Family | Domestic Hot Water | Solar | TRC | Existing | NE575 | Water Heater Blanket | Water Heater Blanket | NonEquip | 7 |  | 9.142% | Tech/Econ | 13.67% | 60759.574 | 5.4727 | 11.7805
Tech | Single Family | Domestic Hot Water | Solar | TRC | Existing | NE569 | Thermostatic Shower Restriction Valve | Thermostatic Shower Restriction Valve | NonEquip | 10 |  | 2.11% | Tech/Econ | 4.798% | 4738.8346 | 0.42683 | 0.9188
Tech | Single Family | Domestic Hot Water | Solar | TRC | Existing | NE563 | Low Flow Showerhead | Low Flow Showerhead | NonEquip | 9 |  | 2.11% | Tech/Econ | 15.28% | 15721.9089 | 1.4161 | 3.0483
Tech | Single Family | Domestic Hot Water | Solar | TRC | Existing | NE557 | Hot Water Pipe Insulation | Hot Water Pipe Insulation | NonEquip | 13 |  | 1.978% | Tech/Econ | 7.656% | 7185.7575 | 0.64723 | 1.3932
Tech | Single Family | Domestic Hot Water | Solar | TRC | Existing | NE551 | Heat Trap | Heat Trap | NonEquip | 10 |  | 1.582% | Tech/Econ | 6.849% | 5134.5315 | 0.46247 | 0.99552
Tech | Single Family | Domestic Hot Water | Solar | TRC | Existing | NE545 | Faucet Aerator | Faucet Aerator | NonEquip | 10 |  | 2.373% | Tech/Econ | 3.604% | 4000.4475 | 0.36032 | 0.77563
Tech | Single Family | Domestic Hot Water | Solar | TRC | Existing | NE539 | Drain Water Heat Recovery | Drain Water Heat Recovery | NonEquip | 15 |  | 9.5% | Tech/Econ | 12.3% | 56106.1404 | 5.0535 | 10.8782
Tech | Single Family | Domestic Hot Water | Solar | TRC | Turnover | ET92 | Solar Water Heater | Solar Water Heater | Equip | 15 | Solar | 21.56% | Tech/Econ | 76.67% | 965975.8547 | 72.1989 | 10.1363
Tech | Single Family | Domestic Hot Water | Solar | TRC | New | EN98 | Solar Water Heater | Solar Water Heater | Equip | 15 | Solar | 21.56% | Tech/Econ | 76.67% | 10349.0439 | 0.77351 | 0.1086
Tech | Single Family | Space Heating | Room heating | TRC | New | NN896 | Wall Insulation | Wall Insulation | NonEquip | 20 |  | 6.75% | Tech/Econ | 0% | 0 | 0 | 0
Tech | Single Family | Space Heating | Room heating | TRC | New | NN884 | Storm Door | Storm Door | NonEquip | 20 |  | 0% | Tech/Econ | 1.017% | 0 | 0 | 0
Tech | Single Family | Space Heating | Room heating | TRC | New | NN866 | Spray Foam Insulation(Base R30) | Spray Foam Insulation(Base R30) | NonEquip | 20 |  | 72% | Tech/Econ | 3.99% | 1681.7012 | 0 | 4.2304
Tech | Single Family | Space Heating | Room heating | TRC | New | NN854 | Spray Foam Insulation(Base R2) | Spray Foam Insulation(Base R2) | NonEquip | 20 |  | 0% | Tech/Econ | 33.29% | 0 | 0 | 0
Tech | Single Family | Space Heating | Room heating | TRC | New | NN842 | Spray Foam Insulation(Base R19) | Spray Foam Insulation(Base R19) | NonEquip | 20 |  | 0% | Tech/Econ | 7.709% | 0 | 0 | 0
Tech | Single Family | Space Heating | Room heating | TRC | New | NN830 | Spray Foam Insulation(Base R12) | Spray Foam Insulation(Base R12) | NonEquip | 20 |  | 0% | Tech/Econ | 12.39% | 0 | 0 | 0
Tech | Single Family | Space Heating | Room heating | TRC | New | NN824 | Smart Thermostat | Smart Thermostat | NonEquip | 11 |  | 22.5% | Tech/Econ | 4% | 1349.1784 | 0 | 0
Tech | Single Family | Space Heating | Room heating | TRC | New | NN812 | Sealed crawlspace | Sealed crawlspace | NonEquip | 11 |  | 5.88% | Tech/Econ | 0% | 0 | 0 | 0
Tech | Single Family | Space Heating | Room heating | TRC | New | NN794 | Radiant Barrier | Radiant Barrier | NonEquip | 20 |  | 6.056% | Tech/Econ | 10% | 913.4165 | 0 | 1.0133
Tech | Single Family | Space Heating | Room heating | TRC | New | NN788 | Programmable Thermostat | Programmable Thermostat | NonEquip | 11 |  | 2% | Tech/Econ | 1.72% | 0 | 0 | 0
Tech | Single Family | Space Heating | Room heating | TRC | New | NN776 | HVAC ECM Motor | HVAC ECM Motor | NonEquip | 15 |  | 26.32% | Tech/Econ | 0.6245% | 0 | 0 | 0
Tech | Single Family | Space Heating | Room heating | TRC | New | NN764 | Home Energy Management System | Home Energy Management System | NonEquip | 11 |  | 0.95% | Tech/Econ | 15% | 227.5541 | 0 | 0.03546
Tech | Single Family | Space Heating | Room heating | TRC | New | NN746 | Heat Pump Tune Up | Heat Pump Tune Up | NonEquip | 2 | Heat pump-heating | 0% | Tech/Econ | 0% | 0 | 0 | 0
Tech | Single Family | Space Heating | Room heating | TRC | New | NN740 | Green Roof | Green Roof | NonEquip | 20 |  | 9.72% | Tech/Econ | 14.65% | 2271.2557 | 0 | 2.0225
Tech | Single Family | Space Heating | Room heating | TRC | New | NN728 | Floor Insulation | Floor Insulation | NonEquip | 20 |  | 3.36% | Tech/Econ | 0% | 0 | 0 | 0
Tech | Single Family | Space Heating | Room heating | TRC | New | NN722 | Energy Star Windows | Energy Star Windows | NonEquip | 20 |  | 19% | Tech/Econ | 1.188% | 0 | 0 | 0
Tech | Single Family | Space Heating | Room heating | TRC | New | NN710 | Energy Star Door | Energy Star Door | NonEquip | 20 |  | 14.25% | Tech/Econ | 1.267% | 0 | 0 | 0
Tech | Single Family | Space Heating | Room heating | TRC | New | NN698 | Energy Star Certified Roof Products | Energy Star Certified Roof Products | NonEquip | 20 |  | 32.4% | Tech/Econ | 12.5% | 6366.124 | 0 | 5.669
Tech | Single Family | Space Heating | Room heating | TRC | New | NN686 | Duct Repair | Duct Repair | NonEquip | 11 |  | 0% | Tech/Econ | 0% | 0 | 0 | 0
Tech | Single Family | Space Heating | Room heating | TRC | New | NN674 | Duct Insulation | Duct Insulation | NonEquip | 15 |  | 0% | Tech/Econ | 0% | 0 | 0 | 0
Tech | Single Family | Space Heating | Room heating | TRC | New | NN650 | Ceiling Insulation(R30 to R38) | Ceiling Insulation(R30 to R38) | NonEquip | 20 |  | 8% | Tech/Econ | 2.011% | 0 | 0 | 0
Tech | Single Family | Space Heating | Room heating | TRC | New | NN638 | Ceiling Insulation(R2 to R38) | Ceiling Insulation(R2 to R38) | NonEquip | 20 |  | 0% | Tech/Econ | 34.48% | 0 | 0 | 0
Tech | Single Family | Space Heating | Room heating | TRC | New | NN626 | Ceiling Insulation(R19 to R38) | Ceiling Insulation(R19 to R38) | NonEquip | 20 |  | 0% | Tech/Econ | 6.429% | 0 | 0 | 0
Tech | Single Family | Space Heating | Room heating | TRC | New | NN614 | Ceiling Insulation(R12 to R38) | Ceiling Insulation(R12 to R38) | NonEquip | 20 |  | 0% | Tech/Econ | 11.98% | 0 | 0 | 0
Tech | Single Family | Space Heating | Room heating | TRC | Existing | NE893 | Wall Insulation | Wall Insulation | NonEquip | 20 |  | 4.5% | Tech/Econ | 27.09% | 171859.9776 | 0 | 153.0391
Tech | Single Family | Space Heating | Room heating | TRC | Existing | NE881 | Storm Door | Storm Door | NonEquip | 20 |  | 0% | Tech/Econ | 1.535% | 0 | 0 | 0
Tech | Single Family | Space Heating | Room heating | TRC | Existing | NE863 | Spray Foam Insulation(Base R30) | Spray Foam Insulation(Base R30) | NonEquip | 20 |  | 35.13% | Tech/Econ | 3.99% | 174167.3568 | 0 | 438.1251
Tech | Single Family | Space Heating | Room heating | TRC | Existing | NE851 | Spray Foam Insulation(Base R2) | Spray Foam Insulation(Base R2) | NonEquip | 20 |  | 14.63% | Tech/Econ | 33.29% | 721623.179 | 0 | 804.1304
Tech | Single Family | Space Heating | Room heating | TRC | Existing | NE839 | Spray Foam Insulation(Base R19) | Spray Foam Insulation(Base R19) | NonEquip | 20 |  | 5.725% | Tech/Econ | 7.709% | 55598.9759 | 0 | 96.9275
Tech | Single Family | Space Heating | Room heating | TRC | Existing | NE827 | Spray Foam Insulation(Base R12) | Spray Foam Insulation(Base R12) | NonEquip | 20 |  | 14.21% | Tech/Econ | 12.39% | 234989.2386 | 0 | 323.8433
Tech | Single Family | Space Heating | Room heating | TRC | Existing | NE821 | Smart Thermostat | Smart Thermostat | NonEquip | 11 |  | 22.5% | Tech/Econ | 4% | 112840.8185 | 0 | 0
Tech | Single Family | Space Heating | Room heating | TRC | Existing | NE809 | Sealed crawlspace | Sealed crawlspace | NonEquip | 11 |  | 5.88% | Tech/Econ | 1.167% | 8322.7126 | 0 | 11.9804
Tech | Single Family | Space Heating | Room heating | TRC | Existing | NE791 | Radiant Barrier | Radiant Barrier | NonEquip | 20 |  | 1.853% | Tech/Econ | 10% | 23828.282 | 0 | 26.433
Tech | Single Family | Space Heating | Room heating | TRC | Existing | NE785 | Programmable Thermostat | Programmable Thermostat | NonEquip | 11 |  | 2% | Tech/Econ | 1.72% | 4172.563 | 0 | 0
Tech | Single Family | Space Heating | Room heating | TRC | Existing | NE773 | HVAC ECM Motor | HVAC ECM Motor | NonEquip | 15 |  | 9.945% | Tech/Econ | 0.6245% | 7524.9485 | 0 | 6.9664
Tech | Single Family | Space Heating | Room heating | TRC | Existing | NE761 | Home Energy Management System | Home Energy Management System | NonEquip | 11 |  | 0.95% | Tech/Econ | 15% | 19847.5722 | 0 | 2.6726
Tech | Single Family | Space Heating | Room heating | TRC | Existing | NE743 | Heat Pump Tune Up | Heat Pump Tune Up | NonEquip | 2 | Heat pump-heating | 0% | Tech/Econ | 5% | 0 | 0 | 0
Tech | Single Family | Space Heating | Room heating | TRC | Existing | NE737 | Green Roof | Green Roof | NonEquip | 20 |  | 0.0675% | Tech/Econ | 14.65% | 1375.7083 | 0 | 1.2251
Tech | Single Family | Space Heating | Room heating | TRC | Existing | NE719 | Energy Star Windows | Energy Star Windows | NonEquip | 20 |  | 19% | Tech/Econ | 3.473% | 80833.9112 | 0 | 103.497
Tech | Single Family | Space Heating | Room heating | TRC | Existing | NE707 | Energy Star Door | Energy Star Door | NonEquip | 20 |  | 14.25% | Tech/Econ | 1.785% | 30928.3937 | 0 | 38.2254
Tech | Single Family | Space Heating | Room heating | TRC | Existing | NE695 | Energy Star Certified Roof Products | Energy Star Certified Roof Products | NonEquip | 20 |  | 32.4% | Tech/Econ | 12.5% | 563229.3509 | 0 | 501.5485
Tech | Single Family | Space Heating | Room heating | TRC | Existing | NE683 | Duct Repair | Duct Repair | NonEquip | 11 |  | 14.08% | Tech/Econ | 12% | 221536.6744 | 0 | 197.2755
Tech | Single Family | Space Heating | Room heating | TRC | Existing | NE671 | Duct Insulation | Duct Insulation | NonEquip | 15 |  | 0% | Tech/Econ | 2.045% | 0 | 0 | 0
Tech | Single Family | Space Heating | Room heating | TRC | Existing | NE647 | Ceiling Insulation(R30 to R38) | Ceiling Insulation(R30 to R38) | NonEquip | 20 |  | 3.904% | Tech/Econ | 2.011% | 9554.4344 | 0 | 9.49
Tech | Single Family | Space Heating | Room heating | TRC | Existing | NE635 | Ceiling Insulation(R2 to R38) | Ceiling Insulation(R2 to R38) | NonEquip | 20 |  | 1.625% | Tech/Econ | 34.48% | 83525.5706 | 0 | 81.4122
Tech | Single Family | Space Heating | Room heating | TRC | Existing | NE623 | Ceiling Insulation(R19 to R38) | Ceiling Insulation(R19 to R38) | NonEquip | 20 |  | 0.6361% | Tech/Econ | 6.429% | 5129.4845 | 0 | 5.1905
Tech | Single Family | Space Heating | Room heating | TRC | Existing | NE611 | Ceiling Insulation(R12 to R38) | Ceiling Insulation(R12 to R38) | NonEquip | 20 |  | 1.579% | Tech/Econ | 11.98% | 24372.0431 | 0 | 24.0177
Tech | Single Family | Space Heating | Room heating | TRC | Existing | NE605 | Air Sealing-Infiltration Control | Air Sealing-Infiltration Control | NonEquip | 11 |  | 20.8% | Tech/Econ | 9% | 240344.9939 | 0 | 214.0241
Tech | Single Family | Space Cooling | Room AC | TRC | New | NN920 | Solar Attic Fan | Solar Attic Fan | NonEquip | 15 |  | 5.32% | Tech/Econ | 6% | 0 | 0 | 0
Tech | Single Family | Space Cooling | Room AC | TRC | New | NN902 | Window Sun Protection | Window Sun Protection | NonEquip | 10 |  | 19.5% | Tech/Econ | 2.452% | 0 | 0 | 0
Tech | Single Family | Space Cooling | Room AC | TRC | New | NN878 | Storm Door | Storm Door | NonEquip | 20 |  | 0% | Tech/Econ | 0.8781% | 0 | 0 | 0
Tech | Single Family | Space Cooling | Room AC | TRC | New | NN872 | Spray Foam Insulation(Base R30) | Spray Foam Insulation(Base R30) | NonEquip | 20 |  | 72% | Tech/Econ | 11.62% | 9627.1352 | 4.1168 | 0
Tech | Single Family | Space Cooling | Room AC | TRC | New | NN860 | Spray Foam Insulation(Base R2) | Spray Foam Insulation(Base R2) | NonEquip | 20 |  | 0% | Tech/Econ | 34.78% | 0 | 0 | 0
Tech | Single Family | Space Cooling | Room AC | TRC | New | NN848 | Spray Foam Insulation(Base R19) | Spray Foam Insulation(Base R19) | NonEquip | 20 |  | 0% | Tech/Econ | 14.4% | 0 | 0 | 0
Tech | Single Family | Space Cooling | Room AC | TRC | New | NN836 | Spray Foam Insulation(Base R12) | Spray Foam Insulation(Base R12) | NonEquip | 20 |  | 0% | Tech/Econ | 18.12% | 0 | 0 | 0
Tech | Single Family | Space Cooling | Room AC | TRC | New | NN818 | Smart Thermostat | Smart Thermostat | NonEquip | 11 |  | 22.5% | Tech/Econ | 4% | 0 | 0 | 0
Tech | Single Family | Space Cooling | Room AC | TRC | New | NN800 | Radiant Barrier | Radiant Barrier | NonEquip | 20 |  | 6.056% | Tech/Econ | 10% | 0 | 0 | 0
Tech | Single Family | Space Cooling | Room AC | TRC | New | NN782 | Programmable Thermostat | Programmable Thermostat | NonEquip | 11 |  | 2% | Tech/Econ | 1.72% | 0 | 0 | 0
Tech | Single Family | Space Cooling | Room AC | TRC | New | NN770 | HVAC ECM Motor | HVAC ECM Motor | NonEquip | 15 |  | 26.32% | Tech/Econ | 0.8032% | 0 | 0 | 0
Tech | Single Family | Space Cooling | Room AC | TRC | New | NN758 | Home Energy Management System | Home Energy Management System | NonEquip | 11 |  | 0.95% | Tech/Econ | 7.12% | 0 | 0 | 0
Tech | Single Family | Space Cooling | Room AC | TRC | New | NN752 | Heat Pump Tune Up | Heat Pump Tune Up | NonEquip | 2 | Heat pump-cooling | 0% | Tech/Econ | 0% | 0 | 0 | 0
Tech | Single Family | Space Cooling | Room AC | TRC | New | NN734 | Green Roof | Green Roof | NonEquip | 20 |  | 9.72% | Tech/Econ | 14.65% | 2156.1346 | 1.3311 | 0
Tech | Single Family | Space Cooling | Room AC | TRC | New | NN716 | Energy Star Windows | Energy Star Windows | NonEquip | 20 |  | 19% | Tech/Econ | 2.714% | 0 | 0 | 0
Tech | Single Family | Space Cooling | Room AC | TRC | New | NN704 | Energy Star Door | Energy Star Door | NonEquip | 20 |  | 14.25% | Tech/Econ | 1.093% | 0 | 0 | 0
Tech | Single Family | Space Cooling | Room AC | TRC | New | NN692 | Energy Star Certified Roof Products | Energy Star Certified Roof Products | NonEquip | 20 |  | 32.4% | Tech/Econ | 12.5% | 6043.45 | 3.7309 | 0
Tech | Single Family | Space Cooling | Room AC | TRC | New | NN656 | Ceiling Insulation(R30 to R38) | Ceiling Insulation(R30 to R38) | NonEquip | 20 |  | 8% | Tech/Econ | 1.432% | 0 | 0 | 0
Tech | Single Family | Space Cooling | Room AC | TRC | New | NN644 | Ceiling Insulation(R2 to R38) | Ceiling Insulation(R2 to R38) | NonEquip | 20 |  | 0% | Tech/Econ | 29.55% | 0 | 0 | 0
Tech | Single Family | Space Cooling | Room AC | TRC | New | NN632 | Ceiling Insulation(R19 to R38) | Ceiling Insulation(R19 to R38) | NonEquip | 20 |  | 0% | Tech/Econ | 5.005% | 0 | 0 | 0
Tech | Single Family | Space Cooling | Room AC | TRC | New | NN620 | Ceiling Insulation(R12 to R38) | Ceiling Insulation(R12 to R38) | NonEquip | 20 |  | 0% | Tech/Econ | 9.56% | 0 | 0 | 0
Tech | Single Family | Space Cooling | Room AC | TRC | New | NN602 | Air Sealing-Infiltration Control | Air Sealing-Infiltration Control | NonEquip | 11 |  | 20.8% | Tech/Econ | 0% | 0 | 0 | 0
Tech | Single Family | Space Cooling | Room AC | TRC | Existing | NE917 | Solar Attic Fan | Solar Attic Fan | NonEquip | 15 |  | 1.976% | Tech/Econ | 6% | 12511.9879 | 4.3026 | 0
Tech | Single Family | Space Cooling | Room AC | TRC | Existing | NE899 | Window Sun Protection | Window Sun Protection | NonEquip | 10 |  | 19.5% | Tech/Econ | 2.452% | 49798.4058 | 74.9032 | -34.2814
Tech | Single Family | Space Cooling | Room AC | TRC | Existing | NE887 | Wall Insulation | Wall Insulation | NonEquip | 20 |  | 4.5% | Tech/Econ | 5.498% | 26077.7088 | 16.0988 | 0
Tech | Single Family | Space Cooling | Room AC | TRC | Existing | NE869 | Spray Foam Insulation(Base R30) | Spray Foam Insulation(Base R30) | NonEquip | 20 |  | 35.13% | Tech/Econ | 11.62% | 496567.2043 | 212.3452 | 0
Tech | Single Family | Space Cooling | Room AC | TRC | Existing | NE857 | Spray Foam Insulation(Base R2) | Spray Foam Insulation(Base R2) | NonEquip | 20 |  | 14.63% | Tech/Econ | 34.78% | 719865.1289 | 422.2423 | 0
Tech | Single Family | Space Cooling | Room AC | TRC | Existing | NE845 | Spray Foam Insulation(Base R19) | Spray Foam Insulation(Base R19) | NonEquip | 20 |  | 5.725% | Tech/Econ | 14.4% | 107197.5365 | 51.2276 | 0
Tech | Single Family | Space Cooling | Room AC | TRC | Existing | NE833 | Spray Foam Insulation(Base R12) | Spray Foam Insulation(Base R12) | NonEquip | 20 |  | 14.21% | Tech/Econ | 18.12% | 343719.58 | 129.4091 | 0
Tech | Single Family | Space Cooling | Room AC | TRC | Existing | NE815 | Smart Thermostat | Smart Thermostat | NonEquip | 11 |  | 22.5% | Tech/Econ | 4% | 94602.2345 | 0 | 0
Tech | Single Family | Space Cooling | Room AC | TRC | Existing | NE797 | Radiant Barrier | Radiant Barrier | NonEquip | 20 |  | 1.853% | Tech/Econ | 10% | 21617.5595 | 13.1281 | 0
Tech | Single Family | Space Cooling | Room AC | TRC | Existing | NE779 | Programmable Thermostat | Programmable Thermostat | NonEquip | 11 |  | 2% | Tech/Econ | 1.72% | 3566.2338 | 0 | 0
Tech | Single Family | Space Cooling | Room AC | TRC | Existing | NE755 | Home Energy Management System | Home Energy Management System | NonEquip | 11 |  | 0.95% | Tech/Econ | 7.12% | 7143.081 | 2.8574 | 0
Tech | Single Family | Space Cooling | Room AC | TRC | Existing | NE749 | Heat Pump Tune Up | Heat Pump Tune Up | NonEquip | 2 | Heat pump-cooling | 0% | Tech/Econ | 5% | 0 | 0 | 0
Tech | Single Family | Space Cooling | Room AC | TRC | Existing | NE731 | Green Roof | Green Roof | NonEquip | 20 |  | 0.0675% | Tech/Econ | 14.65% | 1286.4553 | 0.79418 | 0
Tech | Single Family | Space Cooling | Room AC | TRC | Existing | NE713 | Energy Star Windows | Energy Star Windows | NonEquip | 20 |  | 19% | Tech/Econ | 7.932% | 161586.4581 | 27.1731 | 0
Tech | Single Family | Space Cooling | Room AC | TRC | Existing | NE701 | Energy Star Door | Energy Star Door | NonEquip | 20 |  | 14.25% | Tech/Econ | 1.541% | 22754.0013 | 6.159 | 0
Tech | Single Family | Space Cooling | Room AC | TRC | Existing | NE689 | Energy Star Certified Roof Products | Energy Star Certified Roof Products | NonEquip | 20 |  | 32.4% | Tech/Econ | 12.5% | 522346.7676 | 322.4662 | 0
Tech | Single Family | Space Cooling | Room AC | TRC | Existing | NE677 | Duct Repair | Duct Repair | NonEquip | 11 |  | 14.08% | Tech/Econ | 12% | 209139.2615 | 129.1103 | 0
Tech | Single Family | Space Cooling | Room AC | TRC | Existing | NE665 | Duct Insulation | Duct Insulation | NonEquip | 15 |  | 0% | Tech/Econ | 2.045% | 0 | 0 | 0
Tech | Single Family | Space Cooling | Room AC | TRC | Existing | NE659 | Central AC Tune Up | Central AC Tune Up | NonEquip | 2 | CAC | 0% | Tech/Econ | 5% | 0 | 0 | 0
Tech | Single Family | Space Cooling | Room AC | TRC | Existing | NE653 | Ceiling Insulation(R30 to R38) | Ceiling Insulation(R30 to R38) | NonEquip | 20 |  | 3.904% | Tech/Econ | 1.432% | 5779.1099 | 3.9913 | 0
Tech | Single Family | Space Cooling | Room AC | TRC | Existing | NE641 | Ceiling Insulation(R2 to R38) | Ceiling Insulation(R2 to R38) | NonEquip | 20 |  | 1.625% | Tech/Econ | 29.55% | 64498.9074 | 30.6588 | 0
Tech | Single Family | Space Cooling | Room AC | TRC | Existing | NE629 | Ceiling Insulation(R19 to R38) | Ceiling Insulation(R19 to R38) | NonEquip | 20 |  | 0.6361% | Tech/Econ | 5.005% | 3347.0315 | 2.2279 | 0
Tech | Single Family | Space Cooling | Room AC | TRC | Existing | NE617 | Ceiling Insulation(R12 to R38) | Ceiling Insulation(R12 to R38) | NonEquip | 20 |  | 1.579% | Tech/Econ | 9.56% | 17582.3167 | 11.4107 | 0
Tech | Single Family | Space Cooling | Room AC | TRC | Existing | NE599 | Air Sealing-Infiltration Control | Air Sealing-Infiltration Control | NonEquip | 11 |  | 20.8% | Tech/Econ | 9% | 204545.409 | 126.2743 | 0
Tech | Single Family | Space Cooling | Room AC | TRC | Turnover | ET344 | Variable Refrigerant Flow (VRF) HVAC Systems | Variable Refrigerant Flow (VRF) HVAC Systems | Equip | 13 | Room AC | 0.5419% | Tech/Econ | 25.82% | 18704.3 | 1.808 | 0
Tech | Single Family | Space Cooling | Room AC | TRC | Turnover | ET317 | Energy Star Room AC | Energy Star Room AC | Equip | 9 | Room AC | 66% | Tech/Econ | 9.167% | 703626.9728 | 434.3779 | 0
Tech | Single Family | Space Cooling | Room AC | TRC | New | EN350 | Variable Refrigerant Flow (VRF) HVAC Systems | Variable Refrigerant Flow (VRF) HVAC Systems | Equip | 13 | Room AC | 0.636% | Tech/Econ | 25.82% | 248.9783 | 0.024067 | 0
Tech | Single Family | Space Cooling | Room AC | TRC | New | EN323 | Energy Star Room AC | Energy Star Room AC | Equip | 9 | Room AC | 66% | Tech/Econ | 9.167% | 8079.7993 | 4.988 | 0
Tech | Single Family | Appliances | Refrigerator | TRC | New | NN536 | Removal of 2nd Refrigerator-Freezer | Removal of 2nd Refrigerator-Freezer | NonEquip | 5 | Refrigerator | 0% | Tech/Econ | 100% | 0 | 0 | 0
Tech | Single Family | Appliances | Refrigerator | TRC | Existing | NE533 | Removal of 2nd Refrigerator-Freezer | Removal of 2nd Refrigerator-Freezer | NonEquip | 5 | Refrigerator | 3.325% | Tech/Econ | 100% | 13731744.34 | 1433.3671 | 477.5641
Tech | Single Family | Appliances | Refrigerator | TRC | Turnover | ET38 | Energy Star Refrigerator | Energy Star Refrigerator | Equip | 14 | Refrigerator | 54% | Tech/Econ | 21.99% | 47406901.85 | 4948.497 | 1648.7223
Tech | Single Family | Appliances | Refrigerator | TRC | New | EN44 | Energy Star Refrigerator | Energy Star Refrigerator | Equip | 14 | Refrigerator | 54% | Tech/Econ | 21.99% | 525365.259 | 54.8394 | 18.2712
Tech | Single Family | Cooking | Range | TRC | Turnover | ET65 | High Efficiency Induction Cooktop | High Efficiency Induction Cooktop | Equip | 10 | Range | 77.95% | Tech/Econ | 18.82% | 18583614.22 | 4406.9392 | 1057.3336
Tech | Single Family | Cooking | Range | TRC | New | EN71 | High Efficiency Induction Cooktop | High Efficiency Induction Cooktop | Equip | 10 | Range | 77.95% | Tech/Econ | 18.82% | 199096.7358 | 47.214 | 11.3278
Tech | Single Family | Miscellaneous | Pool pump | TRC | Turnover | ET524 | Variable Speed Pool Pump | Variable Speed Pool Pump | Equip | 10 | Pool pump | 57% | Tech/Econ | 72.24% | 39808905.64 | 21635.2738 | 0
Tech | Single Family | Miscellaneous | Pool pump | TRC | Turnover | ET515 | Two Speed Pool Pump | Two Speed Pool Pump | Equip | 10 | Pool pump | 0% | Tech/Econ | 23.9% | 0 | 0 | 0
Tech | Single Family | Miscellaneous | Pool pump | TRC | Turnover | ET506 | Solar Powered Pool Pumps | Solar Powered Pool Pumps | Equip | 10 | Pool pump | 0% | Tech/Econ | 49.88% | 0 | 0 | 0
Tech | Single Family | Miscellaneous | Pool pump | TRC | New | EN530 | Variable Speed Pool Pump | Variable Speed Pool Pump | Equip | 10 | Pool pump | 57% | Tech/Econ | 72.24% | 426495.2489 | 231.7909 | 0
Tech | Single Family | Miscellaneous | Pool pump | TRC | New | EN521 | Two Speed Pool Pump | Two Speed Pool Pump | Equip | 10 | Pool pump | 0% | Tech/Econ | 23.9% | 0 | 0 | 0
Tech | Single Family | Miscellaneous | Pool pump | TRC | New | EN512 | Solar Powered Pool Pumps | Solar Powered Pool Pumps | Equip | 10 | Pool pump | 0% | Tech/Econ | 49.88% | 0 | 0 | 0
Tech | Single Family | Miscellaneous | Pool heater | TRC | Turnover | ET497 | Solar Pool Heater | Solar Pool Heater | Equip | 15 | Pool heater | 12.54% | Tech/Econ | 86.11% | 10086727.18 | 0 | 0
Tech | Single Family | Miscellaneous | Pool heater | TRC | Turnover | ET488 | Heat Pump Pool Heater | Heat Pump Pool Heater | Equip | 15 | Pool heater | 44.46% | Tech/Econ | 80% | 29636434.9 | 0 | 0
Tech | Single Family | Miscellaneous | Pool heater | TRC | New | EN503 | Solar Pool Heater | Solar Pool Heater | Equip | 15 | Pool heater | 12.54% | Tech/Econ | 86.11% | 108064.7949 | 0 | 0
Tech | Single Family | Miscellaneous | Pool heater | TRC | New | EN494 | Heat Pump Pool Heater | Heat Pump Pool Heater | Equip | 15 | Pool heater | 44.46% | Tech/Econ | 80% | 317511.8353 | 0 | 0
Tech | Single Family | Domestic Hot Water | Point-of-use | TRC | New | NN590 | Water Heater Timeclock | Water Heater Timeclock | NonEquip | 7 |  | 18% | Tech/Econ | 5% | 0 | 0 | 0
Tech | Single Family | Domestic Hot Water | Point-of-use | TRC | New | NN584 | Water Heater Thermostat Setback | Water Heater Thermostat Setback | NonEquip | 4 |  | 9.142% | Tech/Econ | 1.894% | 0 | 0 | 0
Tech | Single Family | Domestic Hot Water | Point-of-use | TRC | New | NN578 | Water Heater Blanket | Water Heater Blanket | NonEquip | 7 |  | 1.582% | Tech/Econ | 13.08% | 242.4325 | 0.021836 | 0.047004
Tech | Single Family | Domestic Hot Water | Point-of-use | TRC | New | NN572 | Thermostatic Shower Restriction Valve | Thermostatic Shower Restriction Valve | NonEquip | 10 |  | 12.19% | Tech/Econ | 4.798% | 0 | 0 | 0
Tech | Single Family | Domestic Hot Water | Point-of-use | TRC | New | NN566 | Low Flow Showerhead | Low Flow Showerhead | NonEquip | 9 |  | 80% | Tech/Econ | 15.28% | 16315.0942 | 1.4695 | 3.1633
Tech | Single Family | Domestic Hot Water | Point-of-use | TRC | New | NN560 | Hot Water Pipe Insulation | Hot Water Pipe Insulation | NonEquip | 13 |  | 11.43% | Tech/Econ | 7.656% | 789.0434 | 0.07107 | 0.15298
Tech | Single Family | Domestic Hot Water | Point-of-use | TRC | New | NN554 | Heat Trap | Heat Trap | NonEquip | 10 |  | 9.142% | Tech/Econ | 6.849% | 0 | 0 | 0
Tech | Single Family | Domestic Hot Water | Point-of-use | TRC | New | NN548 | Faucet Aerator | Faucet Aerator | NonEquip | 10 |  | 13.71% | Tech/Econ | 1.502% | 0 | 0 | 0
Tech | Single Family | Domestic Hot Water | Point-of-use | TRC | New | NN542 | Drain Water Heat Recovery | Drain Water Heat Recovery | NonEquip | 15 |  | 9.5% | Tech/Econ | 12.3% | 1366.3829 | 0.12307 | 0.26492
Tech | Single Family | Domestic Hot Water | Point-of-use | TRC | Existing | NE587 | Water Heater Timeclock | Water Heater Timeclock | NonEquip | 7 |  | 21.6% | Tech/Econ | 5% | 122938.9751 | 0 | 0
Tech | Single Family | Domestic Hot Water | Point-of-use | TRC | Existing | NE581 | Water Heater Thermostat Setback | Water Heater Thermostat Setback | NonEquip | 4 |  | 1.582% | Tech/Econ | 1.894% | 3369.0619 | 0.30345 | 0.65322
Tech | Single Family | Domestic Hot Water | Point-of-use | TRC | Existing | NE575 | Water Heater Blanket | Water Heater Blanket | NonEquip | 7 |  | 9.142% | Tech/Econ | 13.67% | 155200.1657 | 13.979 | 30.0912
Tech | Single Family | Domestic Hot Water | Point-of-use | TRC | Existing | NE569 | Thermostatic Shower Restriction Valve | Thermostatic Shower Restriction Valve | NonEquip | 10 |  | 2.11% | Tech/Econ | 4.798% | 11396.9675 | 1.0265 | 2.2097
Tech | Single Family | Domestic Hot Water | Point-of-use | TRC | Existing | NE563 | Low Flow Showerhead | Low Flow Showerhead | NonEquip | 9 |  | 2.11% | Tech/Econ | 15.28% | 40158.9858 | 3.6172 | 7.7863
Tech | Single Family | Domestic Hot Water | Point-of-use | TRC | Existing | NE557 | Hot Water Pipe Insulation | Hot Water Pipe Insulation | NonEquip | 13 |  | 1.978% | Tech/Econ | 7.656% | 18354.8151 | 1.6532 | 3.5588
Tech | Single Family | Domestic Hot Water | Point-of-use | TRC | Existing | NE551 | Heat Trap | Heat Trap | NonEquip | 10 |  | 1.582% | Tech/Econ | 6.849% | 13115.3017 | 1.1813 | 2.5429
Tech | Single Family | Domestic Hot Water | Point-of-use | TRC | Existing | NE545 | Faucet Aerator | Faucet Aerator | NonEquip | 10 |  | 2.373% | Tech/Econ | 3.604% | 9621.1357 | 0.86658 | 1.8654
Tech | Single Family | Domestic Hot Water | Point-of-use | TRC | Existing | NE539 | Drain Water Heat Recovery | Drain Water Heat Recovery | NonEquip | 15 |  | 9.5% | Tech/Econ | 12.3% | 143313.7481 | 12.9084 | 27.7866
Tech | Single Family | Domestic Hot Water | Point-of-use | TRC | Turnover | ET83 | Instantaneous Hot Water System | Instantaneous Hot Water System | Equip | 20 | Point-of-use | 99.98% | Tech/Econ | 5.847% | 706740.2104 | -16.3726 | 194.6447
Tech | Single Family | Domestic Hot Water | Point-of-use | TRC | New | EN89 | Instantaneous Hot Water System | Instantaneous Hot Water System | Equip | 20 | Point-of-use | 99.98% | Tech/Econ | 5.847% | 6709.6219 | -0.15544 | 1.8479
Tech | Single Family | Cooking | Oven | TRC | Turnover | ET56 | High Efficiency Convection Oven | High Efficiency Convection Oven | Equip | 12 | Oven | 73.06% | Tech/Econ | 20% | 19851913.04 | 4926.3469 | 1619.7437
Tech | Single Family | Cooking | Oven | TRC | New | EN62 | High Efficiency Convection Oven | High Efficiency Convection Oven | Equip | 12 | Oven | 73.06% | Tech/Econ | 20% | 212684.7361 | 52.7787 | 17.3532
Tech | Single Family | Electronics | Other AV | TRC | New | NN596 | Smart Power Strip | Smart Power Strip | NonEquip | 5 |  | 22.5% | Tech/Econ | 2.366% | 3284.2698 | 0.36177 | 0.28228
Tech | Single Family | Electronics | Other AV | TRC | Existing | NE593 | Smart Power Strip | Smart Power Strip | NonEquip | 5 |  | 22.5% | Tech/Econ | 2.366% | 306552.5067 | 33.767 | 26.3481
Tech | Single Family | Electronics | Other AV | TRC | Turnover | ET110 | Energy Star Audio-Video Equipment | Energy Star Audio-Video Equipment | Equip | 5 | Other AV | 43% | Tech/Econ | 81.69% | 31182760.66 | 0 | 0
Tech | Single Family | Electronics | Other AV | TRC | New | EN116 | Energy Star Audio-Video Equipment | Energy Star Audio-Video Equipment | Equip | 5 | Other AV | 43% | Tech/Econ | 81.69% | 334078.4948 | 0 | 0
Tech | Single Family | Miscellaneous | Other | TRC | Turnover | ET479 | Energy Star Dehumidifier | Energy Star Dehumidifier | Equip | 12 | Other | 0.3002% | Tech/Econ | 25% | 357107.8016 | 58.5694 | 11.094
Tech | Single Family | Miscellaneous | Other | TRC | New | EN485 | Energy Star Dehumidifier | Energy Star Dehumidifier | Equip | 12 | Other | 0.3002% | Tech/Econ | 25% | 3825.8972 | 0.62749 | 0.11886
Tech | Single Family | Lighting | Interior specialty | TRC | New | NN914 | Interior Lighting Controls | Interior Lighting Controls | NonEquip | 8 | Interior screw-in | 0% | Tech/Econ | 28.57% | 0 | 0 | 0
Tech | Single Family | Lighting | Interior specialty | TRC | New | NN908 | Exterior Lighting Controls | Exterior Lighting Controls | NonEquip | 10 | Exterior screw-in | 0% | Tech/Econ | 50% | 0 | 0 | 0
Tech | Single Family | Lighting | Interior specialty | TRC | Existing | NE911 | Interior Lighting Controls | Interior Lighting Controls | NonEquip | 8 | Interior screw-in | 0% | Tech/Econ | 28.57% | 0 | 0 | 0
Tech | Single Family | Lighting | Interior specialty | TRC | Existing | NE905 | Exterior Lighting Controls | Exterior Lighting Controls | NonEquip | 10 | Exterior screw-in | 0% | Tech/Econ | 50% | 0 | 0 | 0
Tech | Single Family | Lighting | Interior specialty | TRC | Turnover | ET434 | LED Specialty Lamps-5W Chandelier | LED Specialty Lamps-5W Chandelier | Equip | 10 | Interior specialty | 50% | Tech/Econ | 58.33% | 1178484.166 | 103.6609 | 108.8376
Tech | Single Family | Lighting | Interior specialty | TRC | New | EN440 | LED Specialty Lamps-5W Chandelier | LED Specialty Lamps-5W Chandelier | Equip | 10 | Interior specialty | 50% | Tech/Econ | 58.33% | 12625.7653 | 1.1106 | 1.166
Tech | Single Family | Lighting | Interior screw-in | TRC | New | NN914 | Interior Lighting Controls | Interior Lighting Controls | NonEquip | 8 | Interior screw-in | 15.3% | Tech/Econ | 28.57% | 0 | 0 | 0
Tech | Single Family | Lighting | Interior screw-in | TRC | New | NN908 | Exterior Lighting Controls | Exterior Lighting Controls | NonEquip | 10 | Exterior screw-in | 0% | Tech/Econ | 50% | 0 | 0 | 0
Tech | Single Family | Lighting | Interior screw-in | TRC | Existing | NE911 | Interior Lighting Controls | Interior Lighting Controls | NonEquip | 8 | Interior screw-in | 3.06% | Tech/Econ | 28.57% | 456401.4279 | 61.8988 | 46.7387
Tech | Single Family | Lighting | Interior screw-in | TRC | Existing | NE905 | Exterior Lighting Controls | Exterior Lighting Controls | NonEquip | 10 | Exterior screw-in | 0% | Tech/Econ | 50% | 0 | 0 | 0
Tech | Single Family | Lighting | Interior screw-in | TRC | Turnover | ET416 | LED - 9W Flood | LED - 9W Flood | Equip | 10 | Interior screw-in | 50% | Tech/Econ | 53.85% | 26226275.91 | 2306.896 | 2422.0984
Tech | Single Family | Lighting | Interior screw-in | TRC | Turnover | ET398 | LED - 14W | LED - 14W | Equip | 10 | Interior screw-in | 50% | Tech/Econ | 53.33% | 18982828.27 | 1669.7533 | 1753.1379
Tech | Single Family | Lighting | Interior screw-in | TRC | New | EN422 | LED - 9W Flood | LED - 9W Flood | Equip | 10 | Interior screw-in | 50% | Tech/Econ | 53.85% | 280976.8792 | 24.7151 | 25.9493
Tech | Single Family | Lighting | Interior screw-in | TRC | New | EN404 | LED - 14W | LED - 14W | Equip | 10 | Interior screw-in | 50% | Tech/Econ | 53.33% | 203373.7411 | 17.889 | 18.7824
Tech | Single Family | Lighting | Interior fluorescent | TRC | New | NN914 | Interior Lighting Controls | Interior Lighting Controls | NonEquip | 8 | Interior screw-in | 0% | Tech/Econ | 28.57% | 0 | 0 | 0
Tech | Single Family | Lighting | Interior fluorescent | TRC | New | NN908 | Exterior Lighting Controls | Exterior Lighting Controls | NonEquip | 10 | Exterior screw-in | 0% | Tech/Econ | 50% | 0 | 0 | 0
Tech | Single Family | Lighting | Interior fluorescent | TRC | Existing | NE911 | Interior Lighting Controls | Interior Lighting Controls | NonEquip | 8 | Interior screw-in | 0% | Tech/Econ | 28.57% | 0 | 0 | 0
Tech | Single Family | Lighting | Interior fluorescent | TRC | Existing | NE905 | Exterior Lighting Controls | Exterior Lighting Controls | NonEquip | 10 | Exterior screw-in | 0% | Tech/Econ | 50% | 0 | 0 | 0
Tech | Single Family | Lighting | Interior fluorescent | TRC | Turnover | ET452 | Low Wattage T8 Fixture | Low Wattage T8 Fixture | Equip | 15 | Interior fluorescent | 0% | Tech/Econ | 18.75% | 0 | 0 | 0
Tech | Single Family | Lighting | Interior fluorescent | TRC | Turnover | ET443 | Linear LED | Linear LED | Equip | 15 | Interior fluorescent | 79% | Tech/Econ | 43.75% | 6804112.591 | 0 | 0.00039633
Tech | Single Family | Lighting | Interior fluorescent | TRC | New | EN458 | Low Wattage T8 Fixture | Low Wattage T8 Fixture | Equip | 15 | Interior fluorescent | 0% | Tech/Econ | 18.75% | 0 | 0 | 0
Tech | Single Family | Lighting | Interior fluorescent | TRC | New | EN449 | Linear LED | Linear LED | Equip | 15 | Interior fluorescent | 79% | Tech/Econ | 43.75% | 72896.294 | 0 | 4.2461e-06
Tech | Single Family | Electronics | Home office | TRC | New | NN596 | Smart Power Strip | Smart Power Strip | NonEquip | 5 |  | 22.5% | Tech/Econ | 2.366% | 3877.8887 | 0.42715 | 0.3333
Tech | Single Family | Electronics | Home office | TRC | Existing | NE593 | Smart Power Strip | Smart Power Strip | NonEquip | 5 |  | 22.5% | Tech/Econ | 2.366% | 361960.6734 | 39.8703 | 31.1104
Tech | Single Family | Electronics | Home office | TRC | Turnover | ET128 | Energy Star Personal Computer | Energy Star Personal Computer | Equip | 4 | Home office | 35% | Tech/Econ | 43.62% | 12304339.52 | 1950.8018 | 418.2152
Tech | Single Family | Electronics | Home office | TRC | Turnover | ET119 | Energy Star Imaging Equipment | Energy Star Imaging Equipment | Equip | 5 | Home office | 1% | Tech/Econ | 42.61% | 290984.4888 | 26.3815 | 15.4038
Tech | Single Family | Electronics | Home office | TRC | New | EN134 | Energy Star Personal Computer | Energy Star Personal Computer | Equip | 4 | Home office | 35% | Tech/Econ | 43.62% | 131823.3261 | 20.9 | 4.4806
Tech | Single Family | Electronics | Home office | TRC | New | EN125 | Energy Star Imaging Equipment | Energy Star Imaging Equipment | Equip | 5 | Home office | 1% | Tech/Econ | 42.61% | 3117.4809 | 0.28264 | 0.16503
Tech | Single Family | Space Heating | Heat pump-heating | TRC | New | NN866 | Spray Foam Insulation(Base R30) | Spray Foam Insulation(Base R30) | NonEquip | 20 |  | 72% | Tech/Econ | 3.99% | 7956.7957 | 0 | 20.0156
Tech | Single Family | Space Heating | Heat pump-heating | TRC | New | NN854 | Spray Foam Insulation(Base R2) | Spray Foam Insulation(Base R2) | NonEquip | 20 |  | 0% | Tech/Econ | 33.29% | 0 | 0 | 0
Tech | Single Family | Space Heating | Heat pump-heating | TRC | New | NN842 | Spray Foam Insulation(Base R19) | Spray Foam Insulation(Base R19) | NonEquip | 20 |  | 0% | Tech/Econ | 7.709% | 0 | 0 | 0
Tech | Single Family | Space Heating | Heat pump-heating | TRC | New | NN830 | Spray Foam Insulation(Base R12) | Spray Foam Insulation(Base R12) | NonEquip | 20 |  | 0% | Tech/Econ | 12.39% | 0 | 0 | 0
Tech | Single Family | Space Heating | Heat pump-heating | TRC | New | NN824 | Smart Thermostat | Smart Thermostat | NonEquip | 11 |  | 22.5% | Tech/Econ | 4% | 6383.4982 | 0 | 0
Tech | Single Family | Space Heating | Heat pump-heating | TRC | New | NN794 | Radiant Barrier | Radiant Barrier | NonEquip | 20 |  | 6.056% | Tech/Econ | 10% | 4321.7358 | 0 | 4.7942
Tech | Single Family | Space Heating | Heat pump-heating | TRC | New | NN788 | Programmable Thermostat | Programmable Thermostat | NonEquip | 11 |  | 2% | Tech/Econ | 1.72% | 0 | 0 | 0
Tech | Single Family | Space Heating | Heat pump-heating | TRC | New | NN764 | Home Energy Management System | Home Energy Management System | NonEquip | 11 |  | 0.95% | Tech/Econ | 15% | 1076.6485 | 0 | 0.16777
Tech | Single Family | Space Heating | Heat pump-heating | TRC | New | NN740 | Green Roof | Green Roof | NonEquip | 20 |  | 9.72% | Tech/Econ | 14.65% | 10746.2118 | 0 | 9.5694
Tech | Single Family | Space Heating | Heat pump-heating | TRC | New | NN722 | Energy Star Windows | Energy Star Windows | NonEquip | 20 |  | 19% | Tech/Econ | 1.188% | 0 | 0 | 0
Tech | Single Family | Space Heating | Heat pump-heating | TRC | New | NN710 | Energy Star Door | Energy Star Door | NonEquip | 20 |  | 14.25% | Tech/Econ | 1.267% | 0 | 0 | 0
Tech | Single Family | Space Heating | Heat pump-heating | TRC | New | NN698 | Energy Star Certified Roof Products | Energy Star Certified Roof Products | NonEquip | 20 |  | 32.4% | Tech/Econ | 12.5% | 30120.6587 | 0 | 26.8221
Tech | Single Family | Space Heating | Heat pump-heating | TRC | New | NN650 | Ceiling Insulation(R30 to R38) | Ceiling Insulation(R30 to R38) | NonEquip | 20 |  | 8% | Tech/Econ | 2.011% | 0 | 0 | 0
Tech | Single Family | Space Heating | Heat pump-heating | TRC | New | NN638 | Ceiling Insulation(R2 to R38) | Ceiling Insulation(R2 to R38) | NonEquip | 20 |  | 0% | Tech/Econ | 34.48% | 0 | 0 | 0
Tech | Single Family | Space Heating | Heat pump-heating | TRC | New | NN626 | Ceiling Insulation(R19 to R38) | Ceiling Insulation(R19 to R38) | NonEquip | 20 |  | 0% | Tech/Econ | 6.429% | 0 | 0 | 0
Tech | Single Family | Space Heating | Heat pump-heating | TRC | New | NN614 | Ceiling Insulation(R12 to R38) | Ceiling Insulation(R12 to R38) | NonEquip | 20 |  | 0% | Tech/Econ | 11.98% | 0 | 0 | 0
Tech | Single Family | Space Heating | Heat pump-heating | TRC | Existing | NE893 | Wall Insulation | Wall Insulation | NonEquip | 20 |  | 4.5% | Tech/Econ | 27.09% | 909753.5813 | 0 | 810.1238
Tech | Single Family | Space Heating | Heat pump-heating | TRC | Existing | NE881 | Storm Door | Storm Door | NonEquip | 20 |  | 0% | Tech/Econ | 1.535% | 0 | 0 | 0
Tech | Single Family | Space Heating | Heat pump-heating | TRC | Existing | NE863 | Spray Foam Insulation(Base R30) | Spray Foam Insulation(Base R30) | NonEquip | 20 |  | 35.13% | Tech/Econ | 3.99% | 823381.4111 | 0 | 2071.2497
Tech | Single Family | Space Heating | Heat pump-heating | TRC | Existing | NE851 | Spray Foam Insulation(Base R2) | Spray Foam Insulation(Base R2) | NonEquip | 20 |  | 14.63% | Tech/Econ | 33.29% | 3819966.002 | 0 | 4256.7243
Tech | Single Family | Space Heating | Heat pump-heating | TRC | Existing | NE839 | Spray Foam Insulation(Base R19) | Spray Foam Insulation(Base R19) | NonEquip | 20 |  | 5.725% | Tech/Econ | 7.709% | 262845.8285 | 0 | 458.2275
Tech | Single Family | Space Heating | Heat pump-heating | TRC | Existing | NE827 | Spray Foam Insulation(Base R12) | Spray Foam Insulation(Base R12) | NonEquip | 20 |  | 14.21% | Tech/Econ | 12.39% | 1110918.684 | 0 | 1530.9789
Tech | Single Family | Space Heating | Heat pump-heating | TRC | Existing | NE821 | Smart Thermostat | Smart Thermostat | NonEquip | 11 |  | 22.5% | Tech/Econ | 4% | 533458.359 | 0 | 0
Tech | Single Family | Space Heating | Heat pump-heating | TRC | Existing | NE809 | Sealed crawlspace | Sealed crawlspace | NonEquip | 11 |  | 5.88% | Tech/Econ | 1.167% | 39345.8738 | 0 | 56.6378
Tech | Single Family | Space Heating | Heat pump-heating | TRC | Existing | NE791 | Radiant Barrier | Radiant Barrier | NonEquip | 20 |  | 1.853% | Tech/Econ | 10% | 112648.9191 | 0 | 124.9628
Tech | Single Family | Space Heating | Heat pump-heating | TRC | Existing | NE785 | Programmable Thermostat | Programmable Thermostat | NonEquip | 11 |  | 2% | Tech/Econ | 1.72% | 19725.9171 | 0 | 0
Tech | Single Family | Space Heating | Heat pump-heating | TRC | Existing | NE773 | HVAC ECM Motor | HVAC ECM Motor | NonEquip | 15 |  | 9.945% | Tech/Econ | 0.6245% | 35574.4199 | 0 | 32.934
Tech | Single Family | Space Heating | Heat pump-heating | TRC | Existing | NE761 | Home Energy Management System | Home Energy Management System | NonEquip | 11 |  | 0.95% | Tech/Econ | 15% | 93829.9937 | 0 | 12.6347
Tech | Single Family | Space Heating | Heat pump-heating | TRC | Existing | NE743 | Heat Pump Tune Up | Heat Pump Tune Up | NonEquip | 2 | Heat pump-heating | 0% | Tech/Econ | 5% | 0 | 0 | 0
Tech | Single Family | Space Heating | Heat pump-heating | TRC | Existing | NE737 | Green Roof | Green Roof | NonEquip | 20 |  | 0.0675% | Tech/Econ | 14.65% | 6503.7021 | 0 | 5.7915
Tech | Single Family | Space Heating | Heat pump-heating | TRC | Existing | NE719 | Energy Star Windows | Energy Star Windows | NonEquip | 20 |  | 19% | Tech/Econ | 3.473% | 382144.7435 | 0 | 489.2851
Tech | Single Family | Space Heating | Heat pump-heating | TRC | Existing | NE707 | Energy Star Door | Energy Star Door | NonEquip | 20 |  | 14.25% | Tech/Econ | 1.785% | 146214.9104 | 0 | 180.7117
Tech | Single Family | Space Heating | Heat pump-heating | TRC | Existing | NE695 | Energy Star Certified Roof Products | Energy Star Certified Roof Products | NonEquip | 20 |  | 32.4% | Tech/Econ | 12.5% | 2662683.675 | 0 | 2371.0855
Tech | Single Family | Space Heating | Heat pump-heating | TRC | Existing | NE683 | Duct Repair | Duct Repair | NonEquip | 11 |  | 14.08% | Tech/Econ | 12% | 1047321.283 | 0 | 932.6261
Tech | Single Family | Space Heating | Heat pump-heating | TRC | Existing | NE671 | Duct Insulation | Duct Insulation | NonEquip | 15 |  | 0% | Tech/Econ | 2.045% | 0 | 0 | 0
Tech | Single Family | Space Heating | Heat pump-heating | TRC | Existing | NE647 | Ceiling Insulation(R30 to R38) | Ceiling Insulation(R30 to R38) | NonEquip | 20 |  | 3.904% | Tech/Econ | 2.011% | 45168.8756 | 0 | 44.8643
Tech | Single Family | Space Heating | Heat pump-heating | TRC | Existing | NE635 | Ceiling Insulation(R2 to R38) | Ceiling Insulation(R2 to R38) | NonEquip | 20 |  | 1.625% | Tech/Econ | 34.48% | 442148.8239 | 0 | 430.9618
Tech | Single Family | Space Heating | Heat pump-heating | TRC | Existing | NE623 | Ceiling Insulation(R19 to R38) | Ceiling Insulation(R19 to R38) | NonEquip | 20 |  | 0.6361% | Tech/Econ | 6.429% | 24249.7919 | 0 | 24.5383
Tech | Single Family | Space Heating | Heat pump-heating | TRC | Existing | NE611 | Ceiling Insulation(R12 to R38) | Ceiling Insulation(R12 to R38) | NonEquip | 20 |  | 1.579% | Tech/Econ | 11.98% | 115219.5657 | 0 | 113.5445
Tech | Single Family | Space Heating | Heat pump-heating | TRC | Existing | NE605 | Air Sealing-Infiltration Control | Air Sealing-Infiltration Control | NonEquip | 11 |  | 20.8% | Tech/Econ | 9% | 1136238.178 | 0 | 1011.8054
Tech | Single Family | Space Heating | Heat pump-heating | TRC | Turnover | ET335 | Ground Source Heat Pump | Ground Source Heat Pump | Equip | 22 | Heat pump-heating | 0% | Tech/Econ | 33.19% | 0 | 0 | 0
Tech | Single Family | Space Heating | Heat pump-heating | TRC | Turnover | ET299 | 21 SEER ASHP from base electric resistance heating | 21 SEER ASHP from base electric resistance heating | Equip | 15 | Heat pump-heating | 40.59% | Tech/Econ | 65.9% | 28816132.41 | 0 | 9556.5678
Tech | Single Family | Space Heating | Heat pump-heating | TRC | Turnover | ET281 | 21 SEER Air Source Heat Pump | 21 SEER Air Source Heat Pump | Equip | 15 | Heat pump-heating | 59.41% | Tech/Econ | 18% | 7883934.542 | 0 | 6112.1708
Tech | Single Family | Space Heating | Heat pump-heating | TRC | Turnover | ET155 | 14 SEER ASHP from base electric resistance heating | 14 SEER ASHP from base electric resistance heating | Equip | 15 | Heat pump-heating | 0% | Tech/Econ | 58.41% | 0 | 0 | 0
Tech | Single Family | Space Heating | Heat pump-heating | TRC | New | EN341 | Ground Source Heat Pump | Ground Source Heat Pump | Equip | 22 | Heat pump-heating | 0% | Tech/Econ | 33.19% | 0 | 0 | 0
Tech | Single Family | Space Heating | Heat pump-heating | TRC | New | EN305 | 21 SEER ASHP from base electric resistance heating | 21 SEER ASHP from base electric resistance heating | Equip | 15 | Heat pump-heating | 40.59% | Tech/Econ | 65.9% | 308723.4723 | 0 | 102.3849
Tech | Single Family | Space Heating | Heat pump-heating | TRC | New | EN287 | 21 SEER Air Source Heat Pump | 21 SEER Air Source Heat Pump | Equip | 15 | Heat pump-heating | 59% | Tech/Econ | 18% | 89772.4864 | 0 | 69.5978
Tech | Single Family | Space Heating | Heat pump-heating | TRC | New | EN260 | 18 SEER Air Source Heat Pump | 18 SEER Air Source Heat Pump | Equip | 15 | Heat pump-heating | 0% | Tech/Econ | 13.68% | 0 | 0 | 0
Tech | Single Family | Space Heating | Heat pump-heating | TRC | New | EN233 | 17 SEER Air Source Heat Pump | 17 SEER Air Source Heat Pump | Equip | 15 | Heat pump-heating | 0% | Tech/Econ | 13.68% | 0 | 0 | 0
Tech | Single Family | Space Heating | Heat pump-heating | TRC | New | EN206 | 16 SEER Air Source Heat Pump | 16 SEER Air Source Heat Pump | Equip | 15 | Heat pump-heating | 0% | Tech/Econ | 8.889% | 0 | 0 | 0
Tech | Single Family | Space Heating | Heat pump-heating | TRC | New | EN179 | 15 SEER Air Source Heat Pump | 15 SEER Air Source Heat Pump | Equip | 15 | Heat pump-heating | 0% | Tech/Econ | 3.529% | 0 | 0 | 0
Tech | Single Family | Space Heating | Heat pump-heating | TRC | New | EN161 | 14 SEER ASHP from base electric resistance heating | 14 SEER ASHP from base electric resistance heating | Equip | 15 | Heat pump-heating | 0% | Tech/Econ | 58.41% | 0 | 0 | 0
Tech | Single Family | Space Cooling | Heat pump-cooling | TRC | New | NN920 | Solar Attic Fan | Solar Attic Fan | NonEquip | 15 |  | 5.32% | Tech/Econ | 6% | 0 | 0 | 0
Tech | Single Family | Space Cooling | Heat pump-cooling | TRC | New | NN902 | Window Sun Protection | Window Sun Protection | NonEquip | 10 |  | 19.5% | Tech/Econ | 2.452% | 0 | 0 | 0
Tech | Single Family | Space Cooling | Heat pump-cooling | TRC | New | NN872 | Spray Foam Insulation(Base R30) | Spray Foam Insulation(Base R30) | NonEquip | 20 |  | 72% | Tech/Econ | 11.62% | 162516.7972 | 69.4965 | 0
Tech | Single Family | Space Cooling | Heat pump-cooling | TRC | New | NN860 | Spray Foam Insulation(Base R2) | Spray Foam Insulation(Base R2) | NonEquip | 20 |  | 0% | Tech/Econ | 34.78% | 0 | 0 | 0
Tech | Single Family | Space Cooling | Heat pump-cooling | TRC | New | NN848 | Spray Foam Insulation(Base R19) | Spray Foam Insulation(Base R19) | NonEquip | 20 |  | 0% | Tech/Econ | 14.4% | 0 | 0 | 0
Tech | Single Family | Space Cooling | Heat pump-cooling | TRC | New | NN836 | Spray Foam Insulation(Base R12) | Spray Foam Insulation(Base R12) | NonEquip | 20 |  | 0% | Tech/Econ | 18.12% | 0 | 0 | 0
Tech | Single Family | Space Cooling | Heat pump-cooling | TRC | New | NN818 | Smart Thermostat | Smart Thermostat | NonEquip | 11 |  | 22.5% | Tech/Econ | 4% | 0 | 0 | 0
Tech | Single Family | Space Cooling | Heat pump-cooling | TRC | New | NN800 | Radiant Barrier | Radiant Barrier | NonEquip | 20 |  | 6.056% | Tech/Econ | 10% | 0 | 0 | 0
Tech | Single Family | Space Cooling | Heat pump-cooling | TRC | New | NN782 | Programmable Thermostat | Programmable Thermostat | NonEquip | 11 |  | 2% | Tech/Econ | 1.72% | 0 | 0 | 0
Tech | Single Family | Space Cooling | Heat pump-cooling | TRC | New | NN758 | Home Energy Management System | Home Energy Management System | NonEquip | 11 |  | 0.95% | Tech/Econ | 7.12% | 0 | 0 | 0
Tech | Single Family | Space Cooling | Heat pump-cooling | TRC | New | NN734 | Green Roof | Green Roof | NonEquip | 20 |  | 9.72% | Tech/Econ | 14.65% | 36397.9601 | 22.47 | 0
Tech | Single Family | Space Cooling | Heat pump-cooling | TRC | New | NN716 | Energy Star Windows | Energy Star Windows | NonEquip | 20 |  | 19% | Tech/Econ | 2.714% | 0 | 0 | 0
Tech | Single Family | Space Cooling | Heat pump-cooling | TRC | New | NN692 | Energy Star Certified Roof Products | Energy Star Certified Roof Products | NonEquip | 20 |  | 32.4% | Tech/Econ | 12.5% | 102020.1862 | 62.9813 | 0
Tech | Single Family | Space Cooling | Heat pump-cooling | TRC | New | NN656 | Ceiling Insulation(R30 to R38) | Ceiling Insulation(R30 to R38) | NonEquip | 20 |  | 8% | Tech/Econ | 1.432% | 0 | 0 | 0
Tech | Single Family | Space Cooling | Heat pump-cooling | TRC | New | NN644 | Ceiling Insulation(R2 to R38) | Ceiling Insulation(R2 to R38) | NonEquip | 20 |  | 0% | Tech/Econ | 29.55% | 0 | 0 | 0
Tech | Single Family | Space Cooling | Heat pump-cooling | TRC | New | NN632 | Ceiling Insulation(R19 to R38) | Ceiling Insulation(R19 to R38) | NonEquip | 20 |  | 0% | Tech/Econ | 5.005% | 0 | 0 | 0
Tech | Single Family | Space Cooling | Heat pump-cooling | TRC | New | NN620 | Ceiling Insulation(R12 to R38) | Ceiling Insulation(R12 to R38) | NonEquip | 20 |  | 0% | Tech/Econ | 9.56% | 0 | 0 | 0
Tech | Single Family | Space Cooling | Heat pump-cooling | TRC | Existing | NE917 | Solar Attic Fan | Solar Attic Fan | NonEquip | 15 |  | 1.976% | Tech/Econ | 6% | 224384.6494 | 77.1619 | 0
Tech | Single Family | Space Cooling | Heat pump-cooling | TRC | Existing | NE899 | Window Sun Protection | Window Sun Protection | NonEquip | 10 |  | 19.5% | Tech/Econ | 2.452% | 893063.3508 | 1343.2816 | -614.788
Tech | Single Family | Space Cooling | Heat pump-cooling | TRC | Existing | NE887 | Wall Insulation | Wall Insulation | NonEquip | 20 |  | 4.5% | Tech/Econ | 5.498% | 467666.4981 | 288.7098 | 0
Tech | Single Family | Space Cooling | Heat pump-cooling | TRC | Existing | NE869 | Spray Foam Insulation(Base R30) | Spray Foam Insulation(Base R30) | NonEquip | 20 |  | 35.13% | Tech/Econ | 11.62% | 8366458.197 | 3577.718 | 0
Tech | Single Family | Space Cooling | Heat pump-cooling | TRC | Existing | NE857 | Spray Foam Insulation(Base R2) | Spray Foam Insulation(Base R2) | NonEquip | 20 |  | 14.63% | Tech/Econ | 34.78% | 17465634.08 | 10244.5983 | 0
Tech | Single Family | Space Cooling | Heat pump-cooling | TRC | Existing | NE845 | Spray Foam Insulation(Base R19) | Spray Foam Insulation(Base R19) | NonEquip | 20 |  | 5.725% | Tech/Econ | 14.4% | 1806127.551 | 863.1121 | 0
Tech | Single Family | Space Cooling | Heat pump-cooling | TRC | Existing | NE833 | Spray Foam Insulation(Base R12) | Spray Foam Insulation(Base R12) | NonEquip | 20 |  | 14.21% | Tech/Econ | 18.12% | 5791190.946 | 2180.3615 | 0
Tech | Single Family | Space Cooling | Heat pump-cooling | TRC | Existing | NE815 | Smart Thermostat | Smart Thermostat | NonEquip | 11 |  | 22.5% | Tech/Econ | 4% | 1696556.089 | 0 | 0
Tech | Single Family | Space Cooling | Heat pump-cooling | TRC | Existing | NE797 | Radiant Barrier | Radiant Barrier | NonEquip | 20 |  | 1.853% | Tech/Econ | 10% | 364225.4384 | 221.1898 | 0
Tech | Single Family | Space Cooling | Heat pump-cooling | TRC | Existing | NE779 | Programmable Thermostat | Programmable Thermostat | NonEquip | 11 |  | 2% | Tech/Econ | 1.72% | 63955.3152 | 0 | 0
Tech | Single Family | Space Cooling | Heat pump-cooling | TRC | Existing | NE755 | Home Energy Management System | Home Energy Management System | NonEquip | 11 |  | 0.95% | Tech/Econ | 7.12% | 128100.9656 | 51.2442 | 0
Tech | Single Family | Space Cooling | Heat pump-cooling | TRC | Existing | NE749 | Heat Pump Tune Up | Heat Pump Tune Up | NonEquip | 2 | Heat pump-cooling | 0% | Tech/Econ | 5% | 0 | 0 | 0
Tech | Single Family | Space Cooling | Heat pump-cooling | TRC | Existing | NE731 | Green Roof | Green Roof | NonEquip | 20 |  | 0.0675% | Tech/Econ | 14.65% | 21674.9608 | 13.3808 | 0
Tech | Single Family | Space Cooling | Heat pump-cooling | TRC | Existing | NE713 | Energy Star Windows | Energy Star Windows | NonEquip | 20 |  | 19% | Tech/Econ | 7.932% | 2897822.561 | 487.3105 | 0
Tech | Single Family | Space Cooling | Heat pump-cooling | TRC | Existing | NE701 | Energy Star Door | Energy Star Door | NonEquip | 20 |  | 14.25% | Tech/Econ | 1.541% | 408060.5451 | 110.4526 | 0
Tech | Single Family | Space Cooling | Heat pump-cooling | TRC | Existing | NE689 | Energy Star Certified Roof Products | Energy Star Certified Roof Products | NonEquip | 20 |  | 32.4% | Tech/Econ | 12.5% | 8800807.54 | 5433.101 | 0
Tech | Single Family | Space Cooling | Heat pump-cooling | TRC | Existing | NE677 | Duct Repair | Duct Repair | NonEquip | 11 |  | 14.08% | Tech/Econ | 12% | 3523702.076 | 2175.3264 | 0
Tech | Single Family | Space Cooling | Heat pump-cooling | TRC | Existing | NE665 | Duct Insulation | Duct Insulation | NonEquip | 15 |  | 0% | Tech/Econ | 2.045% | 0 | 0 | 0
Tech | Single Family | Space Cooling | Heat pump-cooling | TRC | Existing | NE659 | Central AC Tune Up | Central AC Tune Up | NonEquip | 2 | CAC | 0% | Tech/Econ | 5% | 0 | 0 | 0
Tech | Single Family | Space Cooling | Heat pump-cooling | TRC | Existing | NE653 | Ceiling Insulation(R30 to R38) | Ceiling Insulation(R30 to R38) | NonEquip | 20 |  | 3.904% | Tech/Econ | 1.432% | 103640.0905 | 71.5788 | 0
Tech | Single Family | Space Cooling | Heat pump-cooling | TRC | Existing | NE641 | Ceiling Insulation(R2 to R38) | Ceiling Insulation(R2 to R38) | NonEquip | 20 |  | 1.625% | Tech/Econ | 29.55% | 1085195.296 | 515.8356 | 0
Tech | Single Family | Space Cooling | Heat pump-cooling | TRC | Existing | NE629 | Ceiling Insulation(R19 to R38) | Ceiling Insulation(R19 to R38) | NonEquip | 20 |  | 0.6361% | Tech/Econ | 5.005% | 60024.234 | 39.9534 | 0
Tech | Single Family | Space Cooling | Heat pump-cooling | TRC | Existing | NE617 | Ceiling Insulation(R12 to R38) | Ceiling Insulation(R12 to R38) | NonEquip | 20 |  | 1.579% | Tech/Econ | 9.56% | 296237.2801 | 192.2535 | 0
Tech | Single Family | Space Cooling | Heat pump-cooling | TRC | Existing | NE599 | Air Sealing-Infiltration Control | Air Sealing-Infiltration Control | NonEquip | 11 |  | 20.8% | Tech/Econ | 9% | 3668230.049 | 2264.5495 | 0
Tech | Single Family | Space Cooling | Heat pump-cooling | TRC | Turnover | ET290 | 21 SEER ASHP from base electric resistance heating | 21 SEER ASHP from base electric resistance heating | Equip | 15 | Heat pump-cooling | 40.59% | Tech/Econ | 33.33% | 44100571.06 | 18799.4281 | 0
Tech | Single Family | Space Cooling | Heat pump-cooling | TRC | Turnover | ET272 | 21 SEER Air Source Heat Pump | 21 SEER Air Source Heat Pump | Equip | 15 | Heat pump-cooling | 59.41% | Tech/Econ | 33.33% | 55804316.14 | 23788.5633 | 0
Tech | Single Family | Space Cooling | Heat pump-cooling | TRC | New | EN332 | Ground Source Heat Pump | Ground Source Heat Pump | Equip | 22 | Heat pump-cooling | 0% | Tech/Econ | 6.667% | 0 | 0 | 0
Tech | Single Family | Space Cooling | Heat pump-cooling | TRC | New | EN296 | 21 SEER ASHP from base electric resistance heating | 21 SEER ASHP from base electric resistance heating | Equip | 15 | Heat pump-cooling | 40.59% | Tech/Econ | 33.33% | 399894.6064 | 170.4692 | 0
Tech | Single Family | Space Cooling | Heat pump-cooling | TRC | New | EN278 | 21 SEER Air Source Heat Pump | 21 SEER Air Source Heat Pump | Equip | 15 | Heat pump-cooling | 59% | Tech/Econ | 33.33% | 723499.0085 | 308.417 | 0
Tech | Single Family | Space Cooling | Heat pump-cooling | TRC | New | EN251 | 18 SEER Air Source Heat Pump | 18 SEER Air Source Heat Pump | Equip | 15 | Heat pump-cooling | 0% | Tech/Econ | 22.22% | 0 | 0 | 0
Tech | Single Family | Space Cooling | Heat pump-cooling | TRC | New | EN224 | 17 SEER Air Source Heat Pump | 17 SEER Air Source Heat Pump | Equip | 15 | Heat pump-cooling | 0% | Tech/Econ | 17.65% | 0 | 0 | 0
Tech | Single Family | Space Cooling | Heat pump-cooling | TRC | New | EN197 | 16 SEER Air Source Heat Pump | 16 SEER Air Source Heat Pump | Equip | 15 | Heat pump-cooling | 0% | Tech/Econ | 12.5% | 0 | 0 | 0
Tech | Single Family | Space Cooling | Heat pump-cooling | TRC | New | EN170 | 15 SEER Air Source Heat Pump | 15 SEER Air Source Heat Pump | Equip | 15 | Heat pump-cooling | 0% | Tech/Econ | 6.667% | 0 | 0 | 0
Tech | Single Family | Domestic Hot Water | Heat pump water heater | TRC | New | NN590 | Water Heater Timeclock | Water Heater Timeclock | NonEquip | 7 |  | 18% | Tech/Econ | 5% | 0 | 0 | 0
Tech | Single Family | Domestic Hot Water | Heat pump water heater | TRC | New | NN584 | Water Heater Thermostat Setback | Water Heater Thermostat Setback | NonEquip | 4 |  | 9.142% | Tech/Econ | 1.894% | 0 | 0 | 0
Tech | Single Family | Domestic Hot Water | Heat pump water heater | TRC | New | NN578 | Water Heater Blanket | Water Heater Blanket | NonEquip | 7 |  | 1.582% | Tech/Econ | 13.08% | 4.0443 | 0.00036428 | 0.00078414
Tech | Single Family | Domestic Hot Water | Heat pump water heater | TRC | New | NN572 | Thermostatic Shower Restriction Valve | Thermostatic Shower Restriction Valve | NonEquip | 10 |  | 12.19% | Tech/Econ | 4.798% | 0 | 0 | 0
Tech | Single Family | Domestic Hot Water | Heat pump water heater | TRC | New | NN566 | Low Flow Showerhead | Low Flow Showerhead | NonEquip | 9 |  | 80% | Tech/Econ | 15.28% | 272.1739 | 0.024515 | 0.052771
Tech | Single Family | Domestic Hot Water | Heat pump water heater | TRC | New | NN560 | Hot Water Pipe Insulation | Hot Water Pipe Insulation | NonEquip | 13 |  | 11.43% | Tech/Econ | 7.656% | 13.1631 | 0.0011856 | 0.0025521
Tech | Single Family | Domestic Hot Water | Heat pump water heater | TRC | New | NN554 | Heat Trap | Heat Trap | NonEquip | 10 |  | 9.142% | Tech/Econ | 6.849% | 0 | 0 | 0
Tech | Single Family | Domestic Hot Water | Heat pump water heater | TRC | New | NN548 | Faucet Aerator | Faucet Aerator | NonEquip | 10 |  | 13.71% | Tech/Econ | 1.502% | 0 | 0 | 0
Tech | Single Family | Domestic Hot Water | Heat pump water heater | TRC | New | NN542 | Drain Water Heat Recovery | Drain Water Heat Recovery | NonEquip | 15 |  | 9.5% | Tech/Econ | 12.3% | 22.7945 | 0.0020531 | 0.0044195
Tech | Single Family | Domestic Hot Water | Heat pump water heater | TRC | Existing | NE587 | Water Heater Timeclock | Water Heater Timeclock | NonEquip | 7 |  | 21.6% | Tech/Econ | 5% | 2178.2424 | 0 | 0
Tech | Single Family | Domestic Hot Water | Heat pump water heater | TRC | Existing | NE581 | Water Heater Thermostat Setback | Water Heater Thermostat Setback | NonEquip | 4 |  | 1.582% | Tech/Econ | 1.894% | 59.6933 | 0.0053766 | 0.011574
Tech | Single Family | Domestic Hot Water | Heat pump water heater | TRC | Existing | NE575 | Water Heater Blanket | Water Heater Blanket | NonEquip | 7 |  | 9.142% | Tech/Econ | 13.67% | 2589.1016 | 0.2332 | 0.50199
Tech | Single Family | Domestic Hot Water | Heat pump water heater | TRC | Existing | NE569 | Thermostatic Shower Restriction Valve | Thermostatic Shower Restriction Valve | NonEquip | 10 |  | 2.11% | Tech/Econ | 4.798% | 201.9324 | 0.018188 | 0.039152
Tech | Single Family | Domestic Hot Water | Heat pump water heater | TRC | Existing | NE563 | Low Flow Showerhead | Low Flow Showerhead | NonEquip | 9 |  | 2.11% | Tech/Econ | 15.28% | 669.9458 | 0.060343 | 0.12989
Tech | Single Family | Domestic Hot Water | Heat pump water heater | TRC | Existing | NE557 | Hot Water Pipe Insulation | Hot Water Pipe Insulation | NonEquip | 13 |  | 1.978% | Tech/Econ | 7.656% | 306.2012 | 0.02758 | 0.059368
Tech | Single Family | Domestic Hot Water | Heat pump water heater | TRC | Existing | NE551 | Heat Trap | Heat Trap | NonEquip | 10 |  | 1.582% | Tech/Econ | 6.849% | 218.7939 | 0.019707 | 0.042421
Tech | Single Family | Domestic Hot Water | Heat pump water heater | TRC | Existing | NE545 | Faucet Aerator | Faucet Aerator | NonEquip | 10 |  | 2.373% | Tech/Econ | 3.604% | 170.468 | 0.015354 | 0.033051
Tech | Single Family | Domestic Hot Water | Heat pump water heater | TRC | Existing | NE539 | Drain Water Heat Recovery | Drain Water Heat Recovery | NonEquip | 15 |  | 9.5% | Tech/Econ | 12.3% | 2390.8084 | 0.21534 | 0.46355
Tech | Single Family | Domestic Hot Water | Heat pump water heater | TRC | Turnover | ET74 | Heat Pump Water Heater | Heat Pump Water Heater | Equip | 10 | Heat pump water heater | 49% | Tech/Econ | 62.51% | 91783.7329 | 6.1713 | 23.0517
Tech | Single Family | Domestic Hot Water | Heat pump water heater | TRC | New | EN80 | Heat Pump Water Heater | Heat Pump Water Heater | Equip | 10 | Heat pump water heater | 49% | Tech/Econ | 62.51% | 983.3309 | 0.066117 | 0.24697
Tech | Single Family | Appliances | Freezer | TRC | New | NN536 | Removal of 2nd Refrigerator-Freezer | Removal of 2nd Refrigerator-Freezer | NonEquip | 5 | Refrigerator | 0% | Tech/Econ | 100% | 0 | 0 | 0
Tech | Single Family | Appliances | Freezer | TRC | Existing | NE533 | Removal of 2nd Refrigerator-Freezer | Removal of 2nd Refrigerator-Freezer | NonEquip | 5 | Refrigerator | 0% | Tech/Econ | 100% | 0 | 0 | 0
Tech | Single Family | Appliances | Freezer | TRC | Turnover | ET29 | Energy Star Freezer | Energy Star Freezer | Equip | 11 | Freezer | 58% | Tech/Econ | 11.6% | 7144343.801 | 928.4454 | 642.5268
Tech | Single Family | Appliances | Freezer | TRC | New | EN35 | Energy Star Freezer | Energy Star Freezer | Equip | 11 | Freezer | 58% | Tech/Econ | 11.6% | 76541.3825 | 9.947 | 6.8838
Tech | Single Family | Miscellaneous | Fan | TRC | Turnover | ET470 | Energy Star Ceiling Fan | Energy Star Ceiling Fan | Equip | 20 | Fan | 34% | Tech/Econ | 68.69% | 5272041.094 | 0 | 0.59356
Tech | Single Family | Miscellaneous | Fan | TRC | Turnover | ET461 | Energy Star Bathroom Ventilating Fan | Energy Star Bathroom Ventilating Fan | Equip | 10 | Fan | 43.2% | Tech/Econ | 62.65% | 4682499.297 | 163.9071 | 655.6286
Tech | Single Family | Miscellaneous | Fan | TRC | New | EN476 | Energy Star Ceiling Fan | Energy Star Ceiling Fan | Equip | 20 | Fan | 34% | Tech/Econ | 68.69% | 56482.3484 | 0 | 0.011796
Tech | Single Family | Miscellaneous | Fan | TRC | New | EN467 | Energy Star Bathroom Ventilating Fan | Energy Star Bathroom Ventilating Fan | Equip | 10 | Fan | 61.2% | Tech/Econ | 62.65% | 71068.861 | 2.4877 | 9.9508
Tech | Single Family | Lighting | Exterior screw-in | TRC | New | NN914 | Interior Lighting Controls | Interior Lighting Controls | NonEquip | 8 | Interior screw-in | 0% | Tech/Econ | 28.57% | 0 | 0 | 0
Tech | Single Family | Lighting | Exterior screw-in | TRC | New | NN908 | Exterior Lighting Controls | Exterior Lighting Controls | NonEquip | 10 | Exterior screw-in | 9.45% | Tech/Econ | 50% | 3594.8749 | 0 | 0
Tech | Single Family | Lighting | Exterior screw-in | TRC | Existing | NE911 | Interior Lighting Controls | Interior Lighting Controls | NonEquip | 8 | Interior screw-in | 0% | Tech/Econ | 28.57% | 0 | 0 | 0
Tech | Single Family | Lighting | Exterior screw-in | TRC | Existing | NE905 | Exterior Lighting Controls | Exterior Lighting Controls | NonEquip | 10 | Exterior screw-in | 1.89% | Tech/Econ | 50% | 67108.8539 | 0 | 0
Tech | Single Family | Lighting | Exterior screw-in | TRC | Turnover | ET407 | LED - 9W Flood (Exterior) | LED - 9W Flood (Exterior) | Equip | 10 | Exterior screw-in | 22% | Tech/Econ | 86.15% | 1660783.246 | 0 | 0
Tech | Single Family | Lighting | Exterior screw-in | TRC | Turnover | ET362 | CFL - 15W Flood (Exterior) | CFL - 15W Flood (Exterior) | Equip | 7.8 | Exterior screw-in | 0% | Tech/Econ | 76.92% | 0 | 0 | 0
Tech | Single Family | Lighting | Exterior screw-in | TRC | New | EN413 | LED - 9W Flood (Exterior) | LED - 9W Flood (Exterior) | Equip | 10 | Exterior screw-in | 22% | Tech/Econ | 86.15% | 17792.9072 | 0 | 0
Tech | Single Family | Lighting | Exterior screw-in | TRC | New | EN368 | CFL - 15W Flood (Exterior) | CFL - 15W Flood (Exterior) | Equip | 7.8 | Exterior screw-in | 0% | Tech/Econ | 76.92% | 0 | 0 | 0
Tech | Single Family | Appliances | Dishwasher | TRC | New | NN536 | Removal of 2nd Refrigerator-Freezer | Removal of 2nd Refrigerator-Freezer | NonEquip | 5 | Refrigerator | 0% | Tech/Econ | 100% | 0 | 0 | 0
Tech | Single Family | Appliances | Dishwasher | TRC | Existing | NE533 | Removal of 2nd Refrigerator-Freezer | Removal of 2nd Refrigerator-Freezer | NonEquip | 5 | Refrigerator | 0% | Tech/Econ | 100% | 0 | 0 | 0
Tech | Single Family | Appliances | Dishwasher | TRC | Turnover | ET20 | Energy Star Dishwasher | Energy Star Dishwasher | Equip | 10 | Dishwasher | 9% | Tech/Econ | 13.13% | 1127580.421 | 123.4542 | 134.2065
Tech | Single Family | Appliances | Dishwasher | TRC | New | EN26 | Energy Star Dishwasher | Energy Star Dishwasher | Equip | 10 | Dishwasher | 9% | Tech/Econ | 13.13% | 12080.4047 | 1.3226 | 1.4378
Tech | Single Family | Domestic Hot Water | Conventional Tank | TRC | New | NN590 | Water Heater Timeclock | Water Heater Timeclock | NonEquip | 7 |  | 18% | Tech/Econ | 5% | 0 | 0 | 0
Tech | Single Family | Domestic Hot Water | Conventional Tank | TRC | New | NN584 | Water Heater Thermostat Setback | Water Heater Thermostat Setback | NonEquip | 4 |  | 9.142% | Tech/Econ | 1.894% | 0 | 0 | 0
Tech | Single Family | Domestic Hot Water | Conventional Tank | TRC | New | NN578 | Water Heater Blanket | Water Heater Blanket | NonEquip | 7 |  | 1.582% | Tech/Econ | 13.08% | 8197.3812 | 0.73835 | 1.5894
Tech | Single Family | Domestic Hot Water | Conventional Tank | TRC | New | NN572 | Thermostatic Shower Restriction Valve | Thermostatic Shower Restriction Valve | NonEquip | 10 |  | 12.19% | Tech/Econ | 4.798% | 0 | 0 | 0
Tech | Single Family | Domestic Hot Water | Conventional Tank | TRC | New | NN566 | Low Flow Showerhead | Low Flow Showerhead | NonEquip | 9 |  | 80% | Tech/Econ | 15.28% | 551663.025 | 49.6888 | 106.96
Tech | Single Family | Domestic Hot Water | Conventional Tank | TRC | New | NN560 | Hot Water Pipe Insulation | Hot Water Pipe Insulation | NonEquip | 13 |  | 11.43% | Tech/Econ | 7.656% | 26679.9621 | 2.4031 | 5.1729
Tech | Single Family | Domestic Hot Water | Conventional Tank | TRC | New | NN554 | Heat Trap | Heat Trap | NonEquip | 10 |  | 9.142% | Tech/Econ | 6.849% | 0 | 0 | 0
Tech | Single Family | Domestic Hot Water | Conventional Tank | TRC | New | NN548 | Faucet Aerator | Faucet Aerator | NonEquip | 10 |  | 13.71% | Tech/Econ | 1.502% | 0 | 0 | 0
Tech | Single Family | Domestic Hot Water | Conventional Tank | TRC | New | NN542 | Drain Water Heat Recovery | Drain Water Heat Recovery | NonEquip | 15 |  | 9.5% | Tech/Econ | 12.3% | 46201.5672 | 4.1614 | 8.9579
Tech | Single Family | Domestic Hot Water | Conventional Tank | TRC | Existing | NE587 | Water Heater Timeclock | Water Heater Timeclock | NonEquip | 7 |  | 21.6% | Tech/Econ | 5% | 4415029.197 | 0 | 0
Tech | Single Family | Domestic Hot Water | Conventional Tank | TRC | Existing | NE581 | Water Heater Thermostat Setback | Water Heater Thermostat Setback | NonEquip | 4 |  | 1.582% | Tech/Econ | 1.894% | 120990.9751 | 10.8978 | 23.4585
Tech | Single Family | Domestic Hot Water | Conventional Tank | TRC | Existing | NE575 | Water Heater Blanket | Water Heater Blanket | NonEquip | 7 |  | 9.142% | Tech/Econ | 13.67% | 5247790.281 | 472.673 | 1017.4759
Tech | Single Family | Domestic Hot Water | Conventional Tank | TRC | Existing | NE569 | Thermostatic Shower Restriction Valve | Thermostatic Shower Restriction Valve | NonEquip | 10 |  | 2.11% | Tech/Econ | 4.798% | 409292.0423 | 36.8653 | 79.3562
Tech | Single Family | Domestic Hot Water | Conventional Tank | TRC | Existing | NE563 | Low Flow Showerhead | Low Flow Showerhead | NonEquip | 9 |  | 2.11% | Tech/Econ | 15.28% | 1357897.618 | 122.307 | 263.2781
Tech | Single Family | Domestic Hot Water | Conventional Tank | TRC | Existing | NE557 | Hot Water Pipe Insulation | Hot Water Pipe Insulation | NonEquip | 13 |  | 1.978% | Tech/Econ | 7.656% | 620632.2006 | 55.9009 | 120.3322
Tech | Single Family | Domestic Hot Water | Conventional Tank | TRC | Existing | NE551 | Heat Trap | Heat Trap | NonEquip | 10 |  | 1.582% | Tech/Econ | 6.849% | 443468.2953 | 39.9436 | 85.9825
Tech | Single Family | Domestic Hot Water | Conventional Tank | TRC | Existing | NE545 | Faucet Aerator | Faucet Aerator | NonEquip | 10 |  | 2.373% | Tech/Econ | 3.604% | 345517.7242 | 31.1211 | 66.9912
Tech | Single Family | Domestic Hot Water | Conventional Tank | TRC | Existing | NE539 | Drain Water Heat Recovery | Drain Water Heat Recovery | NonEquip | 15 |  | 9.5% | Tech/Econ | 12.3% | 4845874.299 | 436.4721 | 939.5498
Tech | Single Family | Domestic Hot Water | Conventional Tank | TRC | Turnover | ET980 | Solar Water Heater | Solar Water Heater | Equip | 15 | Conventional Tank | 21.56% | Tech/Econ | 76.67% | 100705177.6 | 7526.8984 | 1056.7326
Tech | Single Family | Domestic Hot Water | Conventional Tank | TRC | Turnover | ET971 | Heat Pump Water Heater | Heat Pump Water Heater | Equip | 10 | Conventional Tank | 27.44% | Tech/Econ | 62.51% | 87231462.8 | 5865.2308 | 21908.3893
Tech | Single Family | Domestic Hot Water | Conventional Tank | TRC | New | EN986 | Solar Water Heater | Solar Water Heater | Equip | 15 | Conventional Tank | 21.56% | Tech/Econ | 76.67% | 1078911.341 | 80.6399 | 11.3214
Tech | Single Family | Domestic Hot Water | Conventional Tank | TRC | New | EN977 | Heat Pump Water Heater | Heat Pump Water Heater | Equip | 10 | Conventional Tank | 27.44% | Tech/Econ | 62.51% | 934559.8398 | 62.8375 | 234.7169
Tech | Single Family | Appliances | Clothes washer | TRC | New | NN536 | Removal of 2nd Refrigerator-Freezer | Removal of 2nd Refrigerator-Freezer | NonEquip | 5 | Refrigerator | 0% | Tech/Econ | 100% | 0 | 0 | 0
Tech | Single Family | Appliances | Clothes washer | TRC | Existing | NE533 | Removal of 2nd Refrigerator-Freezer | Removal of 2nd Refrigerator-Freezer | NonEquip | 5 | Refrigerator | 0% | Tech/Econ | 100% | 0 | 0 | 0
Tech | Single Family | Appliances | Clothes washer | TRC | Turnover | ET11 | Energy Star Clothes Washer | Energy Star Clothes Washer | Equip | 11 | Clothes washer | 54% | Tech/Econ | 37.8% | 4506248.269 | 708.6607 | 411.5935
Tech | Single Family | Appliances | Clothes washer | TRC | New | EN17 | Energy Star Clothes Washer | Energy Star Clothes Washer | Equip | 11 | Clothes washer | 54% | Tech/Econ | 37.8% | 48277.9781 | 7.5923 | 4.4096
Tech | Single Family | Appliances | Clothes dryer | TRC | New | NN536 | Removal of 2nd Refrigerator-Freezer | Removal of 2nd Refrigerator-Freezer | NonEquip | 5 | Refrigerator | 0% | Tech/Econ | 100% | 0 | 0 | 0
Tech | Single Family | Appliances | Clothes dryer | TRC | Existing | NE533 | Removal of 2nd Refrigerator-Freezer | Removal of 2nd Refrigerator-Freezer | NonEquip | 5 | Refrigerator | 0% | Tech/Econ | 100% | 0 | 0 | 0
Tech | Single Family | Appliances | Clothes dryer | TRC | Turnover | ET47 | Heat Pump Clothes Dryer | Heat Pump Clothes Dryer | Equip | 12 | Clothes dryer | 54% | Tech/Econ | 30.89% | 41143279.75 | 6470.2659 | 3757.9612
Tech | Single Family | Appliances | Clothes dryer | TRC | Turnover | ET2 | Energy Star Clothes Dryer | Energy Star Clothes Dryer | Equip | 11 | Clothes dryer | 46% | Tech/Econ | 20.87% | 19725646.99 | 3102.0906 | 1801.7089
Tech | Single Family | Appliances | Clothes dryer | TRC | New | EN8 | Energy Star Clothes Dryer | Energy Star Clothes Dryer | Equip | 11 | Clothes dryer | 46% | Tech/Econ | 20.87% | 211331.977 | 33.2344 | 19.3027
Tech | Single Family | Appliances | Clothes dryer | TRC | New | EN53 | Heat Pump Clothes Dryer | Heat Pump Clothes Dryer | Equip | 12 | Clothes dryer | 54% | Tech/Econ | 30.89% | 440791.1508 | 69.3196 | 40.2612
Tech | Single Family | Space Heating | Central forced air | TRC | New | NN896 | Wall Insulation | Wall Insulation | NonEquip | 20 |  | 6.75% | Tech/Econ | 0% | 0 | 0 | 0
Tech | Single Family | Space Heating | Central forced air | TRC | New | NN884 | Storm Door | Storm Door | NonEquip | 20 |  | 0% | Tech/Econ | 1.017% | 0 | 0 | 0
Tech | Single Family | Space Heating | Central forced air | TRC | New | NN866 | Spray Foam Insulation(Base R30) | Spray Foam Insulation(Base R30) | NonEquip | 20 |  | 72% | Tech/Econ | 3.99% | 36906.0819 | 0 | 92.8388
Tech | Single Family | Space Heating | Central forced air | TRC | New | NN854 | Spray Foam Insulation(Base R2) | Spray Foam Insulation(Base R2) | NonEquip | 20 |  | 0% | Tech/Econ | 33.29% | 0 | 0 | 0
Tech | Single Family | Space Heating | Central forced air | TRC | New | NN842 | Spray Foam Insulation(Base R19) | Spray Foam Insulation(Base R19) | NonEquip | 20 |  | 0% | Tech/Econ | 7.709% | 0 | 0 | 0
Tech | Single Family | Space Heating | Central forced air | TRC | New | NN830 | Spray Foam Insulation(Base R12) | Spray Foam Insulation(Base R12) | NonEquip | 20 |  | 0% | Tech/Econ | 12.39% | 0 | 0 | 0
Tech | Single Family | Space Heating | Central forced air | TRC | New | NN824 | Smart Thermostat | Smart Thermostat | NonEquip | 11 |  | 22.5% | Tech/Econ | 4% | 29608.6408 | 0 | 0
Tech | Single Family | Space Heating | Central forced air | TRC | New | NN794 | Radiant Barrier | Radiant Barrier | NonEquip | 20 |  | 6.056% | Tech/Econ | 10% | 20045.5487 | 0 | 22.2368
Tech | Single Family | Space Heating | Central forced air | TRC | New | NN788 | Programmable Thermostat | Programmable Thermostat | NonEquip | 11 |  | 2% | Tech/Econ | 1.72% | 0 | 0 | 0
Tech | Single Family | Space Heating | Central forced air | TRC | New | NN776 | HVAC ECM Motor | HVAC ECM Motor | NonEquip | 15 |  | 26.32% | Tech/Econ | 0.6245% | 0 | 0 | 0
Tech | Single Family | Space Heating | Central forced air | TRC | New | NN764 | Home Energy Management System | Home Energy Management System | NonEquip | 11 |  | 0.95% | Tech/Econ | 15% | 4993.8292 | 0 | 0.77819
Tech | Single Family | Space Heating | Central forced air | TRC | New | NN746 | Heat Pump Tune Up | Heat Pump Tune Up | NonEquip | 2 | Heat pump-heating | 0% | Tech/Econ | 0% | 0 | 0 | 0
Tech | Single Family | Space Heating | Central forced air | TRC | New | NN740 | Green Roof | Green Roof | NonEquip | 20 |  | 9.72% | Tech/Econ | 14.65% | 49844.2576 | 0 | 44.3857
Tech | Single Family | Space Heating | Central forced air | TRC | New | NN728 | Floor Insulation | Floor Insulation | NonEquip | 20 |  | 3.36% | Tech/Econ | 0% | 0 | 0 | 0
Tech | Single Family | Space Heating | Central forced air | TRC | New | NN722 | Energy Star Windows | Energy Star Windows | NonEquip | 20 |  | 19% | Tech/Econ | 1.188% | 0 | 0 | 0
Tech | Single Family | Space Heating | Central forced air | TRC | New | NN710 | Energy Star Door | Energy Star Door | NonEquip | 20 |  | 14.25% | Tech/Econ | 1.267% | 0 | 0 | 0
Tech | Single Family | Space Heating | Central forced air | TRC | New | NN698 | Energy Star Certified Roof Products | Energy Star Certified Roof Products | NonEquip | 20 |  | 32.4% | Tech/Econ | 12.5% | 139708.9404 | 0 | 124.409
Tech | Single Family | Space Heating | Central forced air | TRC | New | NN686 | Duct Repair | Duct Repair | NonEquip | 11 |  | 0% | Tech/Econ | 0% | 0 | 0 | 0
Tech | Single Family | Space Heating | Central forced air | TRC | New | NN674 | Duct Insulation | Duct Insulation | NonEquip | 15 |  | 0% | Tech/Econ | 0% | 0 | 0 | 0
Tech | Single Family | Space Heating | Central forced air | TRC | New | NN650 | Ceiling Insulation(R30 to R38) | Ceiling Insulation(R30 to R38) | NonEquip | 20 |  | 8% | Tech/Econ | 2.011% | 0 | 0 | 0
Tech | Single Family | Space Heating | Central forced air | TRC | New | NN638 | Ceiling Insulation(R2 to R38) | Ceiling Insulation(R2 to R38) | NonEquip | 20 |  | 0% | Tech/Econ | 34.48% | 0 | 0 | 0
Tech | Single Family | Space Heating | Central forced air | TRC | New | NN626 | Ceiling Insulation(R19 to R38) | Ceiling Insulation(R19 to R38) | NonEquip | 20 |  | 0% | Tech/Econ | 6.429% | 0 | 0 | 0
Tech | Single Family | Space Heating | Central forced air | TRC | New | NN614 | Ceiling Insulation(R12 to R38) | Ceiling Insulation(R12 to R38) | NonEquip | 20 |  | 0% | Tech/Econ | 11.98% | 0 | 0 | 0
Tech | Single Family | Space Heating | Central forced air | TRC | Existing | NE893 | Wall Insulation | Wall Insulation | NonEquip | 20 |  | 4.5% | Tech/Econ | 27.09% | 3777787.972 | 0 | 3364.0714
Tech | Single Family | Space Heating | Central forced air | TRC | Existing | NE881 | Storm Door | Storm Door | NonEquip | 20 |  | 0% | Tech/Econ | 1.535% | 0 | 0 | 0
Tech | Single Family | Space Heating | Central forced air | TRC | Existing | NE863 | Spray Foam Insulation(Base R30) | Spray Foam Insulation(Base R30) | NonEquip | 20 |  | 35.13% | Tech/Econ | 3.99% | 3823151.626 | 0 | 9617.2945
Tech | Single Family | Space Heating | Central forced air | TRC | Existing | NE851 | Spray Foam Insulation(Base R2) | Spray Foam Insulation(Base R2) | NonEquip | 20 |  | 14.63% | Tech/Econ | 33.29% | 15862560.93 | 0 | 17676.2173
Tech | Single Family | Space Heating | Central forced air | TRC | Existing | NE839 | Spray Foam Insulation(Base R19) | Spray Foam Insulation(Base R19) | NonEquip | 20 |  | 5.725% | Tech/Econ | 7.709% | 1220454.388 | 0 | 2127.6572
Tech | Single Family | Space Heating | Central forced air | TRC | Existing | NE827 | Spray Foam Insulation(Base R12) | Spray Foam Insulation(Base R12) | NonEquip | 20 |  | 14.21% | Tech/Econ | 12.39% | 5158254.141 | 0 | 7108.6918
Tech | Single Family | Space Heating | Central forced air | TRC | Existing | NE821 | Smart Thermostat | Smart Thermostat | NonEquip | 11 |  | 22.5% | Tech/Econ | 4% | 2476971.383 | 0 | 0
Tech | Single Family | Space Heating | Central forced air | TRC | Existing | NE809 | Sealed crawlspace | Sealed crawlspace | NonEquip | 11 |  | 5.88% | Tech/Econ | 1.167% | 182692.0541 | 0 | 262.9824
Tech | Single Family | Space Heating | Central forced air | TRC | Existing | NE791 | Radiant Barrier | Radiant Barrier | NonEquip | 20 |  | 1.853% | Tech/Econ | 10% | 523055.1631 | 0 | 580.2314
Tech | Single Family | Space Heating | Central forced air | TRC | Existing | NE785 | Programmable Thermostat | Programmable Thermostat | NonEquip | 11 |  | 2% | Tech/Econ | 1.72% | 91592.0264 | 0 | 0
Tech | Single Family | Space Heating | Central forced air | TRC | Existing | NE773 | HVAC ECM Motor | HVAC ECM Motor | NonEquip | 15 |  | 9.945% | Tech/Econ | 0.6245% | 165180.3154 | 0 | 152.9205
Tech | Single Family | Space Heating | Central forced air | TRC | Existing | NE761 | Home Energy Management System | Home Energy Management System | NonEquip | 11 |  | 0.95% | Tech/Econ | 15% | 435674.51 | 0 | 58.6658
Tech | Single Family | Space Heating | Central forced air | TRC | Existing | NE743 | Heat Pump Tune Up | Heat Pump Tune Up | NonEquip | 2 | Heat pump-heating | 0% | Tech/Econ | 5% | 0 | 0 | 0
Tech | Single Family | Space Heating | Central forced air | TRC | Existing | NE737 | Green Roof | Green Roof | NonEquip | 20 |  | 0.0675% | Tech/Econ | 14.65% | 30198.2034 | 0 | 26.8911
Tech | Single Family | Space Heating | Central forced air | TRC | Existing | NE719 | Energy Star Windows | Energy Star Windows | NonEquip | 20 |  | 19% | Tech/Econ | 3.473% | 1774387.031 | 0 | 2271.8646
Tech | Single Family | Space Heating | Central forced air | TRC | Existing | NE707 | Energy Star Door | Energy Star Door | NonEquip | 20 |  | 14.25% | Tech/Econ | 1.785% | 678909.8766 | 0 | 839.0866
Tech | Single Family | Space Heating | Central forced air | TRC | Existing | NE695 | Energy Star Certified Roof Products | Energy Star Certified Roof Products | NonEquip | 20 |  | 32.4% | Tech/Econ | 12.5% | 12363460.34 | 0 | 11009.5019
Tech | Single Family | Space Heating | Central forced air | TRC | Existing | NE683 | Duct Repair | Duct Repair | NonEquip | 11 |  | 14.08% | Tech/Econ | 12% | 4862956.597 | 0 | 4330.4001
Tech | Single Family | Space Heating | Central forced air | TRC | Existing | NE671 | Duct Insulation | Duct Insulation | NonEquip | 15 |  | 0% | Tech/Econ | 2.045% | 0 | 0 | 0
Tech | Single Family | Space Heating | Central forced air | TRC | Existing | NE647 | Ceiling Insulation(R30 to R38) | Ceiling Insulation(R30 to R38) | NonEquip | 20 |  | 3.904% | Tech/Econ | 2.011% | 209729.6077 | 0 | 208.3153
Tech | Single Family | Space Heating | Central forced air | TRC | Existing | NE635 | Ceiling Insulation(R2 to R38) | Ceiling Insulation(R2 to R38) | NonEquip | 20 |  | 1.625% | Tech/Econ | 34.48% | 1836040.597 | 0 | 1789.586
Tech | Single Family | Space Heating | Central forced air | TRC | Existing | NE623 | Ceiling Insulation(R19 to R38) | Ceiling Insulation(R19 to R38) | NonEquip | 20 |  | 0.6361% | Tech/Econ | 6.429% | 112597.4305 | 0 | 113.9371
Tech | Single Family | Space Heating | Central forced air | TRC | Existing | NE611 | Ceiling Insulation(R12 to R38) | Ceiling Insulation(R12 to R38) | NonEquip | 20 |  | 1.579% | Tech/Econ | 11.98% | 534991.2737 | 0 | 527.2137
Tech | Single Family | Space Heating | Central forced air | TRC | Existing | NE605 | Air Sealing-Infiltration Control | Air Sealing-Infiltration Control | NonEquip | 11 |  | 20.8% | Tech/Econ | 9% | 5275818.448 | 0 | 4698.0482
Tech | Single Family | Space Heating | Central forced air | TRC | Turnover | ET353 | Variable Refrigerant Flow (VRF) HVAC Systems | Variable Refrigerant Flow (VRF) HVAC Systems | Equip | 13 | Central forced air | 0.5419% | Tech/Econ | 25.82% | 428369.6737 | 0 | 110.3605
Tech | Single Family | Space Heating | Central forced air | TRC | New | EN359 | Variable Refrigerant Flow (VRF) HVAC Systems | Variable Refrigerant Flow (VRF) HVAC Systems | Equip | 13 | Central forced air | 0.636% | Tech/Econ | 25.82% | 5763.9488 | 0 | 1.485
Tech | Single Family | Space Cooling | CAC | TRC | New | NN920 | Solar Attic Fan | Solar Attic Fan | NonEquip | 15 |  | 5.32% | Tech/Econ | 6% | 0 | 0 | 0
Tech | Single Family | Space Cooling | CAC | TRC | New | NN902 | Window Sun Protection | Window Sun Protection | NonEquip | 10 |  | 19.5% | Tech/Econ | 2.452% | 0 | 0 | 0
Tech | Single Family | Space Cooling | CAC | TRC | New | NN878 | Storm Door | Storm Door | NonEquip | 20 |  | 0% | Tech/Econ | 0.8781% | 0 | 0 | 0
Tech | Single Family | Space Cooling | CAC | TRC | New | NN872 | Spray Foam Insulation(Base R30) | Spray Foam Insulation(Base R30) | NonEquip | 20 |  | 72% | Tech/Econ | 11.62% | 319686.0988 | 136.7062 | 0
Tech | Single Family | Space Cooling | CAC | TRC | New | NN860 | Spray Foam Insulation(Base R2) | Spray Foam Insulation(Base R2) | NonEquip | 20 |  | 0% | Tech/Econ | 34.78% | 0 | 0 | 0
Tech | Single Family | Space Cooling | CAC | TRC | New | NN848 | Spray Foam Insulation(Base R19) | Spray Foam Insulation(Base R19) | NonEquip | 20 |  | 0% | Tech/Econ | 14.4% | 0 | 0 | 0
Tech | Single Family | Space Cooling | CAC | TRC | New | NN836 | Spray Foam Insulation(Base R12) | Spray Foam Insulation(Base R12) | NonEquip | 20 |  | 0% | Tech/Econ | 18.12% | 0 | 0 | 0
Tech | Single Family | Space Cooling | CAC | TRC | New | NN818 | Smart Thermostat | Smart Thermostat | NonEquip | 11 |  | 22.5% | Tech/Econ | 4% | 0 | 0 | 0
Tech | Single Family | Space Cooling | CAC | TRC | New | NN800 | Radiant Barrier | Radiant Barrier | NonEquip | 20 |  | 6.056% | Tech/Econ | 10% | 0 | 0 | 0
Tech | Single Family | Space Cooling | CAC | TRC | New | NN782 | Programmable Thermostat | Programmable Thermostat | NonEquip | 11 |  | 2% | Tech/Econ | 1.72% | 0 | 0 | 0
Tech | Single Family | Space Cooling | CAC | TRC | New | NN758 | Home Energy Management System | Home Energy Management System | NonEquip | 11 |  | 0.95% | Tech/Econ | 7.12% | 0 | 0 | 0
Tech | Single Family | Space Cooling | CAC | TRC | New | NN734 | Green Roof | Green Roof | NonEquip | 20 |  | 9.72% | Tech/Econ | 14.65% | 71598.2722 | 44.2006 | 0
Tech | Single Family | Space Cooling | CAC | TRC | New | NN716 | Energy Star Windows | Energy Star Windows | NonEquip | 20 |  | 19% | Tech/Econ | 2.714% | 0 | 0 | 0
Tech | Single Family | Space Cooling | CAC | TRC | New | NN704 | Energy Star Door | Energy Star Door | NonEquip | 20 |  | 14.25% | Tech/Econ | 1.093% | 0 | 0 | 0
Tech | Single Family | Space Cooling | CAC | TRC | New | NN692 | Energy Star Certified Roof Products | Energy Star Certified Roof Products | NonEquip | 20 |  | 32.4% | Tech/Econ | 12.5% | 200683.4733 | 123.8902 | 0
Tech | Single Family | Space Cooling | CAC | TRC | New | NN656 | Ceiling Insulation(R30 to R38) | Ceiling Insulation(R30 to R38) | NonEquip | 20 |  | 8% | Tech/Econ | 1.432% | 0 | 0 | 0
Tech | Single Family | Space Cooling | CAC | TRC | New | NN644 | Ceiling Insulation(R2 to R38) | Ceiling Insulation(R2 to R38) | NonEquip | 20 |  | 0% | Tech/Econ | 29.55% | 0 | 0 | 0
Tech | Single Family | Space Cooling | CAC | TRC | New | NN632 | Ceiling Insulation(R19 to R38) | Ceiling Insulation(R19 to R38) | NonEquip | 20 |  | 0% | Tech/Econ | 5.005% | 0 | 0 | 0
Tech | Single Family | Space Cooling | CAC | TRC | New | NN620 | Ceiling Insulation(R12 to R38) | Ceiling Insulation(R12 to R38) | NonEquip | 20 |  | 0% | Tech/Econ | 9.56% | 0 | 0 | 0
Tech | Single Family | Space Cooling | CAC | TRC | Existing | NE917 | Solar Attic Fan | Solar Attic Fan | NonEquip | 15 |  | 1.976% | Tech/Econ | 6% | 442130.581 | 152.0408 | 0
Tech | Single Family | Space Cooling | CAC | TRC | Existing | NE899 | Window Sun Protection | Window Sun Protection | NonEquip | 10 |  | 19.5% | Tech/Econ | 2.452% | 1759704.237 | 2646.8204 | -1211.3868
Tech | Single Family | Space Cooling | CAC | TRC | Existing | NE887 | Wall Insulation | Wall Insulation | NonEquip | 20 |  | 4.5% | Tech/Econ | 5.498% | 921496.4621 | 568.8777 | 0
Tech | Single Family | Space Cooling | CAC | TRC | Existing | NE869 | Spray Foam Insulation(Base R30) | Spray Foam Insulation(Base R30) | NonEquip | 20 |  | 35.13% | Tech/Econ | 11.62% | 16485383.62 | 7049.5846 | 0
Tech | Single Family | Space Cooling | CAC | TRC | Existing | NE857 | Spray Foam Insulation(Base R2) | Spray Foam Insulation(Base R2) | NonEquip | 20 |  | 14.63% | Tech/Econ | 34.78% | 32250197.17 | 18916.5944 | 0
Tech | Single Family | Space Cooling | CAC | TRC | Existing | NE845 | Spray Foam Insulation(Base R19) | Spray Foam Insulation(Base R19) | NonEquip | 20 |  | 5.725% | Tech/Econ | 14.4% | 3558818.42 | 1700.6879 | 0
Tech | Single Family | Space Cooling | CAC | TRC | Existing | NE833 | Spray Foam Insulation(Base R12) | Spray Foam Insulation(Base R12) | NonEquip | 20 |  | 14.21% | Tech/Econ | 18.12% | 11411041.82 | 4296.2141 | 0
Tech | Single Family | Space Cooling | CAC | TRC | Existing | NE815 | Smart Thermostat | Smart Thermostat | NonEquip | 11 |  | 22.5% | Tech/Econ | 4% | 3342917.314 | 0 | 0
Tech | Single Family | Space Cooling | CAC | TRC | Existing | NE797 | Radiant Barrier | Radiant Barrier | NonEquip | 20 |  | 1.853% | Tech/Econ | 10% | 717674.7837 | 435.8354 | 0
Tech | Single Family | Space Cooling | CAC | TRC | Existing | NE779 | Programmable Thermostat | Programmable Thermostat | NonEquip | 11 |  | 2% | Tech/Econ | 1.72% | 126018.4275 | 0 | 0
Tech | Single Family | Space Cooling | CAC | TRC | Existing | NE755 | Home Energy Management System | Home Energy Management System | NonEquip | 11 |  | 0.95% | Tech/Econ | 7.12% | 252411.8941 | 100.9723 | 0
Tech | Single Family | Space Cooling | CAC | TRC | Existing | NE749 | Heat Pump Tune Up | Heat Pump Tune Up | NonEquip | 2 | Heat pump-cooling | 0% | Tech/Econ | 5% | 0 | 0 | 0
Tech | Single Family | Space Cooling | CAC | TRC | Existing | NE731 | Green Roof | Green Roof | NonEquip | 20 |  | 0.0675% | Tech/Econ | 14.65% | 42708.6392 | 26.3658 | 0
Tech | Single Family | Space Cooling | CAC | TRC | Existing | NE713 | Energy Star Windows | Energy Star Windows | NonEquip | 20 |  | 19% | Tech/Econ | 7.932% | 5709909.195 | 960.2033 | 0
Tech | Single Family | Space Cooling | CAC | TRC | Existing | NE701 | Energy Star Door | Energy Star Door | NonEquip | 20 |  | 14.25% | Tech/Econ | 1.541% | 804048.0774 | 217.6372 | 0
Tech | Single Family | Space Cooling | CAC | TRC | Existing | NE689 | Energy Star Certified Roof Products | Energy Star Certified Roof Products | NonEquip | 20 |  | 32.4% | Tech/Econ | 12.5% | 17341231.51 | 10705.4565 | 0
Tech | Single Family | Space Cooling | CAC | TRC | Existing | NE677 | Duct Repair | Duct Repair | NonEquip | 11 |  | 14.08% | Tech/Econ | 12% | 6943150.749 | 4286.2929 | 0
Tech | Single Family | Space Cooling | CAC | TRC | Existing | NE665 | Duct Insulation | Duct Insulation | NonEquip | 15 |  | 0% | Tech/Econ | 2.045% | 0 | 0 | 0
Tech | Single Family | Space Cooling | CAC | TRC | Existing | NE659 | Central AC Tune Up | Central AC Tune Up | NonEquip | 2 | CAC | 0% | Tech/Econ | 5% | 0 | 0 | 0
Tech | Single Family | Space Cooling | CAC | TRC | Existing | NE653 | Ceiling Insulation(R30 to R38) | Ceiling Insulation(R30 to R38) | NonEquip | 20 |  | 3.904% | Tech/Econ | 1.432% | 204213.8513 | 141.0398 | 0
Tech | Single Family | Space Cooling | CAC | TRC | Existing | NE641 | Ceiling Insulation(R2 to R38) | Ceiling Insulation(R2 to R38) | NonEquip | 20 |  | 1.625% | Tech/Econ | 29.55% | 2138283.648 | 1016.4095 | 0
Tech | Single Family | Space Cooling | CAC | TRC | Existing | NE629 | Ceiling Insulation(R19 to R38) | Ceiling Insulation(R19 to R38) | NonEquip | 20 |  | 0.6361% | Tech/Econ | 5.005% | 118272.5714 | 78.7247 | 0
Tech | Single Family | Space Cooling | CAC | TRC | Existing | NE617 | Ceiling Insulation(R12 to R38) | Ceiling Insulation(R12 to R38) | NonEquip | 20 |  | 1.579% | Tech/Econ | 9.56% | 583709.987 | 378.8189 | 0
Tech | Single Family | Space Cooling | CAC | TRC | Existing | NE599 | Air Sealing-Infiltration Control | Air Sealing-Infiltration Control | NonEquip | 11 |  | 20.8% | Tech/Econ | 9% | 7227930.643 | 4462.0993 | 0
Tech | Single Family | Space Cooling | CAC | TRC | Turnover | ET308 | 21 SEER Central AC | 21 SEER Central AC | Equip | 15 | CAC | 78% | Tech/Econ | 33.33% | 156467089 | 96593.5788 | 0
Tech | Single Family | Space Cooling | CAC | TRC | Turnover | ET263 | 18 SEER Central AC | 18 SEER Central AC | Equip | 15 | CAC | 0% | Tech/Econ | 22.22% | 0 | 0 | 0
Tech | Single Family | Space Cooling | CAC | TRC | Turnover | ET236 | 17 SEER Central AC | 17 SEER Central AC | Equip | 15 | CAC | 0% | Tech/Econ | 17.65% | 0 | 0 | 0
Tech | Single Family | Space Cooling | CAC | TRC | Turnover | ET209 | 16 SEER Central AC | 16 SEER Central AC | Equip | 15 | CAC | 0% | Tech/Econ | 12.5% | 0 | 0 | 0
Tech | Single Family | Space Cooling | CAC | TRC | Turnover | ET182 | 15 SEER Central AC | 15 SEER Central AC | Equip | 15 | CAC | 0% | Tech/Econ | 6.667% | 0 | 0 | 0
Tech | Single Family | Space Cooling | CAC | TRC | New | EN314 | 21 SEER Central AC | 21 SEER Central AC | Equip | 15 | CAC | 78% | Tech/Econ | 33.33% | 1766153.916 | 1090.3196 | 0
Tech | Single Family | Space Cooling | CAC | TRC | New | EN269 | 18 SEER Central AC | 18 SEER Central AC | Equip | 15 | CAC | 0% | Tech/Econ | 22.22% | 0 | 0 | 0
Tech | Single Family | Space Cooling | CAC | TRC | New | EN242 | 17 SEER Central AC | 17 SEER Central AC | Equip | 15 | CAC | 0% | Tech/Econ | 17.65% | 0 | 0 | 0
Tech | Single Family | Space Cooling | CAC | TRC | New | EN215 | 16 SEER Central AC | 16 SEER Central AC | Equip | 15 | CAC | 0% | Tech/Econ | 12.5% | 0 | 0 | 0
Tech | Single Family | Space Cooling | CAC | TRC | New | EN188 | 15 SEER Central AC | 15 SEER Central AC | Equip | 15 | CAC | 0% | Tech/Econ | 6.667% | 0 | 0 | 0
Tech | Single Family | Space Heating | Baseboards | TRC | New | NN896 | Wall Insulation | Wall Insulation | NonEquip | 20 |  | 6.75% | Tech/Econ | 0% | 0 | 0 | 0
Tech | Single Family | Space Heating | Baseboards | TRC | New | NN884 | Storm Door | Storm Door | NonEquip | 20 |  | 0% | Tech/Econ | 1.017% | 0 | 0 | 0
Tech | Single Family | Space Heating | Baseboards | TRC | New | NN866 | Spray Foam Insulation(Base R30) | Spray Foam Insulation(Base R30) | NonEquip | 20 |  | 72% | Tech/Econ | 3.99% | 6.7367 | 0 | 0.016946
Tech | Single Family | Space Heating | Baseboards | TRC | New | NN854 | Spray Foam Insulation(Base R2) | Spray Foam Insulation(Base R2) | NonEquip | 20 |  | 0% | Tech/Econ | 33.29% | 0 | 0 | 0
Tech | Single Family | Space Heating | Baseboards | TRC | New | NN842 | Spray Foam Insulation(Base R19) | Spray Foam Insulation(Base R19) | NonEquip | 20 |  | 0% | Tech/Econ | 7.709% | 0 | 0 | 0
Tech | Single Family | Space Heating | Baseboards | TRC | New | NN830 | Spray Foam Insulation(Base R12) | Spray Foam Insulation(Base R12) | NonEquip | 20 |  | 0% | Tech/Econ | 12.39% | 0 | 0 | 0
Tech | Single Family | Space Heating | Baseboards | TRC | New | NN824 | Smart Thermostat | Smart Thermostat | NonEquip | 11 |  | 22.5% | Tech/Econ | 4% | 5.4046 | 0 | 0
Tech | Single Family | Space Heating | Baseboards | TRC | New | NN812 | Sealed crawlspace | Sealed crawlspace | NonEquip | 11 |  | 5.88% | Tech/Econ | 0% | 0 | 0 | 0
Tech | Single Family | Space Heating | Baseboards | TRC | New | NN794 | Radiant Barrier | Radiant Barrier | NonEquip | 20 |  | 6.056% | Tech/Econ | 10% | 3.659 | 0 | 0.004059
Tech | Single Family | Space Heating | Baseboards | TRC | New | NN788 | Programmable Thermostat | Programmable Thermostat | NonEquip | 11 |  | 2% | Tech/Econ | 1.72% | 0 | 0 | 0
Tech | Single Family | Space Heating | Baseboards | TRC | New | NN776 | HVAC ECM Motor | HVAC ECM Motor | NonEquip | 15 |  | 26.32% | Tech/Econ | 0.6245% | 0 | 0 | 0
Tech | Single Family | Space Heating | Baseboards | TRC | New | NN764 | Home Energy Management System | Home Energy Management System | NonEquip | 11 |  | 0.95% | Tech/Econ | 15% | 0.91155 | 0 | 0.00014205
Tech | Single Family | Space Heating | Baseboards | TRC | New | NN746 | Heat Pump Tune Up | Heat Pump Tune Up | NonEquip | 2 | Heat pump-heating | 0% | Tech/Econ | 0% | 0 | 0 | 0
Tech | Single Family | Space Heating | Baseboards | TRC | New | NN740 | Green Roof | Green Roof | NonEquip | 20 |  | 9.72% | Tech/Econ | 14.65% | 9.0984 | 0 | 0.008102
Tech | Single Family | Space Heating | Baseboards | TRC | New | NN728 | Floor Insulation | Floor Insulation | NonEquip | 20 |  | 3.36% | Tech/Econ | 0% | 0 | 0 | 0
Tech | Single Family | Space Heating | Baseboards | TRC | New | NN722 | Energy Star Windows | Energy Star Windows | NonEquip | 20 |  | 19% | Tech/Econ | 1.188% | 0 | 0 | 0
Tech | Single Family | Space Heating | Baseboards | TRC | New | NN710 | Energy Star Door | Energy Star Door | NonEquip | 20 |  | 14.25% | Tech/Econ | 1.267% | 0 | 0 | 0
Tech | Single Family | Space Heating | Baseboards | TRC | New | NN698 | Energy Star Certified Roof Products | Energy Star Certified Roof Products | NonEquip | 20 |  | 32.4% | Tech/Econ | 12.5% | 25.5019 | 0 | 0.022709
Tech | Single Family | Space Heating | Baseboards | TRC | New | NN686 | Duct Repair | Duct Repair | NonEquip | 11 |  | 0% | Tech/Econ | 0% | 0 | 0 | 0
Tech | Single Family | Space Heating | Baseboards | TRC | New | NN674 | Duct Insulation | Duct Insulation | NonEquip | 15 |  | 0% | Tech/Econ | 0% | 0 | 0 | 0
Tech | Single Family | Space Heating | Baseboards | TRC | New | NN650 | Ceiling Insulation(R30 to R38) | Ceiling Insulation(R30 to R38) | NonEquip | 20 |  | 8% | Tech/Econ | 2.011% | 0 | 0 | 0
Tech | Single Family | Space Heating | Baseboards | TRC | New | NN638 | Ceiling Insulation(R2 to R38) | Ceiling Insulation(R2 to R38) | NonEquip | 20 |  | 0% | Tech/Econ | 34.48% | 0 | 0 | 0
Tech | Single Family | Space Heating | Baseboards | TRC | New | NN626 | Ceiling Insulation(R19 to R38) | Ceiling Insulation(R19 to R38) | NonEquip | 20 |  | 0% | Tech/Econ | 6.429% | 0 | 0 | 0
Tech | Single Family | Space Heating | Baseboards | TRC | New | NN614 | Ceiling Insulation(R12 to R38) | Ceiling Insulation(R12 to R38) | NonEquip | 20 |  | 0% | Tech/Econ | 11.98% | 0 | 0 | 0
Tech | Single Family | Space Heating | Baseboards | TRC | Existing | NE893 | Wall Insulation | Wall Insulation | NonEquip | 20 |  | 4.5% | Tech/Econ | 27.09% | 688.4501 | 0 | 0.61306
Tech | Single Family | Space Heating | Baseboards | TRC | Existing | NE881 | Storm Door | Storm Door | NonEquip | 20 |  | 0% | Tech/Econ | 1.535% | 0 | 0 | 0
Tech | Single Family | Space Heating | Baseboards | TRC | Existing | NE863 | Spray Foam Insulation(Base R30) | Spray Foam Insulation(Base R30) | NonEquip | 20 |  | 35.13% | Tech/Econ | 3.99% | 697.6932 | 0 | 1.7551
Tech | Single Family | Space Heating | Baseboards | TRC | Existing | NE851 | Spray Foam Insulation(Base R2) | Spray Foam Insulation(Base R2) | NonEquip | 20 |  | 14.63% | Tech/Econ | 33.29% | 2890.7346 | 0 | 3.2212
Tech | Single Family | Space Heating | Baseboards | TRC | Existing | NE839 | Spray Foam Insulation(Base R19) | Spray Foam Insulation(Base R19) | NonEquip | 20 |  | 5.725% | Tech/Econ | 7.709% | 222.7227 | 0 | 0.38828
Tech | Single Family | Space Heating | Baseboards | TRC | Existing | NE827 | Spray Foam Insulation(Base R12) | Spray Foam Insulation(Base R12) | NonEquip | 20 |  | 14.21% | Tech/Econ | 12.39% | 941.3383 | 0 | 1.2973
Tech | Single Family | Space Heating | Baseboards | TRC | Existing | NE821 | Smart Thermostat | Smart Thermostat | NonEquip | 11 |  | 22.5% | Tech/Econ | 4% | 452.0266 | 0 | 0
Tech | Single Family | Space Heating | Baseboards | TRC | Existing | NE809 | Sealed crawlspace | Sealed crawlspace | NonEquip | 11 |  | 5.88% | Tech/Econ | 1.167% | 33.3398 | 0 | 0.047992
Tech | Single Family | Space Heating | Baseboards | TRC | Existing | NE791 | Radiant Barrier | Radiant Barrier | NonEquip | 20 |  | 1.853% | Tech/Econ | 10% | 95.4532 | 0 | 0.10589
Tech | Single Family | Space Heating | Baseboards | TRC | Existing | NE785 | Programmable Thermostat | Programmable Thermostat | NonEquip | 11 |  | 2% | Tech/Econ | 1.72% | 16.7148 | 0 | 0
Tech | Single Family | Space Heating | Baseboards | TRC | Existing | NE773 | HVAC ECM Motor | HVAC ECM Motor | NonEquip | 15 |  | 9.945% | Tech/Econ | 0.6245% | 30.144 | 0 | 0.027907
Tech | Single Family | Space Heating | Baseboards | TRC | Existing | NE761 | Home Energy Management System | Home Energy Management System | NonEquip | 11 |  | 0.95% | Tech/Econ | 15% | 79.507 | 0 | 0.010706
Tech | Single Family | Space Heating | Baseboards | TRC | Existing | NE743 | Heat Pump Tune Up | Heat Pump Tune Up | NonEquip | 2 | Heat pump-heating | 0% | Tech/Econ | 5% | 0 | 0 | 0
Tech | Single Family | Space Heating | Baseboards | TRC | Existing | NE737 | Green Roof | Green Roof | NonEquip | 20 |  | 0.0675% | Tech/Econ | 14.65% | 5.5109 | 0 | 0.0049074
Tech | Single Family | Space Heating | Baseboards | TRC | Existing | NE719 | Energy Star Windows | Energy Star Windows | NonEquip | 20 |  | 19% | Tech/Econ | 3.473% | 323.8108 | 0 | 0.4146
Tech | Single Family | Space Heating | Baseboards | TRC | Existing | NE707 | Energy Star Door | Energy Star Door | NonEquip | 20 |  | 14.25% | Tech/Econ | 1.785% | 123.8954 | 0 | 0.15313
Tech | Single Family | Space Heating | Baseboards | TRC | Existing | NE695 | Energy Star Certified Roof Products | Energy Star Certified Roof Products | NonEquip | 20 |  | 32.4% | Tech/Econ | 12.5% | 2256.2282 | 0 | 2.0091
Tech | Single Family | Space Heating | Baseboards | TRC | Existing | NE683 | Duct Repair | Duct Repair | NonEquip | 11 |  | 14.08% | Tech/Econ | 12% | 887.4489 | 0 | 0.79026
Tech | Single Family | Space Heating | Baseboards | TRC | Existing | NE671 | Duct Insulation | Duct Insulation | NonEquip | 15 |  | 0% | Tech/Econ | 2.045% | 0 | 0 | 0
Tech | Single Family | Space Heating | Baseboards | TRC | Existing | NE647 | Ceiling Insulation(R30 to R38) | Ceiling Insulation(R30 to R38) | NonEquip | 20 |  | 3.904% | Tech/Econ | 2.011% | 38.2739 | 0 | 0.038016
Tech | Single Family | Space Heating | Baseboards | TRC | Existing | NE635 | Ceiling Insulation(R2 to R38) | Ceiling Insulation(R2 to R38) | NonEquip | 20 |  | 1.625% | Tech/Econ | 34.48% | 334.5933 | 0 | 0.32613
Tech | Single Family | Space Heating | Baseboards | TRC | Existing | NE623 | Ceiling Insulation(R19 to R38) | Ceiling Insulation(R19 to R38) | NonEquip | 20 |  | 0.6361% | Tech/Econ | 6.429% | 20.5481 | 0 | 0.020793
Tech | Single Family | Space Heating | Baseboards | TRC | Existing | NE611 | Ceiling Insulation(R12 to R38) | Ceiling Insulation(R12 to R38) | NonEquip | 20 |  | 1.579% | Tech/Econ | 11.98% | 97.6314 | 0 | 0.096212
Tech | Single Family | Space Heating | Baseboards | TRC | Existing | NE605 | Air Sealing-Infiltration Control | Air Sealing-Infiltration Control | NonEquip | 11 |  | 20.8% | Tech/Econ | 9% | 962.7928 | 0 | 0.85735
Tech | Single Family | Electronics | Air quality | TRC | New | NN596 | Smart Power Strip | Smart Power Strip | NonEquip | 5 |  | 22.5% | Tech/Econ | 2.366% | 441.4452 | 0.048626 | 0.037942
Tech | Single Family | Electronics | Air quality | TRC | Existing | NE593 | Smart Power Strip | Smart Power Strip | NonEquip | 5 |  | 22.5% | Tech/Econ | 2.366% | 41204.3247 | 4.5387 | 3.5415
Tech | Single Family | Electronics | Air quality | TRC | Turnover | ET101 | Energy Star Air Purifier | Energy Star Air Purifier | Equip | 9 | Air quality | 61% | Tech/Econ | 59.88% | 4455261.018 | 590.3849 | 426.0176
Tech | Single Family | Electronics | Air quality | TRC | New | EN107 | Energy Star Air Purifier | Energy Star Air Purifier | Equip | 9 | Air quality | 61% | Tech/Econ | 59.88% | 47731.723 | 6.3251 | 4.5642
Tech | Multi-Family | Electronics | Television | TRC | New | NN597 | Smart Power Strip | Smart Power Strip | NonEquip | 5 |  | 90% | Tech/Econ | 4.575% | 4657.5937 | 0.51304 | 0.40032
Tech | Multi-Family | Electronics | Television | TRC | Existing | NE594 | Smart Power Strip | Smart Power Strip | NonEquip | 5 |  | 90% | Tech/Econ | 4.575% | 434738.037 | 47.8868 | 37.3656
Tech | Multi-Family | Electronics | Television | TRC | Turnover | ET138 | Energy Star TV | Energy Star TV | Equip | 6 | Television | 42% | Tech/Econ | 35.1% | 1825521.649 | 365.0691 | 218.3898
Tech | Multi-Family | Electronics | Television | TRC | New | EN144 | Energy Star TV | Energy Star TV | Equip | 6 | Television | 42% | Tech/Econ | 35.1% | 19557.8426 | 3.9112 | 2.3397
Tech | Multi-Family | Domestic Hot Water | Solar | TRC | New | NN591 | Water Heater Timeclock | Water Heater Timeclock | NonEquip | 7 |  | 45% | Tech/Econ | 5% | 0 | 0 | 0
Tech | Multi-Family | Domestic Hot Water | Solar | TRC | New | NN585 | Water Heater Thermostat Setback | Water Heater Thermostat Setback | NonEquip | 4 |  | 0.9177% | Tech/Econ | 2.212% | 0 | 0 | 0
Tech | Multi-Family | Domestic Hot Water | Solar | TRC | New | NN579 | Water Heater Blanket | Water Heater Blanket | NonEquip | 7 |  | 1.582% | Tech/Econ | 15.27% | 8.9938 | 0.00081008 | 0.0017438
Tech | Multi-Family | Domestic Hot Water | Solar | TRC | New | NN573 | Thermostatic Shower Restriction Valve | Thermostatic Shower Restriction Valve | NonEquip | 10 |  | 16% | Tech/Econ | 4.403% | 0 | 0 | 0
Tech | Multi-Family | Domestic Hot Water | Solar | TRC | New | NN567 | Low Flow Showerhead | Low Flow Showerhead | NonEquip | 9 |  | 80% | Tech/Econ | 14.02% | 416.6165 | 0.037525 | 0.080776
Tech | Multi-Family | Domestic Hot Water | Solar | TRC | New | NN561 | Hot Water Pipe Insulation | Hot Water Pipe Insulation | NonEquip | 13 |  | 15% | Tech/Econ | 7.656% | 22.253 | 0.0020043 | 0.0043146
Tech | Multi-Family | Domestic Hot Water | Solar | TRC | New | NN555 | Heat Trap | Heat Trap | NonEquip | 10 |  | 12% | Tech/Econ | 6.285% | 0 | 0 | 0
Tech | Multi-Family | Domestic Hot Water | Solar | TRC | New | NN549 | Faucet Aerator | Faucet Aerator | NonEquip | 10 |  | 18% | Tech/Econ | 1.378% | 0 | 0 | 0
Tech | Multi-Family | Domestic Hot Water | Solar | TRC | New | NN543 | Drain Water Heat Recovery | Drain Water Heat Recovery | NonEquip | 15 |  | 9.5% | Tech/Econ | 12.3% | 38.5355 | 0.0034709 | 0.0074715
Tech | Multi-Family | Domestic Hot Water | Solar | TRC | Existing | NE588 | Water Heater Timeclock | Water Heater Timeclock | NonEquip | 7 |  | 20.61% | Tech/Econ | 5% | 3171.3084 | 0 | 0
Tech | Multi-Family | Domestic Hot Water | Solar | TRC | Existing | NE582 | Water Heater Thermostat Setback | Water Heater Thermostat Setback | NonEquip | 4 |  | 0% | Tech/Econ | 2.212% | 0 | 0 | 0
Tech | Multi-Family | Domestic Hot Water | Solar | TRC | Existing | NE576 | Water Heater Blanket | Water Heater Blanket | NonEquip | 7 |  | 9.142% | Tech/Econ | 15.96% | 5070.2838 | 0.45668 | 0.98306
Tech | Multi-Family | Domestic Hot Water | Solar | TRC | Existing | NE570 | Thermostatic Shower Restriction Valve | Thermostatic Shower Restriction Valve | NonEquip | 10 |  | 0% | Tech/Econ | 4.403% | 0 | 0 | 0
Tech | Multi-Family | Domestic Hot Water | Solar | TRC | Existing | NE564 | Low Flow Showerhead | Low Flow Showerhead | NonEquip | 9 |  | 36% | Tech/Econ | 14.02% | 17285.5343 | 1.5569 | 3.3514
Tech | Multi-Family | Domestic Hot Water | Solar | TRC | Existing | NE558 | Hot Water Pipe Insulation | Hot Water Pipe Insulation | NonEquip | 13 |  | 33.75% | Tech/Econ | 7.656% | 8304.531 | 0.748 | 1.6101
Tech | Multi-Family | Domestic Hot Water | Solar | TRC | Existing | NE552 | Heat Trap | Heat Trap | NonEquip | 10 |  | 27% | Tech/Econ | 6.285% | 5312.977 | 0.47854 | 1.0301
Tech | Multi-Family | Domestic Hot Water | Solar | TRC | Existing | NE546 | Faucet Aerator | Faucet Aerator | NonEquip | 10 |  | 40.5% | Tech/Econ | 3.306% | 4078.558 | 0.36736 | 0.79078
Tech | Multi-Family | Domestic Hot Water | Solar | TRC | Existing | NE540 | Drain Water Heat Recovery | Drain Water Heat Recovery | NonEquip | 15 |  | 9.5% | Tech/Econ | 12.3% | 3799.8595 | 0.34226 | 0.73674
Tech | Multi-Family | Domestic Hot Water | Solar | TRC | Turnover | ET93 | Solar Water Heater | Solar Water Heater | Equip | 15 | Solar | 10.78% | Tech/Econ | 76.67% | 31311.3869 | 2.3403 | 0.32856
Tech | Multi-Family | Domestic Hot Water | Solar | TRC | New | EN99 | Solar Water Heater | Solar Water Heater | Equip | 15 | Solar | 10.78% | Tech/Econ | 76.67% | 335.4565 | 0.025073 | 0.0035201
Tech | Multi-Family | Space Heating | Room heating | TRC | New | NN897 | Wall Insulation | Wall Insulation | NonEquip | 20 |  | 6.75% | Tech/Econ | 0% | 0 | 0 | 0
Tech | Multi-Family | Space Heating | Room heating | TRC | New | NN885 | Storm Door | Storm Door | NonEquip | 20 |  | 0% | Tech/Econ | 1.173% | 0 | 0 | 0
Tech | Multi-Family | Space Heating | Room heating | TRC | New | NN867 | Spray Foam Insulation(Base R30) | Spray Foam Insulation(Base R30) | NonEquip | 20 |  | 36% | Tech/Econ | 15.51% | 3252.9604 | 0 | 4.3943
Tech | Multi-Family | Space Heating | Room heating | TRC | New | NN855 | Spray Foam Insulation(Base R2) | Spray Foam Insulation(Base R2) | NonEquip | 20 |  | 0% | Tech/Econ | 52.1% | 0 | 0 | 0
Tech | Multi-Family | Space Heating | Room heating | TRC | New | NN843 | Spray Foam Insulation(Base R19) | Spray Foam Insulation(Base R19) | NonEquip | 20 |  | 0% | Tech/Econ | 21.7% | 0 | 0 | 0
Tech | Multi-Family | Space Heating | Room heating | TRC | New | NN831 | Spray Foam Insulation(Base R12) | Spray Foam Insulation(Base R12) | NonEquip | 20 |  | 0% | Tech/Econ | 28.51% | 0 | 0 | 0
Tech | Multi-Family | Space Heating | Room heating | TRC | New | NN825 | Smart Thermostat | Smart Thermostat | NonEquip | 11 |  | 90% | Tech/Econ | 4% | 69.954 | 0 | 0
Tech | Multi-Family | Space Heating | Room heating | TRC | New | NN813 | Sealed crawlspace | Sealed crawlspace | NonEquip | 11 |  | 5.88% | Tech/Econ | 0% | 0 | 0 | 0
Tech | Multi-Family | Space Heating | Room heating | TRC | New | NN795 | Radiant Barrier | Radiant Barrier | NonEquip | 20 |  | 0.95% | Tech/Econ | 10% | 48.3169 | 0 | 0.040207
Tech | Multi-Family | Space Heating | Room heating | TRC | New | NN789 | Programmable Thermostat | Programmable Thermostat | NonEquip | 11 |  | 2% | Tech/Econ | 1.72% | 0 | 0 | 0
Tech | Multi-Family | Space Heating | Room heating | TRC | New | NN777 | HVAC ECM Motor | HVAC ECM Motor | NonEquip | 15 |  | 40.5% | Tech/Econ | 0.7204% | 0 | 0 | 0
Tech | Multi-Family | Space Heating | Room heating | TRC | New | NN765 | Home Energy Management System | Home Energy Management System | NonEquip | 11 |  | 2.908% | Tech/Econ | 15% | 239.9147 | 0 | 0.031075
Tech | Multi-Family | Space Heating | Room heating | TRC | New | NN741 | Green Roof | Green Roof | NonEquip | 20 |  | 2.7% | Tech/Econ | 14.65% | 216.6513 | 0 | 0.19293
Tech | Multi-Family | Space Heating | Room heating | TRC | New | NN729 | Floor Insulation | Floor Insulation | NonEquip | 20 |  | 1.5% | Tech/Econ | 0% | 0 | 0 | 0
Tech | Multi-Family | Space Heating | Room heating | TRC | New | NN723 | Energy Star Windows | Energy Star Windows | NonEquip | 20 |  | 19% | Tech/Econ | 1.371% | 0 | 0 | 0
Tech | Multi-Family | Space Heating | Room heating | TRC | New | NN711 | Energy Star Door | Energy Star Door | NonEquip | 20 |  | 14.25% | Tech/Econ | 1.461% | 0 | 0 | 0
Tech | Multi-Family | Space Heating | Room heating | TRC | New | NN699 | Energy Star Certified Roof Products | Energy Star Certified Roof Products | NonEquip | 20 |  | 54% | Tech/Econ | 12.5% | 3681.5462 | 0 | 3.2784
Tech | Multi-Family | Space Heating | Room heating | TRC | New | NN687 | Duct Repair | Duct Repair | NonEquip | 11 |  | 0% | Tech/Econ | 0% | 0 | 0 | 0
Tech | Multi-Family | Space Heating | Room heating | TRC | New | NN675 | Duct Insulation | Duct Insulation | NonEquip | 15 |  | 0% | Tech/Econ | 0% | 0 | 0 | 0
Tech | Multi-Family | Space Heating | Room heating | TRC | New | NN651 | Ceiling Insulation(R30 to R38) | Ceiling Insulation(R30 to R38) | NonEquip | 20 |  | 8% | Tech/Econ | 3.317% | 0 | 0 | 0
Tech | Multi-Family | Space Heating | Room heating | TRC | New | NN639 | Ceiling Insulation(R2 to R38) | Ceiling Insulation(R2 to R38) | NonEquip | 20 |  | 0% | Tech/Econ | 48.5% | 0 | 0 | 0
Tech | Multi-Family | Space Heating | Room heating | TRC | New | NN627 | Ceiling Insulation(R19 to R38) | Ceiling Insulation(R19 to R38) | NonEquip | 20 |  | 0% | Tech/Econ | 10.85% | 0 | 0 | 0
Tech | Multi-Family | Space Heating | Room heating | TRC | New | NN615 | Ceiling Insulation(R12 to R38) | Ceiling Insulation(R12 to R38) | NonEquip | 20 |  | 0% | Tech/Econ | 19.75% | 0 | 0 | 0
Tech | Multi-Family | Space Heating | Room heating | TRC | New | NN609 | Air Sealing-Infiltration Control | Air Sealing-Infiltration Control | NonEquip | 11 |  | 52% | Tech/Econ | 0% | 0 | 0 | 0
Tech | Multi-Family | Space Heating | Room heating | TRC | Existing | NE894 | Wall Insulation | Wall Insulation | NonEquip | 20 |  | 15% | Tech/Econ | 27.94% | 213053.4814 | 0 | 189.7214
Tech | Multi-Family | Space Heating | Room heating | TRC | Existing | NE882 | Storm Door | Storm Door | NonEquip | 20 |  | 0% | Tech/Econ | 1.771% | 0 | 0 | 0
Tech | Multi-Family | Space Heating | Room heating | TRC | Existing | NE864 | Spray Foam Insulation(Base R30) | Spray Foam Insulation(Base R30) | NonEquip | 20 |  | 17.57% | Tech/Econ | 15.51% | 131491.215 | 0 | 177.6253
Tech | Multi-Family | Space Heating | Room heating | TRC | Existing | NE852 | Spray Foam Insulation(Base R2) | Spray Foam Insulation(Base R2) | NonEquip | 20 |  | 7.313% | Tech/Econ | 52.1% | 207173.9508 | 0 | 224.1754
Tech | Multi-Family | Space Heating | Room heating | TRC | Existing | NE840 | Spray Foam Insulation(Base R19) | Spray Foam Insulation(Base R19) | NonEquip | 20 |  | 2.862% | Tech/Econ | 21.7% | 30251.3229 | 0 | 37.1916
Tech | Multi-Family | Space Heating | Room heating | TRC | Existing | NE828 | Spray Foam Insulation(Base R12) | Spray Foam Insulation(Base R12) | NonEquip | 20 |  | 7.105% | Tech/Econ | 28.51% | 105117.9698 | 0 | 117.1055
Tech | Multi-Family | Space Heating | Room heating | TRC | Existing | NE822 | Smart Thermostat | Smart Thermostat | NonEquip | 11 |  | 90% | Tech/Econ | 4% | 136555.7482 | 0 | 0
Tech | Multi-Family | Space Heating | Room heating | TRC | Existing | NE810 | Sealed crawlspace | Sealed crawlspace | NonEquip | 11 |  | 5.88% | Tech/Econ | 0.7976% | 1707.1093 | 0 | 1.8434
Tech | Multi-Family | Space Heating | Room heating | TRC | Existing | NE792 | Radiant Barrier | Radiant Barrier | NonEquip | 20 |  | 0.95% | Tech/Econ | 10% | 3813.1 | 0 | 3.1731
Tech | Multi-Family | Space Heating | Room heating | TRC | Existing | NE786 | Programmable Thermostat | Programmable Thermostat | NonEquip | 11 |  | 2% | Tech/Econ | 1.72% | 1252.5761 | 0 | 0
Tech | Multi-Family | Space Heating | Room heating | TRC | Existing | NE774 | HVAC ECM Motor | HVAC ECM Motor | NonEquip | 15 |  | 76.5% | Tech/Econ | 0.7204% | 20049.8003 | 0 | 18.5617
Tech | Multi-Family | Space Heating | Room heating | TRC | Existing | NE762 | Home Energy Management System | Home Energy Management System | NonEquip | 11 |  | 2.908% | Tech/Econ | 15% | 20475.1243 | 0 | 2.2917
Tech | Multi-Family | Space Heating | Room heating | TRC | Existing | NE744 | Heat Pump Tune Up | Heat Pump Tune Up | NonEquip | 2 | Heat pump-heating | 0% | Tech/Econ | 5% | 0 | 0 | 0
Tech | Multi-Family | Space Heating | Room heating | TRC | Existing | NE738 | Green Roof | Green Roof | NonEquip | 20 |  | 0.225% | Tech/Econ | 14.65% | 1540.8123 | 0 | 1.3721
Tech | Multi-Family | Space Heating | Room heating | TRC | Existing | NE720 | Energy Star Windows | Energy Star Windows | NonEquip | 20 |  | 19% | Tech/Econ | 4.006% | 29094.2437 | 0 | 37.2513
Tech | Multi-Family | Space Heating | Room heating | TRC | Existing | NE708 | Energy Star Door | Energy Star Door | NonEquip | 20 |  | 14.25% | Tech/Econ | 2.059% | 10714.7711 | 0 | 13.2427
Tech | Multi-Family | Space Heating | Room heating | TRC | Existing | NE696 | Energy Star Certified Roof Products | Energy Star Certified Roof Products | NonEquip | 20 |  | 54% | Tech/Econ | 12.5% | 315339.5292 | 0 | 280.8058
Tech | Multi-Family | Space Heating | Room heating | TRC | Existing | NE684 | Duct Repair | Duct Repair | NonEquip | 11 |  | 65% | Tech/Econ | 12% | 339795.8615 | 0 | 302.5838
Tech | Multi-Family | Space Heating | Room heating | TRC | Existing | NE672 | Duct Insulation | Duct Insulation | NonEquip | 15 |  | 0% | Tech/Econ | 2.045% | 0 | 0 | 0
Tech | Multi-Family | Space Heating | Room heating | TRC | Existing | NE648 | Ceiling Insulation(R30 to R38) | Ceiling Insulation(R30 to R38) | NonEquip | 20 |  | 3.904% | Tech/Econ | 3.317% | 4735.1623 | 0 | 5.2296
Tech | Multi-Family | Space Heating | Room heating | TRC | Existing | NE636 | Ceiling Insulation(R2 to R38) | Ceiling Insulation(R2 to R38) | NonEquip | 20 |  | 1.625% | Tech/Econ | 48.5% | 41225.4508 | 0 | 42.2694
Tech | Multi-Family | Space Heating | Room heating | TRC | Existing | NE624 | Ceiling Insulation(R19 to R38) | Ceiling Insulation(R19 to R38) | NonEquip | 20 |  | 0.6361% | Tech/Econ | 10.85% | 2771.9039 | 0 | 2.9953
Tech | Multi-Family | Space Heating | Room heating | TRC | Existing | NE612 | Ceiling Insulation(R12 to R38) | Ceiling Insulation(R12 to R38) | NonEquip | 20 |  | 1.579% | Tech/Econ | 19.75% | 15095.7629 | 0 | 15.5712
Tech | Multi-Family | Space Heating | Room heating | TRC | Existing | NE606 | Air Sealing-Infiltration Control | Air Sealing-Infiltration Control | NonEquip | 11 |  | 52% | Tech/Econ | 9% | 187666.8934 | 0 | 167.1149
Tech | Multi-Family | Space Cooling | Room AC | TRC | New | NN921 | Solar Attic Fan | Solar Attic Fan | NonEquip | 15 |  | 0.95% | Tech/Econ | 6% | 21.7107 | 0.0074659 | 0
Tech | Multi-Family | Space Cooling | Room AC | TRC | New | NN903 | Window Sun Protection | Window Sun Protection | NonEquip | 10 |  | 30% | Tech/Econ | 4.218% | 0 | 0 | 0
Tech | Multi-Family | Space Cooling | Room AC | TRC | New | NN879 | Storm Door | Storm Door | NonEquip | 20 |  | 0% | Tech/Econ | 1.813% | 0 | 0 | 0
Tech | Multi-Family | Space Cooling | Room AC | TRC | New | NN873 | Spray Foam Insulation(Base R30) | Spray Foam Insulation(Base R30) | NonEquip | 20 |  | 36% | Tech/Econ | 13.27% | 2187.3763 | 1.1904 | 0
Tech | Multi-Family | Space Cooling | Room AC | TRC | New | NN861 | Spray Foam Insulation(Base R2) | Spray Foam Insulation(Base R2) | NonEquip | 20 |  | 0% | Tech/Econ | 40.84% | 0 | 0 | 0
Tech | Multi-Family | Space Cooling | Room AC | TRC | New | NN849 | Spray Foam Insulation(Base R19) | Spray Foam Insulation(Base R19) | NonEquip | 20 |  | 0% | Tech/Econ | 17.05% | 0 | 0 | 0
Tech | Multi-Family | Space Cooling | Room AC | TRC | New | NN837 | Spray Foam Insulation(Base R12) | Spray Foam Insulation(Base R12) | NonEquip | 20 |  | 0% | Tech/Econ | 21.75% | 0 | 0 | 0
Tech | Multi-Family | Space Cooling | Room AC | TRC | New | NN819 | Smart Thermostat | Smart Thermostat | NonEquip | 11 |  | 90% | Tech/Econ | 4% | 0 | 0 | 0
Tech | Multi-Family | Space Cooling | Room AC | TRC | New | NN801 | Radiant Barrier | Radiant Barrier | NonEquip | 20 |  | 0.95% | Tech/Econ | 10% | 38.6312 | 0.031495 | 0
Tech | Multi-Family | Space Cooling | Room AC | TRC | New | NN783 | Programmable Thermostat | Programmable Thermostat | NonEquip | 11 |  | 2% | Tech/Econ | 1.72% | 0 | 0 | 0
Tech | Multi-Family | Space Cooling | Room AC | TRC | New | NN771 | HVAC ECM Motor | HVAC ECM Motor | NonEquip | 15 |  | 40.5% | Tech/Econ | 1.658% | 0 | 0 | 0
Tech | Multi-Family | Space Cooling | Room AC | TRC | New | NN759 | Home Energy Management System | Home Energy Management System | NonEquip | 11 |  | 2.908% | Tech/Econ | 7.12% | 79.0311 | 0.046826 | 0
Tech | Multi-Family | Space Cooling | Room AC | TRC | New | NN735 | Green Roof | Green Roof | NonEquip | 20 |  | 2.7% | Tech/Econ | 14.65% | 181.91 | 0.1123 | 0
Tech | Multi-Family | Space Cooling | Room AC | TRC | New | NN717 | Energy Star Windows | Energy Star Windows | NonEquip | 20 |  | 19% | Tech/Econ | 5.602% | 53.1394 | 0 | 0
Tech | Multi-Family | Space Cooling | Room AC | TRC | New | NN705 | Energy Star Door | Energy Star Door | NonEquip | 20 |  | 14.25% | Tech/Econ | 2.257% | 0 | 0 | 0
Tech | Multi-Family | Space Cooling | Room AC | TRC | New | NN693 | Energy Star Certified Roof Products | Energy Star Certified Roof Products | NonEquip | 20 |  | 54% | Tech/Econ | 12.5% | 2943.5402 | 1.8172 | 0
Tech | Multi-Family | Space Cooling | Room AC | TRC | New | NN669 | Duct Insulation | Duct Insulation | NonEquip | 15 |  | 0% | Tech/Econ | 0% | 0 | 0 | 0
Tech | Multi-Family | Space Cooling | Room AC | TRC | New | NN657 | Ceiling Insulation(R30 to R38) | Ceiling Insulation(R30 to R38) | NonEquip | 20 |  | 8% | Tech/Econ | 2.015% | 0 | 0 | 0
Tech | Multi-Family | Space Cooling | Room AC | TRC | New | NN645 | Ceiling Insulation(R2 to R38) | Ceiling Insulation(R2 to R38) | NonEquip | 20 |  | 0% | Tech/Econ | 36.07% | 0 | 0 | 0
Tech | Multi-Family | Space Cooling | Room AC | TRC | New | NN633 | Ceiling Insulation(R19 to R38) | Ceiling Insulation(R19 to R38) | NonEquip | 20 |  | 0% | Tech/Econ | 6.811% | 0 | 0 | 0
Tech | Multi-Family | Space Cooling | Room AC | TRC | New | NN621 | Ceiling Insulation(R12 to R38) | Ceiling Insulation(R12 to R38) | NonEquip | 20 |  | 0% | Tech/Econ | 12.59% | 0 | 0 | 0
Tech | Multi-Family | Space Cooling | Room AC | TRC | New | NN603 | Air Sealing-Infiltration Control | Air Sealing-Infiltration Control | NonEquip | 11 |  | 52% | Tech/Econ | 0% | 0 | 0 | 0
Tech | Multi-Family | Space Cooling | Room AC | TRC | Existing | NE918 | Solar Attic Fan | Solar Attic Fan | NonEquip | 15 |  | 0.95% | Tech/Econ | 6% | 1677.0939 | 0.57672 | 0
Tech | Multi-Family | Space Cooling | Room AC | TRC | Existing | NE900 | Window Sun Protection | Window Sun Protection | NonEquip | 10 |  | 30% | Tech/Econ | 4.218% | 37207.8792 | 55.9654 | -25.614
Tech | Multi-Family | Space Cooling | Room AC | TRC | Existing | NE888 | Wall Insulation | Wall Insulation | NonEquip | 20 |  | 15% | Tech/Econ | 2.51% | 10490.3103 | 6.4761 | 0
Tech | Multi-Family | Space Cooling | Room AC | TRC | Existing | NE876 | Storm Door | Storm Door | NonEquip | 20 |  | 0% | Tech/Econ | 2.736% | 0 | 0 | 0
Tech | Multi-Family | Space Cooling | Room AC | TRC | Existing | NE870 | Spray Foam Insulation(Base R30) | Spray Foam Insulation(Base R30) | NonEquip | 20 |  | 17.57% | Tech/Econ | 13.27% | 91693.1294 | 49.9013 | 0
Tech | Multi-Family | Space Cooling | Room AC | TRC | Existing | NE858 | Spray Foam Insulation(Base R2) | Spray Foam Insulation(Base R2) | NonEquip | 20 |  | 7.313% | Tech/Econ | 40.84% | 130864.5195 | 78.4812 | 0
Tech | Multi-Family | Space Cooling | Room AC | TRC | Existing | NE846 | Spray Foam Insulation(Base R19) | Spray Foam Insulation(Base R19) | NonEquip | 20 |  | 2.862% | Tech/Econ | 17.05% | 19918.9037 | 11.3741 | 0
Tech | Multi-Family | Space Cooling | Room AC | TRC | Existing | NE834 | Spray Foam Insulation(Base R12) | Spray Foam Insulation(Base R12) | NonEquip | 20 |  | 7.105% | Tech/Econ | 21.75% | 64074.3927 | 27.3852 | 0
Tech | Multi-Family | Space Cooling | Room AC | TRC | Existing | NE816 | Smart Thermostat | Smart Thermostat | NonEquip | 11 |  | 90% | Tech/Econ | 4% | 104521.8619 | 0 | 0
Tech | Multi-Family | Space Cooling | Room AC | TRC | Existing | NE798 | Radiant Barrier | Radiant Barrier | NonEquip | 20 |  | 0.95% | Tech/Econ | 10% | 3132.0339 | 2.5535 | 0
Tech | Multi-Family | Space Cooling | Room AC | TRC | Existing | NE756 | Home Energy Management System | Home Energy Management System | NonEquip | 11 |  | 2.908% | Tech/Econ | 7.12% | 6107.5872 | 3.6343 | 0
Tech | Multi-Family | Space Cooling | Room AC | TRC | Existing | NE750 | Heat Pump Tune Up | Heat Pump Tune Up | NonEquip | 2 | Heat pump-cooling | 0% | Tech/Econ | 5% | 0 | 0 | 0
Tech | Multi-Family | Space Cooling | Room AC | TRC | Existing | NE732 | Green Roof | Green Roof | NonEquip | 20 |  | 0.225% | Tech/Econ | 14.65% | 1297.4921 | 0.801 | 0
Tech | Multi-Family | Space Cooling | Room AC | TRC | Existing | NE714 | Energy Star Windows | Energy Star Windows | NonEquip | 20 |  | 19% | Tech/Econ | 16.38% | 126368.6887 | 21.2507 | 0
Tech | Multi-Family | Space Cooling | Room AC | TRC | Existing | NE702 | Energy Star Door | Energy Star Door | NonEquip | 20 |  | 14.25% | Tech/Econ | 3.181% | 12686.7148 | 3.434 | 0
Tech | Multi-Family | Space Cooling | Room AC | TRC | Existing | NE690 | Energy Star Certified Roof Products | Energy Star Certified Roof Products | NonEquip | 20 |  | 54% | Tech/Econ | 12.5% | 258837.2991 | 159.7909 | 0
Tech | Multi-Family | Space Cooling | Room AC | TRC | Existing | NE678 | Duct Repair | Duct Repair | NonEquip | 11 |  | 65% | Tech/Econ | 12% | 278911.571 | 172.1836 | 0
Tech | Multi-Family | Space Cooling | Room AC | TRC | Existing | NE666 | Duct Insulation | Duct Insulation | NonEquip | 15 |  | 0% | Tech/Econ | 2.045% | 0 | 0 | 0
Tech | Multi-Family | Space Cooling | Room AC | TRC | Existing | NE660 | Central AC Tune Up | Central AC Tune Up | NonEquip | 2 | CAC | 0% | Tech/Econ | 5% | 0 | 0 | 0
Tech | Multi-Family | Space Cooling | Room AC | TRC | Existing | NE654 | Ceiling Insulation(R30 to R38) | Ceiling Insulation(R30 to R38) | NonEquip | 20 |  | 3.904% | Tech/Econ | 2.015% | 2183.1577 | 1.3679 | 0
Tech | Multi-Family | Space Cooling | Room AC | TRC | Existing | NE642 | Ceiling Insulation(R2 to R38) | Ceiling Insulation(R2 to R38) | NonEquip | 20 |  | 1.625% | Tech/Econ | 36.07% | 24915.1997 | 11.341 | 0
Tech | Multi-Family | Space Cooling | Room AC | TRC | Existing | NE630 | Ceiling Insulation(R19 to R38) | Ceiling Insulation(R19 to R38) | NonEquip | 20 |  | 0.6361% | Tech/Econ | 6.811% | 1275.1483 | 0.80108 | 0
Tech | Multi-Family | Space Cooling | Room AC | TRC | Existing | NE618 | Ceiling Insulation(R12 to R38) | Ceiling Insulation(R12 to R38) | NonEquip | 20 |  | 1.579% | Tech/Econ | 12.59% | 7637.4368 | 4.7611 | 0
Tech | Multi-Family | Space Cooling | Room AC | TRC | Existing | NE600 | Air Sealing-Infiltration Control | Air Sealing-Infiltration Control | NonEquip | 11 |  | 52% | Tech/Econ | 9% | 144821.3898 | 89.4042 | 0
Tech | Multi-Family | Space Cooling | Room AC | TRC | Turnover | ET345 | Variable Refrigerant Flow (VRF) HVAC Systems | Variable Refrigerant Flow (VRF) HVAC Systems | Equip | 13 | Room AC | 7.175% | Tech/Econ | 26.47% | 80260.8117 | 10.4154 | 0
Tech | Multi-Family | Space Cooling | Room AC | TRC | Turnover | ET318 | Energy Star Room AC | Energy Star Room AC | Equip | 9 | Room AC | 66% | Tech/Econ | 9.167% | 199271.618 | 123.0186 | 0
Tech | Multi-Family | Space Cooling | Room AC | TRC | New | EN351 | Variable Refrigerant Flow (VRF) HVAC Systems | Variable Refrigerant Flow (VRF) HVAC Systems | Equip | 13 | Room AC | 7.773% | Tech/Econ | 26.47% | 965.8754 | 0.12534 | 0
Tech | Multi-Family | Space Cooling | Room AC | TRC | New | EN324 | Energy Star Room AC | Energy Star Room AC | Equip | 9 | Room AC | 66% | Tech/Econ | 9.167% | 2457.8628 | 1.5173 | 0
Tech | Multi-Family | Appliances | Refrigerator | TRC | New | NN537 | Removal of 2nd Refrigerator-Freezer | Removal of 2nd Refrigerator-Freezer | NonEquip | 5 | Refrigerator | 0% | Tech/Econ | 100% | 0 | 0 | 0
Tech | Multi-Family | Appliances | Refrigerator | TRC | Existing | NE534 | Removal of 2nd Refrigerator-Freezer | Removal of 2nd Refrigerator-Freezer | NonEquip | 5 | Refrigerator | 1.108% | Tech/Econ | 100% | 1017905.373 | 106.2525 | 35.4008
Tech | Multi-Family | Appliances | Refrigerator | TRC | Turnover | ET39 | Energy Star Refrigerator | Energy Star Refrigerator | Equip | 14 | Refrigerator | 54% | Tech/Econ | 21.99% | 10784252.36 | 1125.6977 | 375.0559
Tech | Multi-Family | Appliances | Refrigerator | TRC | New | EN45 | Energy Star Refrigerator | Energy Star Refrigerator | Equip | 14 | Refrigerator | 54% | Tech/Econ | 21.99% | 116832.6705 | 12.1954 | 4.0632
Tech | Multi-Family | Cooking | Range | TRC | Turnover | ET66 | High Efficiency Induction Cooktop | High Efficiency Induction Cooktop | Equip | 10 | Range | 80% | Tech/Econ | 18.82% | 3962959.513 | 939.7807 | 225.4766
Tech | Multi-Family | Cooking | Range | TRC | New | EN72 | High Efficiency Induction Cooktop | High Efficiency Induction Cooktop | Equip | 10 | Range | 80% | Tech/Econ | 18.82% | 42457.4193 | 10.0684 | 2.4157
Tech | Multi-Family | Miscellaneous | Pool pump | TRC | Turnover | ET525 | Variable Speed Pool Pump | Variable Speed Pool Pump | Equip | 10 | Pool pump | 57% | Tech/Econ | 72.24% | 0 | 0 | 0
Tech | Multi-Family | Miscellaneous | Pool pump | TRC | Turnover | ET516 | Two Speed Pool Pump | Two Speed Pool Pump | Equip | 10 | Pool pump | 0% | Tech/Econ | 23.9% | 0 | 0 | 0
Tech | Multi-Family | Miscellaneous | Pool pump | TRC | Turnover | ET507 | Solar Powered Pool Pumps | Solar Powered Pool Pumps | Equip | 10 | Pool pump | 0% | Tech/Econ | 49.88% | 0 | 0 | 0
Tech | Multi-Family | Miscellaneous | Pool pump | TRC | New | EN531 | Variable Speed Pool Pump | Variable Speed Pool Pump | Equip | 10 | Pool pump | 57% | Tech/Econ | 72.24% | 0 | 0 | 0
Tech | Multi-Family | Miscellaneous | Pool pump | TRC | New | EN522 | Two Speed Pool Pump | Two Speed Pool Pump | Equip | 10 | Pool pump | 0% | Tech/Econ | 23.9% | 0 | 0 | 0
Tech | Multi-Family | Miscellaneous | Pool pump | TRC | New | EN513 | Solar Powered Pool Pumps | Solar Powered Pool Pumps | Equip | 10 | Pool pump | 0% | Tech/Econ | 49.88% | 0 | 0 | 0
Tech | Multi-Family | Miscellaneous | Pool heater | TRC | Turnover | ET498 | Solar Pool Heater | Solar Pool Heater | Equip | 15 | Pool heater | 6.27% | Tech/Econ | 86.11% | 0 | 0 | 0
Tech | Multi-Family | Miscellaneous | Pool heater | TRC | Turnover | ET489 | Heat Pump Pool Heater | Heat Pump Pool Heater | Equip | 15 | Pool heater | 50.73% | Tech/Econ | 80% | 0 | 0 | 0
Tech | Multi-Family | Miscellaneous | Pool heater | TRC | New | EN504 | Solar Pool Heater | Solar Pool Heater | Equip | 15 | Pool heater | 6.27% | Tech/Econ | 86.11% | 0 | 0 | 0
Tech | Multi-Family | Miscellaneous | Pool heater | TRC | New | EN495 | Heat Pump Pool Heater | Heat Pump Pool Heater | Equip | 15 | Pool heater | 50.73% | Tech/Econ | 80% | 0 | 0 | 0
Tech | Multi-Family | Domestic Hot Water | Point-of-use | TRC | New | NN591 | Water Heater Timeclock | Water Heater Timeclock | NonEquip | 7 |  | 45% | Tech/Econ | 5% | 0 | 0 | 0
Tech | Multi-Family | Domestic Hot Water | Point-of-use | TRC | New | NN585 | Water Heater Thermostat Setback | Water Heater Thermostat Setback | NonEquip | 4 |  | 0.9177% | Tech/Econ | 2.212% | 0 | 0 | 0
Tech | Multi-Family | Domestic Hot Water | Point-of-use | TRC | New | NN579 | Water Heater Blanket | Water Heater Blanket | NonEquip | 7 |  | 1.582% | Tech/Econ | 15.27% | 26.9892 | 0.0024309 | 0.0052328
Tech | Multi-Family | Domestic Hot Water | Point-of-use | TRC | New | NN573 | Thermostatic Shower Restriction Valve | Thermostatic Shower Restriction Valve | NonEquip | 10 |  | 16% | Tech/Econ | 4.403% | 0 | 0 | 0
Tech | Multi-Family | Domestic Hot Water | Point-of-use | TRC | New | NN567 | Low Flow Showerhead | Low Flow Showerhead | NonEquip | 9 |  | 80% | Tech/Econ | 14.02% | 1250.214 | 0.11261 | 0.2424
Tech | Multi-Family | Domestic Hot Water | Point-of-use | TRC | New | NN561 | Hot Water Pipe Insulation | Hot Water Pipe Insulation | NonEquip | 13 |  | 15% | Tech/Econ | 7.656% | 66.7785 | 0.0060148 | 0.012947
Tech | Multi-Family | Domestic Hot Water | Point-of-use | TRC | New | NN555 | Heat Trap | Heat Trap | NonEquip | 10 |  | 12% | Tech/Econ | 6.285% | 0 | 0 | 0
Tech | Multi-Family | Domestic Hot Water | Point-of-use | TRC | New | NN549 | Faucet Aerator | Faucet Aerator | NonEquip | 10 |  | 18% | Tech/Econ | 1.378% | 0 | 0 | 0
Tech | Multi-Family | Domestic Hot Water | Point-of-use | TRC | New | NN543 | Drain Water Heat Recovery | Drain Water Heat Recovery | NonEquip | 15 |  | 9.5% | Tech/Econ | 12.3% | 115.6401 | 0.010416 | 0.022421
Tech | Multi-Family | Domestic Hot Water | Point-of-use | TRC | Existing | NE588 | Water Heater Timeclock | Water Heater Timeclock | NonEquip | 7 |  | 20.61% | Tech/Econ | 5% | 8960.4411 | 0 | 0
Tech | Multi-Family | Domestic Hot Water | Point-of-use | TRC | Existing | NE582 | Water Heater Thermostat Setback | Water Heater Thermostat Setback | NonEquip | 4 |  | 0% | Tech/Econ | 2.212% | 0 | 0 | 0
Tech | Multi-Family | Domestic Hot Water | Point-of-use | TRC | Existing | NE576 | Water Heater Blanket | Water Heater Blanket | NonEquip | 7 |  | 9.142% | Tech/Econ | 15.96% | 15215.2875 | 1.3705 | 2.95
Tech | Multi-Family | Domestic Hot Water | Point-of-use | TRC | Existing | NE570 | Thermostatic Shower Restriction Valve | Thermostatic Shower Restriction Valve | NonEquip | 10 |  | 0% | Tech/Econ | 4.403% | 0 | 0 | 0
Tech | Multi-Family | Domestic Hot Water | Point-of-use | TRC | Existing | NE564 | Low Flow Showerhead | Low Flow Showerhead | NonEquip | 9 |  | 36% | Tech/Econ | 14.02% | 51871.726 | 4.6721 | 10.0572
Tech | Multi-Family | Domestic Hot Water | Point-of-use | TRC | Existing | NE558 | Hot Water Pipe Insulation | Hot Water Pipe Insulation | NonEquip | 13 |  | 33.75% | Tech/Econ | 7.656% | 24920.8586 | 2.2446 | 4.8318
Tech | Multi-Family | Domestic Hot Water | Point-of-use | TRC | Existing | NE552 | Heat Trap | Heat Trap | NonEquip | 10 |  | 27% | Tech/Econ | 6.285% | 15943.5793 | 1.4361 | 3.0912
Tech | Multi-Family | Domestic Hot Water | Point-of-use | TRC | Existing | NE546 | Faucet Aerator | Faucet Aerator | NonEquip | 10 |  | 40.5% | Tech/Econ | 3.306% | 11523.8488 | 1.038 | 2.2343
Tech | Multi-Family | Domestic Hot Water | Point-of-use | TRC | Existing | NE540 | Drain Water Heat Recovery | Drain Water Heat Recovery | NonEquip | 15 |  | 9.5% | Tech/Econ | 12.3% | 11402.9031 | 1.0271 | 2.2109
Tech | Multi-Family | Domestic Hot Water | Point-of-use | TRC | Turnover | ET84 | Instantaneous Hot Water System | Instantaneous Hot Water System | Equip | 20 | Point-of-use | 99.97% | Tech/Econ | 5.847% | 53984.631 | -1.2506 | 14.868
Tech | Multi-Family | Domestic Hot Water | Point-of-use | TRC | New | EN90 | Instantaneous Hot Water System | Instantaneous Hot Water System | Equip | 20 | Point-of-use | 99.97% | Tech/Econ | 5.847% | 567.7934 | -0.013154 | 0.15638
Tech | Multi-Family | Cooking | Oven | TRC | Turnover | ET57 | High Efficiency Convection Oven | High Efficiency Convection Oven | Equip | 12 | Oven | 75% | Tech/Econ | 20% | 3859219.965 | 957.6838 | 314.8788
Tech | Multi-Family | Cooking | Oven | TRC | New | EN63 | High Efficiency Convection Oven | High Efficiency Convection Oven | Equip | 12 | Oven | 75% | Tech/Econ | 20% | 41345.9991 | 10.2602 | 3.3735
Tech | Multi-Family | Electronics | Other AV | TRC | New | NN597 | Smart Power Strip | Smart Power Strip | NonEquip | 5 |  | 90% | Tech/Econ | 4.575% | 4560.9983 | 0.5024 | 0.39202
Tech | Multi-Family | Electronics | Other AV | TRC | Existing | NE594 | Smart Power Strip | Smart Power Strip | NonEquip | 5 |  | 90% | Tech/Econ | 4.575% | 425721.865 | 46.8936 | 36.5906
Tech | Multi-Family | Electronics | Other AV | TRC | Turnover | ET111 | Energy Star Audio-Video Equipment | Energy Star Audio-Video Equipment | Equip | 5 | Other AV | 43% | Tech/Econ | 81.69% | 5598276.225 | 0 | 0
Tech | Multi-Family | Electronics | Other AV | TRC | New | EN117 | Energy Star Audio-Video Equipment | Energy Star Audio-Video Equipment | Equip | 5 | Other AV | 43% | Tech/Econ | 81.69% | 59977.4894 | 0 | 0
Tech | Multi-Family | Miscellaneous | Other | TRC | Turnover | ET480 | Energy Star Dehumidifier | Energy Star Dehumidifier | Equip | 12 | Other | 0.7084% | Tech/Econ | 25% | 222507.6157 | 36.4936 | 6.9125
Tech | Multi-Family | Miscellaneous | Other | TRC | New | EN486 | Energy Star Dehumidifier | Energy Star Dehumidifier | Equip | 12 | Other | 0.7084% | Tech/Econ | 25% | 2383.8495 | 0.39098 | 0.074057
Tech | Multi-Family | Lighting | Interior specialty | TRC | New | NN915 | Interior Lighting Controls | Interior Lighting Controls | NonEquip | 8 | Interior screw-in | 0% | Tech/Econ | 28.57% | 0 | 0 | 0
Tech | Multi-Family | Lighting | Interior specialty | TRC | New | NN909 | Exterior Lighting Controls | Exterior Lighting Controls | NonEquip | 10 | Exterior screw-in | 0% | Tech/Econ | 50% | 0 | 0 | 0
Tech | Multi-Family | Lighting | Interior specialty | TRC | Existing | NE912 | Interior Lighting Controls | Interior Lighting Controls | NonEquip | 8 | Interior screw-in | 0% | Tech/Econ | 28.57% | 0 | 0 | 0
Tech | Multi-Family | Lighting | Interior specialty | TRC | Existing | NE906 | Exterior Lighting Controls | Exterior Lighting Controls | NonEquip | 10 | Exterior screw-in | 0% | Tech/Econ | 50% | 0 | 0 | 0
Tech | Multi-Family | Lighting | Interior specialty | TRC | Turnover | ET435 | LED Specialty Lamps-5W Chandelier | LED Specialty Lamps-5W Chandelier | Equip | 10 | Interior specialty | 50% | Tech/Econ | 58.33% | 230800.4048 | 20.3015 | 21.3153
Tech | Multi-Family | Lighting | Interior specialty | TRC | New | EN441 | LED Specialty Lamps-5W Chandelier | LED Specialty Lamps-5W Chandelier | Equip | 10 | Interior specialty | 50% | Tech/Econ | 58.33% | 2472.6949 | 0.2175 | 0.22836
Tech | Multi-Family | Lighting | Interior screw-in | TRC | New | NN915 | Interior Lighting Controls | Interior Lighting Controls | NonEquip | 8 | Interior screw-in | 15.3% | Tech/Econ | 28.57% | 0 | 0 | 0
Tech | Multi-Family | Lighting | Interior screw-in | TRC | New | NN909 | Exterior Lighting Controls | Exterior Lighting Controls | NonEquip | 10 | Exterior screw-in | 0% | Tech/Econ | 50% | 0 | 0 | 0
Tech | Multi-Family | Lighting | Interior screw-in | TRC | Existing | NE912 | Interior Lighting Controls | Interior Lighting Controls | NonEquip | 8 | Interior screw-in | 3.06% | Tech/Econ | 28.57% | 88232.1158 | 11.9664 | 9.0356
Tech | Multi-Family | Lighting | Interior screw-in | TRC | Existing | NE906 | Exterior Lighting Controls | Exterior Lighting Controls | NonEquip | 10 | Exterior screw-in | 0% | Tech/Econ | 50% | 0 | 0 | 0
Tech | Multi-Family | Lighting | Interior screw-in | TRC | Turnover | ET417 | LED - 9W Flood | LED - 9W Flood | Equip | 10 | Interior screw-in | 50% | Tech/Econ | 53.85% | 5070097.654 | 445.9721 | 468.2432
Tech | Multi-Family | Lighting | Interior screw-in | TRC | Turnover | ET399 | LED - 14W | LED - 14W | Equip | 10 | Interior screw-in | 50% | Tech/Econ | 53.33% | 3669784.966 | 322.7989 | 338.9189
Tech | Multi-Family | Lighting | Interior screw-in | TRC | New | EN423 | LED - 9W Flood | LED - 9W Flood | Equip | 10 | Interior screw-in | 50% | Tech/Econ | 53.85% | 54318.8145 | 4.778 | 5.0166
Tech | Multi-Family | Lighting | Interior screw-in | TRC | New | EN405 | LED - 14W | LED - 14W | Equip | 10 | Interior screw-in | 50% | Tech/Econ | 53.33% | 39316.4753 | 3.4583 | 3.631
Tech | Multi-Family | Lighting | Interior fluorescent | TRC | New | NN915 | Interior Lighting Controls | Interior Lighting Controls | NonEquip | 8 | Interior screw-in | 0% | Tech/Econ | 28.57% | 0 | 0 | 0
Tech | Multi-Family | Lighting | Interior fluorescent | TRC | New | NN909 | Exterior Lighting Controls | Exterior Lighting Controls | NonEquip | 10 | Exterior screw-in | 0% | Tech/Econ | 50% | 0 | 0 | 0
Tech | Multi-Family | Lighting | Interior fluorescent | TRC | Existing | NE912 | Interior Lighting Controls | Interior Lighting Controls | NonEquip | 8 | Interior screw-in | 0% | Tech/Econ | 28.57% | 0 | 0 | 0
Tech | Multi-Family | Lighting | Interior fluorescent | TRC | Existing | NE906 | Exterior Lighting Controls | Exterior Lighting Controls | NonEquip | 10 | Exterior screw-in | 0% | Tech/Econ | 50% | 0 | 0 | 0
Tech | Multi-Family | Lighting | Interior fluorescent | TRC | Turnover | ET453 | Low Wattage T8 Fixture | Low Wattage T8 Fixture | Equip | 15 | Interior fluorescent | 0% | Tech/Econ | 18.75% | 0 | 0 | 0
Tech | Multi-Family | Lighting | Interior fluorescent | TRC | Turnover | ET444 | Linear LED | Linear LED | Equip | 15 | Interior fluorescent | 79% | Tech/Econ | 43.75% | 1314896.539 | 0 | 7.6591e-05
Tech | Multi-Family | Lighting | Interior fluorescent | TRC | New | EN459 | Low Wattage T8 Fixture | Low Wattage T8 Fixture | Equip | 15 | Interior fluorescent | 0% | Tech/Econ | 18.75% | 0 | 0 | 0
Tech | Multi-Family | Lighting | Interior fluorescent | TRC | New | EN450 | Linear LED | Linear LED | Equip | 15 | Interior fluorescent | 79% | Tech/Econ | 43.75% | 14087.2279 | 0 | 8.2056e-07
Tech | Multi-Family | Electronics | Home office | TRC | New | NN597 | Smart Power Strip | Smart Power Strip | NonEquip | 5 |  | 90% | Tech/Econ | 4.575% | 4755.3313 | 0.5238 | 0.40872
Tech | Multi-Family | Electronics | Home office | TRC | Existing | NE594 | Smart Power Strip | Smart Power Strip | NonEquip | 5 |  | 90% | Tech/Econ | 4.575% | 443860.8257 | 48.8917 | 38.1497
Tech | Multi-Family | Electronics | Home office | TRC | Turnover | ET129 | Energy Star Personal Computer | Energy Star Personal Computer | Equip | 4 | Home office | 35% | Tech/Econ | 43.62% | 1950573.92 | 309.2554 | 66.2985
Tech | Multi-Family | Electronics | Home office | TRC | Turnover | ET120 | Energy Star Imaging Equipment | Energy Star Imaging Equipment | Equip | 5 | Home office | 1% | Tech/Econ | 42.61% | 46128.99 | 4.1822 | 2.4419
Tech | Multi-Family | Electronics | Home office | TRC | New | EN135 | Energy Star Personal Computer | Energy Star Personal Computer | Equip | 4 | Home office | 35% | Tech/Econ | 43.62% | 20897.5981 | 3.3132 | 0.71029
Tech | Multi-Family | Electronics | Home office | TRC | New | EN126 | Energy Star Imaging Equipment | Energy Star Imaging Equipment | Equip | 5 | Home office | 1% | Tech/Econ | 42.61% | 494.2059 | 0.044806 | 0.026162
Tech | Multi-Family | Space Heating | Heat pump-heating | TRC | New | NN867 | Spray Foam Insulation(Base R30) | Spray Foam Insulation(Base R30) | NonEquip | 20 |  | 36% | Tech/Econ | 15.51% | 6114.9555 | 0 | 8.2604
Tech | Multi-Family | Space Heating | Heat pump-heating | TRC | New | NN855 | Spray Foam Insulation(Base R2) | Spray Foam Insulation(Base R2) | NonEquip | 20 |  | 0% | Tech/Econ | 52.1% | 0 | 0 | 0
Tech | Multi-Family | Space Heating | Heat pump-heating | TRC | New | NN843 | Spray Foam Insulation(Base R19) | Spray Foam Insulation(Base R19) | NonEquip | 20 |  | 0% | Tech/Econ | 21.7% | 0 | 0 | 0
Tech | Multi-Family | Space Heating | Heat pump-heating | TRC | New | NN831 | Spray Foam Insulation(Base R12) | Spray Foam Insulation(Base R12) | NonEquip | 20 |  | 0% | Tech/Econ | 28.51% | 0 | 0 | 0
Tech | Multi-Family | Space Heating | Heat pump-heating | TRC | New | NN825 | Smart Thermostat | Smart Thermostat | NonEquip | 11 |  | 90% | Tech/Econ | 4% | 131.5005 | 0 | 0
Tech | Multi-Family | Space Heating | Heat pump-heating | TRC | New | NN795 | Radiant Barrier | Radiant Barrier | NonEquip | 20 |  | 0.95% | Tech/Econ | 10% | 90.8267 | 0 | 0.075582
Tech | Multi-Family | Space Heating | Heat pump-heating | TRC | New | NN789 | Programmable Thermostat | Programmable Thermostat | NonEquip | 11 |  | 2% | Tech/Econ | 1.72% | 0 | 0 | 0
Tech | Multi-Family | Space Heating | Heat pump-heating | TRC | New | NN765 | Home Energy Management System | Home Energy Management System | NonEquip | 11 |  | 2.908% | Tech/Econ | 15% | 450.9946 | 0 | 0.058415
Tech | Multi-Family | Space Heating | Heat pump-heating | TRC | New | NN741 | Green Roof | Green Roof | NonEquip | 20 |  | 2.7% | Tech/Econ | 14.65% | 407.2638 | 0 | 0.36266
Tech | Multi-Family | Space Heating | Heat pump-heating | TRC | New | NN723 | Energy Star Windows | Energy Star Windows | NonEquip | 20 |  | 19% | Tech/Econ | 1.371% | 0 | 0 | 0
Tech | Multi-Family | Space Heating | Heat pump-heating | TRC | New | NN711 | Energy Star Door | Energy Star Door | NonEquip | 20 |  | 14.25% | Tech/Econ | 1.461% | 0 | 0 | 0
Tech | Multi-Family | Space Heating | Heat pump-heating | TRC | New | NN699 | Energy Star Certified Roof Products | Energy Star Certified Roof Products | NonEquip | 20 |  | 54% | Tech/Econ | 12.5% | 6920.6163 | 0 | 6.1627
Tech | Multi-Family | Space Heating | Heat pump-heating | TRC | New | NN651 | Ceiling Insulation(R30 to R38) | Ceiling Insulation(R30 to R38) | NonEquip | 20 |  | 8% | Tech/Econ | 3.317% | 0 | 0 | 0
Tech | Multi-Family | Space Heating | Heat pump-heating | TRC | New | NN639 | Ceiling Insulation(R2 to R38) | Ceiling Insulation(R2 to R38) | NonEquip | 20 |  | 0% | Tech/Econ | 48.5% | 0 | 0 | 0
Tech | Multi-Family | Space Heating | Heat pump-heating | TRC | New | NN627 | Ceiling Insulation(R19 to R38) | Ceiling Insulation(R19 to R38) | NonEquip | 20 |  | 0% | Tech/Econ | 10.85% | 0 | 0 | 0
Tech | Multi-Family | Space Heating | Heat pump-heating | TRC | New | NN615 | Ceiling Insulation(R12 to R38) | Ceiling Insulation(R12 to R38) | NonEquip | 20 |  | 0% | Tech/Econ | 19.75% | 0 | 0 | 0
Tech | Multi-Family | Space Heating | Heat pump-heating | TRC | Existing | NE894 | Wall Insulation | Wall Insulation | NonEquip | 20 |  | 15% | Tech/Econ | 27.94% | 448087.4721 | 0 | 399.0161
Tech | Multi-Family | Space Heating | Heat pump-heating | TRC | Existing | NE882 | Storm Door | Storm Door | NonEquip | 20 |  | 0% | Tech/Econ | 1.771% | 0 | 0 | 0
Tech | Multi-Family | Space Heating | Heat pump-heating | TRC | Existing | NE864 | Spray Foam Insulation(Base R30) | Spray Foam Insulation(Base R30) | NonEquip | 20 |  | 17.57% | Tech/Econ | 15.51% | 247178.8203 | 0 | 333.9023
Tech | Multi-Family | Space Heating | Heat pump-heating | TRC | Existing | NE852 | Spray Foam Insulation(Base R2) | Spray Foam Insulation(Base R2) | NonEquip | 20 |  | 7.313% | Tech/Econ | 52.1% | 440092.2021 | 0 | 476.2078
Tech | Multi-Family | Space Heating | Heat pump-heating | TRC | Existing | NE840 | Spray Foam Insulation(Base R19) | Spray Foam Insulation(Base R19) | NonEquip | 20 |  | 2.862% | Tech/Econ | 21.7% | 63623.6439 | 0 | 78.2202
Tech | Multi-Family | Space Heating | Heat pump-heating | TRC | Existing | NE828 | Spray Foam Insulation(Base R12) | Spray Foam Insulation(Base R12) | NonEquip | 20 |  | 7.105% | Tech/Econ | 28.51% | 221080.8529 | 0 | 246.2926
Tech | Multi-Family | Space Heating | Heat pump-heating | TRC | Existing | NE822 | Smart Thermostat | Smart Thermostat | NonEquip | 11 |  | 90% | Tech/Econ | 4% | 256699.1927 | 0 | 0
Tech | Multi-Family | Space Heating | Heat pump-heating | TRC | Existing | NE810 | Sealed crawlspace | Sealed crawlspace | NonEquip | 11 |  | 5.88% | Tech/Econ | 0.7976% | 3209.0453 | 0 | 3.4653
Tech | Multi-Family | Space Heating | Heat pump-heating | TRC | Existing | NE792 | Radiant Barrier | Radiant Barrier | NonEquip | 20 |  | 0.95% | Tech/Econ | 10% | 7167.9127 | 0 | 5.9648
Tech | Multi-Family | Space Heating | Heat pump-heating | TRC | Existing | NE786 | Programmable Thermostat | Programmable Thermostat | NonEquip | 11 |  | 2% | Tech/Econ | 1.72% | 2354.6081 | 0 | 0
Tech | Multi-Family | Space Heating | Heat pump-heating | TRC | Existing | NE774 | HVAC ECM Motor | HVAC ECM Motor | NonEquip | 15 |  | 76.5% | Tech/Econ | 0.7204% | 37689.8638 | 0 | 34.8925
Tech | Multi-Family | Space Heating | Heat pump-heating | TRC | Existing | NE762 | Home Energy Management System | Home Energy Management System | NonEquip | 11 |  | 2.908% | Tech/Econ | 15% | 38489.3931 | 0 | 4.3079
Tech | Multi-Family | Space Heating | Heat pump-heating | TRC | Existing | NE744 | Heat Pump Tune Up | Heat Pump Tune Up | NonEquip | 2 | Heat pump-heating | 0% | Tech/Econ | 5% | 0 | 0 | 0
Tech | Multi-Family | Space Heating | Heat pump-heating | TRC | Existing | NE738 | Green Roof | Green Roof | NonEquip | 20 |  | 0.225% | Tech/Econ | 14.65% | 2896.4381 | 0 | 2.5792
Tech | Multi-Family | Space Heating | Heat pump-heating | TRC | Existing | NE720 | Energy Star Windows | Energy Star Windows | NonEquip | 20 |  | 19% | Tech/Econ | 4.006% | 54691.721 | 0 | 70.0254
Tech | Multi-Family | Space Heating | Heat pump-heating | TRC | Existing | NE708 | Energy Star Door | Energy Star Door | NonEquip | 20 |  | 14.25% | Tech/Econ | 2.059% | 20141.7599 | 0 | 24.8939
Tech | Multi-Family | Space Heating | Heat pump-heating | TRC | Existing | NE696 | Energy Star Certified Roof Products | Energy Star Certified Roof Products | NonEquip | 20 |  | 54% | Tech/Econ | 12.5% | 592779.1665 | 0 | 527.8622
Tech | Multi-Family | Space Heating | Heat pump-heating | TRC | Existing | NE684 | Duct Repair | Duct Repair | NonEquip | 11 |  | 65% | Tech/Econ | 12% | 638752.484 | 0 | 568.8008
Tech | Multi-Family | Space Heating | Heat pump-heating | TRC | Existing | NE672 | Duct Insulation | Duct Insulation | NonEquip | 15 |  | 0% | Tech/Econ | 2.045% | 0 | 0 | 0
Tech | Multi-Family | Space Heating | Heat pump-heating | TRC | Existing | NE648 | Ceiling Insulation(R30 to R38) | Ceiling Insulation(R30 to R38) | NonEquip | 20 |  | 3.904% | Tech/Econ | 3.317% | 8901.217 | 0 | 9.8306
Tech | Multi-Family | Space Heating | Heat pump-heating | TRC | Existing | NE636 | Ceiling Insulation(R2 to R38) | Ceiling Insulation(R2 to R38) | NonEquip | 20 |  | 1.625% | Tech/Econ | 48.5% | 87573.7483 | 0 | 89.7914
Tech | Multi-Family | Space Heating | Heat pump-heating | TRC | Existing | NE624 | Ceiling Insulation(R19 to R38) | Ceiling Insulation(R19 to R38) | NonEquip | 20 |  | 0.6361% | Tech/Econ | 10.85% | 5210.6595 | 0 | 5.6306
Tech | Multi-Family | Space Heating | Heat pump-heating | TRC | Existing | NE612 | Ceiling Insulation(R12 to R38) | Ceiling Insulation(R12 to R38) | NonEquip | 20 |  | 1.579% | Tech/Econ | 19.75% | 31748.9402 | 0 | 32.7488
Tech | Multi-Family | Space Heating | Heat pump-heating | TRC | Existing | NE606 | Air Sealing-Infiltration Control | Air Sealing-Infiltration Control | NonEquip | 11 |  | 52% | Tech/Econ | 9% | 352778.5588 | 0 | 314.1448
Tech | Multi-Family | Space Heating | Heat pump-heating | TRC | Turnover | ET336 | Ground Source Heat Pump | Ground Source Heat Pump | Equip | 22 | Heat pump-heating | 2.992% | Tech/Econ | 33.19% | 109457.1423 | 0 | 77.1503
Tech | Multi-Family | Space Heating | Heat pump-heating | TRC | Turnover | ET300 | 21 SEER ASHP from base electric resistance heating | 21 SEER ASHP from base electric resistance heating | Equip | 15 | Heat pump-heating | 32% | Tech/Econ | 65.9% | 3087014.873 | 0 | 1023.7761
Tech | Multi-Family | Space Heating | Heat pump-heating | TRC | Turnover | ET282 | 21 SEER Air Source Heat Pump | 21 SEER Air Source Heat Pump | Equip | 15 | Heat pump-heating | 59% | Tech/Econ | 18% | 1077740.871 | 0 | 835.5392
Tech | Multi-Family | Space Heating | Heat pump-heating | TRC | Turnover | ET255 | 18 SEER Air Source Heat Pump | 18 SEER Air Source Heat Pump | Equip | 15 | Heat pump-heating | 0% | Tech/Econ | 13.68% | 0 | 0 | 0
Tech | Multi-Family | Space Heating | Heat pump-heating | TRC | Turnover | ET228 | 17 SEER Air Source Heat Pump | 17 SEER Air Source Heat Pump | Equip | 15 | Heat pump-heating | 0% | Tech/Econ | 13.68% | 0 | 0 | 0
Tech | Multi-Family | Space Heating | Heat pump-heating | TRC | Turnover | ET201 | 16 SEER Air Source Heat Pump | 16 SEER Air Source Heat Pump | Equip | 15 | Heat pump-heating | 0% | Tech/Econ | 8.889% | 0 | 0 | 0
Tech | Multi-Family | Space Heating | Heat pump-heating | TRC | Turnover | ET174 | 15 SEER Air Source Heat Pump | 15 SEER Air Source Heat Pump | Equip | 15 | Heat pump-heating | 0% | Tech/Econ | 3.529% | 0 | 0 | 0
Tech | Multi-Family | Space Heating | Heat pump-heating | TRC | Turnover | ET156 | 14 SEER ASHP from base electric resistance heating | 14 SEER ASHP from base electric resistance heating | Equip | 15 | Heat pump-heating | 0% | Tech/Econ | 58.41% | 0 | 0 | 0
Tech | Multi-Family | Space Heating | Heat pump-heating | TRC | New | EN342 | Ground Source Heat Pump | Ground Source Heat Pump | Equip | 22 | Heat pump-heating | 2.992% | Tech/Econ | 33.19% | 1228.8155 | 0 | 0.86612
Tech | Multi-Family | Space Heating | Heat pump-heating | TRC | New | EN306 | 21 SEER ASHP from base electric resistance heating | 21 SEER ASHP from base electric resistance heating | Equip | 15 | Heat pump-heating | 32% | Tech/Econ | 65.9% | 33072.9307 | 0 | 10.9683
Tech | Multi-Family | Space Heating | Heat pump-heating | TRC | New | EN288 | 21 SEER Air Source Heat Pump | 21 SEER Air Source Heat Pump | Equip | 15 | Heat pump-heating | 59% | Tech/Econ | 18% | 13010.7312 | 0 | 10.0868
Tech | Multi-Family | Space Heating | Heat pump-heating | TRC | New | EN261 | 18 SEER Air Source Heat Pump | 18 SEER Air Source Heat Pump | Equip | 15 | Heat pump-heating | 0% | Tech/Econ | 13.68% | 0 | 0 | 0
Tech | Multi-Family | Space Heating | Heat pump-heating | TRC | New | EN234 | 17 SEER Air Source Heat Pump | 17 SEER Air Source Heat Pump | Equip | 15 | Heat pump-heating | 0% | Tech/Econ | 13.68% | 0 | 0 | 0
Tech | Multi-Family | Space Heating | Heat pump-heating | TRC | New | EN207 | 16 SEER Air Source Heat Pump | 16 SEER Air Source Heat Pump | Equip | 15 | Heat pump-heating | 0% | Tech/Econ | 8.889% | 0 | 0 | 0
Tech | Multi-Family | Space Heating | Heat pump-heating | TRC | New | EN180 | 15 SEER Air Source Heat Pump | 15 SEER Air Source Heat Pump | Equip | 15 | Heat pump-heating | 0% | Tech/Econ | 3.529% | 0 | 0 | 0
Tech | Multi-Family | Space Heating | Heat pump-heating | TRC | New | EN162 | 14 SEER ASHP from base electric resistance heating | 14 SEER ASHP from base electric resistance heating | Equip | 15 | Heat pump-heating | 0% | Tech/Econ | 58.41% | 0 | 0 | 0
Tech | Multi-Family | Space Cooling | Heat pump-cooling | TRC | New | NN921 | Solar Attic Fan | Solar Attic Fan | NonEquip | 15 |  | 0.95% | Tech/Econ | 6% | 145.7364 | 0.050116 | 0
Tech | Multi-Family | Space Cooling | Heat pump-cooling | TRC | New | NN903 | Window Sun Protection | Window Sun Protection | NonEquip | 10 |  | 30% | Tech/Econ | 4.218% | 0 | 0 | 0
Tech | Multi-Family | Space Cooling | Heat pump-cooling | TRC | New | NN873 | Spray Foam Insulation(Base R30) | Spray Foam Insulation(Base R30) | NonEquip | 20 |  | 36% | Tech/Econ | 13.27% | 13822.3521 | 7.5224 | 0
Tech | Multi-Family | Space Cooling | Heat pump-cooling | TRC | New | NN861 | Spray Foam Insulation(Base R2) | Spray Foam Insulation(Base R2) | NonEquip | 20 |  | 0% | Tech/Econ | 40.84% | 0 | 0 | 0
Tech | Multi-Family | Space Cooling | Heat pump-cooling | TRC | New | NN849 | Spray Foam Insulation(Base R19) | Spray Foam Insulation(Base R19) | NonEquip | 20 |  | 0% | Tech/Econ | 17.05% | 0 | 0 | 0
Tech | Multi-Family | Space Cooling | Heat pump-cooling | TRC | New | NN837 | Spray Foam Insulation(Base R12) | Spray Foam Insulation(Base R12) | NonEquip | 20 |  | 0% | Tech/Econ | 21.75% | 0 | 0 | 0
Tech | Multi-Family | Space Cooling | Heat pump-cooling | TRC | New | NN819 | Smart Thermostat | Smart Thermostat | NonEquip | 11 |  | 90% | Tech/Econ | 4% | 0 | 0 | 0
Tech | Multi-Family | Space Cooling | Heat pump-cooling | TRC | New | NN801 | Radiant Barrier | Radiant Barrier | NonEquip | 20 |  | 0.95% | Tech/Econ | 10% | 244.1165 | 0.19902 | 0
Tech | Multi-Family | Space Cooling | Heat pump-cooling | TRC | New | NN759 | Home Energy Management System | Home Energy Management System | NonEquip | 11 |  | 2.908% | Tech/Econ | 7.12% | 531.5688 | 0.31495 | 0
Tech | Multi-Family | Space Cooling | Heat pump-cooling | TRC | New | NN735 | Green Roof | Green Roof | NonEquip | 20 |  | 2.7% | Tech/Econ | 14.65% | 1149.5157 | 0.70964 | 0
Tech | Multi-Family | Space Cooling | Heat pump-cooling | TRC | New | NN717 | Energy Star Windows | Energy Star Windows | NonEquip | 20 |  | 19% | Tech/Econ | 5.602% | 356.7066 | 0 | 0
Tech | Multi-Family | Space Cooling | Heat pump-cooling | TRC | New | NN705 | Energy Star Door | Energy Star Door | NonEquip | 20 |  | 14.25% | Tech/Econ | 2.257% | 0 | 0 | 0
Tech | Multi-Family | Space Cooling | Heat pump-cooling | TRC | New | NN693 | Energy Star Certified Roof Products | Energy Star Certified Roof Products | NonEquip | 20 |  | 54% | Tech/Econ | 12.5% | 18600.6624 | 11.483 | 0
Tech | Multi-Family | Space Cooling | Heat pump-cooling | TRC | New | NN657 | Ceiling Insulation(R30 to R38) | Ceiling Insulation(R30 to R38) | NonEquip | 20 |  | 8% | Tech/Econ | 2.015% | 0 | 0 | 0
Tech | Multi-Family | Space Cooling | Heat pump-cooling | TRC | New | NN645 | Ceiling Insulation(R2 to R38) | Ceiling Insulation(R2 to R38) | NonEquip | 20 |  | 0% | Tech/Econ | 36.07% | 0 | 0 | 0
Tech | Multi-Family | Space Cooling | Heat pump-cooling | TRC | New | NN633 | Ceiling Insulation(R19 to R38) | Ceiling Insulation(R19 to R38) | NonEquip | 20 |  | 0% | Tech/Econ | 6.811% | 0 | 0 | 0
Tech | Multi-Family | Space Cooling | Heat pump-cooling | TRC | New | NN621 | Ceiling Insulation(R12 to R38) | Ceiling Insulation(R12 to R38) | NonEquip | 20 |  | 0% | Tech/Econ | 12.59% | 0 | 0 | 0
Tech | Multi-Family | Space Cooling | Heat pump-cooling | TRC | Existing | NE918 | Solar Attic Fan | Solar Attic Fan | NonEquip | 15 |  | 0.95% | Tech/Econ | 6% | 11239.5914 | 3.8651 | 0
Tech | Multi-Family | Space Cooling | Heat pump-cooling | TRC | Existing | NE900 | Window Sun Protection | Window Sun Protection | NonEquip | 10 |  | 30% | Tech/Econ | 4.218% | 249360.7285 | 375.0704 | -171.6608
Tech | Multi-Family | Space Cooling | Heat pump-cooling | TRC | Existing | NE888 | Wall Insulation | Wall Insulation | NonEquip | 20 |  | 15% | Tech/Econ | 2.51% | 70304.2336 | 43.4017 | 0
Tech | Multi-Family | Space Cooling | Heat pump-cooling | TRC | Existing | NE876 | Storm Door | Storm Door | NonEquip | 20 |  | 0% | Tech/Econ | 2.736% | 0 | 0 | 0
Tech | Multi-Family | Space Cooling | Heat pump-cooling | TRC | Existing | NE870 | Spray Foam Insulation(Base R30) | Spray Foam Insulation(Base R30) | NonEquip | 20 |  | 17.57% | Tech/Econ | 13.27% | 578487.5241 | 314.8246 | 0
Tech | Multi-Family | Space Cooling | Heat pump-cooling | TRC | Existing | NE858 | Spray Foam Insulation(Base R2) | Spray Foam Insulation(Base R2) | NonEquip | 20 |  | 7.313% | Tech/Econ | 40.84% | 1128622.002 | 676.8501 | 0
Tech | Multi-Family | Space Cooling | Heat pump-cooling | TRC | Existing | NE846 | Spray Foam Insulation(Base R19) | Spray Foam Insulation(Base R19) | NonEquip | 20 |  | 2.862% | Tech/Econ | 17.05% | 125667.4009 | 71.7585 | 0
Tech | Multi-Family | Space Cooling | Heat pump-cooling | TRC | Existing | NE834 | Spray Foam Insulation(Base R12) | Spray Foam Insulation(Base R12) | NonEquip | 20 |  | 7.105% | Tech/Econ | 21.75% | 404242.2484 | 172.7718 | 0
Tech | Multi-Family | Space Cooling | Heat pump-cooling | TRC | Existing | NE816 | Smart Thermostat | Smart Thermostat | NonEquip | 11 |  | 90% | Tech/Econ | 4% | 700487.3211 | 0 | 0
Tech | Multi-Family | Space Cooling | Heat pump-cooling | TRC | Existing | NE798 | Radiant Barrier | Radiant Barrier | NonEquip | 20 |  | 0.95% | Tech/Econ | 10% | 19759.8506 | 16.1097 | 0
Tech | Multi-Family | Space Cooling | Heat pump-cooling | TRC | Existing | NE756 | Home Energy Management System | Home Energy Management System | NonEquip | 11 |  | 2.908% | Tech/Econ | 7.12% | 41013.8077 | 24.4051 | 0
Tech | Multi-Family | Space Cooling | Heat pump-cooling | TRC | Existing | NE750 | Heat Pump Tune Up | Heat Pump Tune Up | NonEquip | 2 | Heat pump-cooling | 0% | Tech/Econ | 5% | 0 | 0 | 0
Tech | Multi-Family | Space Cooling | Heat pump-cooling | TRC | Existing | NE732 | Green Roof | Green Roof | NonEquip | 20 |  | 0.225% | Tech/Econ | 14.65% | 8185.815 | 5.0534 | 0
Tech | Multi-Family | Space Cooling | Heat pump-cooling | TRC | Existing | NE714 | Energy Star Windows | Energy Star Windows | NonEquip | 20 |  | 19% | Tech/Econ | 16.38% | 797253.9528 | 134.0697 | 0
Tech | Multi-Family | Space Cooling | Heat pump-cooling | TRC | Existing | NE702 | Energy Star Door | Energy Star Door | NonEquip | 20 |  | 14.25% | Tech/Econ | 3.181% | 85024.1538 | 23.0141 | 0
Tech | Multi-Family | Space Cooling | Heat pump-cooling | TRC | Existing | NE690 | Energy Star Certified Roof Products | Energy Star Certified Roof Products | NonEquip | 20 |  | 54% | Tech/Econ | 12.5% | 1632992.017 | 1008.1132 | 0
Tech | Multi-Family | Space Cooling | Heat pump-cooling | TRC | Existing | NE678 | Duct Repair | Duct Repair | NonEquip | 11 |  | 65% | Tech/Econ | 12% | 1759639.628 | 1086.298 | 0
Tech | Multi-Family | Space Cooling | Heat pump-cooling | TRC | Existing | NE666 | Duct Insulation | Duct Insulation | NonEquip | 15 |  | 0% | Tech/Econ | 2.045% | 0 | 0 | 0
Tech | Multi-Family | Space Cooling | Heat pump-cooling | TRC | Existing | NE660 | Central AC Tune Up | Central AC Tune Up | NonEquip | 2 | CAC | 0% | Tech/Econ | 5% | 0 | 0 | 0
Tech | Multi-Family | Space Cooling | Heat pump-cooling | TRC | Existing | NE654 | Ceiling Insulation(R30 to R38) | Ceiling Insulation(R30 to R38) | NonEquip | 20 |  | 3.904% | Tech/Econ | 2.015% | 14631.1426 | 9.1672 | 0
Tech | Multi-Family | Space Cooling | Heat pump-cooling | TRC | Existing | NE642 | Ceiling Insulation(R2 to R38) | Ceiling Insulation(R2 to R38) | NonEquip | 20 |  | 1.625% | Tech/Econ | 36.07% | 214877.5135 | 97.8086 | 0
Tech | Multi-Family | Space Cooling | Heat pump-cooling | TRC | Existing | NE630 | Ceiling Insulation(R19 to R38) | Ceiling Insulation(R19 to R38) | NonEquip | 20 |  | 0.6361% | Tech/Econ | 6.811% | 8562.9048 | 5.3795 | 0
Tech | Multi-Family | Space Cooling | Heat pump-cooling | TRC | Existing | NE618 | Ceiling Insulation(R12 to R38) | Ceiling Insulation(R12 to R38) | NonEquip | 20 |  | 1.579% | Tech/Econ | 12.59% | 48184.2197 | 30.0373 | 0
Tech | Multi-Family | Space Cooling | Heat pump-cooling | TRC | Existing | NE600 | Air Sealing-Infiltration Control | Air Sealing-Infiltration Control | NonEquip | 11 |  | 52% | Tech/Econ | 9% | 972507.8793 | 600.3692 | 0
Tech | Multi-Family | Space Cooling | Heat pump-cooling | TRC | Turnover | ET327 | Ground Source Heat Pump | Ground Source Heat Pump | Equip | 22 | Heat pump-cooling | 2.992% | Tech/Econ | 6.667% | 39416.9108 | 45.3328 | 0
Tech | Multi-Family | Space Cooling | Heat pump-cooling | TRC | Turnover | ET291 | 21 SEER ASHP from base electric resistance heating | 21 SEER ASHP from base electric resistance heating | Equip | 15 | Heat pump-cooling | 32% | Tech/Econ | 33.33% | 3888002.268 | 1657.3985 | 0
Tech | Multi-Family | Space Cooling | Heat pump-cooling | TRC | Turnover | ET273 | 21 SEER Air Source Heat Pump | 21 SEER Air Source Heat Pump | Equip | 15 | Heat pump-cooling | 59% | Tech/Econ | 33.33% | 6402967.773 | 2729.4915 | 0
Tech | Multi-Family | Space Cooling | Heat pump-cooling | TRC | Turnover | ET246 | 18 SEER Air Source Heat Pump | 18 SEER Air Source Heat Pump | Equip | 15 | Heat pump-cooling | 0% | Tech/Econ | 22.22% | 0 | 0 | 0
Tech | Multi-Family | Space Cooling | Heat pump-cooling | TRC | Turnover | ET219 | 17 SEER Air Source Heat Pump | 17 SEER Air Source Heat Pump | Equip | 15 | Heat pump-cooling | 0% | Tech/Econ | 17.65% | 0 | 0 | 0
Tech | Multi-Family | Space Cooling | Heat pump-cooling | TRC | Turnover | ET192 | 16 SEER Air Source Heat Pump | 16 SEER Air Source Heat Pump | Equip | 15 | Heat pump-cooling | 0% | Tech/Econ | 12.5% | 0 | 0 | 0
Tech | Multi-Family | Space Cooling | Heat pump-cooling | TRC | Turnover | ET165 | 15 SEER Air Source Heat Pump | 15 SEER Air Source Heat Pump | Equip | 15 | Heat pump-cooling | 0% | Tech/Econ | 6.667% | 0 | 0 | 0
Tech | Multi-Family | Space Cooling | Heat pump-cooling | TRC | Turnover | ET147 | 14 SEER ASHP from base electric resistance heating | 14 SEER ASHP from base electric resistance heating | Equip | 15 | Heat pump-cooling | 0% | Tech/Econ | 0% | 0 | 0 | 0
Tech | Multi-Family | Space Cooling | Heat pump-cooling | TRC | New | EN333 | Ground Source Heat Pump | Ground Source Heat Pump | Equip | 22 | Heat pump-cooling | 2.992% | Tech/Econ | 6.667% | 511.0933 | 0.5878 | 0
Tech | Multi-Family | Space Cooling | Heat pump-cooling | TRC | New | EN297 | 21 SEER ASHP from base electric resistance heating | 21 SEER ASHP from base electric resistance heating | Equip | 15 | Heat pump-cooling | 32% | Tech/Econ | 33.33% | 43189.8766 | 18.4112 | 0
Tech | Multi-Family | Space Cooling | Heat pump-cooling | TRC | New | EN279 | 21 SEER Air Source Heat Pump | 21 SEER Air Source Heat Pump | Equip | 15 | Heat pump-cooling | 59% | Tech/Econ | 33.33% | 71127.3733 | 30.3206 | 0
Tech | Multi-Family | Space Cooling | Heat pump-cooling | TRC | New | EN252 | 18 SEER Air Source Heat Pump | 18 SEER Air Source Heat Pump | Equip | 15 | Heat pump-cooling | 0% | Tech/Econ | 22.22% | 0 | 0 | 0
Tech | Multi-Family | Space Cooling | Heat pump-cooling | TRC | New | EN225 | 17 SEER Air Source Heat Pump | 17 SEER Air Source Heat Pump | Equip | 15 | Heat pump-cooling | 0% | Tech/Econ | 17.65% | 0 | 0 | 0
Tech | Multi-Family | Space Cooling | Heat pump-cooling | TRC | New | EN198 | 16 SEER Air Source Heat Pump | 16 SEER Air Source Heat Pump | Equip | 15 | Heat pump-cooling | 0% | Tech/Econ | 12.5% | 0 | 0 | 0
Tech | Multi-Family | Space Cooling | Heat pump-cooling | TRC | New | EN171 | 15 SEER Air Source Heat Pump | 15 SEER Air Source Heat Pump | Equip | 15 | Heat pump-cooling | 0% | Tech/Econ | 6.667% | 0 | 0 | 0
Tech | Multi-Family | Domestic Hot Water | Heat pump water heater | TRC | New | NN591 | Water Heater Timeclock | Water Heater Timeclock | NonEquip | 7 |  | 45% | Tech/Econ | 5% | 0 | 0 | 0
Tech | Multi-Family | Domestic Hot Water | Heat pump water heater | TRC | New | NN585 | Water Heater Thermostat Setback | Water Heater Thermostat Setback | NonEquip | 4 |  | 0.9177% | Tech/Econ | 2.212% | 0 | 0 | 0
Tech | Multi-Family | Domestic Hot Water | Heat pump water heater | TRC | New | NN579 | Water Heater Blanket | Water Heater Blanket | NonEquip | 7 |  | 1.582% | Tech/Econ | 15.27% | 1.1054 | 9.9563e-05 | 0.00021432
Tech | Multi-Family | Domestic Hot Water | Heat pump water heater | TRC | New | NN573 | Thermostatic Shower Restriction Valve | Thermostatic Shower Restriction Valve | NonEquip | 10 |  | 16% | Tech/Econ | 4.403% | 0 | 0 | 0
Tech | Multi-Family | Domestic Hot Water | Heat pump water heater | TRC | New | NN567 | Low Flow Showerhead | Low Flow Showerhead | NonEquip | 9 |  | 80% | Tech/Econ | 14.02% | 51.2043 | 0.004612 | 0.0099278
Tech | Multi-Family | Domestic Hot Water | Heat pump water heater | TRC | New | NN561 | Hot Water Pipe Insulation | Hot Water Pipe Insulation | NonEquip | 13 |  | 15% | Tech/Econ | 7.656% | 2.735 | 0.00024634 | 0.00053028
Tech | Multi-Family | Domestic Hot Water | Heat pump water heater | TRC | New | NN555 | Heat Trap | Heat Trap | NonEquip | 10 |  | 12% | Tech/Econ | 6.285% | 0 | 0 | 0
Tech | Multi-Family | Domestic Hot Water | Heat pump water heater | TRC | New | NN549 | Faucet Aerator | Faucet Aerator | NonEquip | 10 |  | 18% | Tech/Econ | 1.378% | 0 | 0 | 0
Tech | Multi-Family | Domestic Hot Water | Heat pump water heater | TRC | New | NN543 | Drain Water Heat Recovery | Drain Water Heat Recovery | NonEquip | 15 |  | 9.5% | Tech/Econ | 12.3% | 4.7362 | 0.00042659 | 0.00091829
Tech | Multi-Family | Domestic Hot Water | Heat pump water heater | TRC | Existing | NE588 | Water Heater Timeclock | Water Heater Timeclock | NonEquip | 7 |  | 20.61% | Tech/Econ | 5% | 389.77 | 0 | 0
Tech | Multi-Family | Domestic Hot Water | Heat pump water heater | TRC | Existing | NE582 | Water Heater Thermostat Setback | Water Heater Thermostat Setback | NonEquip | 4 |  | 0% | Tech/Econ | 2.212% | 0 | 0 | 0
Tech | Multi-Family | Domestic Hot Water | Heat pump water heater | TRC | Existing | NE576 | Water Heater Blanket | Water Heater Blanket | NonEquip | 7 |  | 9.142% | Tech/Econ | 15.96% | 623.1638 | 0.056129 | 0.12082
Tech | Multi-Family | Domestic Hot Water | Heat pump water heater | TRC | Existing | NE570 | Thermostatic Shower Restriction Valve | Thermostatic Shower Restriction Valve | NonEquip | 10 |  | 0% | Tech/Econ | 4.403% | 0 | 0 | 0
Tech | Multi-Family | Domestic Hot Water | Heat pump water heater | TRC | Existing | NE564 | Low Flow Showerhead | Low Flow Showerhead | NonEquip | 9 |  | 36% | Tech/Econ | 14.02% | 2124.4807 | 0.19135 | 0.41191
Tech | Multi-Family | Domestic Hot Water | Heat pump water heater | TRC | Existing | NE558 | Hot Water Pipe Insulation | Hot Water Pipe Insulation | NonEquip | 13 |  | 33.75% | Tech/Econ | 7.656% | 1020.6694 | 0.091933 | 0.19789
Tech | Multi-Family | Domestic Hot Water | Heat pump water heater | TRC | Existing | NE552 | Heat Trap | Heat Trap | NonEquip | 10 |  | 27% | Tech/Econ | 6.285% | 652.9921 | 0.058816 | 0.12661
Tech | Multi-Family | Domestic Hot Water | Heat pump water heater | TRC | Existing | NE546 | Faucet Aerator | Faucet Aerator | NonEquip | 10 |  | 40.5% | Tech/Econ | 3.306% | 501.2757 | 0.04515 | 0.097191
Tech | Multi-Family | Domestic Hot Water | Heat pump water heater | TRC | Existing | NE540 | Drain Water Heat Recovery | Drain Water Heat Recovery | NonEquip | 15 |  | 9.5% | Tech/Econ | 12.3% | 467.0222 | 0.042065 | 0.090549
Tech | Multi-Family | Domestic Hot Water | Heat pump water heater | TRC | Turnover | ET75 | Heat Pump Water Heater | Heat Pump Water Heater | Equip | 10 | Heat pump water heater | 49% | Tech/Econ | 62.51% | 18861.2343 | 1.2682 | 4.737
Tech | Multi-Family | Domestic Hot Water | Heat pump water heater | TRC | New | EN81 | Heat Pump Water Heater | Heat Pump Water Heater | Equip | 10 | Heat pump water heater | 49% | Tech/Econ | 62.51% | 202.071 | 0.013587 | 0.050751
Tech | Multi-Family | Appliances | Freezer | TRC | New | NN537 | Removal of 2nd Refrigerator-Freezer | Removal of 2nd Refrigerator-Freezer | NonEquip | 5 | Refrigerator | 0% | Tech/Econ | 100% | 0 | 0 | 0
Tech | Multi-Family | Appliances | Freezer | TRC | Existing | NE534 | Removal of 2nd Refrigerator-Freezer | Removal of 2nd Refrigerator-Freezer | NonEquip | 5 | Refrigerator | 0% | Tech/Econ | 100% | 0 | 0 | 0
Tech | Multi-Family | Appliances | Freezer | TRC | Turnover | ET30 | Energy Star Freezer | Energy Star Freezer | Equip | 11 | Freezer | 58% | Tech/Econ | 11.6% | 496433.747 | 64.5142 | 44.6468
Tech | Multi-Family | Appliances | Freezer | TRC | New | EN36 | Energy Star Freezer | Energy Star Freezer | Equip | 11 | Freezer | 58% | Tech/Econ | 11.6% | 5318.5746 | 0.69118 | 0.47833
Tech | Multi-Family | Miscellaneous | Fan | TRC | Turnover | ET471 | Energy Star Ceiling Fan | Energy Star Ceiling Fan | Equip | 20 | Fan | 34% | Tech/Econ | 68.69% | 1774842.374 | 0 | 0.19982
Tech | Multi-Family | Miscellaneous | Fan | TRC | Turnover | ET462 | Energy Star Bathroom Ventilating Fan | Energy Star Bathroom Ventilating Fan | Equip | 10 | Fan | 22.5% | Tech/Econ | 62.65% | 821027.1044 | 28.7394 | 114.9576
Tech | Multi-Family | Miscellaneous | Fan | TRC | New | EN477 | Energy Star Ceiling Fan | Energy Star Ceiling Fan | Equip | 20 | Fan | 34% | Tech/Econ | 68.69% | 19014.887 | 0 | 0.0039711
Tech | Multi-Family | Miscellaneous | Fan | TRC | New | EN468 | Energy Star Bathroom Ventilating Fan | Energy Star Bathroom Ventilating Fan | Equip | 10 | Fan | 22.5% | Tech/Econ | 62.65% | 8796.1262 | 0.3079 | 1.2316
Tech | Multi-Family | Lighting | Exterior screw-in | TRC | New | NN915 | Interior Lighting Controls | Interior Lighting Controls | NonEquip | 8 | Interior screw-in | 0% | Tech/Econ | 28.57% | 0 | 0 | 0
Tech | Multi-Family | Lighting | Exterior screw-in | TRC | New | NN909 | Exterior Lighting Controls | Exterior Lighting Controls | NonEquip | 10 | Exterior screw-in | 0% | Tech/Econ | 50% | 0 | 0 | 0
Tech | Multi-Family | Lighting | Exterior screw-in | TRC | Existing | NE912 | Interior Lighting Controls | Interior Lighting Controls | NonEquip | 8 | Interior screw-in | 0% | Tech/Econ | 28.57% | 0 | 0 | 0
Tech | Multi-Family | Lighting | Exterior screw-in | TRC | Existing | NE906 | Exterior Lighting Controls | Exterior Lighting Controls | NonEquip | 10 | Exterior screw-in | 0% | Tech/Econ | 50% | 0 | 0 | 0
Tech | Multi-Family | Lighting | Exterior screw-in | TRC | Turnover | ET408 | LED - 9W Flood (Exterior) | LED - 9W Flood (Exterior) | Equip | 10 | Exterior screw-in | 22% | Tech/Econ | 86.15% | 324486.2498 | 0 | 0
Tech | Multi-Family | Lighting | Exterior screw-in | TRC | Turnover | ET363 | CFL - 15W Flood (Exterior) | CFL - 15W Flood (Exterior) | Equip | 7.8 | Exterior screw-in | 0% | Tech/Econ | 76.92% | 0 | 0 | 0
Tech | Multi-Family | Lighting | Exterior screw-in | TRC | New | EN414 | LED - 9W Flood (Exterior) | LED - 9W Flood (Exterior) | Equip | 10 | Exterior screw-in | 22% | Tech/Econ | 86.15% | 3476.4041 | 0 | 0
Tech | Multi-Family | Lighting | Exterior screw-in | TRC | New | EN369 | CFL - 15W Flood (Exterior) | CFL - 15W Flood (Exterior) | Equip | 7.8 | Exterior screw-in | 0% | Tech/Econ | 76.92% | 0 | 0 | 0
Tech | Multi-Family | Appliances | Dishwasher | TRC | New | NN537 | Removal of 2nd Refrigerator-Freezer | Removal of 2nd Refrigerator-Freezer | NonEquip | 5 | Refrigerator | 0% | Tech/Econ | 100% | 0 | 0 | 0
Tech | Multi-Family | Appliances | Dishwasher | TRC | Existing | NE534 | Removal of 2nd Refrigerator-Freezer | Removal of 2nd Refrigerator-Freezer | NonEquip | 5 | Refrigerator | 0% | Tech/Econ | 100% | 0 | 0 | 0
Tech | Multi-Family | Appliances | Dishwasher | TRC | Turnover | ET21 | Energy Star Dishwasher | Energy Star Dishwasher | Equip | 10 | Dishwasher | 9% | Tech/Econ | 13.13% | 234087.6473 | 25.6293 | 27.8615
Tech | Multi-Family | Appliances | Dishwasher | TRC | New | EN27 | Energy Star Dishwasher | Energy Star Dishwasher | Equip | 10 | Dishwasher | 9% | Tech/Econ | 13.13% | 2507.9129 | 0.27458 | 0.2985
Tech | Multi-Family | Domestic Hot Water | Conventional Tank | TRC | New | NN591 | Water Heater Timeclock | Water Heater Timeclock | NonEquip | 7 |  | 45% | Tech/Econ | 5% | 0 | 0 | 0
Tech | Multi-Family | Domestic Hot Water | Conventional Tank | TRC | New | NN585 | Water Heater Thermostat Setback | Water Heater Thermostat Setback | NonEquip | 4 |  | 0.9177% | Tech/Econ | 2.212% | 0 | 0 | 0
Tech | Multi-Family | Domestic Hot Water | Conventional Tank | TRC | New | NN579 | Water Heater Blanket | Water Heater Blanket | NonEquip | 7 |  | 1.582% | Tech/Econ | 15.27% | 2168.5278 | 0.19532 | 0.42045
Tech | Multi-Family | Domestic Hot Water | Conventional Tank | TRC | New | NN573 | Thermostatic Shower Restriction Valve | Thermostatic Shower Restriction Valve | NonEquip | 10 |  | 16% | Tech/Econ | 4.403% | 0 | 0 | 0
Tech | Multi-Family | Domestic Hot Water | Conventional Tank | TRC | New | NN567 | Low Flow Showerhead | Low Flow Showerhead | NonEquip | 9 |  | 80% | Tech/Econ | 14.02% | 100452.2003 | 9.0478 | 19.4763
Tech | Multi-Family | Domestic Hot Water | Conventional Tank | TRC | New | NN561 | Hot Water Pipe Insulation | Hot Water Pipe Insulation | NonEquip | 13 |  | 15% | Tech/Econ | 7.656% | 5365.5229 | 0.48328 | 1.0403
Tech | Multi-Family | Domestic Hot Water | Conventional Tank | TRC | New | NN555 | Heat Trap | Heat Trap | NonEquip | 10 |  | 12% | Tech/Econ | 6.285% | 0 | 0 | 0
Tech | Multi-Family | Domestic Hot Water | Conventional Tank | TRC | New | NN549 | Faucet Aerator | Faucet Aerator | NonEquip | 10 |  | 18% | Tech/Econ | 1.378% | 0 | 0 | 0
Tech | Multi-Family | Domestic Hot Water | Conventional Tank | TRC | New | NN543 | Drain Water Heat Recovery | Drain Water Heat Recovery | NonEquip | 15 |  | 9.5% | Tech/Econ | 12.3% | 9291.4512 | 0.83689 | 1.8015
Tech | Multi-Family | Domestic Hot Water | Conventional Tank | TRC | Existing | NE588 | Water Heater Timeclock | Water Heater Timeclock | NonEquip | 7 |  | 20.61% | Tech/Econ | 5% | 764647.8486 | 0 | 0
Tech | Multi-Family | Domestic Hot Water | Conventional Tank | TRC | Existing | NE582 | Water Heater Thermostat Setback | Water Heater Thermostat Setback | NonEquip | 4 |  | 0% | Tech/Econ | 2.212% | 0 | 0 | 0
Tech | Multi-Family | Domestic Hot Water | Conventional Tank | TRC | Existing | NE576 | Water Heater Blanket | Water Heater Blanket | NonEquip | 7 |  | 9.142% | Tech/Econ | 15.96% | 1222517.989 | 110.1132 | 237.0298
Tech | Multi-Family | Domestic Hot Water | Conventional Tank | TRC | Existing | NE570 | Thermostatic Shower Restriction Valve | Thermostatic Shower Restriction Valve | NonEquip | 10 |  | 0% | Tech/Econ | 4.403% | 0 | 0 | 0
Tech | Multi-Family | Domestic Hot Water | Conventional Tank | TRC | Existing | NE564 | Low Flow Showerhead | Low Flow Showerhead | NonEquip | 9 |  | 36% | Tech/Econ | 14.02% | 4167789.683 | 375.3964 | 808.0783
Tech | Multi-Family | Domestic Hot Water | Conventional Tank | TRC | Existing | NE558 | Hot Water Pipe Insulation | Hot Water Pipe Insulation | NonEquip | 13 |  | 33.75% | Tech/Econ | 7.656% | 2002341.264 | 180.3526 | 388.227
Tech | Multi-Family | Domestic Hot Water | Conventional Tank | TRC | Existing | NE552 | Heat Trap | Heat Trap | NonEquip | 10 |  | 27% | Tech/Econ | 6.285% | 1281034.785 | 115.3839 | 248.3754
Tech | Multi-Family | Domestic Hot Water | Conventional Tank | TRC | Existing | NE546 | Faucet Aerator | Faucet Aerator | NonEquip | 10 |  | 40.5% | Tech/Econ | 3.306% | 983398.704 | 88.5756 | 190.6678
Tech | Multi-Family | Domestic Hot Water | Conventional Tank | TRC | Existing | NE540 | Drain Water Heat Recovery | Drain Water Heat Recovery | NonEquip | 15 |  | 9.5% | Tech/Econ | 12.3% | 916200.5114 | 82.523 | 177.6389
Tech | Multi-Family | Domestic Hot Water | Conventional Tank | TRC | Turnover | ET981 | Solar Water Heater | Solar Water Heater | Equip | 15 | Conventional Tank | 10.78% | Tech/Econ | 76.67% | 9919596.422 | 741.4097 | 104.0896
Tech | Multi-Family | Domestic Hot Water | Conventional Tank | TRC | Turnover | ET972 | Heat Pump Water Heater | Heat Pump Water Heater | Equip | 10 | Conventional Tank | 38.22% | Tech/Econ | 62.51% | 26305992.49 | 1768.7508 | 6606.8126
Tech | Multi-Family | Domestic Hot Water | Conventional Tank | TRC | New | EN987 | Solar Water Heater | Solar Water Heater | Equip | 15 | Conventional Tank | 10.78% | Tech/Econ | 76.67% | 106274.2288 | 7.9431 | 1.1152
Tech | Multi-Family | Domestic Hot Water | Conventional Tank | TRC | New | EN978 | Heat Pump Water Heater | Heat Pump Water Heater | Equip | 10 | Conventional Tank | 38.22% | Tech/Econ | 62.51% | 281830.9281 | 18.9496 | 70.7825
Tech | Multi-Family | Appliances | Clothes washer | TRC | New | NN537 | Removal of 2nd Refrigerator-Freezer | Removal of 2nd Refrigerator-Freezer | NonEquip | 5 | Refrigerator | 0% | Tech/Econ | 100% | 0 | 0 | 0
Tech | Multi-Family | Appliances | Clothes washer | TRC | Existing | NE534 | Removal of 2nd Refrigerator-Freezer | Removal of 2nd Refrigerator-Freezer | NonEquip | 5 | Refrigerator | 0% | Tech/Econ | 100% | 0 | 0 | 0
Tech | Multi-Family | Appliances | Clothes washer | TRC | Turnover | ET12 | Energy Star Clothes Washer | Energy Star Clothes Washer | Equip | 11 | Clothes washer | 54% | Tech/Econ | 37.8% | 837319.7019 | 131.6784 | 76.4794
Tech | Multi-Family | Appliances | Clothes washer | TRC | New | EN18 | Energy Star Clothes Washer | Energy Star Clothes Washer | Equip | 11 | Clothes washer | 54% | Tech/Econ | 37.8% | 8970.678 | 1.4107 | 0.81937
Tech | Multi-Family | Appliances | Clothes dryer | TRC | New | NN537 | Removal of 2nd Refrigerator-Freezer | Removal of 2nd Refrigerator-Freezer | NonEquip | 5 | Refrigerator | 0% | Tech/Econ | 100% | 0 | 0 | 0
Tech | Multi-Family | Appliances | Clothes dryer | TRC | Existing | NE534 | Removal of 2nd Refrigerator-Freezer | Removal of 2nd Refrigerator-Freezer | NonEquip | 5 | Refrigerator | 0% | Tech/Econ | 100% | 0 | 0 | 0
Tech | Multi-Family | Appliances | Clothes dryer | TRC | Turnover | ET48 | Heat Pump Clothes Dryer | Heat Pump Clothes Dryer | Equip | 12 | Clothes dryer | 54% | Tech/Econ | 30.89% | 7975603.007 | 1254.2576 | 728.4788
Tech | Multi-Family | Appliances | Clothes dryer | TRC | Turnover | ET3 | Energy Star Clothes Dryer | Energy Star Clothes Dryer | Equip | 11 | Clothes dryer | 46% | Tech/Econ | 20.87% | 3823806.249 | 601.3386 | 349.2603
Tech | Multi-Family | Appliances | Clothes dryer | TRC | New | EN9 | Energy Star Clothes Dryer | Energy Star Clothes Dryer | Equip | 11 | Clothes dryer | 46% | Tech/Econ | 20.87% | 40966.5919 | 6.4425 | 3.7418
Tech | Multi-Family | Appliances | Clothes dryer | TRC | New | EN54 | Heat Pump Clothes Dryer | Heat Pump Clothes Dryer | Equip | 12 | Clothes dryer | 54% | Tech/Econ | 30.89% | 85447.1314 | 13.4376 | 7.8046
Tech | Multi-Family | Space Heating | Central forced air | TRC | New | NN897 | Wall Insulation | Wall Insulation | NonEquip | 20 |  | 6.75% | Tech/Econ | 0% | 0 | 0 | 0
Tech | Multi-Family | Space Heating | Central forced air | TRC | New | NN885 | Storm Door | Storm Door | NonEquip | 20 |  | 0% | Tech/Econ | 1.173% | 0 | 0 | 0
Tech | Multi-Family | Space Heating | Central forced air | TRC | New | NN867 | Spray Foam Insulation(Base R30) | Spray Foam Insulation(Base R30) | NonEquip | 20 |  | 36% | Tech/Econ | 15.51% | 39296.8327 | 0 | 53.0843
Tech | Multi-Family | Space Heating | Central forced air | TRC | New | NN855 | Spray Foam Insulation(Base R2) | Spray Foam Insulation(Base R2) | NonEquip | 20 |  | 0% | Tech/Econ | 52.1% | 0 | 0 | 0
Tech | Multi-Family | Space Heating | Central forced air | TRC | New | NN843 | Spray Foam Insulation(Base R19) | Spray Foam Insulation(Base R19) | NonEquip | 20 |  | 0% | Tech/Econ | 21.7% | 0 | 0 | 0
Tech | Multi-Family | Space Heating | Central forced air | TRC | New | NN831 | Spray Foam Insulation(Base R12) | Spray Foam Insulation(Base R12) | NonEquip | 20 |  | 0% | Tech/Econ | 28.51% | 0 | 0 | 0
Tech | Multi-Family | Space Heating | Central forced air | TRC | New | NN825 | Smart Thermostat | Smart Thermostat | NonEquip | 11 |  | 90% | Tech/Econ | 4% | 845.0678 | 0 | 0
Tech | Multi-Family | Space Heating | Central forced air | TRC | New | NN813 | Sealed crawlspace | Sealed crawlspace | NonEquip | 11 |  | 5.88% | Tech/Econ | 0% | 0 | 0 | 0
Tech | Multi-Family | Space Heating | Central forced air | TRC | New | NN795 | Radiant Barrier | Radiant Barrier | NonEquip | 20 |  | 0.95% | Tech/Econ | 10% | 583.6839 | 0 | 0.48572
Tech | Multi-Family | Space Heating | Central forced air | TRC | New | NN789 | Programmable Thermostat | Programmable Thermostat | NonEquip | 11 |  | 2% | Tech/Econ | 1.72% | 0 | 0 | 0
Tech | Multi-Family | Space Heating | Central forced air | TRC | New | NN777 | HVAC ECM Motor | HVAC ECM Motor | NonEquip | 15 |  | 40.5% | Tech/Econ | 0.7204% | 0 | 0 | 0
Tech | Multi-Family | Space Heating | Central forced air | TRC | New | NN765 | Home Energy Management System | Home Energy Management System | NonEquip | 11 |  | 2.908% | Tech/Econ | 15% | 2898.2486 | 0 | 0.37539
Tech | Multi-Family | Space Heating | Central forced air | TRC | New | NN741 | Green Roof | Green Roof | NonEquip | 20 |  | 2.7% | Tech/Econ | 14.65% | 2617.219 | 0 | 2.3306
Tech | Multi-Family | Space Heating | Central forced air | TRC | New | NN723 | Energy Star Windows | Energy Star Windows | NonEquip | 20 |  | 19% | Tech/Econ | 1.371% | 0 | 0 | 0
Tech | Multi-Family | Space Heating | Central forced air | TRC | New | NN711 | Energy Star Door | Energy Star Door | NonEquip | 20 |  | 14.25% | Tech/Econ | 1.461% | 0 | 0 | 0
Tech | Multi-Family | Space Heating | Central forced air | TRC | New | NN699 | Energy Star Certified Roof Products | Energy Star Certified Roof Products | NonEquip | 20 |  | 54% | Tech/Econ | 12.5% | 44474.2894 | 0 | 39.6038
Tech | Multi-Family | Space Heating | Central forced air | TRC | New | NN687 | Duct Repair | Duct Repair | NonEquip | 11 |  | 0% | Tech/Econ | 0% | 0 | 0 | 0
Tech | Multi-Family | Space Heating | Central forced air | TRC | New | NN675 | Duct Insulation | Duct Insulation | NonEquip | 15 |  | 0% | Tech/Econ | 0% | 0 | 0 | 0
Tech | Multi-Family | Space Heating | Central forced air | TRC | New | NN651 | Ceiling Insulation(R30 to R38) | Ceiling Insulation(R30 to R38) | NonEquip | 20 |  | 8% | Tech/Econ | 3.317% | 0 | 0 | 0
Tech | Multi-Family | Space Heating | Central forced air | TRC | New | NN639 | Ceiling Insulation(R2 to R38) | Ceiling Insulation(R2 to R38) | NonEquip | 20 |  | 0% | Tech/Econ | 48.5% | 0 | 0 | 0
Tech | Multi-Family | Space Heating | Central forced air | TRC | New | NN627 | Ceiling Insulation(R19 to R38) | Ceiling Insulation(R19 to R38) | NonEquip | 20 |  | 0% | Tech/Econ | 10.85% | 0 | 0 | 0
Tech | Multi-Family | Space Heating | Central forced air | TRC | New | NN615 | Ceiling Insulation(R12 to R38) | Ceiling Insulation(R12 to R38) | NonEquip | 20 |  | 0% | Tech/Econ | 19.75% | 0 | 0 | 0
Tech | Multi-Family | Space Heating | Central forced air | TRC | New | NN609 | Air Sealing-Infiltration Control | Air Sealing-Infiltration Control | NonEquip | 11 |  | 52% | Tech/Econ | 0% | 0 | 0 | 0
Tech | Multi-Family | Space Heating | Central forced air | TRC | Existing | NE894 | Wall Insulation | Wall Insulation | NonEquip | 20 |  | 15% | Tech/Econ | 27.94% | 2627824.772 | 0 | 2340.044
Tech | Multi-Family | Space Heating | Central forced air | TRC | Existing | NE882 | Storm Door | Storm Door | NonEquip | 20 |  | 0% | Tech/Econ | 1.771% | 0 | 0 | 0
Tech | Multi-Family | Space Heating | Central forced air | TRC | Existing | NE864 | Spray Foam Insulation(Base R30) | Spray Foam Insulation(Base R30) | NonEquip | 20 |  | 17.57% | Tech/Econ | 15.51% | 1591024.055 | 0 | 2149.2401
Tech | Multi-Family | Space Heating | Central forced air | TRC | Existing | NE852 | Spray Foam Insulation(Base R2) | Spray Foam Insulation(Base R2) | NonEquip | 20 |  | 7.313% | Tech/Econ | 52.1% | 2555306.004 | 0 | 2765.0042
Tech | Multi-Family | Space Heating | Central forced air | TRC | Existing | NE840 | Spray Foam Insulation(Base R19) | Spray Foam Insulation(Base R19) | NonEquip | 20 |  | 2.862% | Tech/Econ | 21.7% | 366036.4876 | 0 | 450.0128
Tech | Multi-Family | Space Heating | Central forced air | TRC | Existing | NE828 | Spray Foam Insulation(Base R12) | Spray Foam Insulation(Base R12) | NonEquip | 20 |  | 7.105% | Tech/Econ | 28.51% | 1296536.453 | 0 | 1444.3914
Tech | Multi-Family | Space Heating | Central forced air | TRC | Existing | NE822 | Smart Thermostat | Smart Thermostat | NonEquip | 11 |  | 90% | Tech/Econ | 4% | 1652304.15 | 0 | 0
Tech | Multi-Family | Space Heating | Central forced air | TRC | Existing | NE810 | Sealed crawlspace | Sealed crawlspace | NonEquip | 11 |  | 5.88% | Tech/Econ | 0.7976% | 20655.7679 | 0 | 22.3049
Tech | Multi-Family | Space Heating | Central forced air | TRC | Existing | NE792 | Radiant Barrier | Radiant Barrier | NonEquip | 20 |  | 0.95% | Tech/Econ | 10% | 46137.9401 | 0 | 38.394
Tech | Multi-Family | Space Heating | Central forced air | TRC | Existing | NE786 | Programmable Thermostat | Programmable Thermostat | NonEquip | 11 |  | 2% | Tech/Econ | 1.72% | 15155.9834 | 0 | 0
Tech | Multi-Family | Space Heating | Central forced air | TRC | Existing | NE774 | HVAC ECM Motor | HVAC ECM Motor | NonEquip | 15 |  | 76.5% | Tech/Econ | 0.7204% | 242599.5879 | 0 | 224.5936
Tech | Multi-Family | Space Heating | Central forced air | TRC | Existing | NE762 | Home Energy Management System | Home Energy Management System | NonEquip | 11 |  | 2.908% | Tech/Econ | 15% | 247745.9445 | 0 | 27.7288
Tech | Multi-Family | Space Heating | Central forced air | TRC | Existing | NE744 | Heat Pump Tune Up | Heat Pump Tune Up | NonEquip | 2 | Heat pump-heating | 0% | Tech/Econ | 5% | 0 | 0 | 0
Tech | Multi-Family | Space Heating | Central forced air | TRC | Existing | NE738 | Green Roof | Green Roof | NonEquip | 20 |  | 0.225% | Tech/Econ | 14.65% | 18643.5984 | 0 | 16.6019
Tech | Multi-Family | Space Heating | Central forced air | TRC | Existing | NE720 | Energy Star Windows | Energy Star Windows | NonEquip | 20 |  | 19% | Tech/Econ | 4.006% | 352036.0021 | 0 | 450.7349
Tech | Multi-Family | Space Heating | Central forced air | TRC | Existing | NE708 | Energy Star Door | Energy Star Door | NonEquip | 20 |  | 14.25% | Tech/Econ | 2.059% | 129647.1297 | 0 | 160.2351
Tech | Multi-Family | Space Heating | Central forced air | TRC | Existing | NE696 | Energy Star Certified Roof Products | Energy Star Certified Roof Products | NonEquip | 20 |  | 54% | Tech/Econ | 12.5% | 3815561.188 | 0 | 3397.708
Tech | Multi-Family | Space Heating | Central forced air | TRC | Existing | NE684 | Duct Repair | Duct Repair | NonEquip | 11 |  | 65% | Tech/Econ | 12% | 4111479.155 | 0 | 3661.2191
Tech | Multi-Family | Space Heating | Central forced air | TRC | Existing | NE672 | Duct Insulation | Duct Insulation | NonEquip | 15 |  | 0% | Tech/Econ | 2.045% | 0 | 0 | 0
Tech | Multi-Family | Space Heating | Central forced air | TRC | Existing | NE648 | Ceiling Insulation(R30 to R38) | Ceiling Insulation(R30 to R38) | NonEquip | 20 |  | 3.904% | Tech/Econ | 3.317% | 57294.7566 | 0 | 63.2769
Tech | Multi-Family | Space Heating | Central forced air | TRC | Existing | NE636 | Ceiling Insulation(R2 to R38) | Ceiling Insulation(R2 to R38) | NonEquip | 20 |  | 1.625% | Tech/Econ | 48.5% | 508479.1865 | 0 | 521.3557
Tech | Multi-Family | Space Heating | Central forced air | TRC | Existing | NE624 | Ceiling Insulation(R19 to R38) | Ceiling Insulation(R19 to R38) | NonEquip | 20 |  | 0.6361% | Tech/Econ | 10.85% | 33539.6234 | 0 | 36.2424
Tech | Multi-Family | Space Heating | Central forced air | TRC | Existing | NE612 | Ceiling Insulation(R12 to R38) | Ceiling Insulation(R12 to R38) | NonEquip | 20 |  | 1.579% | Tech/Econ | 19.75% | 182656.4755 | 0 | 188.4089
Tech | Multi-Family | Space Heating | Central forced air | TRC | Existing | NE606 | Air Sealing-Infiltration Control | Air Sealing-Infiltration Control | NonEquip | 11 |  | 52% | Tech/Econ | 9% | 2270741.37 | 0 | 2022.0659
Tech | Multi-Family | Space Heating | Central forced air | TRC | Turnover | ET354 | Variable Refrigerant Flow (VRF) HVAC Systems | Variable Refrigerant Flow (VRF) HVAC Systems | Equip | 13 | Central forced air | 7.175% | Tech/Econ | 26.47% | 1140965.474 | 0 | 220.5055
Tech | Multi-Family | Space Heating | Central forced air | TRC | New | EN360 | Variable Refrigerant Flow (VRF) HVAC Systems | Variable Refrigerant Flow (VRF) HVAC Systems | Equip | 13 | Central forced air | 7.773% | Tech/Econ | 26.47% | 14782.8965 | 0 | 2.857
Tech | Multi-Family | Space Cooling | CAC | TRC | New | NN921 | Solar Attic Fan | Solar Attic Fan | NonEquip | 15 |  | 0.95% | Tech/Econ | 6% | 596.6241 | 0.20517 | 0
Tech | Multi-Family | Space Cooling | CAC | TRC | New | NN903 | Window Sun Protection | Window Sun Protection | NonEquip | 10 |  | 30% | Tech/Econ | 4.218% | 0 | 0 | 0
Tech | Multi-Family | Space Cooling | CAC | TRC | New | NN879 | Storm Door | Storm Door | NonEquip | 20 |  | 0% | Tech/Econ | 1.813% | 0 | 0 | 0
Tech | Multi-Family | Space Cooling | CAC | TRC | New | NN873 | Spray Foam Insulation(Base R30) | Spray Foam Insulation(Base R30) | NonEquip | 20 |  | 36% | Tech/Econ | 13.27% | 56473.8457 | 30.7342 | 0
Tech | Multi-Family | Space Cooling | CAC | TRC | New | NN861 | Spray Foam Insulation(Base R2) | Spray Foam Insulation(Base R2) | NonEquip | 20 |  | 0% | Tech/Econ | 40.84% | 0 | 0 | 0
Tech | Multi-Family | Space Cooling | CAC | TRC | New | NN849 | Spray Foam Insulation(Base R19) | Spray Foam Insulation(Base R19) | NonEquip | 20 |  | 0% | Tech/Econ | 17.05% | 0 | 0 | 0
Tech | Multi-Family | Space Cooling | CAC | TRC | New | NN837 | Spray Foam Insulation(Base R12) | Spray Foam Insulation(Base R12) | NonEquip | 20 |  | 0% | Tech/Econ | 21.75% | 0 | 0 | 0
Tech | Multi-Family | Space Cooling | CAC | TRC | New | NN819 | Smart Thermostat | Smart Thermostat | NonEquip | 11 |  | 90% | Tech/Econ | 4% | 0 | 0 | 0
Tech | Multi-Family | Space Cooling | CAC | TRC | New | NN801 | Radiant Barrier | Radiant Barrier | NonEquip | 20 |  | 0.95% | Tech/Econ | 10% | 997.3842 | 0.81314 | 0
Tech | Multi-Family | Space Cooling | CAC | TRC | New | NN783 | Programmable Thermostat | Programmable Thermostat | NonEquip | 11 |  | 2% | Tech/Econ | 1.72% | 0 | 0 | 0
Tech | Multi-Family | Space Cooling | CAC | TRC | New | NN759 | Home Energy Management System | Home Energy Management System | NonEquip | 11 |  | 2.908% | Tech/Econ | 7.12% | 2171.8253 | 1.2868 | 0
Tech | Multi-Family | Space Cooling | CAC | TRC | New | NN735 | Green Roof | Green Roof | NonEquip | 20 |  | 2.7% | Tech/Econ | 14.65% | 4696.565 | 2.8994 | 0
Tech | Multi-Family | Space Cooling | CAC | TRC | New | NN717 | Energy Star Windows | Energy Star Windows | NonEquip | 20 |  | 19% | Tech/Econ | 5.602% | 1460.306 | 0 | 0
Tech | Multi-Family | Space Cooling | CAC | TRC | New | NN705 | Energy Star Door | Energy Star Door | NonEquip | 20 |  | 14.25% | Tech/Econ | 2.257% | 0 | 0 | 0
Tech | Multi-Family | Space Cooling | CAC | TRC | New | NN693 | Energy Star Certified Roof Products | Energy Star Certified Roof Products | NonEquip | 20 |  | 54% | Tech/Econ | 12.5% | 75996.5404 | 46.9158 | 0
Tech | Multi-Family | Space Cooling | CAC | TRC | New | NN657 | Ceiling Insulation(R30 to R38) | Ceiling Insulation(R30 to R38) | NonEquip | 20 |  | 8% | Tech/Econ | 2.015% | 0 | 0 | 0
Tech | Multi-Family | Space Cooling | CAC | TRC | New | NN645 | Ceiling Insulation(R2 to R38) | Ceiling Insulation(R2 to R38) | NonEquip | 20 |  | 0% | Tech/Econ | 36.07% | 0 | 0 | 0
Tech | Multi-Family | Space Cooling | CAC | TRC | New | NN633 | Ceiling Insulation(R19 to R38) | Ceiling Insulation(R19 to R38) | NonEquip | 20 |  | 0% | Tech/Econ | 6.811% | 0 | 0 | 0
Tech | Multi-Family | Space Cooling | CAC | TRC | New | NN621 | Ceiling Insulation(R12 to R38) | Ceiling Insulation(R12 to R38) | NonEquip | 20 |  | 0% | Tech/Econ | 12.59% | 0 | 0 | 0
Tech | Multi-Family | Space Cooling | CAC | TRC | Existing | NE918 | Solar Attic Fan | Solar Attic Fan | NonEquip | 15 |  | 0.95% | Tech/Econ | 6% | 46013.2822 | 15.8231 | 0
Tech | Multi-Family | Space Cooling | CAC | TRC | Existing | NE900 | Window Sun Protection | Window Sun Protection | NonEquip | 10 |  | 30% | Tech/Econ | 4.218% | 1020847.211 | 1535.4849 | -702.7549
Tech | Multi-Family | Space Cooling | CAC | TRC | Existing | NE888 | Wall Insulation | Wall Insulation | NonEquip | 20 |  | 15% | Tech/Econ | 2.51% | 287815.4921 | 177.6804 | 0
Tech | Multi-Family | Space Cooling | CAC | TRC | Existing | NE876 | Storm Door | Storm Door | NonEquip | 20 |  | 0% | Tech/Econ | 2.736% | 0 | 0 | 0
Tech | Multi-Family | Space Cooling | CAC | TRC | Existing | NE870 | Spray Foam Insulation(Base R30) | Spray Foam Insulation(Base R30) | NonEquip | 20 |  | 17.57% | Tech/Econ | 13.27% | 2363520.696 | 1286.2759 | 0
Tech | Multi-Family | Space Cooling | CAC | TRC | Existing | NE858 | Spray Foam Insulation(Base R2) | Spray Foam Insulation(Base R2) | NonEquip | 20 |  | 7.313% | Tech/Econ | 40.84% | 4471827.579 | 2681.8163 | 0
Tech | Multi-Family | Space Cooling | CAC | TRC | Existing | NE846 | Spray Foam Insulation(Base R19) | Spray Foam Insulation(Base R19) | NonEquip | 20 |  | 2.862% | Tech/Econ | 17.05% | 513438.0438 | 293.1829 | 0
Tech | Multi-Family | Space Cooling | CAC | TRC | Existing | NE834 | Spray Foam Insulation(Base R12) | Spray Foam Insulation(Base R12) | NonEquip | 20 |  | 7.105% | Tech/Econ | 21.75% | 1651608.514 | 705.892 | 0
Tech | Multi-Family | Space Cooling | CAC | TRC | Existing | NE816 | Smart Thermostat | Smart Thermostat | NonEquip | 11 |  | 90% | Tech/Econ | 4% | 2867695.055 | 0 | 0
Tech | Multi-Family | Space Cooling | CAC | TRC | Existing | NE798 | Radiant Barrier | Radiant Barrier | NonEquip | 20 |  | 0.95% | Tech/Econ | 10% | 80732.6241 | 65.8193 | 0
Tech | Multi-Family | Space Cooling | CAC | TRC | Existing | NE756 | Home Energy Management System | Home Energy Management System | NonEquip | 11 |  | 2.908% | Tech/Econ | 7.12% | 167569.7041 | 99.7118 | 0
Tech | Multi-Family | Space Cooling | CAC | TRC | Existing | NE750 | Heat Pump Tune Up | Heat Pump Tune Up | NonEquip | 2 | Heat pump-cooling | 0% | Tech/Econ | 5% | 0 | 0 | 0
Tech | Multi-Family | Space Cooling | CAC | TRC | Existing | NE732 | Green Roof | Green Roof | NonEquip | 20 |  | 0.225% | Tech/Econ | 14.65% | 33444.7024 | 20.6468 | 0
Tech | Multi-Family | Space Cooling | CAC | TRC | Existing | NE714 | Energy Star Windows | Energy Star Windows | NonEquip | 20 |  | 19% | Tech/Econ | 16.38% | 3257332.507 | 547.7673 | 0
Tech | Multi-Family | Space Cooling | CAC | TRC | Existing | NE702 | Energy Star Door | Energy Star Door | NonEquip | 20 |  | 14.25% | Tech/Econ | 3.181% | 348076.7433 | 94.2163 | 0
Tech | Multi-Family | Space Cooling | CAC | TRC | Existing | NE690 | Energy Star Certified Roof Products | Energy Star Certified Roof Products | NonEquip | 20 |  | 54% | Tech/Econ | 12.5% | 6671899.161 | 4118.8382 | 0
Tech | Multi-Family | Space Cooling | CAC | TRC | Existing | NE678 | Duct Repair | Duct Repair | NonEquip | 11 |  | 65% | Tech/Econ | 12% | 7189342.042 | 4438.277 | 0
Tech | Multi-Family | Space Cooling | CAC | TRC | Existing | NE666 | Duct Insulation | Duct Insulation | NonEquip | 15 |  | 0% | Tech/Econ | 2.045% | 0 | 0 | 0
Tech | Multi-Family | Space Cooling | CAC | TRC | Existing | NE660 | Central AC Tune Up | Central AC Tune Up | NonEquip | 2 | CAC | 0% | Tech/Econ | 5% | 0 | 0 | 0
Tech | Multi-Family | Space Cooling | CAC | TRC | Existing | NE654 | Ceiling Insulation(R30 to R38) | Ceiling Insulation(R30 to R38) | NonEquip | 20 |  | 3.904% | Tech/Econ | 2.015% | 59897.8081 | 37.5292 | 0
Tech | Multi-Family | Space Cooling | CAC | TRC | Existing | NE642 | Ceiling Insulation(R2 to R38) | Ceiling Insulation(R2 to R38) | NonEquip | 20 |  | 1.625% | Tech/Econ | 36.07% | 851387.9665 | 387.5373 | 0
Tech | Multi-Family | Space Cooling | CAC | TRC | Existing | NE630 | Ceiling Insulation(R19 to R38) | Ceiling Insulation(R19 to R38) | NonEquip | 20 |  | 0.6361% | Tech/Econ | 6.811% | 34985.3744 | 21.9788 | 0
Tech | Multi-Family | Space Cooling | CAC | TRC | Existing | NE618 | Ceiling Insulation(R12 to R38) | Ceiling Insulation(R12 to R38) | NonEquip | 20 |  | 1.579% | Tech/Econ | 12.59% | 196865.785 | 122.723 | 0
Tech | Multi-Family | Space Cooling | CAC | TRC | Existing | NE600 | Air Sealing-Infiltration Control | Air Sealing-Infiltration Control | NonEquip | 11 |  | 52% | Tech/Econ | 9% | 3973365.723 | 2452.9223 | 0
Tech | Multi-Family | Space Cooling | CAC | TRC | Turnover | ET309 | 21 SEER Central AC | 21 SEER Central AC | Equip | 15 | CAC | 78% | Tech/Econ | 33.33% | 37545110.59 | 23178.1432 | 0
Tech | Multi-Family | Space Cooling | CAC | TRC | Turnover | ET264 | 18 SEER Central AC | 18 SEER Central AC | Equip | 15 | CAC | 0% | Tech/Econ | 22.22% | 0 | 0 | 0
Tech | Multi-Family | Space Cooling | CAC | TRC | Turnover | ET237 | 17 SEER Central AC | 17 SEER Central AC | Equip | 15 | CAC | 0% | Tech/Econ | 17.65% | 0 | 0 | 0
Tech | Multi-Family | Space Cooling | CAC | TRC | Turnover | ET210 | 16 SEER Central AC | 16 SEER Central AC | Equip | 15 | CAC | 0% | Tech/Econ | 12.5% | 0 | 0 | 0
Tech | Multi-Family | Space Cooling | CAC | TRC | Turnover | ET183 | 15 SEER Central AC | 15 SEER Central AC | Equip | 15 | CAC | 0% | Tech/Econ | 6.667% | 0 | 0 | 0
Tech | Multi-Family | Space Cooling | CAC | TRC | New | EN315 | 21 SEER Central AC | 21 SEER Central AC | Equip | 15 | CAC | 78% | Tech/Econ | 33.33% | 417069.8942 | 257.4744 | 0
Tech | Multi-Family | Space Cooling | CAC | TRC | New | EN270 | 18 SEER Central AC | 18 SEER Central AC | Equip | 15 | CAC | 0% | Tech/Econ | 22.22% | 0 | 0 | 0
Tech | Multi-Family | Space Cooling | CAC | TRC | New | EN243 | 17 SEER Central AC | 17 SEER Central AC | Equip | 15 | CAC | 0% | Tech/Econ | 17.65% | 0 | 0 | 0
Tech | Multi-Family | Space Cooling | CAC | TRC | New | EN216 | 16 SEER Central AC | 16 SEER Central AC | Equip | 15 | CAC | 0% | Tech/Econ | 12.5% | 0 | 0 | 0
Tech | Multi-Family | Space Cooling | CAC | TRC | New | EN189 | 15 SEER Central AC | 15 SEER Central AC | Equip | 15 | CAC | 0% | Tech/Econ | 6.667% | 0 | 0 | 0
Tech | Multi-Family | Space Heating | Baseboards | TRC | New | NN897 | Wall Insulation | Wall Insulation | NonEquip | 20 |  | 6.75% | Tech/Econ | 0% | 0 | 0 | 0
Tech | Multi-Family | Space Heating | Baseboards | TRC | New | NN885 | Storm Door | Storm Door | NonEquip | 20 |  | 0% | Tech/Econ | 1.173% | 0 | 0 | 0
Tech | Multi-Family | Space Heating | Baseboards | TRC | New | NN867 | Spray Foam Insulation(Base R30) | Spray Foam Insulation(Base R30) | NonEquip | 20 |  | 36% | Tech/Econ | 15.51% | 8.4731 | 0 | 0.011446
Tech | Multi-Family | Space Heating | Baseboards | TRC | New | NN855 | Spray Foam Insulation(Base R2) | Spray Foam Insulation(Base R2) | NonEquip | 20 |  | 0% | Tech/Econ | 52.1% | 0 | 0 | 0
Tech | Multi-Family | Space Heating | Baseboards | TRC | New | NN843 | Spray Foam Insulation(Base R19) | Spray Foam Insulation(Base R19) | NonEquip | 20 |  | 0% | Tech/Econ | 21.7% | 0 | 0 | 0
Tech | Multi-Family | Space Heating | Baseboards | TRC | New | NN831 | Spray Foam Insulation(Base R12) | Spray Foam Insulation(Base R12) | NonEquip | 20 |  | 0% | Tech/Econ | 28.51% | 0 | 0 | 0
Tech | Multi-Family | Space Heating | Baseboards | TRC | New | NN825 | Smart Thermostat | Smart Thermostat | NonEquip | 11 |  | 90% | Tech/Econ | 4% | 0.18221 | 0 | 0
Tech | Multi-Family | Space Heating | Baseboards | TRC | New | NN813 | Sealed crawlspace | Sealed crawlspace | NonEquip | 11 |  | 5.88% | Tech/Econ | 0% | 0 | 0 | 0
Tech | Multi-Family | Space Heating | Baseboards | TRC | New | NN795 | Radiant Barrier | Radiant Barrier | NonEquip | 20 |  | 0.95% | Tech/Econ | 10% | 0.12585 | 0 | 0.00010473
Tech | Multi-Family | Space Heating | Baseboards | TRC | New | NN789 | Programmable Thermostat | Programmable Thermostat | NonEquip | 11 |  | 2% | Tech/Econ | 1.72% | 0 | 0 | 0
Tech | Multi-Family | Space Heating | Baseboards | TRC | New | NN777 | HVAC ECM Motor | HVAC ECM Motor | NonEquip | 15 |  | 40.5% | Tech/Econ | 0.7204% | 0 | 0 | 0
Tech | Multi-Family | Space Heating | Baseboards | TRC | New | NN765 | Home Energy Management System | Home Energy Management System | NonEquip | 11 |  | 2.908% | Tech/Econ | 15% | 0.62492 | 0 | 8.0942e-05
Tech | Multi-Family | Space Heating | Baseboards | TRC | New | NN741 | Green Roof | Green Roof | NonEquip | 20 |  | 2.7% | Tech/Econ | 14.65% | 0.56432 | 0 | 0.00050252
Tech | Multi-Family | Space Heating | Baseboards | TRC | New | NN729 | Floor Insulation | Floor Insulation | NonEquip | 20 |  | 1.5% | Tech/Econ | 0% | 0 | 0 | 0
Tech | Multi-Family | Space Heating | Baseboards | TRC | New | NN723 | Energy Star Windows | Energy Star Windows | NonEquip | 20 |  | 19% | Tech/Econ | 1.371% | 0 | 0 | 0
Tech | Multi-Family | Space Heating | Baseboards | TRC | New | NN711 | Energy Star Door | Energy Star Door | NonEquip | 20 |  | 14.25% | Tech/Econ | 1.461% | 0 | 0 | 0
Tech | Multi-Family | Space Heating | Baseboards | TRC | New | NN699 | Energy Star Certified Roof Products | Energy Star Certified Roof Products | NonEquip | 20 |  | 54% | Tech/Econ | 12.5% | 9.5895 | 0 | 0.0085393
Tech | Multi-Family | Space Heating | Baseboards | TRC | New | NN687 | Duct Repair | Duct Repair | NonEquip | 11 |  | 0% | Tech/Econ | 0% | 0 | 0 | 0
Tech | Multi-Family | Space Heating | Baseboards | TRC | New | NN675 | Duct Insulation | Duct Insulation | NonEquip | 15 |  | 0% | Tech/Econ | 0% | 0 | 0 | 0
Tech | Multi-Family | Space Heating | Baseboards | TRC | New | NN651 | Ceiling Insulation(R30 to R38) | Ceiling Insulation(R30 to R38) | NonEquip | 20 |  | 8% | Tech/Econ | 3.317% | 0 | 0 | 0
Tech | Multi-Family | Space Heating | Baseboards | TRC | New | NN639 | Ceiling Insulation(R2 to R38) | Ceiling Insulation(R2 to R38) | NonEquip | 20 |  | 0% | Tech/Econ | 48.5% | 0 | 0 | 0
Tech | Multi-Family | Space Heating | Baseboards | TRC | New | NN627 | Ceiling Insulation(R19 to R38) | Ceiling Insulation(R19 to R38) | NonEquip | 20 |  | 0% | Tech/Econ | 10.85% | 0 | 0 | 0
Tech | Multi-Family | Space Heating | Baseboards | TRC | New | NN615 | Ceiling Insulation(R12 to R38) | Ceiling Insulation(R12 to R38) | NonEquip | 20 |  | 0% | Tech/Econ | 19.75% | 0 | 0 | 0
Tech | Multi-Family | Space Heating | Baseboards | TRC | New | NN609 | Air Sealing-Infiltration Control | Air Sealing-Infiltration Control | NonEquip | 11 |  | 52% | Tech/Econ | 0% | 0 | 0 | 0
Tech | Multi-Family | Space Heating | Baseboards | TRC | Existing | NE894 | Wall Insulation | Wall Insulation | NonEquip | 20 |  | 15% | Tech/Econ | 27.94% | 554.9489 | 0 | 0.49417
Tech | Multi-Family | Space Heating | Baseboards | TRC | Existing | NE882 | Storm Door | Storm Door | NonEquip | 20 |  | 0% | Tech/Econ | 1.771% | 0 | 0 | 0
Tech | Multi-Family | Space Heating | Baseboards | TRC | Existing | NE864 | Spray Foam Insulation(Base R30) | Spray Foam Insulation(Base R30) | NonEquip | 20 |  | 17.57% | Tech/Econ | 15.51% | 342.5004 | 0 | 0.46267
Tech | Multi-Family | Space Heating | Baseboards | TRC | Existing | NE852 | Spray Foam Insulation(Base R2) | Spray Foam Insulation(Base R2) | NonEquip | 20 |  | 7.313% | Tech/Econ | 52.1% | 539.6343 | 0 | 0.58392
Tech | Multi-Family | Space Heating | Baseboards | TRC | Existing | NE840 | Spray Foam Insulation(Base R19) | Spray Foam Insulation(Base R19) | NonEquip | 20 |  | 2.862% | Tech/Econ | 21.7% | 78.7968 | 0 | 0.096874
Tech | Multi-Family | Space Heating | Baseboards | TRC | Existing | NE828 | Spray Foam Insulation(Base R12) | Spray Foam Insulation(Base R12) | NonEquip | 20 |  | 7.105% | Tech/Econ | 28.51% | 273.805 | 0 | 0.30503
Tech | Multi-Family | Space Heating | Baseboards | TRC | Existing | NE822 | Smart Thermostat | Smart Thermostat | NonEquip | 11 |  | 90% | Tech/Econ | 4% | 355.6922 | 0 | 0
Tech | Multi-Family | Space Heating | Baseboards | TRC | Existing | NE810 | Sealed crawlspace | Sealed crawlspace | NonEquip | 11 |  | 5.88% | Tech/Econ | 0.7976% | 4.4466 | 0 | 0.0048016
Tech | Multi-Family | Space Heating | Baseboards | TRC | Existing | NE792 | Radiant Barrier | Radiant Barrier | NonEquip | 20 |  | 0.95% | Tech/Econ | 10% | 9.9321 | 0 | 0.0082651
Tech | Multi-Family | Space Heating | Baseboards | TRC | Existing | NE786 | Programmable Thermostat | Programmable Thermostat | NonEquip | 11 |  | 2% | Tech/Econ | 1.72% | 3.2626 | 0 | 0
Tech | Multi-Family | Space Heating | Baseboards | TRC | Existing | NE774 | HVAC ECM Motor | HVAC ECM Motor | NonEquip | 15 |  | 76.5% | Tech/Econ | 0.7204% | 52.2245 | 0 | 0.048348
Tech | Multi-Family | Space Heating | Baseboards | TRC | Existing | NE762 | Home Energy Management System | Home Energy Management System | NonEquip | 11 |  | 2.908% | Tech/Econ | 15% | 53.3324 | 0 | 0.0059692
Tech | Multi-Family | Space Heating | Baseboards | TRC | Existing | NE744 | Heat Pump Tune Up | Heat Pump Tune Up | NonEquip | 2 | Heat pump-heating | 0% | Tech/Econ | 5% | 0 | 0 | 0
Tech | Multi-Family | Space Heating | Baseboards | TRC | Existing | NE738 | Green Roof | Green Roof | NonEquip | 20 |  | 0.225% | Tech/Econ | 14.65% | 4.0134 | 0 | 0.0035739
Tech | Multi-Family | Space Heating | Baseboards | TRC | Existing | NE720 | Energy Star Windows | Energy Star Windows | NonEquip | 20 |  | 19% | Tech/Econ | 4.006% | 75.7829 | 0 | 0.09703
Tech | Multi-Family | Space Heating | Baseboards | TRC | Existing | NE708 | Energy Star Door | Energy Star Door | NonEquip | 20 |  | 14.25% | Tech/Econ | 2.059% | 27.9092 | 0 | 0.034494
Tech | Multi-Family | Space Heating | Baseboards | TRC | Existing | NE696 | Energy Star Certified Roof Products | Energy Star Certified Roof Products | NonEquip | 20 |  | 54% | Tech/Econ | 12.5% | 821.3775 | 0 | 0.73143
Tech | Multi-Family | Space Heating | Baseboards | TRC | Existing | NE684 | Duct Repair | Duct Repair | NonEquip | 11 |  | 65% | Tech/Econ | 12% | 885.0798 | 0 | 0.78815
Tech | Multi-Family | Space Heating | Baseboards | TRC | Existing | NE672 | Duct Insulation | Duct Insulation | NonEquip | 15 |  | 0% | Tech/Econ | 2.045% | 0 | 0 | 0
Tech | Multi-Family | Space Heating | Baseboards | TRC | Existing | NE648 | Ceiling Insulation(R30 to R38) | Ceiling Insulation(R30 to R38) | NonEquip | 20 |  | 3.904% | Tech/Econ | 3.317% | 12.3339 | 0 | 0.013622
Tech | Multi-Family | Space Heating | Baseboards | TRC | Existing | NE636 | Ceiling Insulation(R2 to R38) | Ceiling Insulation(R2 to R38) | NonEquip | 20 |  | 1.625% | Tech/Econ | 48.5% | 107.3816 | 0 | 0.1101
Tech | Multi-Family | Space Heating | Baseboards | TRC | Existing | NE624 | Ceiling Insulation(R19 to R38) | Ceiling Insulation(R19 to R38) | NonEquip | 20 |  | 0.6361% | Tech/Econ | 10.85% | 7.2201 | 0 | 0.0078019
Tech | Multi-Family | Space Heating | Baseboards | TRC | Existing | NE612 | Ceiling Insulation(R12 to R38) | Ceiling Insulation(R12 to R38) | NonEquip | 20 |  | 1.579% | Tech/Econ | 19.75% | 39.3205 | 0 | 0.040559
Tech | Multi-Family | Space Heating | Baseboards | TRC | Existing | NE606 | Air Sealing-Infiltration Control | Air Sealing-Infiltration Control | NonEquip | 11 |  | 52% | Tech/Econ | 9% | 488.8234 | 0 | 0.43529
Tech | Multi-Family | Electronics | Air quality | TRC | New | NN597 | Smart Power Strip | Smart Power Strip | NonEquip | 5 |  | 90% | Tech/Econ | 4.575% | 928.006 | 0.10222 | 0.079762
Tech | Multi-Family | Electronics | Air quality | TRC | Existing | NE594 | Smart Power Strip | Smart Power Strip | NonEquip | 5 |  | 90% | Tech/Econ | 4.575% | 86619.733 | 9.5412 | 7.4449
Tech | Multi-Family | Electronics | Air quality | TRC | Turnover | ET102 | Energy Star Air Purifier | Energy Star Air Purifier | Equip | 9 | Air quality | 61% | Tech/Econ | 59.88% | 1210781.761 | 160.4456 | 115.7765
Tech | Multi-Family | Electronics | Air quality | TRC | New | EN108 | Energy Star Air Purifier | Energy Star Air Purifier | Equip | 9 | Air quality | 61% | Tech/Econ | 59.88% | 12971.7876 | 1.7189 | 1.2404
Tech | Manufactured Home | Electronics | Television | TRC | New | NN598 | Smart Power Strip | Smart Power Strip | NonEquip | 5 |  | 90% | Tech/Econ | 2.865% | 927.5397 | 0.10217 | 0.079722
Tech | Manufactured Home | Electronics | Television | TRC | Existing | NE595 | Smart Power Strip | Smart Power Strip | NonEquip | 5 |  | 90% | Tech/Econ | 2.865% | 86576.2031 | 9.5364 | 7.4412
Tech | Manufactured Home | Electronics | Television | TRC | Turnover | ET139 | Energy Star TV | Energy Star TV | Equip | 6 | Television | 42% | Tech/Econ | 35.1% | 580558.7112 | 116.1005 | 69.4531
Tech | Manufactured Home | Electronics | Television | TRC | New | EN145 | Energy Star TV | Energy Star TV | Equip | 6 | Television | 42% | Tech/Econ | 35.1% | 6219.8528 | 1.2439 | 0.74409
Tech | Manufactured Home | Domestic Hot Water | Solar | TRC | New | NN592 | Water Heater Timeclock | Water Heater Timeclock | NonEquip | 7 |  | 45% | Tech/Econ | 5% | 0 | 0 | 0
Tech | Manufactured Home | Domestic Hot Water | Solar | TRC | New | NN586 | Water Heater Thermostat Setback | Water Heater Thermostat Setback | NonEquip | 4 |  | 0.9177% | Tech/Econ | 1.494% | 0 | 0 | 0
Tech | Manufactured Home | Domestic Hot Water | Solar | TRC | New | NN580 | Water Heater Blanket | Water Heater Blanket | NonEquip | 7 |  | 1.582% | Tech/Econ | 10.31% | 0 | 0 | 0
Tech | Manufactured Home | Domestic Hot Water | Solar | TRC | New | NN574 | Thermostatic Shower Restriction Valve | Thermostatic Shower Restriction Valve | NonEquip | 10 |  | 16% | Tech/Econ | 2.95% | 0 | 0 | 0
Tech | Manufactured Home | Domestic Hot Water | Solar | TRC | New | NN568 | Low Flow Showerhead | Low Flow Showerhead | NonEquip | 9 |  | 80% | Tech/Econ | 9.393% | 0 | 0 | 0
Tech | Manufactured Home | Domestic Hot Water | Solar | TRC | New | NN562 | Hot Water Pipe Insulation | Hot Water Pipe Insulation | NonEquip | 13 |  | 15% | Tech/Econ | 7.656% | 0 | 0 | 0
Tech | Manufactured Home | Domestic Hot Water | Solar | TRC | New | NN556 | Heat Trap | Heat Trap | NonEquip | 10 |  | 12% | Tech/Econ | 4.211% | 0 | 0 | 0
Tech | Manufactured Home | Domestic Hot Water | Solar | TRC | New | NN550 | Faucet Aerator | Faucet Aerator | NonEquip | 10 |  | 18% | Tech/Econ | 0.9235% | 0 | 0 | 0
Tech | Manufactured Home | Domestic Hot Water | Solar | TRC | New | NN544 | Drain Water Heat Recovery | Drain Water Heat Recovery | NonEquip | 15 |  | 9.5% | Tech/Econ | 12.3% | 0 | 0 | 0
Tech | Manufactured Home | Domestic Hot Water | Solar | TRC | Existing | NE589 | Water Heater Timeclock | Water Heater Timeclock | NonEquip | 7 |  | 47.61% | Tech/Econ | 5% | 0 | 0 | 0
Tech | Manufactured Home | Domestic Hot Water | Solar | TRC | Existing | NE583 | Water Heater Thermostat Setback | Water Heater Thermostat Setback | NonEquip | 4 |  | 0% | Tech/Econ | 1.494% | 0 | 0 | 0
Tech | Manufactured Home | Domestic Hot Water | Solar | TRC | Existing | NE577 | Water Heater Blanket | Water Heater Blanket | NonEquip | 7 |  | 9.142% | Tech/Econ | 10.78% | 0 | 0 | 0
Tech | Manufactured Home | Domestic Hot Water | Solar | TRC | Existing | NE571 | Thermostatic Shower Restriction Valve | Thermostatic Shower Restriction Valve | NonEquip | 10 |  | 0% | Tech/Econ | 2.95% | 0 | 0 | 0
Tech | Manufactured Home | Domestic Hot Water | Solar | TRC | Existing | NE565 | Low Flow Showerhead | Low Flow Showerhead | NonEquip | 9 |  | 36% | Tech/Econ | 9.393% | 0 | 0 | 0
Tech | Manufactured Home | Domestic Hot Water | Solar | TRC | Existing | NE559 | Hot Water Pipe Insulation | Hot Water Pipe Insulation | NonEquip | 13 |  | 33.75% | Tech/Econ | 7.656% | 0 | 0 | 0
Tech | Manufactured Home | Domestic Hot Water | Solar | TRC | Existing | NE553 | Heat Trap | Heat Trap | NonEquip | 10 |  | 0% | Tech/Econ | 4.211% | 0 | 0 | 0
Tech | Manufactured Home | Domestic Hot Water | Solar | TRC | Existing | NE547 | Faucet Aerator | Faucet Aerator | NonEquip | 10 |  | 40.5% | Tech/Econ | 2.216% | 0 | 0 | 0
Tech | Manufactured Home | Domestic Hot Water | Solar | TRC | Existing | NE541 | Drain Water Heat Recovery | Drain Water Heat Recovery | NonEquip | 15 |  | 9.5% | Tech/Econ | 12.3% | 0 | 0 | 0
Tech | Manufactured Home | Domestic Hot Water | Solar | TRC | Turnover | ET94 | Solar Water Heater | Solar Water Heater | Equip | 15 | Solar | 21.56% | Tech/Econ | 76.67% | 0 | 0 | 0
Tech | Manufactured Home | Domestic Hot Water | Solar | TRC | New | EN100 | Solar Water Heater | Solar Water Heater | Equip | 15 | Solar | 21.56% | Tech/Econ | 76.67% | 0 | 0 | 0
Tech | Manufactured Home | Space Heating | Room heating | TRC | New | NN898 | Wall Insulation | Wall Insulation | NonEquip | 20 |  | 6.75% | Tech/Econ | 0% | 0 | 0 | 0
Tech | Manufactured Home | Space Heating | Room heating | TRC | New | NN886 | Storm Door | Storm Door | NonEquip | 20 |  | 0% | Tech/Econ | 0.7335% | 0 | 0 | 0
Tech | Manufactured Home | Space Heating | Room heating | TRC | New | NN868 | Spray Foam Insulation(Base R30) | Spray Foam Insulation(Base R30) | NonEquip | 20 |  | 72% | Tech/Econ | 15.85% | 7909.4863 | 0 | 14.6015
Tech | Manufactured Home | Space Heating | Room heating | TRC | New | NN856 | Spray Foam Insulation(Base R2) | Spray Foam Insulation(Base R2) | NonEquip | 20 |  | 0% | Tech/Econ | 53.56% | 0 | 0 | 0
Tech | Manufactured Home | Space Heating | Room heating | TRC | New | NN844 | Spray Foam Insulation(Base R19) | Spray Foam Insulation(Base R19) | NonEquip | 20 |  | 0% | Tech/Econ | 21.82% | 0 | 0 | 0
Tech | Manufactured Home | Space Heating | Room heating | TRC | New | NN832 | Spray Foam Insulation(Base R12) | Spray Foam Insulation(Base R12) | NonEquip | 20 |  | 0% | Tech/Econ | 29.01% | 0 | 0 | 0
Tech | Manufactured Home | Space Heating | Room heating | TRC | New | NN826 | Smart Thermostat | Smart Thermostat | NonEquip | 11 |  | 90% | Tech/Econ | 4% | 0 | 0 | 0
Tech | Manufactured Home | Space Heating | Room heating | TRC | New | NN814 | Sealed crawlspace | Sealed crawlspace | NonEquip | 11 |  | 5.88% | Tech/Econ | 0% | 0 | 0 | 0
Tech | Manufactured Home | Space Heating | Room heating | TRC | New | NN796 | Radiant Barrier | Radiant Barrier | NonEquip | 20 |  | 0.95% | Tech/Econ | 10% | 0 | 0 | 0
Tech | Manufactured Home | Space Heating | Room heating | TRC | New | NN790 | Programmable Thermostat | Programmable Thermostat | NonEquip | 11 |  | 2% | Tech/Econ | 1.72% | 0 | 0 | 0
Tech | Manufactured Home | Space Heating | Room heating | TRC | New | NN778 | HVAC ECM Motor | HVAC ECM Motor | NonEquip | 15 |  | 40.5% | Tech/Econ | 0.4503% | 0 | 0 | 0
Tech | Manufactured Home | Space Heating | Room heating | TRC | New | NN766 | Home Energy Management System | Home Energy Management System | NonEquip | 11 |  | 6.5% | Tech/Econ | 15% | 598.811 | 0 | 0.074741
Tech | Manufactured Home | Space Heating | Room heating | TRC | New | NN748 | Heat Pump Tune Up | Heat Pump Tune Up | NonEquip | 2 | Heat pump-heating | 0% | Tech/Econ | 0% | 0 | 0 | 0
Tech | Manufactured Home | Space Heating | Room heating | TRC | New | NN742 | Green Roof | Green Roof | NonEquip | 20 |  | 2.7% | Tech/Econ | 14.65% | 240.6263 | 0 | 0.21427
Tech | Manufactured Home | Space Heating | Room heating | TRC | New | NN724 | Energy Star Windows | Energy Star Windows | NonEquip | 20 |  | 19% | Tech/Econ | 0.8568% | 0 | 0 | 0
Tech | Manufactured Home | Space Heating | Room heating | TRC | New | NN712 | Energy Star Door | Energy Star Door | NonEquip | 20 |  | 14.25% | Tech/Econ | 0.9134% | 0 | 0 | 0
Tech | Manufactured Home | Space Heating | Room heating | TRC | New | NN700 | Energy Star Certified Roof Products | Energy Star Certified Roof Products | NonEquip | 20 |  | 54% | Tech/Econ | 12.5% | 1423.5613 | 0 | 1.2677
Tech | Manufactured Home | Space Heating | Room heating | TRC | New | NN688 | Duct Repair | Duct Repair | NonEquip | 11 |  | 0% | Tech/Econ | 0% | 0 | 0 | 0
Tech | Manufactured Home | Space Heating | Room heating | TRC | New | NN676 | Duct Insulation | Duct Insulation | NonEquip | 15 |  | 0% | Tech/Econ | 0% | 0 | 0 | 0
Tech | Manufactured Home | Space Heating | Room heating | TRC | New | NN652 | Ceiling Insulation(R30 to R38) | Ceiling Insulation(R30 to R38) | NonEquip | 20 |  | 8% | Tech/Econ | 3.233% | 0 | 0 | 0
Tech | Manufactured Home | Space Heating | Room heating | TRC | New | NN640 | Ceiling Insulation(R2 to R38) | Ceiling Insulation(R2 to R38) | NonEquip | 20 |  | 0% | Tech/Econ | 48.55% | 0 | 0 | 0
Tech | Manufactured Home | Space Heating | Room heating | TRC | New | NN628 | Ceiling Insulation(R19 to R38) | Ceiling Insulation(R19 to R38) | NonEquip | 20 |  | 0% | Tech/Econ | 10.49% | 0 | 0 | 0
Tech | Manufactured Home | Space Heating | Room heating | TRC | New | NN616 | Ceiling Insulation(R12 to R38) | Ceiling Insulation(R12 to R38) | NonEquip | 20 |  | 0% | Tech/Econ | 19.59% | 0 | 0 | 0
Tech | Manufactured Home | Space Heating | Room heating | TRC | New | NN610 | Air Sealing-Infiltration Control | Air Sealing-Infiltration Control | NonEquip | 11 |  | 52% | Tech/Econ | 0% | 0 | 0 | 0
Tech | Manufactured Home | Space Heating | Room heating | TRC | Existing | NE895 | Wall Insulation | Wall Insulation | NonEquip | 20 |  | 6.75% | Tech/Econ | 34.34% | 137137.0659 | 0 | 122.1188
Tech | Manufactured Home | Space Heating | Room heating | TRC | Existing | NE883 | Storm Door | Storm Door | NonEquip | 20 |  | 0% | Tech/Econ | 1.107% | 0 | 0 | 0
Tech | Manufactured Home | Space Heating | Room heating | TRC | Existing | NE865 | Spray Foam Insulation(Base R30) | Spray Foam Insulation(Base R30) | NonEquip | 20 |  | 35.13% | Tech/Econ | 15.85% | 303723.5915 | 0 | 560.6948
Tech | Manufactured Home | Space Heating | Room heating | TRC | Existing | NE853 | Spray Foam Insulation(Base R2) | Spray Foam Insulation(Base R2) | NonEquip | 20 |  | 14.63% | Tech/Econ | 53.56% | 506890.648 | 0 | 555.7808
Tech | Manufactured Home | Space Heating | Room heating | TRC | Existing | NE841 | Spray Foam Insulation(Base R19) | Spray Foam Insulation(Base R19) | NonEquip | 20 |  | 5.725% | Tech/Econ | 21.82% | 69224.389 | 0 | 105.9617
Tech | Manufactured Home | Space Heating | Room heating | TRC | Existing | NE829 | Spray Foam Insulation(Base R12) | Spray Foam Insulation(Base R12) | NonEquip | 20 |  | 14.21% | Tech/Econ | 29.01% | 238302.874 | 0 | 305.0628
Tech | Manufactured Home | Space Heating | Room heating | TRC | Existing | NE823 | Smart Thermostat | Smart Thermostat | NonEquip | 11 |  | 90% | Tech/Econ | 4% | 150213.2168 | 0 | 0
Tech | Manufactured Home | Space Heating | Room heating | TRC | Existing | NE811 | Sealed crawlspace | Sealed crawlspace | NonEquip | 11 |  | 5.88% | Tech/Econ | 1.298% | 3050.7351 | 0 | 3.0979
Tech | Manufactured Home | Space Heating | Room heating | TRC | Existing | NE793 | Radiant Barrier | Radiant Barrier | NonEquip | 20 |  | 0.95% | Tech/Econ | 10% | 4162.5359 | 0 | 3.2574
Tech | Manufactured Home | Space Heating | Room heating | TRC | Existing | NE787 | Programmable Thermostat | Programmable Thermostat | NonEquip | 11 |  | 2% | Tech/Econ | 1.72% | 1375.3753 | 0 | 0
Tech | Manufactured Home | Space Heating | Room heating | TRC | Existing | NE763 | Home Energy Management System | Home Energy Management System | NonEquip | 11 |  | 6.5% | Tech/Econ | 15% | 50228.1692 | 0 | 5.4174
Tech | Manufactured Home | Space Heating | Room heating | TRC | Existing | NE745 | Heat Pump Tune Up | Heat Pump Tune Up | NonEquip | 2 | Heat pump-heating | 0% | Tech/Econ | 5% | 0 | 0 | 0
Tech | Manufactured Home | Space Heating | Room heating | TRC | Existing | NE739 | Green Roof | Green Roof | NonEquip | 20 |  | 0.225% | Tech/Econ | 14.65% | 1681.9747 | 0 | 1.4978
Tech | Manufactured Home | Space Heating | Room heating | TRC | Existing | NE727 | Floor Insulation | Floor Insulation | NonEquip | 20 |  | 8% | Tech/Econ | 0.5847% | 1864.8131 | 0 | 1.1472
Tech | Manufactured Home | Space Heating | Room heating | TRC | Existing | NE721 | Energy Star Windows | Energy Star Windows | NonEquip | 20 |  | 19% | Tech/Econ | 2.504% | 19115.3707 | 0 | 24.4747
Tech | Manufactured Home | Space Heating | Room heating | TRC | Existing | NE709 | Energy Star Door | Energy Star Door | NonEquip | 20 |  | 14.25% | Tech/Econ | 1.287% | 7325.0432 | 0 | 9.0533
Tech | Manufactured Home | Space Heating | Room heating | TRC | Existing | NE697 | Energy Star Certified Roof Products | Energy Star Certified Roof Products | NonEquip | 20 |  | 54% | Tech/Econ | 12.5% | 344229.5437 | 0 | 306.532
Tech | Manufactured Home | Space Heating | Room heating | TRC | Existing | NE685 | Duct Repair | Duct Repair | NonEquip | 11 |  | 65% | Tech/Econ | 12% | 370926.4566 | 0 | 330.3052
Tech | Manufactured Home | Space Heating | Room heating | TRC | Existing | NE673 | Duct Insulation | Duct Insulation | NonEquip | 15 |  | 0% | Tech/Econ | 2.045% | 0 | 0 | 0
Tech | Manufactured Home | Space Heating | Room heating | TRC | Existing | NE649 | Ceiling Insulation(R30 to R38) | Ceiling Insulation(R30 to R38) | NonEquip | 20 |  | 3.904% | Tech/Econ | 3.233% | 5076.7478 | 0 | 5.1833
Tech | Manufactured Home | Space Heating | Room heating | TRC | Existing | NE637 | Ceiling Insulation(R2 to R38) | Ceiling Insulation(R2 to R38) | NonEquip | 20 |  | 1.625% | Tech/Econ | 48.55% | 47053.421 | 0 | 45.6197
Tech | Manufactured Home | Space Heating | Room heating | TRC | Existing | NE625 | Ceiling Insulation(R19 to R38) | Ceiling Insulation(R19 to R38) | NonEquip | 20 |  | 0.6361% | Tech/Econ | 10.49% | 2924.1976 | 0 | 2.9758
Tech | Manufactured Home | Space Heating | Room heating | TRC | Existing | NE613 | Ceiling Insulation(R12 to R38) | Ceiling Insulation(R12 to R38) | NonEquip | 20 |  | 1.579% | Tech/Econ | 19.59% | 16923.5534 | 0 | 16.4259
Tech | Manufactured Home | Space Heating | Room heating | TRC | Existing | NE607 | Air Sealing-Infiltration Control | Air Sealing-Infiltration Control | NonEquip | 11 |  | 52% | Tech/Econ | 9% | 204864.8554 | 0 | 182.4295
Tech | Manufactured Home | Space Cooling | Room AC | TRC | New | NN922 | Solar Attic Fan | Solar Attic Fan | NonEquip | 15 |  | 0.95% | Tech/Econ | 6% | 0 | 0 | 0
Tech | Manufactured Home | Space Cooling | Room AC | TRC | New | NN904 | Window Sun Protection | Window Sun Protection | NonEquip | 10 |  | 30% | Tech/Econ | 2.457% | 0 | 0 | 0
Tech | Manufactured Home | Space Cooling | Room AC | TRC | New | NN880 | Storm Door | Storm Door | NonEquip | 20 |  | 0% | Tech/Econ | 1.32% | 0 | 0 | 0
Tech | Manufactured Home | Space Cooling | Room AC | TRC | New | NN874 | Spray Foam Insulation(Base R30) | Spray Foam Insulation(Base R30) | NonEquip | 20 |  | 72% | Tech/Econ | 14.32% | 4809.7217 | 2.2605 | 0
Tech | Manufactured Home | Space Cooling | Room AC | TRC | New | NN862 | Spray Foam Insulation(Base R2) | Spray Foam Insulation(Base R2) | NonEquip | 20 |  | 0% | Tech/Econ | 33.36% | 0 | 0 | 0
Tech | Manufactured Home | Space Cooling | Room AC | TRC | New | NN850 | Spray Foam Insulation(Base R19) | Spray Foam Insulation(Base R19) | NonEquip | 20 |  | 0% | Tech/Econ | 16.36% | 0 | 0 | 0
Tech | Manufactured Home | Space Cooling | Room AC | TRC | New | NN838 | Spray Foam Insulation(Base R12) | Spray Foam Insulation(Base R12) | NonEquip | 20 |  | 0% | Tech/Econ | 19.3% | 0 | 0 | 0
Tech | Manufactured Home | Space Cooling | Room AC | TRC | New | NN820 | Smart Thermostat | Smart Thermostat | NonEquip | 11 |  | 90% | Tech/Econ | 4% | 0 | 0 | 0
Tech | Manufactured Home | Space Cooling | Room AC | TRC | New | NN802 | Radiant Barrier | Radiant Barrier | NonEquip | 20 |  | 0.95% | Tech/Econ | 10% | 0 | 0 | 0
Tech | Manufactured Home | Space Cooling | Room AC | TRC | New | NN784 | Programmable Thermostat | Programmable Thermostat | NonEquip | 11 |  | 2% | Tech/Econ | 1.72% | 0 | 0 | 0
Tech | Manufactured Home | Space Cooling | Room AC | TRC | New | NN772 | HVAC ECM Motor | HVAC ECM Motor | NonEquip | 15 |  | 40.5% | Tech/Econ | 1.207% | 0 | 0 | 0
Tech | Manufactured Home | Space Cooling | Room AC | TRC | New | NN760 | Home Energy Management System | Home Energy Management System | NonEquip | 11 |  | 6.5% | Tech/Econ | 7.12% | 0 | 0 | 0
Tech | Manufactured Home | Space Cooling | Room AC | TRC | New | NN736 | Green Roof | Green Roof | NonEquip | 20 |  | 2.7% | Tech/Econ | 14.65% | 185.2467 | 0.11436 | 0
Tech | Manufactured Home | Space Cooling | Room AC | TRC | New | NN718 | Energy Star Windows | Energy Star Windows | NonEquip | 20 |  | 19% | Tech/Econ | 4.078% | 0 | 0 | 0
Tech | Manufactured Home | Space Cooling | Room AC | TRC | New | NN706 | Energy Star Door | Energy Star Door | NonEquip | 20 |  | 14.25% | Tech/Econ | 1.643% | 0 | 0 | 0
Tech | Manufactured Home | Space Cooling | Room AC | TRC | New | NN694 | Energy Star Certified Roof Products | Energy Star Certified Roof Products | NonEquip | 20 |  | 54% | Tech/Econ | 12.5% | 1322.7369 | 0.81658 | 0
Tech | Manufactured Home | Space Cooling | Room AC | TRC | New | NN670 | Duct Insulation | Duct Insulation | NonEquip | 15 |  | 0% | Tech/Econ | 0% | 0 | 0 | 0
Tech | Manufactured Home | Space Cooling | Room AC | TRC | New | NN658 | Ceiling Insulation(R30 to R38) | Ceiling Insulation(R30 to R38) | NonEquip | 20 |  | 8% | Tech/Econ | 1.13% | 0 | 0 | 0
Tech | Manufactured Home | Space Cooling | Room AC | TRC | New | NN646 | Ceiling Insulation(R2 to R38) | Ceiling Insulation(R2 to R38) | NonEquip | 20 |  | 0% | Tech/Econ | 25.25% | 0 | 0 | 0
Tech | Manufactured Home | Space Cooling | Room AC | TRC | New | NN634 | Ceiling Insulation(R19 to R38) | Ceiling Insulation(R19 to R38) | NonEquip | 20 |  | 0% | Tech/Econ | 3.988% | 0 | 0 | 0
Tech | Manufactured Home | Space Cooling | Room AC | TRC | New | NN622 | Ceiling Insulation(R12 to R38) | Ceiling Insulation(R12 to R38) | NonEquip | 20 |  | 0% | Tech/Econ | 7.735% | 0 | 0 | 0
Tech | Manufactured Home | Space Cooling | Room AC | TRC | New | NN604 | Air Sealing-Infiltration Control | Air Sealing-Infiltration Control | NonEquip | 11 |  | 52% | Tech/Econ | 0% | 0 | 0 | 0
Tech | Manufactured Home | Space Cooling | Room AC | TRC | Existing | NE919 | Solar Attic Fan | Solar Attic Fan | NonEquip | 15 |  | 0.95% | Tech/Econ | 6% | 1615.7952 | 0.55564 | 0
Tech | Manufactured Home | Space Cooling | Room AC | TRC | Existing | NE901 | Window Sun Protection | Window Sun Protection | NonEquip | 10 |  | 30% | Tech/Econ | 2.457% | 20057.236 | 30.1686 | -13.8075
Tech | Manufactured Home | Space Cooling | Room AC | TRC | Existing | NE889 | Wall Insulation | Wall Insulation | NonEquip | 20 |  | 6.75% | Tech/Econ | 4.781% | 9143.8312 | 5.6449 | 0
Tech | Manufactured Home | Space Cooling | Room AC | TRC | Existing | NE877 | Storm Door | Storm Door | NonEquip | 20 |  | 0% | Tech/Econ | 1.992% | 0 | 0 | 0
Tech | Manufactured Home | Space Cooling | Room AC | TRC | Existing | NE871 | Spray Foam Insulation(Base R30) | Spray Foam Insulation(Base R30) | NonEquip | 20 |  | 35.13% | Tech/Econ | 14.32% | 200999.6802 | 94.4652 | 0
Tech | Manufactured Home | Space Cooling | Room AC | TRC | Existing | NE859 | Spray Foam Insulation(Base R2) | Spray Foam Insulation(Base R2) | NonEquip | 20 |  | 14.63% | Tech/Econ | 33.36% | 217666.8935 | 129.2246 | 0
Tech | Manufactured Home | Space Cooling | Room AC | TRC | Existing | NE847 | Spray Foam Insulation(Base R19) | Spray Foam Insulation(Base R19) | NonEquip | 20 |  | 5.725% | Tech/Econ | 16.36% | 37764.9041 | 19.0814 | 0
Tech | Manufactured Home | Space Cooling | Room AC | TRC | Existing | NE835 | Spray Foam Insulation(Base R12) | Spray Foam Insulation(Base R12) | NonEquip | 20 |  | 14.21% | Tech/Econ | 19.3% | 113754.3341 | 44.5407 | 0
Tech | Manufactured Home | Space Cooling | Room AC | TRC | Existing | NE817 | Smart Thermostat | Smart Thermostat | NonEquip | 11 |  | 90% | Tech/Econ | 4% | 101662.873 | 0 | 0
Tech | Manufactured Home | Space Cooling | Room AC | TRC | Existing | NE799 | Radiant Barrier | Radiant Barrier | NonEquip | 20 |  | 0.95% | Tech/Econ | 10% | 3027.6962 | 2.7034 | 0
Tech | Manufactured Home | Space Cooling | Room AC | TRC | Existing | NE781 | Programmable Thermostat | Programmable Thermostat | NonEquip | 11 |  | 2% | Tech/Econ | 1.72% | 926.2691 | 0 | 0
Tech | Manufactured Home | Space Cooling | Room AC | TRC | Existing | NE757 | Home Energy Management System | Home Energy Management System | NonEquip | 11 |  | 6.5% | Tech/Econ | 7.12% | 13180.1204 | 8.8018 | 0
Tech | Manufactured Home | Space Cooling | Room AC | TRC | Existing | NE751 | Heat Pump Tune Up | Heat Pump Tune Up | NonEquip | 2 | Heat pump-cooling | 0% | Tech/Econ | 5% | 0 | 0 | 0
Tech | Manufactured Home | Space Cooling | Room AC | TRC | Existing | NE733 | Green Roof | Green Roof | NonEquip | 20 |  | 0.225% | Tech/Econ | 14.65% | 1317.2277 | 0.81318 | 0
Tech | Manufactured Home | Space Cooling | Room AC | TRC | Existing | NE715 | Energy Star Windows | Energy Star Windows | NonEquip | 20 |  | 19% | Tech/Econ | 11.92% | 73864.0891 | 12.4213 | 0
Tech | Manufactured Home | Space Cooling | Room AC | TRC | Existing | NE703 | Energy Star Door | Energy Star Door | NonEquip | 20 |  | 14.25% | Tech/Econ | 2.316% | 8915.3045 | 2.4132 | 0
Tech | Manufactured Home | Space Cooling | Room AC | TRC | Existing | NE691 | Energy Star Certified Roof Products | Energy Star Certified Roof Products | NonEquip | 20 |  | 54% | Tech/Econ | 12.5% | 256013.6858 | 158.0478 | 0
Tech | Manufactured Home | Space Cooling | Room AC | TRC | Existing | NE679 | Duct Repair | Duct Repair | NonEquip | 11 |  | 65% | Tech/Econ | 12% | 275868.9682 | 170.3053 | 0
Tech | Manufactured Home | Space Cooling | Room AC | TRC | Existing | NE667 | Duct Insulation | Duct Insulation | NonEquip | 15 |  | 0% | Tech/Econ | 2.045% | 0 | 0 | 0
Tech | Manufactured Home | Space Cooling | Room AC | TRC | Existing | NE661 | Central AC Tune Up | Central AC Tune Up | NonEquip | 2 | CAC | 0% | Tech/Econ | 5% | 0 | 0 | 0
Tech | Manufactured Home | Space Cooling | Room AC | TRC | Existing | NE643 | Ceiling Insulation(R2 to R38) | Ceiling Insulation(R2 to R38) | NonEquip | 20 |  | 1.625% | Tech/Econ | 25.25% | 17086.5313 | 8.1609 | 0
Tech | Manufactured Home | Space Cooling | Room AC | TRC | Existing | NE631 | Ceiling Insulation(R19 to R38) | Ceiling Insulation(R19 to R38) | NonEquip | 20 |  | 0.6361% | Tech/Econ | 3.988% | 690.478 | 0.45718 | 0
Tech | Manufactured Home | Space Cooling | Room AC | TRC | Existing | NE619 | Ceiling Insulation(R12 to R38) | Ceiling Insulation(R12 to R38) | NonEquip | 20 |  | 1.579% | Tech/Econ | 7.735% | 3482.2536 | 2.2922 | 0
Tech | Manufactured Home | Space Cooling | Room AC | TRC | Existing | NE601 | Air Sealing-Infiltration Control | Air Sealing-Infiltration Control | NonEquip | 11 |  | 52% | Tech/Econ | 9% | 139996.9415 | 86.4259 | 0
Tech | Manufactured Home | Space Cooling | Room AC | TRC | Turnover | ET346 | Variable Refrigerant Flow (VRF) HVAC Systems | Variable Refrigerant Flow (VRF) HVAC Systems | Equip | 13 | Room AC | 7.175% | Tech/Econ | 26.4% | 80376.4238 | 11.4233 | 0
Tech | Manufactured Home | Space Cooling | Room AC | TRC | Turnover | ET319 | Energy Star Room AC | Energy Star Room AC | Equip | 9 | Room AC | 66% | Tech/Econ | 9.167% | 192633.2643 | 118.9204 | 0
Tech | Manufactured Home | Space Cooling | Room AC | TRC | New | EN352 | Variable Refrigerant Flow (VRF) HVAC Systems | Variable Refrigerant Flow (VRF) HVAC Systems | Equip | 13 | Room AC | 7.773% | Tech/Econ | 26.4% | 980.7223 | 0.13938 | 0
Tech | Manufactured Home | Space Cooling | Room AC | TRC | New | EN325 | Energy Star Room AC | Energy Star Room AC | Equip | 9 | Room AC | 66% | Tech/Econ | 9.167% | 2450.4277 | 1.5127 | 0
Tech | Manufactured Home | Appliances | Refrigerator | TRC | New | NN538 | Removal of 2nd Refrigerator-Freezer | Removal of 2nd Refrigerator-Freezer | NonEquip | 5 | Refrigerator | 0% | Tech/Econ | 100% | 0 | 0 | 0
Tech | Manufactured Home | Appliances | Refrigerator | TRC | Existing | NE535 | Removal of 2nd Refrigerator-Freezer | Removal of 2nd Refrigerator-Freezer | NonEquip | 5 | Refrigerator | 1.108% | Tech/Econ | 100% | 323762.5897 | 33.7955 | 11.2598
Tech | Manufactured Home | Appliances | Refrigerator | TRC | Turnover | ET40 | Energy Star Refrigerator | Energy Star Refrigerator | Equip | 14 | Refrigerator | 54% | Tech/Econ | 21.99% | 3430119.882 | 358.0478 | 119.2931
Tech | Manufactured Home | Appliances | Refrigerator | TRC | New | EN46 | Energy Star Refrigerator | Energy Star Refrigerator | Equip | 14 | Refrigerator | 54% | Tech/Econ | 21.99% | 37160.6722 | 3.879 | 1.2924
Tech | Manufactured Home | Cooking | Range | TRC | Turnover | ET67 | High Efficiency Induction Cooktop | High Efficiency Induction Cooktop | Equip | 10 | Range | 80% | Tech/Econ | 18.82% | 1305352.51 | 309.5528 | 74.2694
Tech | Manufactured Home | Cooking | Range | TRC | New | EN73 | High Efficiency Induction Cooktop | High Efficiency Induction Cooktop | Equip | 10 | Range | 80% | Tech/Econ | 18.82% | 13984.9773 | 3.3164 | 0.79569
Tech | Manufactured Home | Miscellaneous | Pool pump | TRC | Turnover | ET526 | Variable Speed Pool Pump | Variable Speed Pool Pump | Equip | 10 | Pool pump | 57% | Tech/Econ | 72.24% | 0 | 0 | 0
Tech | Manufactured Home | Miscellaneous | Pool pump | TRC | Turnover | ET517 | Two Speed Pool Pump | Two Speed Pool Pump | Equip | 10 | Pool pump | 0% | Tech/Econ | 23.9% | 0 | 0 | 0
Tech | Manufactured Home | Miscellaneous | Pool pump | TRC | Turnover | ET508 | Solar Powered Pool Pumps | Solar Powered Pool Pumps | Equip | 10 | Pool pump | 0% | Tech/Econ | 49.88% | 0 | 0 | 0
Tech | Manufactured Home | Miscellaneous | Pool pump | TRC | New | EN532 | Variable Speed Pool Pump | Variable Speed Pool Pump | Equip | 10 | Pool pump | 57% | Tech/Econ | 72.24% | 0 | 0 | 0
Tech | Manufactured Home | Miscellaneous | Pool pump | TRC | New | EN523 | Two Speed Pool Pump | Two Speed Pool Pump | Equip | 10 | Pool pump | 0% | Tech/Econ | 23.9% | 0 | 0 | 0
Tech | Manufactured Home | Miscellaneous | Pool pump | TRC | New | EN514 | Solar Powered Pool Pumps | Solar Powered Pool Pumps | Equip | 10 | Pool pump | 0% | Tech/Econ | 49.88% | 0 | 0 | 0
Tech | Manufactured Home | Miscellaneous | Pool heater | TRC | Turnover | ET499 | Solar Pool Heater | Solar Pool Heater | Equip | 15 | Pool heater | 12.54% | Tech/Econ | 86.11% | 0 | 0 | 0
Tech | Manufactured Home | Miscellaneous | Pool heater | TRC | Turnover | ET490 | Heat Pump Pool Heater | Heat Pump Pool Heater | Equip | 15 | Pool heater | 44.46% | Tech/Econ | 80% | 0 | 0 | 0
Tech | Manufactured Home | Miscellaneous | Pool heater | TRC | New | EN505 | Solar Pool Heater | Solar Pool Heater | Equip | 15 | Pool heater | 12.54% | Tech/Econ | 86.11% | 0 | 0 | 0
Tech | Manufactured Home | Miscellaneous | Pool heater | TRC | New | EN496 | Heat Pump Pool Heater | Heat Pump Pool Heater | Equip | 15 | Pool heater | 44.46% | Tech/Econ | 80% | 0 | 0 | 0
Tech | Manufactured Home | Domestic Hot Water | Point-of-use | TRC | New | NN592 | Water Heater Timeclock | Water Heater Timeclock | NonEquip | 7 |  | 45% | Tech/Econ | 5% | 0 | 0 | 0
Tech | Manufactured Home | Domestic Hot Water | Point-of-use | TRC | New | NN586 | Water Heater Thermostat Setback | Water Heater Thermostat Setback | NonEquip | 4 |  | 0.9177% | Tech/Econ | 1.494% | 0 | 0 | 0
Tech | Manufactured Home | Domestic Hot Water | Point-of-use | TRC | New | NN580 | Water Heater Blanket | Water Heater Blanket | NonEquip | 7 |  | 1.582% | Tech/Econ | 10.31% | 0.049443 | 4.4534e-06 | 9.5864e-06
Tech | Manufactured Home | Domestic Hot Water | Point-of-use | TRC | New | NN574 | Thermostatic Shower Restriction Valve | Thermostatic Shower Restriction Valve | NonEquip | 10 |  | 16% | Tech/Econ | 2.95% | 0 | 0 | 0
Tech | Manufactured Home | Domestic Hot Water | Point-of-use | TRC | New | NN568 | Low Flow Showerhead | Low Flow Showerhead | NonEquip | 9 |  | 80% | Tech/Econ | 9.393% | 2.2739 | 0.00020481 | 0.00044087
Tech | Manufactured Home | Domestic Hot Water | Point-of-use | TRC | New | NN562 | Hot Water Pipe Insulation | Hot Water Pipe Insulation | NonEquip | 13 |  | 15% | Tech/Econ | 7.656% | 0.19107 | 1.721e-05 | 3.7046e-05
Tech | Manufactured Home | Domestic Hot Water | Point-of-use | TRC | New | NN556 | Heat Trap | Heat Trap | NonEquip | 10 |  | 12% | Tech/Econ | 4.211% | 0 | 0 | 0
Tech | Manufactured Home | Domestic Hot Water | Point-of-use | TRC | New | NN550 | Faucet Aerator | Faucet Aerator | NonEquip | 10 |  | 18% | Tech/Econ | 0.9235% | 0 | 0 | 0
Tech | Manufactured Home | Domestic Hot Water | Point-of-use | TRC | New | NN544 | Drain Water Heat Recovery | Drain Water Heat Recovery | NonEquip | 15 |  | 9.5% | Tech/Econ | 12.3% | 0.35834 | 3.2276e-05 | 6.9478e-05
Tech | Manufactured Home | Domestic Hot Water | Point-of-use | TRC | Existing | NE589 | Water Heater Timeclock | Water Heater Timeclock | NonEquip | 7 |  | 47.61% | Tech/Econ | 5% | 59.0905 | 0 | 0
Tech | Manufactured Home | Domestic Hot Water | Point-of-use | TRC | Existing | NE583 | Water Heater Thermostat Setback | Water Heater Thermostat Setback | NonEquip | 4 |  | 0% | Tech/Econ | 1.494% | 0 | 0 | 0
Tech | Manufactured Home | Domestic Hot Water | Point-of-use | TRC | Existing | NE577 | Water Heater Blanket | Water Heater Blanket | NonEquip | 7 |  | 9.142% | Tech/Econ | 10.78% | 27.8738 | 0.0025106 | 0.0054044
Tech | Manufactured Home | Domestic Hot Water | Point-of-use | TRC | Existing | NE571 | Thermostatic Shower Restriction Valve | Thermostatic Shower Restriction Valve | NonEquip | 10 |  | 0% | Tech/Econ | 2.95% | 0 | 0 | 0
Tech | Manufactured Home | Domestic Hot Water | Point-of-use | TRC | Existing | NE565 | Low Flow Showerhead | Low Flow Showerhead | NonEquip | 9 |  | 36% | Tech/Econ | 9.393% | 94.7224 | 0.0085317 | 0.018365
Tech | Manufactured Home | Domestic Hot Water | Point-of-use | TRC | Existing | NE559 | Hot Water Pipe Insulation | Hot Water Pipe Insulation | NonEquip | 13 |  | 33.75% | Tech/Econ | 7.656% | 69.9312 | 0.0062988 | 0.013559
Tech | Manufactured Home | Domestic Hot Water | Point-of-use | TRC | Existing | NE553 | Heat Trap | Heat Trap | NonEquip | 10 |  | 0% | Tech/Econ | 4.211% | 0 | 0 | 0
Tech | Manufactured Home | Domestic Hot Water | Point-of-use | TRC | Existing | NE547 | Faucet Aerator | Faucet Aerator | NonEquip | 10 |  | 40.5% | Tech/Econ | 2.216% | 21.7526 | 0.0019593 | 0.0042175
Tech | Manufactured Home | Domestic Hot Water | Point-of-use | TRC | Existing | NE541 | Drain Water Heat Recovery | Drain Water Heat Recovery | NonEquip | 15 |  | 9.5% | Tech/Econ | 12.3% | 33.4475 | 0.0030126 | 0.006485
Tech | Manufactured Home | Domestic Hot Water | Point-of-use | TRC | Turnover | ET85 | Instantaneous Hot Water System | Instantaneous Hot Water System | Equip | 20 | Point-of-use | 99.96% | Tech/Econ | 5.847% | 154.083 | -0.0035695 | 0.042436
Tech | Manufactured Home | Domestic Hot Water | Point-of-use | TRC | New | EN91 | Instantaneous Hot Water System | Instantaneous Hot Water System | Equip | 20 | Point-of-use | 99.96% | Tech/Econ | 5.847% | 1.6244 | -3.7631e-05 | 0.00044737
Tech | Manufactured Home | Cooking | Oven | TRC | Turnover | ET58 | High Efficiency Convection Oven | High Efficiency Convection Oven | Equip | 12 | Oven | 75% | Tech/Econ | 20% | 1414472.954 | 351.0082 | 115.4087
Tech | Manufactured Home | Cooking | Oven | TRC | New | EN64 | High Efficiency Convection Oven | High Efficiency Convection Oven | Equip | 12 | Oven | 75% | Tech/Econ | 20% | 15154.0462 | 3.7605 | 1.2364
Tech | Manufactured Home | Electronics | Other AV | TRC | New | NN598 | Smart Power Strip | Smart Power Strip | NonEquip | 5 |  | 90% | Tech/Econ | 2.865% | 1119.1189 | 0.12327 | 0.096188
Tech | Manufactured Home | Electronics | Other AV | TRC | Existing | NE595 | Smart Power Strip | Smart Power Strip | NonEquip | 5 |  | 90% | Tech/Econ | 2.865% | 104458.1366 | 11.5062 | 8.9781
Tech | Manufactured Home | Electronics | Other AV | TRC | Turnover | ET112 | Energy Star Audio-Video Equipment | Energy Star Audio-Video Equipment | Equip | 5 | Other AV | 43% | Tech/Econ | 81.69% | 2193607.417 | 0 | 0
Tech | Manufactured Home | Electronics | Other AV | TRC | New | EN118 | Energy Star Audio-Video Equipment | Energy Star Audio-Video Equipment | Equip | 5 | Other AV | 43% | Tech/Econ | 81.69% | 23501.353 | 0 | 0
Tech | Manufactured Home | Miscellaneous | Other | TRC | Turnover | ET481 | Energy Star Dehumidifier | Energy Star Dehumidifier | Equip | 12 | Other | 0.3874% | Tech/Econ | 25% | 45567.7827 | 7.4736 | 1.4156
Tech | Manufactured Home | Miscellaneous | Other | TRC | New | EN487 | Energy Star Dehumidifier | Energy Star Dehumidifier | Equip | 12 | Other | 0.3874% | Tech/Econ | 25% | 488.1933 | 0.080069 | 0.015166
Tech | Manufactured Home | Lighting | Interior specialty | TRC | New | NN916 | Interior Lighting Controls | Interior Lighting Controls | NonEquip | 8 | Interior screw-in | 0% | Tech/Econ | 28.57% | 0 | 0 | 0
Tech | Manufactured Home | Lighting | Interior specialty | TRC | New | NN910 | Exterior Lighting Controls | Exterior Lighting Controls | NonEquip | 10 | Exterior screw-in | 0% | Tech/Econ | 50% | 0 | 0 | 0
Tech | Manufactured Home | Lighting | Interior specialty | TRC | Existing | NE913 | Interior Lighting Controls | Interior Lighting Controls | NonEquip | 8 | Interior screw-in | 0% | Tech/Econ | 28.57% | 0 | 0 | 0
Tech | Manufactured Home | Lighting | Interior specialty | TRC | Existing | NE907 | Exterior Lighting Controls | Exterior Lighting Controls | NonEquip | 10 | Exterior screw-in | 0% | Tech/Econ | 50% | 0 | 0 | 0
Tech | Manufactured Home | Lighting | Interior specialty | TRC | Turnover | ET436 | LED Specialty Lamps-5W Chandelier | LED Specialty Lamps-5W Chandelier | Equip | 10 | Interior specialty | 50% | Tech/Econ | 58.33% | 83437.1365 | 7.3392 | 7.7057
Tech | Manufactured Home | Lighting | Interior specialty | TRC | New | EN442 | LED Specialty Lamps-5W Chandelier | LED Specialty Lamps-5W Chandelier | Equip | 10 | Interior specialty | 50% | Tech/Econ | 58.33% | 893.9091 | 0.078629 | 0.082556
Tech | Manufactured Home | Lighting | Interior screw-in | TRC | New | NN916 | Interior Lighting Controls | Interior Lighting Controls | NonEquip | 8 | Interior screw-in | 15.3% | Tech/Econ | 28.57% | 0 | 0 | 0
Tech | Manufactured Home | Lighting | Interior screw-in | TRC | New | NN910 | Exterior Lighting Controls | Exterior Lighting Controls | NonEquip | 10 | Exterior screw-in | 0% | Tech/Econ | 50% | 0 | 0 | 0
Tech | Manufactured Home | Lighting | Interior screw-in | TRC | Existing | NE913 | Interior Lighting Controls | Interior Lighting Controls | NonEquip | 8 | Interior screw-in | 3.06% | Tech/Econ | 28.57% | 32179.8765 | 4.3644 | 3.2954
Tech | Manufactured Home | Lighting | Interior screw-in | TRC | Existing | NE907 | Exterior Lighting Controls | Exterior Lighting Controls | NonEquip | 10 | Exterior screw-in | 0% | Tech/Econ | 50% | 0 | 0 | 0
Tech | Manufactured Home | Lighting | Interior screw-in | TRC | Turnover | ET418 | LED - 9W Flood | LED - 9W Flood | Equip | 10 | Interior screw-in | 50% | Tech/Econ | 53.85% | 1849157.925 | 162.6542 | 170.7769
Tech | Manufactured Home | Lighting | Interior screw-in | TRC | Turnover | ET400 | LED - 14W | LED - 14W | Equip | 10 | Interior screw-in | 50% | Tech/Econ | 53.33% | 1338438.118 | 117.7307 | 123.61
Tech | Manufactured Home | Lighting | Interior screw-in | TRC | New | EN424 | LED - 9W Flood | LED - 9W Flood | Equip | 10 | Interior screw-in | 50% | Tech/Econ | 53.85% | 19811.0713 | 1.7426 | 1.8296
Tech | Manufactured Home | Lighting | Interior screw-in | TRC | New | EN406 | LED - 14W | LED - 14W | Equip | 10 | Interior screw-in | 50% | Tech/Econ | 53.33% | 14339.4421 | 1.2613 | 1.3243
Tech | Manufactured Home | Lighting | Interior fluorescent | TRC | New | NN916 | Interior Lighting Controls | Interior Lighting Controls | NonEquip | 8 | Interior screw-in | 0% | Tech/Econ | 28.57% | 0 | 0 | 0
Tech | Manufactured Home | Lighting | Interior fluorescent | TRC | New | NN910 | Exterior Lighting Controls | Exterior Lighting Controls | NonEquip | 10 | Exterior screw-in | 0% | Tech/Econ | 50% | 0 | 0 | 0
Tech | Manufactured Home | Lighting | Interior fluorescent | TRC | Existing | NE913 | Interior Lighting Controls | Interior Lighting Controls | NonEquip | 8 | Interior screw-in | 0% | Tech/Econ | 28.57% | 0 | 0 | 0
Tech | Manufactured Home | Lighting | Interior fluorescent | TRC | Existing | NE907 | Exterior Lighting Controls | Exterior Lighting Controls | NonEquip | 10 | Exterior screw-in | 0% | Tech/Econ | 50% | 0 | 0 | 0
Tech | Manufactured Home | Lighting | Interior fluorescent | TRC | Turnover | ET454 | Low Wattage T8 Fixture | Low Wattage T8 Fixture | Equip | 15 | Interior fluorescent | 0% | Tech/Econ | 18.75% | 0 | 0 | 0
Tech | Manufactured Home | Lighting | Interior fluorescent | TRC | Turnover | ET445 | Linear LED | Linear LED | Equip | 15 | Interior fluorescent | 79% | Tech/Econ | 43.75% | 479292.9294 | 0 | 2.7918e-05
Tech | Manufactured Home | Lighting | Interior fluorescent | TRC | New | EN460 | Low Wattage T8 Fixture | Low Wattage T8 Fixture | Equip | 15 | Interior fluorescent | 0% | Tech/Econ | 18.75% | 0 | 0 | 0
Tech | Manufactured Home | Lighting | Interior fluorescent | TRC | New | EN451 | Linear LED | Linear LED | Equip | 15 | Interior fluorescent | 79% | Tech/Econ | 43.75% | 5134.9354 | 0 | 2.991e-07
Tech | Manufactured Home | Electronics | Home office | TRC | New | NN598 | Smart Power Strip | Smart Power Strip | NonEquip | 5 |  | 90% | Tech/Econ | 2.865% | 1076.6512 | 0.11859 | 0.092538
Tech | Manufactured Home | Electronics | Home office | TRC | Existing | NE595 | Smart Power Strip | Smart Power Strip | NonEquip | 5 |  | 90% | Tech/Econ | 2.865% | 100494.213 | 11.0695 | 8.6374
Tech | Manufactured Home | Electronics | Home office | TRC | Turnover | ET130 | Energy Star Personal Computer | Energy Star Personal Computer | Equip | 4 | Home office | 35% | Tech/Econ | 43.62% | 705252.9543 | 111.8149 | 23.971
Tech | Manufactured Home | Electronics | Home office | TRC | Turnover | ET121 | Energy Star Imaging Equipment | Energy Star Imaging Equipment | Equip | 5 | Home office | 1% | Tech/Econ | 42.61% | 16678.4792 | 1.5121 | 0.88291
Tech | Manufactured Home | Electronics | Home office | TRC | New | EN136 | Energy Star Personal Computer | Energy Star Personal Computer | Equip | 4 | Home office | 35% | Tech/Econ | 43.62% | 7555.7725 | 1.1979 | 0.25682
Tech | Manufactured Home | Electronics | Home office | TRC | New | EN127 | Energy Star Imaging Equipment | Energy Star Imaging Equipment | Equip | 5 | Home office | 1% | Tech/Econ | 42.61% | 178.686 | 0.0162 | 0.0094591
Tech | Manufactured Home | Space Heating | Heat pump-heating | TRC | New | NN868 | Spray Foam Insulation(Base R30) | Spray Foam Insulation(Base R30) | NonEquip | 20 |  | 72% | Tech/Econ | 15.85% | 3544.4142 | 0 | 6.5432
Tech | Manufactured Home | Space Heating | Heat pump-heating | TRC | New | NN856 | Spray Foam Insulation(Base R2) | Spray Foam Insulation(Base R2) | NonEquip | 20 |  | 0% | Tech/Econ | 53.56% | 0 | 0 | 0
Tech | Manufactured Home | Space Heating | Heat pump-heating | TRC | New | NN844 | Spray Foam Insulation(Base R19) | Spray Foam Insulation(Base R19) | NonEquip | 20 |  | 0% | Tech/Econ | 21.82% | 0 | 0 | 0
Tech | Manufactured Home | Space Heating | Heat pump-heating | TRC | New | NN832 | Spray Foam Insulation(Base R12) | Spray Foam Insulation(Base R12) | NonEquip | 20 |  | 0% | Tech/Econ | 29.01% | 0 | 0 | 0
Tech | Manufactured Home | Space Heating | Heat pump-heating | TRC | New | NN826 | Smart Thermostat | Smart Thermostat | NonEquip | 11 |  | 90% | Tech/Econ | 4% | 0 | 0 | 0
Tech | Manufactured Home | Space Heating | Heat pump-heating | TRC | New | NN796 | Radiant Barrier | Radiant Barrier | NonEquip | 20 |  | 0.95% | Tech/Econ | 10% | 0 | 0 | 0
Tech | Manufactured Home | Space Heating | Heat pump-heating | TRC | New | NN790 | Programmable Thermostat | Programmable Thermostat | NonEquip | 11 |  | 2% | Tech/Econ | 1.72% | 0 | 0 | 0
Tech | Manufactured Home | Space Heating | Heat pump-heating | TRC | New | NN766 | Home Energy Management System | Home Energy Management System | NonEquip | 11 |  | 6.5% | Tech/Econ | 15% | 268.3403 | 0 | 0.033493
Tech | Manufactured Home | Space Heating | Heat pump-heating | TRC | New | NN742 | Green Roof | Green Roof | NonEquip | 20 |  | 2.7% | Tech/Econ | 14.65% | 107.8299 | 0 | 0.096021
Tech | Manufactured Home | Space Heating | Heat pump-heating | TRC | New | NN724 | Energy Star Windows | Energy Star Windows | NonEquip | 20 |  | 19% | Tech/Econ | 0.8568% | 0 | 0 | 0
Tech | Manufactured Home | Space Heating | Heat pump-heating | TRC | New | NN712 | Energy Star Door | Energy Star Door | NonEquip | 20 |  | 14.25% | Tech/Econ | 0.9134% | 0 | 0 | 0
Tech | Manufactured Home | Space Heating | Heat pump-heating | TRC | New | NN700 | Energy Star Certified Roof Products | Energy Star Certified Roof Products | NonEquip | 20 |  | 54% | Tech/Econ | 12.5% | 637.929 | 0 | 0.56807
Tech | Manufactured Home | Space Heating | Heat pump-heating | TRC | New | NN652 | Ceiling Insulation(R30 to R38) | Ceiling Insulation(R30 to R38) | NonEquip | 20 |  | 8% | Tech/Econ | 3.233% | 0 | 0 | 0
Tech | Manufactured Home | Space Heating | Heat pump-heating | TRC | New | NN640 | Ceiling Insulation(R2 to R38) | Ceiling Insulation(R2 to R38) | NonEquip | 20 |  | 0% | Tech/Econ | 48.55% | 0 | 0 | 0
Tech | Manufactured Home | Space Heating | Heat pump-heating | TRC | New | NN628 | Ceiling Insulation(R19 to R38) | Ceiling Insulation(R19 to R38) | NonEquip | 20 |  | 0% | Tech/Econ | 10.49% | 0 | 0 | 0
Tech | Manufactured Home | Space Heating | Heat pump-heating | TRC | New | NN616 | Ceiling Insulation(R12 to R38) | Ceiling Insulation(R12 to R38) | NonEquip | 20 |  | 0% | Tech/Econ | 19.59% | 0 | 0 | 0
Tech | Manufactured Home | Space Heating | Heat pump-heating | TRC | Existing | NE895 | Wall Insulation | Wall Insulation | NonEquip | 20 |  | 6.75% | Tech/Econ | 34.34% | 69446.1799 | 0 | 61.8409
Tech | Manufactured Home | Space Heating | Heat pump-heating | TRC | Existing | NE883 | Storm Door | Storm Door | NonEquip | 20 |  | 0% | Tech/Econ | 1.107% | 0 | 0 | 0
Tech | Manufactured Home | Space Heating | Heat pump-heating | TRC | Existing | NE865 | Spray Foam Insulation(Base R30) | Spray Foam Insulation(Base R30) | NonEquip | 20 |  | 35.13% | Tech/Econ | 15.85% | 136105.1992 | 0 | 251.2596
Tech | Manufactured Home | Space Heating | Heat pump-heating | TRC | Existing | NE853 | Spray Foam Insulation(Base R2) | Spray Foam Insulation(Base R2) | NonEquip | 20 |  | 14.63% | Tech/Econ | 53.56% | 256689.3122 | 0 | 281.4473
Tech | Manufactured Home | Space Heating | Heat pump-heating | TRC | Existing | NE841 | Spray Foam Insulation(Base R19) | Spray Foam Insulation(Base R19) | NonEquip | 20 |  | 5.725% | Tech/Econ | 21.82% | 34706.8317 | 0 | 53.1257
Tech | Manufactured Home | Space Heating | Heat pump-heating | TRC | Existing | NE829 | Spray Foam Insulation(Base R12) | Spray Foam Insulation(Base R12) | NonEquip | 20 |  | 14.21% | Tech/Econ | 29.01% | 119477.2227 | 0 | 152.9485
Tech | Manufactured Home | Space Heating | Heat pump-heating | TRC | Existing | NE823 | Smart Thermostat | Smart Thermostat | NonEquip | 11 |  | 90% | Tech/Econ | 4% | 67313.8352 | 0 | 0
Tech | Manufactured Home | Space Heating | Heat pump-heating | TRC | Existing | NE811 | Sealed crawlspace | Sealed crawlspace | NonEquip | 11 |  | 5.88% | Tech/Econ | 1.298% | 1367.1013 | 0 | 1.3882
Tech | Manufactured Home | Space Heating | Heat pump-heating | TRC | Existing | NE793 | Radiant Barrier | Radiant Barrier | NonEquip | 20 |  | 0.95% | Tech/Econ | 10% | 1865.3236 | 0 | 1.4597
Tech | Manufactured Home | Space Heating | Heat pump-heating | TRC | Existing | NE787 | Programmable Thermostat | Programmable Thermostat | NonEquip | 11 |  | 2% | Tech/Econ | 1.72% | 616.3358 | 0 | 0
Tech | Manufactured Home | Space Heating | Heat pump-heating | TRC | Existing | NE763 | Home Energy Management System | Home Energy Management System | NonEquip | 11 |  | 6.5% | Tech/Econ | 15% | 22508.3437 | 0 | 2.4276
Tech | Manufactured Home | Space Heating | Heat pump-heating | TRC | Existing | NE745 | Heat Pump Tune Up | Heat Pump Tune Up | NonEquip | 2 | Heat pump-heating | 0% | Tech/Econ | 5% | 0 | 0 | 0
Tech | Manufactured Home | Space Heating | Heat pump-heating | TRC | Existing | NE739 | Green Roof | Green Roof | NonEquip | 20 |  | 0.225% | Tech/Econ | 14.65% | 753.7297 | 0 | 0.67119
Tech | Manufactured Home | Space Heating | Heat pump-heating | TRC | Existing | NE727 | Floor Insulation | Floor Insulation | NonEquip | 20 |  | 8% | Tech/Econ | 0.5847% | 835.6636 | 0 | 0.51411
Tech | Manufactured Home | Space Heating | Heat pump-heating | TRC | Existing | NE721 | Energy Star Windows | Energy Star Windows | NonEquip | 20 |  | 19% | Tech/Econ | 2.504% | 8566.0166 | 0 | 10.9676
Tech | Manufactured Home | Space Heating | Heat pump-heating | TRC | Existing | NE709 | Energy Star Door | Energy Star Door | NonEquip | 20 |  | 14.25% | Tech/Econ | 1.287% | 3282.5124 | 0 | 4.057
Tech | Manufactured Home | Space Heating | Heat pump-heating | TRC | Existing | NE697 | Energy Star Certified Roof Products | Energy Star Certified Roof Products | NonEquip | 20 |  | 54% | Tech/Econ | 12.5% | 154256.8043 | 0 | 137.3637
Tech | Manufactured Home | Space Heating | Heat pump-heating | TRC | Existing | NE685 | Duct Repair | Duct Repair | NonEquip | 11 |  | 65% | Tech/Econ | 12% | 166220.2762 | 0 | 148.017
Tech | Manufactured Home | Space Heating | Heat pump-heating | TRC | Existing | NE673 | Duct Insulation | Duct Insulation | NonEquip | 15 |  | 0% | Tech/Econ | 2.045% | 0 | 0 | 0
Tech | Manufactured Home | Space Heating | Heat pump-heating | TRC | Existing | NE649 | Ceiling Insulation(R30 to R38) | Ceiling Insulation(R30 to R38) | NonEquip | 20 |  | 3.904% | Tech/Econ | 3.233% | 2275.002 | 0 | 2.3227
Tech | Manufactured Home | Space Heating | Heat pump-heating | TRC | Existing | NE637 | Ceiling Insulation(R2 to R38) | Ceiling Insulation(R2 to R38) | NonEquip | 20 |  | 1.625% | Tech/Econ | 48.55% | 23827.842 | 0 | 23.1018
Tech | Manufactured Home | Space Heating | Heat pump-heating | TRC | Existing | NE625 | Ceiling Insulation(R19 to R38) | Ceiling Insulation(R19 to R38) | NonEquip | 20 |  | 0.6361% | Tech/Econ | 10.49% | 1310.3971 | 0 | 1.3335
Tech | Manufactured Home | Space Heating | Heat pump-heating | TRC | Existing | NE613 | Ceiling Insulation(R12 to R38) | Ceiling Insulation(R12 to R38) | NonEquip | 20 |  | 1.579% | Tech/Econ | 19.59% | 8484.913 | 0 | 8.2354
Tech | Manufactured Home | Space Heating | Heat pump-heating | TRC | Existing | NE607 | Air Sealing-Infiltration Control | Air Sealing-Infiltration Control | NonEquip | 11 |  | 52% | Tech/Econ | 9% | 91804.4325 | 0 | 81.7507
Tech | Manufactured Home | Space Heating | Heat pump-heating | TRC | Turnover | ET337 | Ground Source Heat Pump | Ground Source Heat Pump | Equip | 22 | Heat pump-heating | 2.995% | Tech/Econ | 33.19% | 29087.7402 | 0 | 20.5023
Tech | Manufactured Home | Space Heating | Heat pump-heating | TRC | Turnover | ET301 | 21 SEER ASHP from base electric resistance heating | 21 SEER ASHP from base electric resistance heating | Equip | 15 | Heat pump-heating | 32% | Tech/Econ | 65.9% | 875823.9534 | 0 | 290.4578
Tech | Manufactured Home | Space Heating | Heat pump-heating | TRC | Turnover | ET283 | 21 SEER Air Source Heat Pump | 21 SEER Air Source Heat Pump | Equip | 15 | Heat pump-heating | 59% | Tech/Econ | 18% | 290470.1009 | 0 | 225.1925
Tech | Manufactured Home | Space Heating | Heat pump-heating | TRC | Turnover | ET256 | 18 SEER Air Source Heat Pump | 18 SEER Air Source Heat Pump | Equip | 15 | Heat pump-heating | 0% | Tech/Econ | 13.68% | 0 | 0 | 0
Tech | Manufactured Home | Space Heating | Heat pump-heating | TRC | Turnover | ET229 | 17 SEER Air Source Heat Pump | 17 SEER Air Source Heat Pump | Equip | 15 | Heat pump-heating | 0% | Tech/Econ | 13.68% | 0 | 0 | 0
Tech | Manufactured Home | Space Heating | Heat pump-heating | TRC | Turnover | ET202 | 16 SEER Air Source Heat Pump | 16 SEER Air Source Heat Pump | Equip | 15 | Heat pump-heating | 0% | Tech/Econ | 8.889% | 0 | 0 | 0
Tech | Manufactured Home | Space Heating | Heat pump-heating | TRC | Turnover | ET175 | 15 SEER Air Source Heat Pump | 15 SEER Air Source Heat Pump | Equip | 15 | Heat pump-heating | 0% | Tech/Econ | 3.529% | 0 | 0 | 0
Tech | Manufactured Home | Space Heating | Heat pump-heating | TRC | Turnover | ET157 | 14 SEER ASHP from base electric resistance heating | 14 SEER ASHP from base electric resistance heating | Equip | 15 | Heat pump-heating | 0% | Tech/Econ | 58.41% | 0 | 0 | 0
Tech | Manufactured Home | Space Heating | Heat pump-heating | TRC | New | EN343 | Ground Source Heat Pump | Ground Source Heat Pump | Equip | 22 | Heat pump-heating | 2.995% | Tech/Econ | 33.19% | 348.895 | 0 | 0.24592
Tech | Manufactured Home | Space Heating | Heat pump-heating | TRC | New | EN307 | 21 SEER ASHP from base electric resistance heating | 21 SEER ASHP from base electric resistance heating | Equip | 15 | Heat pump-heating | 32% | Tech/Econ | 65.9% | 9383.1958 | 0 | 3.1118
Tech | Manufactured Home | Space Heating | Heat pump-heating | TRC | New | EN289 | 21 SEER Air Source Heat Pump | 21 SEER Air Source Heat Pump | Equip | 15 | Heat pump-heating | 59% | Tech/Econ | 18% | 3691.2758 | 0 | 2.8617
Tech | Manufactured Home | Space Heating | Heat pump-heating | TRC | New | EN262 | 18 SEER Air Source Heat Pump | 18 SEER Air Source Heat Pump | Equip | 15 | Heat pump-heating | 0% | Tech/Econ | 13.68% | 0 | 0 | 0
Tech | Manufactured Home | Space Heating | Heat pump-heating | TRC | New | EN235 | 17 SEER Air Source Heat Pump | 17 SEER Air Source Heat Pump | Equip | 15 | Heat pump-heating | 0% | Tech/Econ | 13.68% | 0 | 0 | 0
Tech | Manufactured Home | Space Heating | Heat pump-heating | TRC | New | EN208 | 16 SEER Air Source Heat Pump | 16 SEER Air Source Heat Pump | Equip | 15 | Heat pump-heating | 0% | Tech/Econ | 8.889% | 0 | 0 | 0
Tech | Manufactured Home | Space Heating | Heat pump-heating | TRC | New | EN181 | 15 SEER Air Source Heat Pump | 15 SEER Air Source Heat Pump | Equip | 15 | Heat pump-heating | 0% | Tech/Econ | 3.529% | 0 | 0 | 0
Tech | Manufactured Home | Space Heating | Heat pump-heating | TRC | New | EN163 | 14 SEER ASHP from base electric resistance heating | 14 SEER ASHP from base electric resistance heating | Equip | 15 | Heat pump-heating | 0% | Tech/Econ | 58.41% | 0 | 0 | 0
Tech | Manufactured Home | Space Cooling | Heat pump-cooling | TRC | New | NN922 | Solar Attic Fan | Solar Attic Fan | NonEquip | 15 |  | 0.95% | Tech/Econ | 6% | 0 | 0 | 0
Tech | Manufactured Home | Space Cooling | Heat pump-cooling | TRC | New | NN904 | Window Sun Protection | Window Sun Protection | NonEquip | 10 |  | 30% | Tech/Econ | 2.457% | 0 | 0 | 0
Tech | Manufactured Home | Space Cooling | Heat pump-cooling | TRC | New | NN874 | Spray Foam Insulation(Base R30) | Spray Foam Insulation(Base R30) | NonEquip | 20 |  | 72% | Tech/Econ | 14.32% | 15892.2542 | 7.469 | 0
Tech | Manufactured Home | Space Cooling | Heat pump-cooling | TRC | New | NN862 | Spray Foam Insulation(Base R2) | Spray Foam Insulation(Base R2) | NonEquip | 20 |  | 0% | Tech/Econ | 33.36% | 0 | 0 | 0
Tech | Manufactured Home | Space Cooling | Heat pump-cooling | TRC | New | NN850 | Spray Foam Insulation(Base R19) | Spray Foam Insulation(Base R19) | NonEquip | 20 |  | 0% | Tech/Econ | 16.36% | 0 | 0 | 0
Tech | Manufactured Home | Space Cooling | Heat pump-cooling | TRC | New | NN838 | Spray Foam Insulation(Base R12) | Spray Foam Insulation(Base R12) | NonEquip | 20 |  | 0% | Tech/Econ | 19.3% | 0 | 0 | 0
Tech | Manufactured Home | Space Cooling | Heat pump-cooling | TRC | New | NN820 | Smart Thermostat | Smart Thermostat | NonEquip | 11 |  | 90% | Tech/Econ | 4% | 0 | 0 | 0
Tech | Manufactured Home | Space Cooling | Heat pump-cooling | TRC | New | NN802 | Radiant Barrier | Radiant Barrier | NonEquip | 20 |  | 0.95% | Tech/Econ | 10% | 0 | 0 | 0
Tech | Manufactured Home | Space Cooling | Heat pump-cooling | TRC | New | NN784 | Programmable Thermostat | Programmable Thermostat | NonEquip | 11 |  | 2% | Tech/Econ | 1.72% | 0 | 0 | 0
Tech | Manufactured Home | Space Cooling | Heat pump-cooling | TRC | New | NN760 | Home Energy Management System | Home Energy Management System | NonEquip | 11 |  | 6.5% | Tech/Econ | 7.12% | 0 | 0 | 0
Tech | Manufactured Home | Space Cooling | Heat pump-cooling | TRC | New | NN736 | Green Roof | Green Roof | NonEquip | 20 |  | 2.7% | Tech/Econ | 14.65% | 612.0911 | 0.37787 | 0
Tech | Manufactured Home | Space Cooling | Heat pump-cooling | TRC | New | NN718 | Energy Star Windows | Energy Star Windows | NonEquip | 20 |  | 19% | Tech/Econ | 4.078% | 0 | 0 | 0
Tech | Manufactured Home | Space Cooling | Heat pump-cooling | TRC | New | NN706 | Energy Star Door | Energy Star Door | NonEquip | 20 |  | 14.25% | Tech/Econ | 1.643% | 0 | 0 | 0
Tech | Manufactured Home | Space Cooling | Heat pump-cooling | TRC | New | NN694 | Energy Star Certified Roof Products | Energy Star Certified Roof Products | NonEquip | 20 |  | 54% | Tech/Econ | 12.5% | 4370.5796 | 2.6981 | 0
Tech | Manufactured Home | Space Cooling | Heat pump-cooling | TRC | New | NN646 | Ceiling Insulation(R2 to R38) | Ceiling Insulation(R2 to R38) | NonEquip | 20 |  | 0% | Tech/Econ | 25.25% | 0 | 0 | 0
Tech | Manufactured Home | Space Cooling | Heat pump-cooling | TRC | New | NN634 | Ceiling Insulation(R19 to R38) | Ceiling Insulation(R19 to R38) | NonEquip | 20 |  | 0% | Tech/Econ | 3.988% | 0 | 0 | 0
Tech | Manufactured Home | Space Cooling | Heat pump-cooling | TRC | New | NN622 | Ceiling Insulation(R12 to R38) | Ceiling Insulation(R12 to R38) | NonEquip | 20 |  | 0% | Tech/Econ | 7.735% | 0 | 0 | 0
Tech | Manufactured Home | Space Cooling | Heat pump-cooling | TRC | Existing | NE919 | Solar Attic Fan | Solar Attic Fan | NonEquip | 15 |  | 0.95% | Tech/Econ | 6% | 5662.2356 | 1.9471 | 0
Tech | Manufactured Home | Space Cooling | Heat pump-cooling | TRC | Existing | NE901 | Window Sun Protection | Window Sun Protection | NonEquip | 10 |  | 30% | Tech/Econ | 2.457% | 70286.6301 | 105.7201 | -48.3856
Tech | Manufactured Home | Space Cooling | Heat pump-cooling | TRC | Existing | NE889 | Wall Insulation | Wall Insulation | NonEquip | 20 |  | 6.75% | Tech/Econ | 4.781% | 32042.7542 | 19.7813 | 0
Tech | Manufactured Home | Space Cooling | Heat pump-cooling | TRC | Existing | NE877 | Storm Door | Storm Door | NonEquip | 20 |  | 0% | Tech/Econ | 1.992% | 0 | 0 | 0
Tech | Manufactured Home | Space Cooling | Heat pump-cooling | TRC | Existing | NE871 | Spray Foam Insulation(Base R30) | Spray Foam Insulation(Base R30) | NonEquip | 20 |  | 35.13% | Tech/Econ | 14.32% | 663073.5791 | 311.6294 | 0
Tech | Manufactured Home | Space Cooling | Heat pump-cooling | TRC | Existing | NE859 | Spray Foam Insulation(Base R2) | Spray Foam Insulation(Base R2) | NonEquip | 20 |  | 14.63% | Tech/Econ | 33.36% | 981639.8066 | 582.7803 | 0
Tech | Manufactured Home | Space Cooling | Heat pump-cooling | TRC | Existing | NE847 | Spray Foam Insulation(Base R19) | Spray Foam Insulation(Base R19) | NonEquip | 20 |  | 5.725% | Tech/Econ | 16.36% | 124581.8407 | 62.9472 | 0
Tech | Manufactured Home | Space Cooling | Heat pump-cooling | TRC | Existing | NE835 | Spray Foam Insulation(Base R12) | Spray Foam Insulation(Base R12) | NonEquip | 20 |  | 14.21% | Tech/Econ | 19.3% | 375261.7585 | 146.9342 | 0
Tech | Manufactured Home | Space Cooling | Heat pump-cooling | TRC | Existing | NE817 | Smart Thermostat | Smart Thermostat | NonEquip | 11 |  | 90% | Tech/Econ | 4% | 356257.4992 | 0 | 0
Tech | Manufactured Home | Space Cooling | Heat pump-cooling | TRC | Existing | NE799 | Radiant Barrier | Radiant Barrier | NonEquip | 20 |  | 0.95% | Tech/Econ | 10% | 9988.0026 | 8.9181 | 0
Tech | Manufactured Home | Space Cooling | Heat pump-cooling | TRC | Existing | NE781 | Programmable Thermostat | Programmable Thermostat | NonEquip | 11 |  | 2% | Tech/Econ | 1.72% | 3245.9277 | 0 | 0
Tech | Manufactured Home | Space Cooling | Heat pump-cooling | TRC | Existing | NE757 | Home Energy Management System | Home Energy Management System | NonEquip | 11 |  | 6.5% | Tech/Econ | 7.12% | 46279.5312 | 30.906 | 0
Tech | Manufactured Home | Space Cooling | Heat pump-cooling | TRC | Existing | NE751 | Heat Pump Tune Up | Heat Pump Tune Up | NonEquip | 2 | Heat pump-cooling | 0% | Tech/Econ | 5% | 0 | 0 | 0
Tech | Manufactured Home | Space Cooling | Heat pump-cooling | TRC | Existing | NE733 | Green Roof | Green Roof | NonEquip | 20 |  | 0.225% | Tech/Econ | 14.65% | 4345.3745 | 2.6826 | 0
Tech | Manufactured Home | Space Cooling | Heat pump-cooling | TRC | Existing | NE715 | Energy Star Windows | Energy Star Windows | NonEquip | 20 |  | 19% | Tech/Econ | 11.92% | 243668.6759 | 40.9764 | 0
Tech | Manufactured Home | Space Cooling | Heat pump-cooling | TRC | Existing | NE703 | Energy Star Door | Energy Star Door | NonEquip | 20 |  | 14.25% | Tech/Econ | 2.316% | 31241.9272 | 8.4565 | 0
Tech | Manufactured Home | Space Cooling | Heat pump-cooling | TRC | Existing | NE691 | Energy Star Certified Roof Products | Energy Star Certified Roof Products | NonEquip | 20 |  | 54% | Tech/Econ | 12.5% | 844558.1144 | 521.3805 | 0
Tech | Manufactured Home | Space Cooling | Heat pump-cooling | TRC | Existing | NE679 | Duct Repair | Duct Repair | NonEquip | 11 |  | 65% | Tech/Econ | 12% | 910058.2843 | 561.8165 | 0
Tech | Manufactured Home | Space Cooling | Heat pump-cooling | TRC | Existing | NE667 | Duct Insulation | Duct Insulation | NonEquip | 15 |  | 0% | Tech/Econ | 2.045% | 0 | 0 | 0
Tech | Manufactured Home | Space Cooling | Heat pump-cooling | TRC | Existing | NE661 | Central AC Tune Up | Central AC Tune Up | NonEquip | 2 | CAC | 0% | Tech/Econ | 5% | 0 | 0 | 0
Tech | Manufactured Home | Space Cooling | Heat pump-cooling | TRC | Existing | NE643 | Ceiling Insulation(R2 to R38) | Ceiling Insulation(R2 to R38) | NonEquip | 20 |  | 1.625% | Tech/Econ | 25.25% | 56366.3955 | 26.9219 | 0
Tech | Manufactured Home | Space Cooling | Heat pump-cooling | TRC | Existing | NE631 | Ceiling Insulation(R19 to R38) | Ceiling Insulation(R19 to R38) | NonEquip | 20 |  | 0.6361% | Tech/Econ | 3.988% | 2419.644 | 1.6021 | 0
Tech | Manufactured Home | Space Cooling | Heat pump-cooling | TRC | Existing | NE619 | Ceiling Insulation(R12 to R38) | Ceiling Insulation(R12 to R38) | NonEquip | 20 |  | 1.579% | Tech/Econ | 7.735% | 12227.2831 | 8.0488 | 0
Tech | Manufactured Home | Space Cooling | Heat pump-cooling | TRC | Existing | NE601 | Air Sealing-Infiltration Control | Air Sealing-Infiltration Control | NonEquip | 11 |  | 52% | Tech/Econ | 9% | 491573.1123 | 303.4683 | 0
Tech | Manufactured Home | Space Cooling | Heat pump-cooling | TRC | Turnover | ET328 | Ground Source Heat Pump | Ground Source Heat Pump | Equip | 22 | Heat pump-cooling | 2.995% | Tech/Econ | 6.667% | 19872.4114 | 22.855 | 0
Tech | Manufactured Home | Space Cooling | Heat pump-cooling | TRC | Turnover | ET292 | 21 SEER ASHP from base electric resistance heating | 21 SEER ASHP from base electric resistance heating | Equip | 15 | Heat pump-cooling | 32% | Tech/Econ | 33.33% | 2041868.773 | 870.4188 | 0
Tech | Manufactured Home | Space Cooling | Heat pump-cooling | TRC | Turnover | ET274 | 21 SEER Air Source Heat Pump | 21 SEER Air Source Heat Pump | Equip | 15 | Heat pump-cooling | 59% | Tech/Econ | 33.33% | 3362657.497 | 1433.4517 | 0
Tech | Manufactured Home | Space Cooling | Heat pump-cooling | TRC | Turnover | ET247 | 18 SEER Air Source Heat Pump | 18 SEER Air Source Heat Pump | Equip | 15 | Heat pump-cooling | 0% | Tech/Econ | 22.22% | 0 | 0 | 0
Tech | Manufactured Home | Space Cooling | Heat pump-cooling | TRC | Turnover | ET220 | 17 SEER Air Source Heat Pump | 17 SEER Air Source Heat Pump | Equip | 15 | Heat pump-cooling | 0% | Tech/Econ | 17.65% | 0 | 0 | 0
Tech | Manufactured Home | Space Cooling | Heat pump-cooling | TRC | Turnover | ET193 | 16 SEER Air Source Heat Pump | 16 SEER Air Source Heat Pump | Equip | 15 | Heat pump-cooling | 0% | Tech/Econ | 12.5% | 0 | 0 | 0
Tech | Manufactured Home | Space Cooling | Heat pump-cooling | TRC | Turnover | ET166 | 15 SEER Air Source Heat Pump | 15 SEER Air Source Heat Pump | Equip | 15 | Heat pump-cooling | 0% | Tech/Econ | 6.667% | 0 | 0 | 0
Tech | Manufactured Home | Space Cooling | Heat pump-cooling | TRC | Turnover | ET148 | 14 SEER ASHP from base electric resistance heating | 14 SEER ASHP from base electric resistance heating | Equip | 15 | Heat pump-cooling | 0% | Tech/Econ | 0% | 0 | 0 | 0
Tech | Manufactured Home | Space Cooling | Heat pump-cooling | TRC | New | EN334 | Ground Source Heat Pump | Ground Source Heat Pump | Equip | 22 | Heat pump-cooling | 2.995% | Tech/Econ | 6.667% | 267.1909 | 0.30729 | 0
Tech | Manufactured Home | Space Cooling | Heat pump-cooling | TRC | New | EN298 | 21 SEER ASHP from base electric resistance heating | 21 SEER ASHP from base electric resistance heating | Equip | 15 | Heat pump-cooling | 32% | Tech/Econ | 33.33% | 22997.63 | 9.8036 | 0
Tech | Manufactured Home | Space Cooling | Heat pump-cooling | TRC | New | EN280 | 21 SEER Air Source Heat Pump | 21 SEER Air Source Heat Pump | Equip | 15 | Heat pump-cooling | 59% | Tech/Econ | 33.33% | 37873.7135 | 16.145 | 0
Tech | Manufactured Home | Space Cooling | Heat pump-cooling | TRC | New | EN253 | 18 SEER Air Source Heat Pump | 18 SEER Air Source Heat Pump | Equip | 15 | Heat pump-cooling | 0% | Tech/Econ | 22.22% | 0 | 0 | 0
Tech | Manufactured Home | Space Cooling | Heat pump-cooling | TRC | New | EN226 | 17 SEER Air Source Heat Pump | 17 SEER Air Source Heat Pump | Equip | 15 | Heat pump-cooling | 0% | Tech/Econ | 17.65% | 0 | 0 | 0
Tech | Manufactured Home | Space Cooling | Heat pump-cooling | TRC | New | EN199 | 16 SEER Air Source Heat Pump | 16 SEER Air Source Heat Pump | Equip | 15 | Heat pump-cooling | 0% | Tech/Econ | 12.5% | 0 | 0 | 0
Tech | Manufactured Home | Space Cooling | Heat pump-cooling | TRC | New | EN172 | 15 SEER Air Source Heat Pump | 15 SEER Air Source Heat Pump | Equip | 15 | Heat pump-cooling | 0% | Tech/Econ | 6.667% | 0 | 0 | 0
Tech | Manufactured Home | Domestic Hot Water | Heat pump water heater | TRC | New | NN592 | Water Heater Timeclock | Water Heater Timeclock | NonEquip | 7 |  | 45% | Tech/Econ | 5% | 0 | 0 | 0
Tech | Manufactured Home | Domestic Hot Water | Heat pump water heater | TRC | New | NN586 | Water Heater Thermostat Setback | Water Heater Thermostat Setback | NonEquip | 4 |  | 0.9177% | Tech/Econ | 1.494% | 0 | 0 | 0
Tech | Manufactured Home | Domestic Hot Water | Heat pump water heater | TRC | New | NN580 | Water Heater Blanket | Water Heater Blanket | NonEquip | 7 |  | 1.582% | Tech/Econ | 10.31% | 0.23106 | 2.0812e-05 | 4.48e-05
Tech | Manufactured Home | Domestic Hot Water | Heat pump water heater | TRC | New | NN574 | Thermostatic Shower Restriction Valve | Thermostatic Shower Restriction Valve | NonEquip | 10 |  | 16% | Tech/Econ | 2.95% | 0 | 0 | 0
Tech | Manufactured Home | Domestic Hot Water | Heat pump water heater | TRC | New | NN568 | Low Flow Showerhead | Low Flow Showerhead | NonEquip | 9 |  | 80% | Tech/Econ | 9.393% | 10.6265 | 0.00095714 | 0.0020603
Tech | Manufactured Home | Domestic Hot Water | Heat pump water heater | TRC | New | NN562 | Hot Water Pipe Insulation | Hot Water Pipe Insulation | NonEquip | 13 |  | 15% | Tech/Econ | 7.656% | 0.89292 | 8.0427e-05 | 0.00017313
Tech | Manufactured Home | Domestic Hot Water | Heat pump water heater | TRC | New | NN556 | Heat Trap | Heat Trap | NonEquip | 10 |  | 12% | Tech/Econ | 4.211% | 0 | 0 | 0
Tech | Manufactured Home | Domestic Hot Water | Heat pump water heater | TRC | New | NN550 | Faucet Aerator | Faucet Aerator | NonEquip | 10 |  | 18% | Tech/Econ | 0.9235% | 0 | 0 | 0
Tech | Manufactured Home | Domestic Hot Water | Heat pump water heater | TRC | New | NN544 | Drain Water Heat Recovery | Drain Water Heat Recovery | NonEquip | 15 |  | 9.5% | Tech/Econ | 12.3% | 1.6746 | 0.00015084 | 0.00032469
Tech | Manufactured Home | Domestic Hot Water | Heat pump water heater | TRC | Existing | NE589 | Water Heater Timeclock | Water Heater Timeclock | NonEquip | 7 |  | 47.61% | Tech/Econ | 5% | 293.289 | 0 | 0
Tech | Manufactured Home | Domestic Hot Water | Heat pump water heater | TRC | Existing | NE583 | Water Heater Thermostat Setback | Water Heater Thermostat Setback | NonEquip | 4 |  | 0% | Tech/Econ | 1.494% | 0 | 0 | 0
Tech | Manufactured Home | Domestic Hot Water | Heat pump water heater | TRC | Existing | NE577 | Water Heater Blanket | Water Heater Blanket | NonEquip | 7 |  | 9.142% | Tech/Econ | 10.78% | 130.2629 | 0.011733 | 0.025256
Tech | Manufactured Home | Domestic Hot Water | Heat pump water heater | TRC | Existing | NE571 | Thermostatic Shower Restriction Valve | Thermostatic Shower Restriction Valve | NonEquip | 10 |  | 0% | Tech/Econ | 2.95% | 0 | 0 | 0
Tech | Manufactured Home | Domestic Hot Water | Heat pump water heater | TRC | Existing | NE565 | Low Flow Showerhead | Low Flow Showerhead | NonEquip | 9 |  | 36% | Tech/Econ | 9.393% | 442.6673 | 0.039871 | 0.085827
Tech | Manufactured Home | Domestic Hot Water | Heat pump water heater | TRC | Existing | NE559 | Hot Water Pipe Insulation | Hot Water Pipe Insulation | NonEquip | 13 |  | 33.75% | Tech/Econ | 7.656% | 326.8103 | 0.029436 | 0.063364
Tech | Manufactured Home | Domestic Hot Water | Heat pump water heater | TRC | Existing | NE553 | Heat Trap | Heat Trap | NonEquip | 10 |  | 0% | Tech/Econ | 4.211% | 0 | 0 | 0
Tech | Manufactured Home | Domestic Hot Water | Heat pump water heater | TRC | Existing | NE547 | Faucet Aerator | Faucet Aerator | NonEquip | 10 |  | 40.5% | Tech/Econ | 2.216% | 107.9664 | 0.0097246 | 0.020933
Tech | Manufactured Home | Domestic Hot Water | Heat pump water heater | TRC | Existing | NE541 | Drain Water Heat Recovery | Drain Water Heat Recovery | NonEquip | 15 |  | 9.5% | Tech/Econ | 12.3% | 156.3107 | 0.014079 | 0.030307
Tech | Manufactured Home | Domestic Hot Water | Heat pump water heater | TRC | Turnover | ET76 | Heat Pump Water Heater | Heat Pump Water Heater | Equip | 10 | Heat pump water heater | 49% | Tech/Econ | 62.51% | 5906.7212 | 0.39715 | 1.4835
Tech | Manufactured Home | Domestic Hot Water | Heat pump water heater | TRC | New | EN82 | Heat Pump Water Heater | Heat Pump Water Heater | Equip | 10 | Heat pump water heater | 49% | Tech/Econ | 62.51% | 63.282 | 0.0042549 | 0.015893
Tech | Manufactured Home | Appliances | Freezer | TRC | New | NN538 | Removal of 2nd Refrigerator-Freezer | Removal of 2nd Refrigerator-Freezer | NonEquip | 5 | Refrigerator | 0% | Tech/Econ | 100% | 0 | 0 | 0
Tech | Manufactured Home | Appliances | Freezer | TRC | Existing | NE535 | Removal of 2nd Refrigerator-Freezer | Removal of 2nd Refrigerator-Freezer | NonEquip | 5 | Refrigerator | 0% | Tech/Econ | 100% | 0 | 0 | 0
Tech | Manufactured Home | Appliances | Freezer | TRC | Turnover | ET31 | Energy Star Freezer | Energy Star Freezer | Equip | 11 | Freezer | 58% | Tech/Econ | 11.6% | 453703.6416 | 58.9612 | 40.8038
Tech | Manufactured Home | Appliances | Freezer | TRC | New | EN37 | Energy Star Freezer | Energy Star Freezer | Equip | 11 | Freezer | 58% | Tech/Econ | 11.6% | 4860.7829 | 0.63168 | 0.43715
Tech | Manufactured Home | Miscellaneous | Fan | TRC | Turnover | ET472 | Energy Star Ceiling Fan | Energy Star Ceiling Fan | Equip | 20 | Fan | 34% | Tech/Econ | 68.69% | 352989.5061 | 0 | 0.039742
Tech | Manufactured Home | Miscellaneous | Fan | TRC | Turnover | ET463 | Energy Star Bathroom Ventilating Fan | Energy Star Bathroom Ventilating Fan | Equip | 10 | Fan | 72% | Tech/Econ | 62.65% | 522527.893 | 18.2907 | 73.1627
Tech | Manufactured Home | Miscellaneous | Fan | TRC | New | EN478 | Energy Star Ceiling Fan | Energy Star Ceiling Fan | Equip | 20 | Fan | 34% | Tech/Econ | 68.69% | 3781.7756 | 0 | 0.00078979
Tech | Manufactured Home | Miscellaneous | Fan | TRC | New | EN469 | Energy Star Bathroom Ventilating Fan | Energy Star Bathroom Ventilating Fan | Equip | 10 | Fan | 72% | Tech/Econ | 62.65% | 5131.6246 | 0.17963 | 0.71851
Tech | Manufactured Home | Lighting | Exterior screw-in | TRC | New | NN916 | Interior Lighting Controls | Interior Lighting Controls | NonEquip | 8 | Interior screw-in | 0% | Tech/Econ | 28.57% | 0 | 0 | 0
Tech | Manufactured Home | Lighting | Exterior screw-in | TRC | New | NN910 | Exterior Lighting Controls | Exterior Lighting Controls | NonEquip | 10 | Exterior screw-in | 0% | Tech/Econ | 50% | 0 | 0 | 0
Tech | Manufactured Home | Lighting | Exterior screw-in | TRC | Existing | NE913 | Interior Lighting Controls | Interior Lighting Controls | NonEquip | 8 | Interior screw-in | 0% | Tech/Econ | 28.57% | 0 | 0 | 0
Tech | Manufactured Home | Lighting | Exterior screw-in | TRC | Existing | NE907 | Exterior Lighting Controls | Exterior Lighting Controls | NonEquip | 10 | Exterior screw-in | 0% | Tech/Econ | 50% | 0 | 0 | 0
Tech | Manufactured Home | Lighting | Exterior screw-in | TRC | Turnover | ET409 | LED - 9W Flood (Exterior) | LED - 9W Flood (Exterior) | Equip | 10 | Exterior screw-in | 22% | Tech/Econ | 86.15% | 117782.5543 | 0 | 0
Tech | Manufactured Home | Lighting | Exterior screw-in | TRC | Turnover | ET364 | CFL - 15W Flood (Exterior) | CFL - 15W Flood (Exterior) | Equip | 7.8 | Exterior screw-in | 0% | Tech/Econ | 76.92% | 0 | 0 | 0
Tech | Manufactured Home | Lighting | Exterior screw-in | TRC | New | EN415 | LED - 9W Flood (Exterior) | LED - 9W Flood (Exterior) | Equip | 10 | Exterior screw-in | 22% | Tech/Econ | 86.15% | 1261.8709 | 0 | 0
Tech | Manufactured Home | Lighting | Exterior screw-in | TRC | New | EN370 | CFL - 15W Flood (Exterior) | CFL - 15W Flood (Exterior) | Equip | 7.8 | Exterior screw-in | 0% | Tech/Econ | 76.92% | 0 | 0 | 0
Tech | Manufactured Home | Appliances | Dishwasher | TRC | New | NN538 | Removal of 2nd Refrigerator-Freezer | Removal of 2nd Refrigerator-Freezer | NonEquip | 5 | Refrigerator | 0% | Tech/Econ | 100% | 0 | 0 | 0
Tech | Manufactured Home | Appliances | Dishwasher | TRC | Existing | NE535 | Removal of 2nd Refrigerator-Freezer | Removal of 2nd Refrigerator-Freezer | NonEquip | 5 | Refrigerator | 0% | Tech/Econ | 100% | 0 | 0 | 0
Tech | Manufactured Home | Appliances | Dishwasher | TRC | Turnover | ET22 | Energy Star Dishwasher | Energy Star Dishwasher | Equip | 10 | Dishwasher | 9% | Tech/Econ | 13.13% | 57606.8505 | 6.3071 | 6.8565
Tech | Manufactured Home | Appliances | Dishwasher | TRC | New | EN28 | Energy Star Dishwasher | Energy Star Dishwasher | Equip | 10 | Dishwasher | 9% | Tech/Econ | 13.13% | 617.1747 | 0.067572 | 0.073457
Tech | Manufactured Home | Domestic Hot Water | Conventional Tank | TRC | New | NN592 | Water Heater Timeclock | Water Heater Timeclock | NonEquip | 7 |  | 45% | Tech/Econ | 5% | 0 | 0 | 0
Tech | Manufactured Home | Domestic Hot Water | Conventional Tank | TRC | New | NN586 | Water Heater Thermostat Setback | Water Heater Thermostat Setback | NonEquip | 4 |  | 0.9177% | Tech/Econ | 1.494% | 0 | 0 | 0
Tech | Manufactured Home | Domestic Hot Water | Conventional Tank | TRC | New | NN580 | Water Heater Blanket | Water Heater Blanket | NonEquip | 7 |  | 1.582% | Tech/Econ | 10.31% | 528.7198 | 0.047622 | 0.10251
Tech | Manufactured Home | Domestic Hot Water | Conventional Tank | TRC | New | NN574 | Thermostatic Shower Restriction Valve | Thermostatic Shower Restriction Valve | NonEquip | 10 |  | 16% | Tech/Econ | 2.95% | 0 | 0 | 0
Tech | Manufactured Home | Domestic Hot Water | Conventional Tank | TRC | New | NN568 | Low Flow Showerhead | Low Flow Showerhead | NonEquip | 9 |  | 80% | Tech/Econ | 9.393% | 24315.6133 | 2.1901 | 4.7145
Tech | Manufactured Home | Domestic Hot Water | Conventional Tank | TRC | New | NN562 | Hot Water Pipe Insulation | Hot Water Pipe Insulation | NonEquip | 13 |  | 15% | Tech/Econ | 7.656% | 2043.1962 | 0.18403 | 0.39615
Tech | Manufactured Home | Domestic Hot Water | Conventional Tank | TRC | New | NN556 | Heat Trap | Heat Trap | NonEquip | 10 |  | 12% | Tech/Econ | 4.211% | 0 | 0 | 0
Tech | Manufactured Home | Domestic Hot Water | Conventional Tank | TRC | New | NN550 | Faucet Aerator | Faucet Aerator | NonEquip | 10 |  | 18% | Tech/Econ | 0.9235% | 0 | 0 | 0
Tech | Manufactured Home | Domestic Hot Water | Conventional Tank | TRC | New | NN544 | Drain Water Heat Recovery | Drain Water Heat Recovery | NonEquip | 15 |  | 9.5% | Tech/Econ | 12.3% | 3831.9318 | 0.34515 | 0.74296
Tech | Manufactured Home | Domestic Hot Water | Conventional Tank | TRC | Existing | NE589 | Water Heater Timeclock | Water Heater Timeclock | NonEquip | 7 |  | 47.61% | Tech/Econ | 5% | 671105.7446 | 0 | 0
Tech | Manufactured Home | Domestic Hot Water | Conventional Tank | TRC | Existing | NE583 | Water Heater Thermostat Setback | Water Heater Thermostat Setback | NonEquip | 4 |  | 0% | Tech/Econ | 1.494% | 0 | 0 | 0
Tech | Manufactured Home | Domestic Hot Water | Conventional Tank | TRC | Existing | NE577 | Water Heater Blanket | Water Heater Blanket | NonEquip | 7 |  | 9.142% | Tech/Econ | 10.78% | 298068.3516 | 26.8473 | 57.7914
Tech | Manufactured Home | Domestic Hot Water | Conventional Tank | TRC | Existing | NE571 | Thermostatic Shower Restriction Valve | Thermostatic Shower Restriction Valve | NonEquip | 10 |  | 0% | Tech/Econ | 2.95% | 0 | 0 | 0
Tech | Manufactured Home | Domestic Hot Water | Conventional Tank | TRC | Existing | NE565 | Low Flow Showerhead | Low Flow Showerhead | NonEquip | 9 |  | 36% | Tech/Econ | 9.393% | 1012913.932 | 91.234 | 196.3904
Tech | Manufactured Home | Domestic Hot Water | Conventional Tank | TRC | Existing | NE559 | Hot Water Pipe Insulation | Hot Water Pipe Insulation | NonEquip | 13 |  | 33.75% | Tech/Econ | 7.656% | 747809.3959 | 67.3558 | 144.9902
Tech | Manufactured Home | Domestic Hot Water | Conventional Tank | TRC | Existing | NE553 | Heat Trap | Heat Trap | NonEquip | 10 |  | 0% | Tech/Econ | 4.211% | 0 | 0 | 0
Tech | Manufactured Home | Domestic Hot Water | Conventional Tank | TRC | Existing | NE547 | Faucet Aerator | Faucet Aerator | NonEquip | 10 |  | 40.5% | Tech/Econ | 2.216% | 247049.4544 | 22.252 | 47.8996
Tech | Manufactured Home | Domestic Hot Water | Conventional Tank | TRC | Existing | NE541 | Drain Water Heat Recovery | Drain Water Heat Recovery | NonEquip | 15 |  | 9.5% | Tech/Econ | 12.3% | 357671.0684 | 32.2157 | 69.3476
Tech | Manufactured Home | Domestic Hot Water | Conventional Tank | TRC | Turnover | ET982 | Solar Water Heater | Solar Water Heater | Equip | 15 | Conventional Tank | 21.56% | Tech/Econ | 76.67% | 7316448.602 | 546.8454 | 76.7739
Tech | Manufactured Home | Domestic Hot Water | Conventional Tank | TRC | Turnover | ET973 | Heat Pump Water Heater | Heat Pump Water Heater | Equip | 10 | Conventional Tank | 27.44% | Tech/Econ | 62.51% | 6337554.143 | 426.1217 | 1591.6918
Tech | Manufactured Home | Domestic Hot Water | Conventional Tank | TRC | New | EN988 | Solar Water Heater | Solar Water Heater | Equip | 15 | Conventional Tank | 21.56% | Tech/Econ | 76.67% | 78385.2387 | 5.8587 | 0.82252
Tech | Manufactured Home | Domestic Hot Water | Conventional Tank | TRC | New | EN979 | Heat Pump Water Heater | Heat Pump Water Heater | Equip | 10 | Conventional Tank | 27.44% | Tech/Econ | 62.51% | 67897.7904 | 4.5653 | 17.0527
Tech | Manufactured Home | Appliances | Clothes washer | TRC | New | NN538 | Removal of 2nd Refrigerator-Freezer | Removal of 2nd Refrigerator-Freezer | NonEquip | 5 | Refrigerator | 0% | Tech/Econ | 100% | 0 | 0 | 0
Tech | Manufactured Home | Appliances | Clothes washer | TRC | Existing | NE535 | Removal of 2nd Refrigerator-Freezer | Removal of 2nd Refrigerator-Freezer | NonEquip | 5 | Refrigerator | 0% | Tech/Econ | 100% | 0 | 0 | 0
Tech | Manufactured Home | Appliances | Clothes washer | TRC | Turnover | ET13 | Energy Star Clothes Washer | Energy Star Clothes Washer | Equip | 11 | Clothes washer | 54% | Tech/Econ | 37.8% | 340966.356 | 53.621 | 31.1433
Tech | Manufactured Home | Appliances | Clothes washer | TRC | New | EN19 | Energy Star Clothes Washer | Energy Star Clothes Washer | Equip | 11 | Clothes washer | 54% | Tech/Econ | 37.8% | 3652.9648 | 0.57447 | 0.33366
Tech | Manufactured Home | Appliances | Clothes dryer | TRC | New | NN538 | Removal of 2nd Refrigerator-Freezer | Removal of 2nd Refrigerator-Freezer | NonEquip | 5 | Refrigerator | 0% | Tech/Econ | 100% | 0 | 0 | 0
Tech | Manufactured Home | Appliances | Clothes dryer | TRC | Existing | NE535 | Removal of 2nd Refrigerator-Freezer | Removal of 2nd Refrigerator-Freezer | NonEquip | 5 | Refrigerator | 0% | Tech/Econ | 100% | 0 | 0 | 0
Tech | Manufactured Home | Appliances | Clothes dryer | TRC | Turnover | ET49 | Heat Pump Clothes Dryer | Heat Pump Clothes Dryer | Equip | 12 | Clothes dryer | 54% | Tech/Econ | 30.89% | 3303500.303 | 519.5144 | 301.7364
Tech | Manufactured Home | Appliances | Clothes dryer | TRC | Turnover | ET4 | Energy Star Clothes Dryer | Energy Star Clothes Dryer | Equip | 11 | Clothes dryer | 46% | Tech/Econ | 20.87% | 1583823.198 | 249.0749 | 144.6639
Tech | Manufactured Home | Appliances | Clothes dryer | TRC | New | EN55 | Heat Pump Clothes Dryer | Heat Pump Clothes Dryer | Equip | 12 | Clothes dryer | 54% | Tech/Econ | 30.89% | 35392.2611 | 5.5659 | 3.2327
Tech | Manufactured Home | Appliances | Clothes dryer | TRC | New | EN10 | Energy Star Clothes Dryer | Energy Star Clothes Dryer | Equip | 11 | Clothes dryer | 46% | Tech/Econ | 20.87% | 16968.3908 | 2.6685 | 1.5499
Tech | Manufactured Home | Space Heating | Central forced air | TRC | New | NN898 | Wall Insulation | Wall Insulation | NonEquip | 20 |  | 6.75% | Tech/Econ | 0% | 0 | 0 | 0
Tech | Manufactured Home | Space Heating | Central forced air | TRC | New | NN886 | Storm Door | Storm Door | NonEquip | 20 |  | 0% | Tech/Econ | 0.7335% | 0 | 0 | 0
Tech | Manufactured Home | Space Heating | Central forced air | TRC | New | NN868 | Spray Foam Insulation(Base R30) | Spray Foam Insulation(Base R30) | NonEquip | 20 |  | 72% | Tech/Econ | 15.85% | 25309.6623 | 0 | 46.7234
Tech | Manufactured Home | Space Heating | Central forced air | TRC | New | NN856 | Spray Foam Insulation(Base R2) | Spray Foam Insulation(Base R2) | NonEquip | 20 |  | 0% | Tech/Econ | 53.56% | 0 | 0 | 0
Tech | Manufactured Home | Space Heating | Central forced air | TRC | New | NN844 | Spray Foam Insulation(Base R19) | Spray Foam Insulation(Base R19) | NonEquip | 20 |  | 0% | Tech/Econ | 21.82% | 0 | 0 | 0
Tech | Manufactured Home | Space Heating | Central forced air | TRC | New | NN832 | Spray Foam Insulation(Base R12) | Spray Foam Insulation(Base R12) | NonEquip | 20 |  | 0% | Tech/Econ | 29.01% | 0 | 0 | 0
Tech | Manufactured Home | Space Heating | Central forced air | TRC | New | NN826 | Smart Thermostat | Smart Thermostat | NonEquip | 11 |  | 90% | Tech/Econ | 4% | 0 | 0 | 0
Tech | Manufactured Home | Space Heating | Central forced air | TRC | New | NN814 | Sealed crawlspace | Sealed crawlspace | NonEquip | 11 |  | 5.88% | Tech/Econ | 0% | 0 | 0 | 0
Tech | Manufactured Home | Space Heating | Central forced air | TRC | New | NN796 | Radiant Barrier | Radiant Barrier | NonEquip | 20 |  | 0.95% | Tech/Econ | 10% | 0 | 0 | 0
Tech | Manufactured Home | Space Heating | Central forced air | TRC | New | NN790 | Programmable Thermostat | Programmable Thermostat | NonEquip | 11 |  | 2% | Tech/Econ | 1.72% | 0 | 0 | 0
Tech | Manufactured Home | Space Heating | Central forced air | TRC | New | NN778 | HVAC ECM Motor | HVAC ECM Motor | NonEquip | 15 |  | 40.5% | Tech/Econ | 0.4503% | 0 | 0 | 0
Tech | Manufactured Home | Space Heating | Central forced air | TRC | New | NN766 | Home Energy Management System | Home Energy Management System | NonEquip | 11 |  | 6.5% | Tech/Econ | 15% | 1916.1427 | 0 | 0.23916
Tech | Manufactured Home | Space Heating | Central forced air | TRC | New | NN742 | Green Roof | Green Roof | NonEquip | 20 |  | 2.7% | Tech/Econ | 14.65% | 769.9831 | 0 | 0.68566
Tech | Manufactured Home | Space Heating | Central forced air | TRC | New | NN724 | Energy Star Windows | Energy Star Windows | NonEquip | 20 |  | 19% | Tech/Econ | 0.8568% | 0 | 0 | 0
Tech | Manufactured Home | Space Heating | Central forced air | TRC | New | NN712 | Energy Star Door | Energy Star Door | NonEquip | 20 |  | 14.25% | Tech/Econ | 0.9134% | 0 | 0 | 0
Tech | Manufactured Home | Space Heating | Central forced air | TRC | New | NN700 | Energy Star Certified Roof Products | Energy Star Certified Roof Products | NonEquip | 20 |  | 54% | Tech/Econ | 12.5% | 4555.2712 | 0 | 4.0564
Tech | Manufactured Home | Space Heating | Central forced air | TRC | New | NN688 | Duct Repair | Duct Repair | NonEquip | 11 |  | 0% | Tech/Econ | 0% | 0 | 0 | 0
Tech | Manufactured Home | Space Heating | Central forced air | TRC | New | NN676 | Duct Insulation | Duct Insulation | NonEquip | 15 |  | 0% | Tech/Econ | 0% | 0 | 0 | 0
Tech | Manufactured Home | Space Heating | Central forced air | TRC | New | NN652 | Ceiling Insulation(R30 to R38) | Ceiling Insulation(R30 to R38) | NonEquip | 20 |  | 8% | Tech/Econ | 3.233% | 0 | 0 | 0
Tech | Manufactured Home | Space Heating | Central forced air | TRC | New | NN640 | Ceiling Insulation(R2 to R38) | Ceiling Insulation(R2 to R38) | NonEquip | 20 |  | 0% | Tech/Econ | 48.55% | 0 | 0 | 0
Tech | Manufactured Home | Space Heating | Central forced air | TRC | New | NN628 | Ceiling Insulation(R19 to R38) | Ceiling Insulation(R19 to R38) | NonEquip | 20 |  | 0% | Tech/Econ | 10.49% | 0 | 0 | 0
Tech | Manufactured Home | Space Heating | Central forced air | TRC | New | NN616 | Ceiling Insulation(R12 to R38) | Ceiling Insulation(R12 to R38) | NonEquip | 20 |  | 0% | Tech/Econ | 19.59% | 0 | 0 | 0
Tech | Manufactured Home | Space Heating | Central forced air | TRC | New | NN610 | Air Sealing-Infiltration Control | Air Sealing-Infiltration Control | NonEquip | 11 |  | 52% | Tech/Econ | 0% | 0 | 0 | 0
Tech | Manufactured Home | Space Heating | Central forced air | TRC | Existing | NE895 | Wall Insulation | Wall Insulation | NonEquip | 20 |  | 6.75% | Tech/Econ | 34.34% | 448018.4046 | 0 | 398.9546
Tech | Manufactured Home | Space Heating | Central forced air | TRC | Existing | NE883 | Storm Door | Storm Door | NonEquip | 20 |  | 0% | Tech/Econ | 1.107% | 0 | 0 | 0
Tech | Manufactured Home | Space Heating | Central forced air | TRC | Existing | NE865 | Spray Foam Insulation(Base R30) | Spray Foam Insulation(Base R30) | NonEquip | 20 |  | 35.13% | Tech/Econ | 15.85% | 973454.8176 | 0 | 1797.0651
Tech | Manufactured Home | Space Heating | Central forced air | TRC | Existing | NE853 | Spray Foam Insulation(Base R2) | Spray Foam Insulation(Base R2) | NonEquip | 20 |  | 14.63% | Tech/Econ | 53.56% | 1655980.736 | 0 | 1815.7018
Tech | Manufactured Home | Space Heating | Central forced air | TRC | Existing | NE841 | Spray Foam Insulation(Base R19) | Spray Foam Insulation(Base R19) | NonEquip | 20 |  | 5.725% | Tech/Econ | 21.82% | 221868.8861 | 0 | 339.6144
Tech | Manufactured Home | Space Heating | Central forced air | TRC | Existing | NE829 | Spray Foam Insulation(Base R12) | Spray Foam Insulation(Base R12) | NonEquip | 20 |  | 14.21% | Tech/Econ | 29.01% | 778520.9103 | 0 | 996.6217
Tech | Manufactured Home | Space Heating | Central forced air | TRC | Existing | NE823 | Smart Thermostat | Smart Thermostat | NonEquip | 11 |  | 90% | Tech/Econ | 4% | 481443.6009 | 0 | 0
Tech | Manufactured Home | Space Heating | Central forced air | TRC | Existing | NE811 | Sealed crawlspace | Sealed crawlspace | NonEquip | 11 |  | 5.88% | Tech/Econ | 1.298% | 9777.814 | 0 | 9.9289
Tech | Manufactured Home | Space Heating | Central forced air | TRC | Existing | NE793 | Radiant Barrier | Radiant Barrier | NonEquip | 20 |  | 0.95% | Tech/Econ | 10% | 13341.2114 | 0 | 10.44
Tech | Manufactured Home | Space Heating | Central forced air | TRC | Existing | NE787 | Programmable Thermostat | Programmable Thermostat | NonEquip | 11 |  | 2% | Tech/Econ | 1.72% | 4408.1716 | 0 | 0
Tech | Manufactured Home | Space Heating | Central forced air | TRC | Existing | NE763 | Home Energy Management System | Home Energy Management System | NonEquip | 11 |  | 6.5% | Tech/Econ | 15% | 160984.7067 | 0 | 17.363
Tech | Manufactured Home | Space Heating | Central forced air | TRC | Existing | NE745 | Heat Pump Tune Up | Heat Pump Tune Up | NonEquip | 2 | Heat pump-heating | 0% | Tech/Econ | 5% | 0 | 0 | 0
Tech | Manufactured Home | Space Heating | Central forced air | TRC | Existing | NE739 | Green Roof | Green Roof | NonEquip | 20 |  | 0.225% | Tech/Econ | 14.65% | 5390.8436 | 0 | 4.8005
Tech | Manufactured Home | Space Heating | Central forced air | TRC | Existing | NE727 | Floor Insulation | Floor Insulation | NonEquip | 20 |  | 8% | Tech/Econ | 0.5847% | 5976.8532 | 0 | 3.677
Tech | Manufactured Home | Space Heating | Central forced air | TRC | Existing | NE721 | Energy Star Windows | Energy Star Windows | NonEquip | 20 |  | 19% | Tech/Econ | 2.504% | 61266.0664 | 0 | 78.443
Tech | Manufactured Home | Space Heating | Central forced air | TRC | Existing | NE709 | Energy Star Door | Energy Star Door | NonEquip | 20 |  | 14.25% | Tech/Econ | 1.287% | 23477.263 | 0 | 29.0163
Tech | Manufactured Home | Space Heating | Central forced air | TRC | Existing | NE697 | Energy Star Certified Roof Products | Energy Star Certified Roof Products | NonEquip | 20 |  | 54% | Tech/Econ | 12.5% | 1103279.156 | 0 | 982.4559
Tech | Manufactured Home | Space Heating | Central forced air | TRC | Existing | NE685 | Duct Repair | Duct Repair | NonEquip | 11 |  | 65% | Tech/Econ | 12% | 1188844.582 | 0 | 1058.6508
Tech | Manufactured Home | Space Heating | Central forced air | TRC | Existing | NE673 | Duct Insulation | Duct Insulation | NonEquip | 15 |  | 0% | Tech/Econ | 2.045% | 0 | 0 | 0
Tech | Manufactured Home | Space Heating | Central forced air | TRC | Existing | NE649 | Ceiling Insulation(R30 to R38) | Ceiling Insulation(R30 to R38) | NonEquip | 20 |  | 3.904% | Tech/Econ | 3.233% | 16271.3229 | 0 | 16.6127
Tech | Manufactured Home | Space Heating | Central forced air | TRC | Existing | NE637 | Ceiling Insulation(R2 to R38) | Ceiling Insulation(R2 to R38) | NonEquip | 20 |  | 1.625% | Tech/Econ | 48.55% | 153720.6476 | 0 | 149.0368
Tech | Manufactured Home | Space Heating | Central forced air | TRC | Existing | NE625 | Ceiling Insulation(R19 to R38) | Ceiling Insulation(R19 to R38) | NonEquip | 20 |  | 0.6361% | Tech/Econ | 10.49% | 9372.2528 | 0 | 9.5376
Tech | Manufactured Home | Space Heating | Central forced air | TRC | Existing | NE613 | Ceiling Insulation(R12 to R38) | Ceiling Insulation(R12 to R38) | NonEquip | 20 |  | 1.579% | Tech/Econ | 19.59% | 54241.1424 | 0 | 52.6462
Tech | Manufactured Home | Space Heating | Central forced air | TRC | Existing | NE607 | Air Sealing-Infiltration Control | Air Sealing-Infiltration Control | NonEquip | 11 |  | 52% | Tech/Econ | 9% | 656605.8286 | 0 | 584.699
Tech | Manufactured Home | Space Heating | Central forced air | TRC | Turnover | ET355 | Variable Refrigerant Flow (VRF) HVAC Systems | Variable Refrigerant Flow (VRF) HVAC Systems | Equip | 13 | Central forced air | 7.175% | Tech/Econ | 26.4% | 342854.8537 | 0 | 62.3101
Tech | Manufactured Home | Space Heating | Central forced air | TRC | New | EN361 | Variable Refrigerant Flow (VRF) HVAC Systems | Variable Refrigerant Flow (VRF) HVAC Systems | Equip | 13 | Central forced air | 7.773% | Tech/Econ | 26.4% | 4646.6813 | 0 | 0.84448
Tech | Manufactured Home | Space Cooling | CAC | TRC | New | NN922 | Solar Attic Fan | Solar Attic Fan | NonEquip | 15 |  | 0.95% | Tech/Econ | 6% | 0 | 0 | 0
Tech | Manufactured Home | Space Cooling | CAC | TRC | New | NN904 | Window Sun Protection | Window Sun Protection | NonEquip | 10 |  | 30% | Tech/Econ | 2.457% | 0 | 0 | 0
Tech | Manufactured Home | Space Cooling | CAC | TRC | New | NN880 | Storm Door | Storm Door | NonEquip | 20 |  | 0% | Tech/Econ | 1.32% | 0 | 0 | 0
Tech | Manufactured Home | Space Cooling | CAC | TRC | New | NN874 | Spray Foam Insulation(Base R30) | Spray Foam Insulation(Base R30) | NonEquip | 20 |  | 72% | Tech/Econ | 14.32% | 36939.7378 | 17.3608 | 0
Tech | Manufactured Home | Space Cooling | CAC | TRC | New | NN862 | Spray Foam Insulation(Base R2) | Spray Foam Insulation(Base R2) | NonEquip | 20 |  | 0% | Tech/Econ | 33.36% | 0 | 0 | 0
Tech | Manufactured Home | Space Cooling | CAC | TRC | New | NN850 | Spray Foam Insulation(Base R19) | Spray Foam Insulation(Base R19) | NonEquip | 20 |  | 0% | Tech/Econ | 16.36% | 0 | 0 | 0
Tech | Manufactured Home | Space Cooling | CAC | TRC | New | NN838 | Spray Foam Insulation(Base R12) | Spray Foam Insulation(Base R12) | NonEquip | 20 |  | 0% | Tech/Econ | 19.3% | 0 | 0 | 0
Tech | Manufactured Home | Space Cooling | CAC | TRC | New | NN820 | Smart Thermostat | Smart Thermostat | NonEquip | 11 |  | 90% | Tech/Econ | 4% | 0 | 0 | 0
Tech | Manufactured Home | Space Cooling | CAC | TRC | New | NN802 | Radiant Barrier | Radiant Barrier | NonEquip | 20 |  | 0.95% | Tech/Econ | 10% | 0 | 0 | 0
Tech | Manufactured Home | Space Cooling | CAC | TRC | New | NN784 | Programmable Thermostat | Programmable Thermostat | NonEquip | 11 |  | 2% | Tech/Econ | 1.72% | 0 | 0 | 0
Tech | Manufactured Home | Space Cooling | CAC | TRC | New | NN772 | HVAC ECM Motor | HVAC ECM Motor | NonEquip | 15 |  | 40.5% | Tech/Econ | 1.207% | 0 | 0 | 0
Tech | Manufactured Home | Space Cooling | CAC | TRC | New | NN760 | Home Energy Management System | Home Energy Management System | NonEquip | 11 |  | 6.5% | Tech/Econ | 7.12% | 0 | 0 | 0
Tech | Manufactured Home | Space Cooling | CAC | TRC | New | NN736 | Green Roof | Green Roof | NonEquip | 20 |  | 2.7% | Tech/Econ | 14.65% | 1422.7361 | 0.87831 | 0
Tech | Manufactured Home | Space Cooling | CAC | TRC | New | NN718 | Energy Star Windows | Energy Star Windows | NonEquip | 20 |  | 19% | Tech/Econ | 4.078% | 0 | 0 | 0
Tech | Manufactured Home | Space Cooling | CAC | TRC | New | NN706 | Energy Star Door | Energy Star Door | NonEquip | 20 |  | 14.25% | Tech/Econ | 1.643% | 0 | 0 | 0
Tech | Manufactured Home | Space Cooling | CAC | TRC | New | NN694 | Energy Star Certified Roof Products | Energy Star Certified Roof Products | NonEquip | 20 |  | 54% | Tech/Econ | 12.5% | 10158.9153 | 6.2715 | 0
Tech | Manufactured Home | Space Cooling | CAC | TRC | New | NN646 | Ceiling Insulation(R2 to R38) | Ceiling Insulation(R2 to R38) | NonEquip | 20 |  | 0% | Tech/Econ | 25.25% | 0 | 0 | 0
Tech | Manufactured Home | Space Cooling | CAC | TRC | New | NN634 | Ceiling Insulation(R19 to R38) | Ceiling Insulation(R19 to R38) | NonEquip | 20 |  | 0% | Tech/Econ | 3.988% | 0 | 0 | 0
Tech | Manufactured Home | Space Cooling | CAC | TRC | New | NN622 | Ceiling Insulation(R12 to R38) | Ceiling Insulation(R12 to R38) | NonEquip | 20 |  | 0% | Tech/Econ | 7.735% | 0 | 0 | 0
Tech | Manufactured Home | Space Cooling | CAC | TRC | Existing | NE919 | Solar Attic Fan | Solar Attic Fan | NonEquip | 15 |  | 0.95% | Tech/Econ | 6% | 13187.5518 | 4.535 | 0
Tech | Manufactured Home | Space Cooling | CAC | TRC | Existing | NE901 | Window Sun Protection | Window Sun Protection | NonEquip | 10 |  | 30% | Tech/Econ | 2.457% | 163700.1064 | 246.2259 | -112.6917
Tech | Manufactured Home | Space Cooling | CAC | TRC | Existing | NE889 | Wall Insulation | Wall Insulation | NonEquip | 20 |  | 6.75% | Tech/Econ | 4.781% | 74628.7348 | 46.0714 | 0
Tech | Manufactured Home | Space Cooling | CAC | TRC | Existing | NE877 | Storm Door | Storm Door | NonEquip | 20 |  | 0% | Tech/Econ | 1.992% | 0 | 0 | 0
Tech | Manufactured Home | Space Cooling | CAC | TRC | Existing | NE871 | Spray Foam Insulation(Base R30) | Spray Foam Insulation(Base R30) | NonEquip | 20 |  | 35.13% | Tech/Econ | 14.32% | 1541239.134 | 724.347 | 0
Tech | Manufactured Home | Space Cooling | CAC | TRC | Existing | NE859 | Spray Foam Insulation(Base R2) | Spray Foam Insulation(Base R2) | NonEquip | 20 |  | 14.63% | Tech/Econ | 33.36% | 2212746.138 | 1313.6641 | 0
Tech | Manufactured Home | Space Cooling | CAC | TRC | Existing | NE847 | Spray Foam Insulation(Base R19) | Spray Foam Insulation(Base R19) | NonEquip | 20 |  | 5.725% | Tech/Econ | 16.36% | 289576.322 | 146.3136 | 0
Tech | Manufactured Home | Space Cooling | CAC | TRC | Existing | NE835 | Spray Foam Insulation(Base R12) | Spray Foam Insulation(Base R12) | NonEquip | 20 |  | 14.21% | Tech/Econ | 19.3% | 872253.2851 | 341.5319 | 0
Tech | Manufactured Home | Space Cooling | CAC | TRC | Existing | NE817 | Smart Thermostat | Smart Thermostat | NonEquip | 11 |  | 90% | Tech/Econ | 4% | 829736.6155 | 0 | 0
Tech | Manufactured Home | Space Cooling | CAC | TRC | Existing | NE799 | Radiant Barrier | Radiant Barrier | NonEquip | 20 |  | 0.95% | Tech/Econ | 10% | 23215.9763 | 20.7291 | 0
Tech | Manufactured Home | Space Cooling | CAC | TRC | Existing | NE781 | Programmable Thermostat | Programmable Thermostat | NonEquip | 11 |  | 2% | Tech/Econ | 1.72% | 7559.883 | 0 | 0
Tech | Manufactured Home | Space Cooling | CAC | TRC | Existing | NE757 | Home Energy Management System | Home Energy Management System | NonEquip | 11 |  | 6.5% | Tech/Econ | 7.12% | 107571.5076 | 71.8375 | 0
Tech | Manufactured Home | Space Cooling | CAC | TRC | Existing | NE751 | Heat Pump Tune Up | Heat Pump Tune Up | NonEquip | 2 | Heat pump-cooling | 0% | Tech/Econ | 5% | 0 | 0 | 0
Tech | Manufactured Home | Space Cooling | CAC | TRC | Existing | NE733 | Green Roof | Green Roof | NonEquip | 20 |  | 0.225% | Tech/Econ | 14.65% | 10100.329 | 6.2353 | 0
Tech | Manufactured Home | Space Cooling | CAC | TRC | Existing | NE715 | Energy Star Windows | Energy Star Windows | NonEquip | 20 |  | 19% | Tech/Econ | 11.92% | 566380.1287 | 95.245 | 0
Tech | Manufactured Home | Space Cooling | CAC | TRC | Existing | NE703 | Energy Star Door | Energy Star Door | NonEquip | 20 |  | 14.25% | Tech/Econ | 2.316% | 72763.5796 | 19.6954 | 0
Tech | Manufactured Home | Space Cooling | CAC | TRC | Existing | NE691 | Energy Star Certified Roof Products | Energy Star Certified Roof Products | NonEquip | 20 |  | 54% | Tech/Econ | 12.5% | 1963079.299 | 1211.8897 | 0
Tech | Manufactured Home | Space Cooling | CAC | TRC | Existing | NE679 | Duct Repair | Duct Repair | NonEquip | 11 |  | 65% | Tech/Econ | 12% | 2115326.995 | 1305.8785 | 0
Tech | Manufactured Home | Space Cooling | CAC | TRC | Existing | NE667 | Duct Insulation | Duct Insulation | NonEquip | 15 |  | 0% | Tech/Econ | 2.045% | 0 | 0 | 0
Tech | Manufactured Home | Space Cooling | CAC | TRC | Existing | NE661 | Central AC Tune Up | Central AC Tune Up | NonEquip | 2 | CAC | 0% | Tech/Econ | 5% | 0 | 0 | 0
Tech | Manufactured Home | Space Cooling | CAC | TRC | Existing | NE643 | Ceiling Insulation(R2 to R38) | Ceiling Insulation(R2 to R38) | NonEquip | 20 |  | 1.625% | Tech/Econ | 25.25% | 131017.2766 | 62.5768 | 0
Tech | Manufactured Home | Space Cooling | CAC | TRC | Existing | NE631 | Ceiling Insulation(R19 to R38) | Ceiling Insulation(R19 to R38) | NonEquip | 20 |  | 0.6361% | Tech/Econ | 3.988% | 5635.4384 | 3.7313 | 0
Tech | Manufactured Home | Space Cooling | CAC | TRC | Existing | NE619 | Ceiling Insulation(R12 to R38) | Ceiling Insulation(R12 to R38) | NonEquip | 20 |  | 1.579% | Tech/Econ | 7.735% | 28420.9291 | 18.7085 | 0
Tech | Manufactured Home | Space Cooling | CAC | TRC | Existing | NE601 | Air Sealing-Infiltration Control | Air Sealing-Infiltration Control | NonEquip | 11 |  | 52% | Tech/Econ | 9% | 1142605.801 | 705.3776 | 0
Tech | Manufactured Home | Space Cooling | CAC | TRC | Turnover | ET310 | 21 SEER Central AC | 21 SEER Central AC | Equip | 15 | CAC | 78% | Tech/Econ | 33.33% | 11217539.3 | 6925.0491 | 0
Tech | Manufactured Home | Space Cooling | CAC | TRC | Turnover | ET265 | 18 SEER Central AC | 18 SEER Central AC | Equip | 15 | CAC | 0% | Tech/Econ | 22.22% | 0 | 0 | 0
Tech | Manufactured Home | Space Cooling | CAC | TRC | Turnover | ET238 | 17 SEER Central AC | 17 SEER Central AC | Equip | 15 | CAC | 0% | Tech/Econ | 17.65% | 0 | 0 | 0
Tech | Manufactured Home | Space Cooling | CAC | TRC | Turnover | ET211 | 16 SEER Central AC | 16 SEER Central AC | Equip | 15 | CAC | 0% | Tech/Econ | 12.5% | 0 | 0 | 0
Tech | Manufactured Home | Space Cooling | CAC | TRC | Turnover | ET184 | 15 SEER Central AC | 15 SEER Central AC | Equip | 15 | CAC | 0% | Tech/Econ | 6.667% | 0 | 0 | 0
Tech | Manufactured Home | Space Cooling | CAC | TRC | New | EN316 | 21 SEER Central AC | 21 SEER Central AC | Equip | 15 | CAC | 78% | Tech/Econ | 33.33% | 126343.4855 | 77.997 | 0
Tech | Manufactured Home | Space Cooling | CAC | TRC | New | EN271 | 18 SEER Central AC | 18 SEER Central AC | Equip | 15 | CAC | 0% | Tech/Econ | 22.22% | 0 | 0 | 0
Tech | Manufactured Home | Space Cooling | CAC | TRC | New | EN244 | 17 SEER Central AC | 17 SEER Central AC | Equip | 15 | CAC | 0% | Tech/Econ | 17.65% | 0 | 0 | 0
Tech | Manufactured Home | Space Cooling | CAC | TRC | New | EN217 | 16 SEER Central AC | 16 SEER Central AC | Equip | 15 | CAC | 0% | Tech/Econ | 12.5% | 0 | 0 | 0
Tech | Manufactured Home | Space Cooling | CAC | TRC | New | EN190 | 15 SEER Central AC | 15 SEER Central AC | Equip | 15 | CAC | 0% | Tech/Econ | 6.667% | 0 | 0 | 0
Tech | Manufactured Home | Space Heating | Baseboards | TRC | New | NN898 | Wall Insulation | Wall Insulation | NonEquip | 20 |  | 6.75% | Tech/Econ | 0% | 0 | 0 | 0
Tech | Manufactured Home | Space Heating | Baseboards | TRC | New | NN886 | Storm Door | Storm Door | NonEquip | 20 |  | 0% | Tech/Econ | 0.7335% | 0 | 0 | 0
Tech | Manufactured Home | Space Heating | Baseboards | TRC | New | NN868 | Spray Foam Insulation(Base R30) | Spray Foam Insulation(Base R30) | NonEquip | 20 |  | 72% | Tech/Econ | 15.85% | 0 | 0 | 0
Tech | Manufactured Home | Space Heating | Baseboards | TRC | New | NN856 | Spray Foam Insulation(Base R2) | Spray Foam Insulation(Base R2) | NonEquip | 20 |  | 0% | Tech/Econ | 53.56% | 0 | 0 | 0
Tech | Manufactured Home | Space Heating | Baseboards | TRC | New | NN844 | Spray Foam Insulation(Base R19) | Spray Foam Insulation(Base R19) | NonEquip | 20 |  | 0% | Tech/Econ | 21.82% | 0 | 0 | 0
Tech | Manufactured Home | Space Heating | Baseboards | TRC | New | NN832 | Spray Foam Insulation(Base R12) | Spray Foam Insulation(Base R12) | NonEquip | 20 |  | 0% | Tech/Econ | 29.01% | 0 | 0 | 0
Tech | Manufactured Home | Space Heating | Baseboards | TRC | New | NN826 | Smart Thermostat | Smart Thermostat | NonEquip | 11 |  | 90% | Tech/Econ | 4% | 0 | 0 | 0
Tech | Manufactured Home | Space Heating | Baseboards | TRC | New | NN814 | Sealed crawlspace | Sealed crawlspace | NonEquip | 11 |  | 5.88% | Tech/Econ | 0% | 0 | 0 | 0
Tech | Manufactured Home | Space Heating | Baseboards | TRC | New | NN796 | Radiant Barrier | Radiant Barrier | NonEquip | 20 |  | 0.95% | Tech/Econ | 10% | 0 | 0 | 0
Tech | Manufactured Home | Space Heating | Baseboards | TRC | New | NN790 | Programmable Thermostat | Programmable Thermostat | NonEquip | 11 |  | 2% | Tech/Econ | 1.72% | 0 | 0 | 0
Tech | Manufactured Home | Space Heating | Baseboards | TRC | New | NN778 | HVAC ECM Motor | HVAC ECM Motor | NonEquip | 15 |  | 40.5% | Tech/Econ | 0.4503% | 0 | 0 | 0
Tech | Manufactured Home | Space Heating | Baseboards | TRC | New | NN766 | Home Energy Management System | Home Energy Management System | NonEquip | 11 |  | 6.5% | Tech/Econ | 15% | 0 | 0 | 0
Tech | Manufactured Home | Space Heating | Baseboards | TRC | New | NN748 | Heat Pump Tune Up | Heat Pump Tune Up | NonEquip | 2 | Heat pump-heating | 0% | Tech/Econ | 0% | 0 | 0 | 0
Tech | Manufactured Home | Space Heating | Baseboards | TRC | New | NN742 | Green Roof | Green Roof | NonEquip | 20 |  | 2.7% | Tech/Econ | 14.65% | 0 | 0 | 0
Tech | Manufactured Home | Space Heating | Baseboards | TRC | New | NN724 | Energy Star Windows | Energy Star Windows | NonEquip | 20 |  | 19% | Tech/Econ | 0.8568% | 0 | 0 | 0
Tech | Manufactured Home | Space Heating | Baseboards | TRC | New | NN712 | Energy Star Door | Energy Star Door | NonEquip | 20 |  | 14.25% | Tech/Econ | 0.9134% | 0 | 0 | 0
Tech | Manufactured Home | Space Heating | Baseboards | TRC | New | NN700 | Energy Star Certified Roof Products | Energy Star Certified Roof Products | NonEquip | 20 |  | 54% | Tech/Econ | 12.5% | 0 | 0 | 0
Tech | Manufactured Home | Space Heating | Baseboards | TRC | New | NN688 | Duct Repair | Duct Repair | NonEquip | 11 |  | 0% | Tech/Econ | 0% | 0 | 0 | 0
Tech | Manufactured Home | Space Heating | Baseboards | TRC | New | NN676 | Duct Insulation | Duct Insulation | NonEquip | 15 |  | 0% | Tech/Econ | 0% | 0 | 0 | 0
Tech | Manufactured Home | Space Heating | Baseboards | TRC | New | NN652 | Ceiling Insulation(R30 to R38) | Ceiling Insulation(R30 to R38) | NonEquip | 20 |  | 8% | Tech/Econ | 3.233% | 0 | 0 | 0
Tech | Manufactured Home | Space Heating | Baseboards | TRC | New | NN640 | Ceiling Insulation(R2 to R38) | Ceiling Insulation(R2 to R38) | NonEquip | 20 |  | 0% | Tech/Econ | 48.55% | 0 | 0 | 0
Tech | Manufactured Home | Space Heating | Baseboards | TRC | New | NN628 | Ceiling Insulation(R19 to R38) | Ceiling Insulation(R19 to R38) | NonEquip | 20 |  | 0% | Tech/Econ | 10.49% | 0 | 0 | 0
Tech | Manufactured Home | Space Heating | Baseboards | TRC | New | NN616 | Ceiling Insulation(R12 to R38) | Ceiling Insulation(R12 to R38) | NonEquip | 20 |  | 0% | Tech/Econ | 19.59% | 0 | 0 | 0
Tech | Manufactured Home | Space Heating | Baseboards | TRC | New | NN610 | Air Sealing-Infiltration Control | Air Sealing-Infiltration Control | NonEquip | 11 |  | 52% | Tech/Econ | 0% | 0 | 0 | 0
Tech | Manufactured Home | Space Heating | Baseboards | TRC | Existing | NE895 | Wall Insulation | Wall Insulation | NonEquip | 20 |  | 6.75% | Tech/Econ | 34.34% | 0 | 0 | 0
Tech | Manufactured Home | Space Heating | Baseboards | TRC | Existing | NE883 | Storm Door | Storm Door | NonEquip | 20 |  | 0% | Tech/Econ | 1.107% | 0 | 0 | 0
Tech | Manufactured Home | Space Heating | Baseboards | TRC | Existing | NE865 | Spray Foam Insulation(Base R30) | Spray Foam Insulation(Base R30) | NonEquip | 20 |  | 35.13% | Tech/Econ | 15.85% | 0 | 0 | 0
Tech | Manufactured Home | Space Heating | Baseboards | TRC | Existing | NE853 | Spray Foam Insulation(Base R2) | Spray Foam Insulation(Base R2) | NonEquip | 20 |  | 14.63% | Tech/Econ | 53.56% | 0 | 0 | 0
Tech | Manufactured Home | Space Heating | Baseboards | TRC | Existing | NE841 | Spray Foam Insulation(Base R19) | Spray Foam Insulation(Base R19) | NonEquip | 20 |  | 5.725% | Tech/Econ | 21.82% | 0 | 0 | 0
Tech | Manufactured Home | Space Heating | Baseboards | TRC | Existing | NE829 | Spray Foam Insulation(Base R12) | Spray Foam Insulation(Base R12) | NonEquip | 20 |  | 14.21% | Tech/Econ | 29.01% | 0 | 0 | 0
Tech | Manufactured Home | Space Heating | Baseboards | TRC | Existing | NE823 | Smart Thermostat | Smart Thermostat | NonEquip | 11 |  | 90% | Tech/Econ | 4% | 0 | 0 | 0
Tech | Manufactured Home | Space Heating | Baseboards | TRC | Existing | NE811 | Sealed crawlspace | Sealed crawlspace | NonEquip | 11 |  | 5.88% | Tech/Econ | 1.298% | 0 | 0 | 0
Tech | Manufactured Home | Space Heating | Baseboards | TRC | Existing | NE793 | Radiant Barrier | Radiant Barrier | NonEquip | 20 |  | 0.95% | Tech/Econ | 10% | 0 | 0 | 0
Tech | Manufactured Home | Space Heating | Baseboards | TRC | Existing | NE787 | Programmable Thermostat | Programmable Thermostat | NonEquip | 11 |  | 2% | Tech/Econ | 1.72% | 0 | 0 | 0
Tech | Manufactured Home | Space Heating | Baseboards | TRC | Existing | NE763 | Home Energy Management System | Home Energy Management System | NonEquip | 11 |  | 6.5% | Tech/Econ | 15% | 0 | 0 | 0
Tech | Manufactured Home | Space Heating | Baseboards | TRC | Existing | NE745 | Heat Pump Tune Up | Heat Pump Tune Up | NonEquip | 2 | Heat pump-heating | 0% | Tech/Econ | 5% | 0 | 0 | 0
Tech | Manufactured Home | Space Heating | Baseboards | TRC | Existing | NE739 | Green Roof | Green Roof | NonEquip | 20 |  | 0.225% | Tech/Econ | 14.65% | 0 | 0 | 0
Tech | Manufactured Home | Space Heating | Baseboards | TRC | Existing | NE727 | Floor Insulation | Floor Insulation | NonEquip | 20 |  | 8% | Tech/Econ | 0.5847% | 0 | 0 | 0
Tech | Manufactured Home | Space Heating | Baseboards | TRC | Existing | NE721 | Energy Star Windows | Energy Star Windows | NonEquip | 20 |  | 19% | Tech/Econ | 2.504% | 0 | 0 | 0
Tech | Manufactured Home | Space Heating | Baseboards | TRC | Existing | NE709 | Energy Star Door | Energy Star Door | NonEquip | 20 |  | 14.25% | Tech/Econ | 1.287% | 0 | 0 | 0
Tech | Manufactured Home | Space Heating | Baseboards | TRC | Existing | NE697 | Energy Star Certified Roof Products | Energy Star Certified Roof Products | NonEquip | 20 |  | 54% | Tech/Econ | 12.5% | 0 | 0 | 0
Tech | Manufactured Home | Space Heating | Baseboards | TRC | Existing | NE685 | Duct Repair | Duct Repair | NonEquip | 11 |  | 65% | Tech/Econ | 12% | 0 | 0 | 0
Tech | Manufactured Home | Space Heating | Baseboards | TRC | Existing | NE673 | Duct Insulation | Duct Insulation | NonEquip | 15 |  | 0% | Tech/Econ | 2.045% | 0 | 0 | 0
Tech | Manufactured Home | Space Heating | Baseboards | TRC | Existing | NE649 | Ceiling Insulation(R30 to R38) | Ceiling Insulation(R30 to R38) | NonEquip | 20 |  | 3.904% | Tech/Econ | 3.233% | 0 | 0 | 0
Tech | Manufactured Home | Space Heating | Baseboards | TRC | Existing | NE637 | Ceiling Insulation(R2 to R38) | Ceiling Insulation(R2 to R38) | NonEquip | 20 |  | 1.625% | Tech/Econ | 48.55% | 0 | 0 | 0
Tech | Manufactured Home | Space Heating | Baseboards | TRC | Existing | NE625 | Ceiling Insulation(R19 to R38) | Ceiling Insulation(R19 to R38) | NonEquip | 20 |  | 0.6361% | Tech/Econ | 10.49% | 0 | 0 | 0
Tech | Manufactured Home | Space Heating | Baseboards | TRC | Existing | NE613 | Ceiling Insulation(R12 to R38) | Ceiling Insulation(R12 to R38) | NonEquip | 20 |  | 1.579% | Tech/Econ | 19.59% | 0 | 0 | 0
Tech | Manufactured Home | Space Heating | Baseboards | TRC | Existing | NE607 | Air Sealing-Infiltration Control | Air Sealing-Infiltration Control | NonEquip | 11 |  | 52% | Tech/Econ | 9% | 0 | 0 | 0
Tech | Manufactured Home | Electronics | Air quality | TRC | New | NN598 | Smart Power Strip | Smart Power Strip | NonEquip | 5 |  | 90% | Tech/Econ | 2.865% | 242.6724 | 0.026731 | 0.020858
Tech | Manufactured Home | Electronics | Air quality | TRC | Existing | NE595 | Smart Power Strip | Smart Power Strip | NonEquip | 5 |  | 90% | Tech/Econ | 2.865% | 22650.9468 | 2.495 | 1.9468
Tech | Manufactured Home | Electronics | Air quality | TRC | Turnover | ET103 | Energy Star Air Purifier | Energy Star Air Purifier | Equip | 9 | Air quality | 61% | Tech/Econ | 59.88% | 505619.3123 | 67.0017 | 48.348
Tech | Manufactured Home | Electronics | Air quality | TRC | New | EN109 | Energy Star Air Purifier | Energy Star Air Purifier | Equip | 9 | Air quality | 61% | Tech/Econ | 59.88% | 5416.9847 | 0.71783 | 0.51798

## COM_Input
Measure Type | Name | Description | Baseline Description | Sector | Vintage | Segment | Zone | Unit | Applicability | Baseline EUI (kWh) | Measure EUI (kWh) | Savings EUI (kWh) | Energy Savings % | Full Measure Life (yrs) | Summer Peak Savings (Kw) | Winter Peak Savings (Kw) | Baseline Material Cost | Source | Baseline Labor Cost | Source | Efficient Material Cost | Source | Efficient Labor Cost | Source | Incremental Cost | Unit | Unit Adjustment | Adj_Incremental Cost
Equipment | Efficient Exhaust Hood | Kitchen ventilation with automatically adjusting fan controls | Kitchen ventilation with constant speed ventilation motor | Commercial | Turnover | Assembly | FL Zone 2 | per unit | 0% | 18980 | 10913.5 | 8066.5 | 0.425 | 15 | 1.7635 | 0.69217 | 0 | Reference source included incremental cost only | 0 | No labor cost (installation will not vary between base & change) | 1988 | Illinois 2018 Statewide TRM, Section 4.2.16 | 0 | No labor cost (installation will not vary between base & change) | 1988 | unit |  | 1988
Equipment | Efficient Exhaust Hood | Kitchen ventilation with automatically adjusting fan controls | Kitchen ventilation with constant speed ventilation motor | Commercial | Turnover | College and University | FL Zone 2 | per unit | 10.93% | 18980 | 10913.5 | 8066.5 | 0.425 | 15 | 1.7635 | 0.69217 | 0 | Reference source included incremental cost only | 0 | No labor cost (installation will not vary between base & change) | 1988 | Illinois 2018 Statewide TRM, Section 4.2.16 | 0 | No labor cost (installation will not vary between base & change) | 1988 | unit |  | 1988
Equipment | Efficient Exhaust Hood | Kitchen ventilation with automatically adjusting fan controls | Kitchen ventilation with constant speed ventilation motor | Commercial | Turnover | Grocery | FL Zone 2 | per unit | 0% | 18980 | 10913.5 | 8066.5 | 0.425 | 15 | 1.7635 | 0.69217 | 0 | Reference source included incremental cost only | 0 | No labor cost (installation will not vary between base & change) | 1988 | Illinois 2018 Statewide TRM, Section 4.2.16 | 0 | No labor cost (installation will not vary between base & change) | 1988 | unit |  | 1988
Equipment | Efficient Exhaust Hood | Kitchen ventilation with automatically adjusting fan controls | Kitchen ventilation with constant speed ventilation motor | Commercial | Turnover | Healthcare | FL Zone 2 | per unit | 10.98% | 18980 | 10913.5 | 8066.5 | 0.425 | 15 | 1.7635 | 0.69217 | 0 | Reference source included incremental cost only | 0 | No labor cost (installation will not vary between base & change) | 1988 | Illinois 2018 Statewide TRM, Section 4.2.16 | 0 | No labor cost (installation will not vary between base & change) | 1988 | unit |  | 1988
Equipment | Efficient Exhaust Hood | Kitchen ventilation with automatically adjusting fan controls | Kitchen ventilation with constant speed ventilation motor | Commercial | Turnover | Hospitals | FL Zone 2 | per unit | 11.82% | 18980 | 10913.5 | 8066.5 | 0.425 | 15 | 1.7635 | 0.69217 | 0 | Reference source included incremental cost only | 0 | No labor cost (installation will not vary between base & change) | 1988 | Illinois 2018 Statewide TRM, Section 4.2.16 | 0 | No labor cost (installation will not vary between base & change) | 1988 | unit |  | 1988
Equipment | Efficient Exhaust Hood | Kitchen ventilation with automatically adjusting fan controls | Kitchen ventilation with constant speed ventilation motor | Commercial | Turnover | Institutional | FL Zone 2 | per unit | 0% | 18980 | 10913.5 | 8066.5 | 0.425 | 15 | 1.7635 | 0.69217 | 0 | Reference source included incremental cost only | 0 | No labor cost (installation will not vary between base & change) | 1988 | Illinois 2018 Statewide TRM, Section 4.2.16 | 0 | No labor cost (installation will not vary between base & change) | 1988 | unit |  | 1988
Equipment | Efficient Exhaust Hood | Kitchen ventilation with automatically adjusting fan controls | Kitchen ventilation with constant speed ventilation motor | Commercial | Turnover | Lodging/Hospitality | FL Zone 2 | per unit | 14.03% | 18980 | 10913.5 | 8066.5 | 0.425 | 15 | 1.7635 | 0.69217 | 0 | Reference source included incremental cost only | 0 | No labor cost (installation will not vary between base & change) | 1988 | Illinois 2018 Statewide TRM, Section 4.2.16 | 0 | No labor cost (installation will not vary between base & change) | 1988 | unit |  | 1988
Equipment | Efficient Exhaust Hood | Kitchen ventilation with automatically adjusting fan controls | Kitchen ventilation with constant speed ventilation motor | Commercial | Turnover | Miscellaneous | FL Zone 2 | per unit | 0% | 18980 | 10913.5 | 8066.5 | 0.425 | 15 | 1.7635 | 0.69217 | 0 | Reference source included incremental cost only | 0 | No labor cost (installation will not vary between base & change) | 1988 | Illinois 2018 Statewide TRM, Section 4.2.16 | 0 | No labor cost (installation will not vary between base & change) | 1988 | unit |  | 1988
Equipment | Efficient Exhaust Hood | Kitchen ventilation with automatically adjusting fan controls | Kitchen ventilation with constant speed ventilation motor | Commercial | Turnover | Offices | FL Zone 2 | per unit | 0% | 18980 | 10913.5 | 8066.5 | 0.425 | 15 | 1.7635 | 0.69217 | 0 | Reference source included incremental cost only | 0 | No labor cost (installation will not vary between base & change) | 1988 | Illinois 2018 Statewide TRM, Section 4.2.16 | 0 | No labor cost (installation will not vary between base & change) | 1988 | unit |  | 1988
Equipment | Efficient Exhaust Hood | Kitchen ventilation with automatically adjusting fan controls | Kitchen ventilation with constant speed ventilation motor | Commercial | Turnover | Restaurants | FL Zone 2 | per unit | 14.03% | 18980 | 10913.5 | 8066.5 | 0.425 | 15 | 1.7635 | 0.69217 | 0 | Reference source included incremental cost only | 0 | No labor cost (installation will not vary between base & change) | 1988 | Illinois 2018 Statewide TRM, Section 4.2.16 | 0 | No labor cost (installation will not vary between base & change) | 1988 | unit |  | 1988
Equipment | Efficient Exhaust Hood | Kitchen ventilation with automatically adjusting fan controls | Kitchen ventilation with constant speed ventilation motor | Commercial | Turnover | Retail | FL Zone 2 | per unit | 0% | 18980 | 10913.5 | 8066.5 | 0.425 | 15 | 1.7635 | 0.69217 | 0 | Reference source included incremental cost only | 0 | No labor cost (installation will not vary between base & change) | 1988 | Illinois 2018 Statewide TRM, Section 4.2.16 | 0 | No labor cost (installation will not vary between base & change) | 1988 | unit |  | 1988
Equipment | Efficient Exhaust Hood | Kitchen ventilation with automatically adjusting fan controls | Kitchen ventilation with constant speed ventilation motor | Commercial | Turnover | Schools K-12 | FL Zone 2 | per unit | 10.93% | 18980 | 10913.5 | 8066.5 | 0.425 | 15 | 1.7635 | 0.69217 | 0 | Reference source included incremental cost only | 0 | No labor cost (installation will not vary between base & change) | 1988 | Illinois 2018 Statewide TRM, Section 4.2.16 | 0 | No labor cost (installation will not vary between base & change) | 1988 | unit |  | 1988
Equipment | Efficient Exhaust Hood | Kitchen ventilation with automatically adjusting fan controls | Kitchen ventilation with constant speed ventilation motor | Commercial | Turnover | Warehouse | FL Zone 2 | per unit | 0% | 18980 | 10913.5 | 8066.5 | 0.425 | 15 | 1.7635 | 0.69217 | 0 | Reference source included incremental cost only | 0 | No labor cost (installation will not vary between base & change) | 1988 | Illinois 2018 Statewide TRM, Section 4.2.16 | 0 | No labor cost (installation will not vary between base & change) | 1988 | unit |  | 1988
Equipment | Efficient Exhaust Hood | Kitchen ventilation with automatically adjusting fan controls | Kitchen ventilation with constant speed ventilation motor | Commercial | New | Assembly | FL Zone 2 | per unit | 0% | 18980 | 10913.5 | 8066.5 | 0.425 | 15 | 1.7635 | 0.69217 | 0 | Reference source included incremental cost only | 0 | No labor cost (installation will not vary between base & change) | 1988 | Illinois 2018 Statewide TRM, Section 4.2.16 | 0 | No labor cost (installation will not vary between base & change) | 1988 | unit |  | 1988
Equipment | Efficient Exhaust Hood | Kitchen ventilation with automatically adjusting fan controls | Kitchen ventilation with constant speed ventilation motor | Commercial | New | College and University | FL Zone 2 | per unit | 10.93% | 18980 | 10913.5 | 8066.5 | 0.425 | 15 | 1.7635 | 0.69217 | 0 | Reference source included incremental cost only | 0 | No labor cost (installation will not vary between base & change) | 1988 | Illinois 2018 Statewide TRM, Section 4.2.16 | 0 | No labor cost (installation will not vary between base & change) | 1988 | unit |  | 1988
Equipment | Efficient Exhaust Hood | Kitchen ventilation with automatically adjusting fan controls | Kitchen ventilation with constant speed ventilation motor | Commercial | New | Grocery | FL Zone 2 | per unit | 0% | 18980 | 10913.5 | 8066.5 | 0.425 | 15 | 1.7635 | 0.69217 | 0 | Reference source included incremental cost only | 0 | No labor cost (installation will not vary between base & change) | 1988 | Illinois 2018 Statewide TRM, Section 4.2.16 | 0 | No labor cost (installation will not vary between base & change) | 1988 | unit |  | 1988
Equipment | Efficient Exhaust Hood | Kitchen ventilation with automatically adjusting fan controls | Kitchen ventilation with constant speed ventilation motor | Commercial | New | Healthcare | FL Zone 2 | per unit | 10.98% | 18980 | 10913.5 | 8066.5 | 0.425 | 15 | 1.7635 | 0.69217 | 0 | Reference source included incremental cost only | 0 | No labor cost (installation will not vary between base & change) | 1988 | Illinois 2018 Statewide TRM, Section 4.2.16 | 0 | No labor cost (installation will not vary between base & change) | 1988 | unit |  | 1988
Equipment | Efficient Exhaust Hood | Kitchen ventilation with automatically adjusting fan controls | Kitchen ventilation with constant speed ventilation motor | Commercial | New | Hospitals | FL Zone 2 | per unit | 11.82% | 18980 | 10913.5 | 8066.5 | 0.425 | 15 | 1.7635 | 0.69217 | 0 | Reference source included incremental cost only | 0 | No labor cost (installation will not vary between base & change) | 1988 | Illinois 2018 Statewide TRM, Section 4.2.16 | 0 | No labor cost (installation will not vary between base & change) | 1988 | unit |  | 1988
Equipment | Efficient Exhaust Hood | Kitchen ventilation with automatically adjusting fan controls | Kitchen ventilation with constant speed ventilation motor | Commercial | New | Institutional | FL Zone 2 | per unit | 0% | 18980 | 10913.5 | 8066.5 | 0.425 | 15 | 1.7635 | 0.69217 | 0 | Reference source included incremental cost only | 0 | No labor cost (installation will not vary between base & change) | 1988 | Illinois 2018 Statewide TRM, Section 4.2.16 | 0 | No labor cost (installation will not vary between base & change) | 1988 | unit |  | 1988
Equipment | Efficient Exhaust Hood | Kitchen ventilation with automatically adjusting fan controls | Kitchen ventilation with constant speed ventilation motor | Commercial | New | Lodging/Hospitality | FL Zone 2 | per unit | 14.03% | 18980 | 10913.5 | 8066.5 | 0.425 | 15 | 1.7635 | 0.69217 | 0 | Reference source included incremental cost only | 0 | No labor cost (installation will not vary between base & change) | 1988 | Illinois 2018 Statewide TRM, Section 4.2.16 | 0 | No labor cost (installation will not vary between base & change) | 1988 | unit |  | 1988
Equipment | Efficient Exhaust Hood | Kitchen ventilation with automatically adjusting fan controls | Kitchen ventilation with constant speed ventilation motor | Commercial | New | Miscellaneous | FL Zone 2 | per unit | 0% | 18980 | 10913.5 | 8066.5 | 0.425 | 15 | 1.7635 | 0.69217 | 0 | Reference source included incremental cost only | 0 | No labor cost (installation will not vary between base & change) | 1988 | Illinois 2018 Statewide TRM, Section 4.2.16 | 0 | No labor cost (installation will not vary between base & change) | 1988 | unit |  | 1988
Equipment | Efficient Exhaust Hood | Kitchen ventilation with automatically adjusting fan controls | Kitchen ventilation with constant speed ventilation motor | Commercial | New | Offices | FL Zone 2 | per unit | 0% | 18980 | 10913.5 | 8066.5 | 0.425 | 15 | 1.7635 | 0.69217 | 0 | Reference source included incremental cost only | 0 | No labor cost (installation will not vary between base & change) | 1988 | Illinois 2018 Statewide TRM, Section 4.2.16 | 0 | No labor cost (installation will not vary between base & change) | 1988 | unit |  | 1988
Equipment | Efficient Exhaust Hood | Kitchen ventilation with automatically adjusting fan controls | Kitchen ventilation with constant speed ventilation motor | Commercial | New | Restaurants | FL Zone 2 | per unit | 14.03% | 18980 | 10913.5 | 8066.5 | 0.425 | 15 | 1.7635 | 0.69217 | 0 | Reference source included incremental cost only | 0 | No labor cost (installation will not vary between base & change) | 1988 | Illinois 2018 Statewide TRM, Section 4.2.16 | 0 | No labor cost (installation will not vary between base & change) | 1988 | unit |  | 1988
Equipment | Efficient Exhaust Hood | Kitchen ventilation with automatically adjusting fan controls | Kitchen ventilation with constant speed ventilation motor | Commercial | New | Retail | FL Zone 2 | per unit | 0% | 18980 | 10913.5 | 8066.5 | 0.425 | 15 | 1.7635 | 0.69217 | 0 | Reference source included incremental cost only | 0 | No labor cost (installation will not vary between base & change) | 1988 | Illinois 2018 Statewide TRM, Section 4.2.16 | 0 | No labor cost (installation will not vary between base & change) | 1988 | unit |  | 1988
Equipment | Efficient Exhaust Hood | Kitchen ventilation with automatically adjusting fan controls | Kitchen ventilation with constant speed ventilation motor | Commercial | New | Schools K-12 | FL Zone 2 | per unit | 10.93% | 18980 | 10913.5 | 8066.5 | 0.425 | 15 | 1.7635 | 0.69217 | 0 | Reference source included incremental cost only | 0 | No labor cost (installation will not vary between base & change) | 1988 | Illinois 2018 Statewide TRM, Section 4.2.16 | 0 | No labor cost (installation will not vary between base & change) | 1988 | unit |  | 1988
Equipment | Efficient Exhaust Hood | Kitchen ventilation with automatically adjusting fan controls | Kitchen ventilation with constant speed ventilation motor | Commercial | New | Warehouse | FL Zone 2 | per unit | 0% | 18980 | 10913.5 | 8066.5 | 0.425 | 15 | 1.7635 | 0.69217 | 0 | Reference source included incremental cost only | 0 | No labor cost (installation will not vary between base & change) | 1988 | Illinois 2018 Statewide TRM, Section 4.2.16 | 0 | No labor cost (installation will not vary between base & change) | 1988 | unit |  | 1988
Equipment | Energy Star Commercial Oven | One 12-Pan Combination Oven meeting ENERGY STAR® 2.0 Standards, 55% Efficient | One Standard Economy-Grade 12-Pan Combination Oven, 49% Efficient | Commercial | Turnover | Assembly | FL Zone 2 | Per Unit | 0% | 18282 | 11914 | 6368 | 0.34832 | 12 | 1.0341 | 0.54113 | 4455 | Regional Technical Forum for the Northwest Council (https://rtf.nwcouncil.org/measure/convection-ovens) | 0 | No labor cost (installation will not vary between base & change) | 5646 | Regional Technical Forum for the Northwest Council (http://rtf.nwcouncil.org/measures/com/ComCookingConvectionOven_v2_0.xlsm) | 0 | No labor cost (installation will not vary between base & change) | 1191 | unit |  | 1191
Equipment | Energy Star Commercial Oven | One 12-Pan Combination Oven meeting ENERGY STAR® 2.0 Standards, 55% Efficient | One Standard Economy-Grade 12-Pan Combination Oven, 49% Efficient | Commercial | Turnover | College and University | FL Zone 2 | Per Unit | 22.46% | 18282 | 11914 | 6368 | 0.34832 | 12 | 1.0341 | 0.54113 | 4455 | Regional Technical Forum for the Northwest Council (https://rtf.nwcouncil.org/measure/convection-ovens) | 0 | No labor cost (installation will not vary between base & change) | 5646 | Regional Technical Forum for the Northwest Council (http://rtf.nwcouncil.org/measures/com/ComCookingConvectionOven_v2_0.xlsm) | 0 | No labor cost (installation will not vary between base & change) | 1191 | unit |  | 1191
Equipment | Energy Star Commercial Oven | One 12-Pan Combination Oven meeting ENERGY STAR® 2.0 Standards, 55% Efficient | One Standard Economy-Grade 12-Pan Combination Oven, 49% Efficient | Commercial | Turnover | Grocery | FL Zone 2 | Per Unit | 0% | 18282 | 11914 | 6368 | 0.34832 | 12 | 1.0341 | 0.54113 | 4455 | Regional Technical Forum for the Northwest Council (https://rtf.nwcouncil.org/measure/convection-ovens) | 0 | No labor cost (installation will not vary between base & change) | 5646 | Regional Technical Forum for the Northwest Council (http://rtf.nwcouncil.org/measures/com/ComCookingConvectionOven_v2_0.xlsm) | 0 | No labor cost (installation will not vary between base & change) | 1191 | unit |  | 1191
Equipment | Energy Star Commercial Oven | One 12-Pan Combination Oven meeting ENERGY STAR® 2.0 Standards, 55% Efficient | One Standard Economy-Grade 12-Pan Combination Oven, 49% Efficient | Commercial | Turnover | Healthcare | FL Zone 2 | Per Unit | 22.46% | 18282 | 11914 | 6368 | 0.34832 | 12 | 1.0341 | 0.54113 | 4455 | Regional Technical Forum for the Northwest Council (https://rtf.nwcouncil.org/measure/convection-ovens) | 0 | No labor cost (installation will not vary between base & change) | 5646 | Regional Technical Forum for the Northwest Council (http://rtf.nwcouncil.org/measures/com/ComCookingConvectionOven_v2_0.xlsm) | 0 | No labor cost (installation will not vary between base & change) | 1191 | unit |  | 1191
Equipment | Energy Star Commercial Oven | One 12-Pan Combination Oven meeting ENERGY STAR® 2.0 Standards, 55% Efficient | One Standard Economy-Grade 12-Pan Combination Oven, 49% Efficient | Commercial | Turnover | Hospitals | FL Zone 2 | Per Unit | 22.46% | 18282 | 11914 | 6368 | 0.34832 | 12 | 1.0341 | 0.54113 | 4455 | Regional Technical Forum for the Northwest Council (https://rtf.nwcouncil.org/measure/convection-ovens) | 0 | No labor cost (installation will not vary between base & change) | 5646 | Regional Technical Forum for the Northwest Council (http://rtf.nwcouncil.org/measures/com/ComCookingConvectionOven_v2_0.xlsm) | 0 | No labor cost (installation will not vary between base & change) | 1191 | unit |  | 1191
Equipment | Energy Star Commercial Oven | One 12-Pan Combination Oven meeting ENERGY STAR® 2.0 Standards, 55% Efficient | One Standard Economy-Grade 12-Pan Combination Oven, 49% Efficient | Commercial | Turnover | Institutional | FL Zone 2 | Per Unit | 0% | 18282 | 11914 | 6368 | 0.34832 | 12 | 1.0341 | 0.54113 | 4455 | Regional Technical Forum for the Northwest Council (https://rtf.nwcouncil.org/measure/convection-ovens) | 0 | No labor cost (installation will not vary between base & change) | 5646 | Regional Technical Forum for the Northwest Council (http://rtf.nwcouncil.org/measures/com/ComCookingConvectionOven_v2_0.xlsm) | 0 | No labor cost (installation will not vary between base & change) | 1191 | unit |  | 1191
Equipment | Energy Star Commercial Oven | One 12-Pan Combination Oven meeting ENERGY STAR® 2.0 Standards, 55% Efficient | One Standard Economy-Grade 12-Pan Combination Oven, 49% Efficient | Commercial | Turnover | Lodging/Hospitality | FL Zone 2 | Per Unit | 22.46% | 18282 | 11914 | 6368 | 0.34832 | 12 | 1.0341 | 0.54113 | 4455 | Regional Technical Forum for the Northwest Council (https://rtf.nwcouncil.org/measure/convection-ovens) | 0 | No labor cost (installation will not vary between base & change) | 5646 | Regional Technical Forum for the Northwest Council (http://rtf.nwcouncil.org/measures/com/ComCookingConvectionOven_v2_0.xlsm) | 0 | No labor cost (installation will not vary between base & change) | 1191 | unit |  | 1191
Equipment | Energy Star Commercial Oven | One 12-Pan Combination Oven meeting ENERGY STAR® 2.0 Standards, 55% Efficient | One Standard Economy-Grade 12-Pan Combination Oven, 49% Efficient | Commercial | Turnover | Miscellaneous | FL Zone 2 | Per Unit | 0% | 18282 | 11914 | 6368 | 0.34832 | 12 | 1.0341 | 0.54113 | 4455 | Regional Technical Forum for the Northwest Council (https://rtf.nwcouncil.org/measure/convection-ovens) | 0 | No labor cost (installation will not vary between base & change) | 5646 | Regional Technical Forum for the Northwest Council (http://rtf.nwcouncil.org/measures/com/ComCookingConvectionOven_v2_0.xlsm) | 0 | No labor cost (installation will not vary between base & change) | 1191 | unit |  | 1191
Equipment | Energy Star Commercial Oven | One 12-Pan Combination Oven meeting ENERGY STAR® 2.0 Standards, 55% Efficient | One Standard Economy-Grade 12-Pan Combination Oven, 49% Efficient | Commercial | Turnover | Offices | FL Zone 2 | Per Unit | 0% | 18282 | 11914 | 6368 | 0.34832 | 12 | 1.0341 | 0.54113 | 4455 | Regional Technical Forum for the Northwest Council (https://rtf.nwcouncil.org/measure/convection-ovens) | 0 | No labor cost (installation will not vary between base & change) | 5646 | Regional Technical Forum for the Northwest Council (http://rtf.nwcouncil.org/measures/com/ComCookingConvectionOven_v2_0.xlsm) | 0 | No labor cost (installation will not vary between base & change) | 1191 | unit |  | 1191
Equipment | Energy Star Commercial Oven | One 12-Pan Combination Oven meeting ENERGY STAR® 2.0 Standards, 55% Efficient | One Standard Economy-Grade 12-Pan Combination Oven, 49% Efficient | Commercial | Turnover | Restaurants | FL Zone 2 | Per Unit | 22.46% | 18282 | 11914 | 6368 | 0.34832 | 12 | 1.0341 | 0.54113 | 4455 | Regional Technical Forum for the Northwest Council (https://rtf.nwcouncil.org/measure/convection-ovens) | 0 | No labor cost (installation will not vary between base & change) | 5646 | Regional Technical Forum for the Northwest Council (http://rtf.nwcouncil.org/measures/com/ComCookingConvectionOven_v2_0.xlsm) | 0 | No labor cost (installation will not vary between base & change) | 1191 | unit |  | 1191
Equipment | Energy Star Commercial Oven | One 12-Pan Combination Oven meeting ENERGY STAR® 2.0 Standards, 55% Efficient | One Standard Economy-Grade 12-Pan Combination Oven, 49% Efficient | Commercial | Turnover | Retail | FL Zone 2 | Per Unit | 0% | 18282 | 11914 | 6368 | 0.34832 | 12 | 1.0341 | 0.54113 | 4455 | Regional Technical Forum for the Northwest Council (https://rtf.nwcouncil.org/measure/convection-ovens) | 0 | No labor cost (installation will not vary between base & change) | 5646 | Regional Technical Forum for the Northwest Council (http://rtf.nwcouncil.org/measures/com/ComCookingConvectionOven_v2_0.xlsm) | 0 | No labor cost (installation will not vary between base & change) | 1191 | unit |  | 1191
Equipment | Energy Star Commercial Oven | One 12-Pan Combination Oven meeting ENERGY STAR® 2.0 Standards, 55% Efficient | One Standard Economy-Grade 12-Pan Combination Oven, 49% Efficient | Commercial | Turnover | Schools K-12 | FL Zone 2 | Per Unit | 22.46% | 18282 | 11914 | 6368 | 0.34832 | 12 | 1.0341 | 0.54113 | 4455 | Regional Technical Forum for the Northwest Council (https://rtf.nwcouncil.org/measure/convection-ovens) | 0 | No labor cost (installation will not vary between base & change) | 5646 | Regional Technical Forum for the Northwest Council (http://rtf.nwcouncil.org/measures/com/ComCookingConvectionOven_v2_0.xlsm) | 0 | No labor cost (installation will not vary between base & change) | 1191 | unit |  | 1191
Equipment | Energy Star Commercial Oven | One 12-Pan Combination Oven meeting ENERGY STAR® 2.0 Standards, 55% Efficient | One Standard Economy-Grade 12-Pan Combination Oven, 49% Efficient | Commercial | Turnover | Warehouse | FL Zone 2 | Per Unit | 0% | 18282 | 11914 | 6368 | 0.34832 | 12 | 1.0341 | 0.54113 | 4455 | Regional Technical Forum for the Northwest Council (https://rtf.nwcouncil.org/measure/convection-ovens) | 0 | No labor cost (installation will not vary between base & change) | 5646 | Regional Technical Forum for the Northwest Council (http://rtf.nwcouncil.org/measures/com/ComCookingConvectionOven_v2_0.xlsm) | 0 | No labor cost (installation will not vary between base & change) | 1191 | unit |  | 1191
Equipment | Energy Star Commercial Oven | One 12-Pan Combination Oven meeting ENERGY STAR® 2.0 Standards, 55% Efficient | One Standard Economy-Grade 12-Pan Combination Oven, 49% Efficient | Commercial | New | Assembly | FL Zone 2 | Per Unit | 0% | 18282 | 11914 | 6368 | 0.34832 | 12 | 1.0341 | 0.54113 | 4455 | Regional Technical Forum for the Northwest Council (https://rtf.nwcouncil.org/measure/convection-ovens) | 0 | No labor cost (installation will not vary between base & change) | 5646 | Regional Technical Forum for the Northwest Council (http://rtf.nwcouncil.org/measures/com/ComCookingConvectionOven_v2_0.xlsm) | 0 | No labor cost (installation will not vary between base & change) | 1191 | unit |  | 1191
Equipment | Energy Star Commercial Oven | One 12-Pan Combination Oven meeting ENERGY STAR® 2.0 Standards, 55% Efficient | One Standard Economy-Grade 12-Pan Combination Oven, 49% Efficient | Commercial | New | College and University | FL Zone 2 | Per Unit | 22.46% | 18282 | 11914 | 6368 | 0.34832 | 12 | 1.0341 | 0.54113 | 4455 | Regional Technical Forum for the Northwest Council (https://rtf.nwcouncil.org/measure/convection-ovens) | 0 | No labor cost (installation will not vary between base & change) | 5646 | Regional Technical Forum for the Northwest Council (http://rtf.nwcouncil.org/measures/com/ComCookingConvectionOven_v2_0.xlsm) | 0 | No labor cost (installation will not vary between base & change) | 1191 | unit |  | 1191
Equipment | Energy Star Commercial Oven | One 12-Pan Combination Oven meeting ENERGY STAR® 2.0 Standards, 55% Efficient | One Standard Economy-Grade 12-Pan Combination Oven, 49% Efficient | Commercial | New | Grocery | FL Zone 2 | Per Unit | 0% | 18282 | 11914 | 6368 | 0.34832 | 12 | 1.0341 | 0.54113 | 4455 | Regional Technical Forum for the Northwest Council (https://rtf.nwcouncil.org/measure/convection-ovens) | 0 | No labor cost (installation will not vary between base & change) | 5646 | Regional Technical Forum for the Northwest Council (http://rtf.nwcouncil.org/measures/com/ComCookingConvectionOven_v2_0.xlsm) | 0 | No labor cost (installation will not vary between base & change) | 1191 | unit |  | 1191
Equipment | Energy Star Commercial Oven | One 12-Pan Combination Oven meeting ENERGY STAR® 2.0 Standards, 55% Efficient | One Standard Economy-Grade 12-Pan Combination Oven, 49% Efficient | Commercial | New | Healthcare | FL Zone 2 | Per Unit | 22.46% | 18282 | 11914 | 6368 | 0.34832 | 12 | 1.0341 | 0.54113 | 4455 | Regional Technical Forum for the Northwest Council (https://rtf.nwcouncil.org/measure/convection-ovens) | 0 | No labor cost (installation will not vary between base & change) | 5646 | Regional Technical Forum for the Northwest Council (http://rtf.nwcouncil.org/measures/com/ComCookingConvectionOven_v2_0.xlsm) | 0 | No labor cost (installation will not vary between base & change) | 1191 | unit |  | 1191
Equipment | Energy Star Commercial Oven | One 12-Pan Combination Oven meeting ENERGY STAR® 2.0 Standards, 55% Efficient | One Standard Economy-Grade 12-Pan Combination Oven, 49% Efficient | Commercial | New | Hospitals | FL Zone 2 | Per Unit | 22.46% | 18282 | 11914 | 6368 | 0.34832 | 12 | 1.0341 | 0.54113 | 4455 | Regional Technical Forum for the Northwest Council (https://rtf.nwcouncil.org/measure/convection-ovens) | 0 | No labor cost (installation will not vary between base & change) | 5646 | Regional Technical Forum for the Northwest Council (http://rtf.nwcouncil.org/measures/com/ComCookingConvectionOven_v2_0.xlsm) | 0 | No labor cost (installation will not vary between base & change) | 1191 | unit |  | 1191
Equipment | Energy Star Commercial Oven | One 12-Pan Combination Oven meeting ENERGY STAR® 2.0 Standards, 55% Efficient | One Standard Economy-Grade 12-Pan Combination Oven, 49% Efficient | Commercial | New | Institutional | FL Zone 2 | Per Unit | 0% | 18282 | 11914 | 6368 | 0.34832 | 12 | 1.0341 | 0.54113 | 4455 | Regional Technical Forum for the Northwest Council (https://rtf.nwcouncil.org/measure/convection-ovens) | 0 | No labor cost (installation will not vary between base & change) | 5646 | Regional Technical Forum for the Northwest Council (http://rtf.nwcouncil.org/measures/com/ComCookingConvectionOven_v2_0.xlsm) | 0 | No labor cost (installation will not vary between base & change) | 1191 | unit |  | 1191
Equipment | Energy Star Commercial Oven | One 12-Pan Combination Oven meeting ENERGY STAR® 2.0 Standards, 55% Efficient | One Standard Economy-Grade 12-Pan Combination Oven, 49% Efficient | Commercial | New | Lodging/Hospitality | FL Zone 2 | Per Unit | 22.46% | 18282 | 11914 | 6368 | 0.34832 | 12 | 1.0341 | 0.54113 | 4455 | Regional Technical Forum for the Northwest Council (https://rtf.nwcouncil.org/measure/convection-ovens) | 0 | No labor cost (installation will not vary between base & change) | 5646 | Regional Technical Forum for the Northwest Council (http://rtf.nwcouncil.org/measures/com/ComCookingConvectionOven_v2_0.xlsm) | 0 | No labor cost (installation will not vary between base & change) | 1191 | unit |  | 1191
Equipment | Energy Star Commercial Oven | One 12-Pan Combination Oven meeting ENERGY STAR® 2.0 Standards, 55% Efficient | One Standard Economy-Grade 12-Pan Combination Oven, 49% Efficient | Commercial | New | Miscellaneous | FL Zone 2 | Per Unit | 0% | 18282 | 11914 | 6368 | 0.34832 | 12 | 1.0341 | 0.54113 | 4455 | Regional Technical Forum for the Northwest Council (https://rtf.nwcouncil.org/measure/convection-ovens) | 0 | No labor cost (installation will not vary between base & change) | 5646 | Regional Technical Forum for the Northwest Council (http://rtf.nwcouncil.org/measures/com/ComCookingConvectionOven_v2_0.xlsm) | 0 | No labor cost (installation will not vary between base & change) | 1191 | unit |  | 1191
Equipment | Energy Star Commercial Oven | One 12-Pan Combination Oven meeting ENERGY STAR® 2.0 Standards, 55% Efficient | One Standard Economy-Grade 12-Pan Combination Oven, 49% Efficient | Commercial | New | Offices | FL Zone 2 | Per Unit | 0% | 18282 | 11914 | 6368 | 0.34832 | 12 | 1.0341 | 0.54113 | 4455 | Regional Technical Forum for the Northwest Council (https://rtf.nwcouncil.org/measure/convection-ovens) | 0 | No labor cost (installation will not vary between base & change) | 5646 | Regional Technical Forum for the Northwest Council (http://rtf.nwcouncil.org/measures/com/ComCookingConvectionOven_v2_0.xlsm) | 0 | No labor cost (installation will not vary between base & change) | 1191 | unit |  | 1191
Equipment | Energy Star Commercial Oven | One 12-Pan Combination Oven meeting ENERGY STAR® 2.0 Standards, 55% Efficient | One Standard Economy-Grade 12-Pan Combination Oven, 49% Efficient | Commercial | New | Restaurants | FL Zone 2 | Per Unit | 22.46% | 18282 | 11914 | 6368 | 0.34832 | 12 | 1.0341 | 0.54113 | 4455 | Regional Technical Forum for the Northwest Council (https://rtf.nwcouncil.org/measure/convection-ovens) | 0 | No labor cost (installation will not vary between base & change) | 5646 | Regional Technical Forum for the Northwest Council (http://rtf.nwcouncil.org/measures/com/ComCookingConvectionOven_v2_0.xlsm) | 0 | No labor cost (installation will not vary between base & change) | 1191 | unit |  | 1191
Equipment | Energy Star Commercial Oven | One 12-Pan Combination Oven meeting ENERGY STAR® 2.0 Standards, 55% Efficient | One Standard Economy-Grade 12-Pan Combination Oven, 49% Efficient | Commercial | New | Retail | FL Zone 2 | Per Unit | 0% | 18282 | 11914 | 6368 | 0.34832 | 12 | 1.0341 | 0.54113 | 4455 | Regional Technical Forum for the Northwest Council (https://rtf.nwcouncil.org/measure/convection-ovens) | 0 | No labor cost (installation will not vary between base & change) | 5646 | Regional Technical Forum for the Northwest Council (http://rtf.nwcouncil.org/measures/com/ComCookingConvectionOven_v2_0.xlsm) | 0 | No labor cost (installation will not vary between base & change) | 1191 | unit |  | 1191
Equipment | Energy Star Commercial Oven | One 12-Pan Combination Oven meeting ENERGY STAR® 2.0 Standards, 55% Efficient | One Standard Economy-Grade 12-Pan Combination Oven, 49% Efficient | Commercial | New | Schools K-12 | FL Zone 2 | Per Unit | 22.46% | 18282 | 11914 | 6368 | 0.34832 | 12 | 1.0341 | 0.54113 | 4455 | Regional Technical Forum for the Northwest Council (https://rtf.nwcouncil.org/measure/convection-ovens) | 0 | No labor cost (installation will not vary between base & change) | 5646 | Regional Technical Forum for the Northwest Council (http://rtf.nwcouncil.org/measures/com/ComCookingConvectionOven_v2_0.xlsm) | 0 | No labor cost (installation will not vary between base & change) | 1191 | unit |  | 1191
Equipment | Energy Star Commercial Oven | One 12-Pan Combination Oven meeting ENERGY STAR® 2.0 Standards, 55% Efficient | One Standard Economy-Grade 12-Pan Combination Oven, 49% Efficient | Commercial | New | Warehouse | FL Zone 2 | Per Unit | 0% | 18282 | 11914 | 6368 | 0.34832 | 12 | 1.0341 | 0.54113 | 4455 | Regional Technical Forum for the Northwest Council (https://rtf.nwcouncil.org/measure/convection-ovens) | 0 | No labor cost (installation will not vary between base & change) | 5646 | Regional Technical Forum for the Northwest Council (http://rtf.nwcouncil.org/measures/com/ComCookingConvectionOven_v2_0.xlsm) | 0 | No labor cost (installation will not vary between base & change) | 1191 | unit |  | 1191
Equipment | Energy Star Fryer | One Standard Vat Electric Fryer meeting ENERGY STAR® 2.0 Standards, 85% Efficient | One Standard Economy-Grade Standard Vat Electric Fryer, 75% Efficient | Commercial | Turnover | Assembly | FL Zone 2 | Per Unit | 0% | 5177.4536 | 4273.6313 | 903.8223 | 0.17457 | 12 | 0.14651 | 0.045305 | 3524 | Regional Technical Forum for the Northwest Council (https://rtf.nwcouncil.org/measure/fryers) | 0 | No labor cost (installation will not vary between base & change) | 5699 | Regional Technical Forum for the Northwest Council (https://rtf.nwcouncil.org/measure/fryers) | 0 | No labor cost (installation will not vary between base & change) | 2175 | unit |  | 2175
Equipment | Energy Star Fryer | One Standard Vat Electric Fryer meeting ENERGY STAR® 2.0 Standards, 85% Efficient | One Standard Economy-Grade Standard Vat Electric Fryer, 75% Efficient | Commercial | Turnover | College and University | FL Zone 2 | Per Unit | 29.2% | 5177.4536 | 4273.6313 | 903.8223 | 0.17457 | 12 | 0.14651 | 0.045305 | 3524 | Regional Technical Forum for the Northwest Council (https://rtf.nwcouncil.org/measure/fryers) | 0 | No labor cost (installation will not vary between base & change) | 5699 | Regional Technical Forum for the Northwest Council (https://rtf.nwcouncil.org/measure/fryers) | 0 | No labor cost (installation will not vary between base & change) | 2175 | unit |  | 2175
Equipment | Energy Star Fryer | One Standard Vat Electric Fryer meeting ENERGY STAR® 2.0 Standards, 85% Efficient | One Standard Economy-Grade Standard Vat Electric Fryer, 75% Efficient | Commercial | Turnover | Grocery | FL Zone 2 | Per Unit | 0% | 5177.4536 | 4273.6313 | 903.8223 | 0.17457 | 12 | 0.14651 | 0.045305 | 3524 | Regional Technical Forum for the Northwest Council (https://rtf.nwcouncil.org/measure/fryers) | 0 | No labor cost (installation will not vary between base & change) | 5699 | Regional Technical Forum for the Northwest Council (https://rtf.nwcouncil.org/measure/fryers) | 0 | No labor cost (installation will not vary between base & change) | 2175 | unit |  | 2175
Equipment | Energy Star Fryer | One Standard Vat Electric Fryer meeting ENERGY STAR® 2.0 Standards, 85% Efficient | One Standard Economy-Grade Standard Vat Electric Fryer, 75% Efficient | Commercial | Turnover | Healthcare | FL Zone 2 | Per Unit | 29.2% | 5177.4536 | 4273.6313 | 903.8223 | 0.17457 | 12 | 0.14651 | 0.045305 | 3524 | Regional Technical Forum for the Northwest Council (https://rtf.nwcouncil.org/measure/fryers) | 0 | No labor cost (installation will not vary between base & change) | 5699 | Regional Technical Forum for the Northwest Council (https://rtf.nwcouncil.org/measure/fryers) | 0 | No labor cost (installation will not vary between base & change) | 2175 | unit |  | 2175
Equipment | Energy Star Fryer | One Standard Vat Electric Fryer meeting ENERGY STAR® 2.0 Standards, 85% Efficient | One Standard Economy-Grade Standard Vat Electric Fryer, 75% Efficient | Commercial | Turnover | Hospitals | FL Zone 2 | Per Unit | 29.2% | 5177.4536 | 4273.6313 | 903.8223 | 0.17457 | 12 | 0.14651 | 0.045305 | 3524 | Regional Technical Forum for the Northwest Council (https://rtf.nwcouncil.org/measure/fryers) | 0 | No labor cost (installation will not vary between base & change) | 5699 | Regional Technical Forum for the Northwest Council (https://rtf.nwcouncil.org/measure/fryers) | 0 | No labor cost (installation will not vary between base & change) | 2175 | unit |  | 2175
Equipment | Energy Star Fryer | One Standard Vat Electric Fryer meeting ENERGY STAR® 2.0 Standards, 85% Efficient | One Standard Economy-Grade Standard Vat Electric Fryer, 75% Efficient | Commercial | Turnover | Institutional | FL Zone 2 | Per Unit | 0% | 5177.4536 | 4273.6313 | 903.8223 | 0.17457 | 12 | 0.14651 | 0.045305 | 3524 | Regional Technical Forum for the Northwest Council (https://rtf.nwcouncil.org/measure/fryers) | 0 | No labor cost (installation will not vary between base & change) | 5699 | Regional Technical Forum for the Northwest Council (https://rtf.nwcouncil.org/measure/fryers) | 0 | No labor cost (installation will not vary between base & change) | 2175 | unit |  | 2175
Equipment | Energy Star Fryer | One Standard Vat Electric Fryer meeting ENERGY STAR® 2.0 Standards, 85% Efficient | One Standard Economy-Grade Standard Vat Electric Fryer, 75% Efficient | Commercial | Turnover | Lodging/Hospitality | FL Zone 2 | Per Unit | 29.2% | 5177.4536 | 4273.6313 | 903.8223 | 0.17457 | 12 | 0.14651 | 0.045305 | 3524 | Regional Technical Forum for the Northwest Council (https://rtf.nwcouncil.org/measure/fryers) | 0 | No labor cost (installation will not vary between base & change) | 5699 | Regional Technical Forum for the Northwest Council (https://rtf.nwcouncil.org/measure/fryers) | 0 | No labor cost (installation will not vary between base & change) | 2175 | unit |  | 2175
Equipment | Energy Star Fryer | One Standard Vat Electric Fryer meeting ENERGY STAR® 2.0 Standards, 85% Efficient | One Standard Economy-Grade Standard Vat Electric Fryer, 75% Efficient | Commercial | Turnover | Miscellaneous | FL Zone 2 | Per Unit | 0% | 5177.4536 | 4273.6313 | 903.8223 | 0.17457 | 12 | 0.14651 | 0.045305 | 3524 | Regional Technical Forum for the Northwest Council (https://rtf.nwcouncil.org/measure/fryers) | 0 | No labor cost (installation will not vary between base & change) | 5699 | Regional Technical Forum for the Northwest Council (https://rtf.nwcouncil.org/measure/fryers) | 0 | No labor cost (installation will not vary between base & change) | 2175 | unit |  | 2175
Equipment | Energy Star Fryer | One Standard Vat Electric Fryer meeting ENERGY STAR® 2.0 Standards, 85% Efficient | One Standard Economy-Grade Standard Vat Electric Fryer, 75% Efficient | Commercial | Turnover | Offices | FL Zone 2 | Per Unit | 0% | 5177.4536 | 4273.6313 | 903.8223 | 0.17457 | 12 | 0.14651 | 0.045305 | 3524 | Regional Technical Forum for the Northwest Council (https://rtf.nwcouncil.org/measure/fryers) | 0 | No labor cost (installation will not vary between base & change) | 5699 | Regional Technical Forum for the Northwest Council (https://rtf.nwcouncil.org/measure/fryers) | 0 | No labor cost (installation will not vary between base & change) | 2175 | unit |  | 2175
Equipment | Energy Star Fryer | One Standard Vat Electric Fryer meeting ENERGY STAR® 2.0 Standards, 85% Efficient | One Standard Economy-Grade Standard Vat Electric Fryer, 75% Efficient | Commercial | Turnover | Restaurants | FL Zone 2 | Per Unit | 29.2% | 5177.4536 | 4273.6313 | 903.8223 | 0.17457 | 12 | 0.14651 | 0.045305 | 3524 | Regional Technical Forum for the Northwest Council (https://rtf.nwcouncil.org/measure/fryers) | 0 | No labor cost (installation will not vary between base & change) | 5699 | Regional Technical Forum for the Northwest Council (https://rtf.nwcouncil.org/measure/fryers) | 0 | No labor cost (installation will not vary between base & change) | 2175 | unit |  | 2175
Equipment | Energy Star Fryer | One Standard Vat Electric Fryer meeting ENERGY STAR® 2.0 Standards, 85% Efficient | One Standard Economy-Grade Standard Vat Electric Fryer, 75% Efficient | Commercial | Turnover | Retail | FL Zone 2 | Per Unit | 0% | 5177.4536 | 4273.6313 | 903.8223 | 0.17457 | 12 | 0.14651 | 0.045305 | 3524 | Regional Technical Forum for the Northwest Council (https://rtf.nwcouncil.org/measure/fryers) | 0 | No labor cost (installation will not vary between base & change) | 5699 | Regional Technical Forum for the Northwest Council (https://rtf.nwcouncil.org/measure/fryers) | 0 | No labor cost (installation will not vary between base & change) | 2175 | unit |  | 2175
Equipment | Energy Star Fryer | One Standard Vat Electric Fryer meeting ENERGY STAR® 2.0 Standards, 85% Efficient | One Standard Economy-Grade Standard Vat Electric Fryer, 75% Efficient | Commercial | Turnover | Schools K-12 | FL Zone 2 | Per Unit | 29.2% | 5177.4536 | 4273.6313 | 903.8223 | 0.17457 | 12 | 0.14651 | 0.045305 | 3524 | Regional Technical Forum for the Northwest Council (https://rtf.nwcouncil.org/measure/fryers) | 0 | No labor cost (installation will not vary between base & change) | 5699 | Regional Technical Forum for the Northwest Council (https://rtf.nwcouncil.org/measure/fryers) | 0 | No labor cost (installation will not vary between base & change) | 2175 | unit |  | 2175
Equipment | Energy Star Fryer | One Standard Vat Electric Fryer meeting ENERGY STAR® 2.0 Standards, 85% Efficient | One Standard Economy-Grade Standard Vat Electric Fryer, 75% Efficient | Commercial | Turnover | Warehouse | FL Zone 2 | Per Unit | 0% | 5177.4536 | 4273.6313 | 903.8223 | 0.17457 | 12 | 0.14651 | 0.045305 | 3524 | Regional Technical Forum for the Northwest Council (https://rtf.nwcouncil.org/measure/fryers) | 0 | No labor cost (installation will not vary between base & change) | 5699 | Regional Technical Forum for the Northwest Council (https://rtf.nwcouncil.org/measure/fryers) | 0 | No labor cost (installation will not vary between base & change) | 2175 | unit |  | 2175
Equipment | Energy Star Fryer | One Standard Vat Electric Fryer meeting ENERGY STAR® 2.0 Standards, 85% Efficient | One Standard Economy-Grade Standard Vat Electric Fryer, 75% Efficient | Commercial | New | Assembly | FL Zone 2 | Per Unit | 0% | 5177.4536 | 4273.6313 | 903.8223 | 0.17457 | 12 | 0.14651 | 0.045305 | 3524 | Regional Technical Forum for the Northwest Council (https://rtf.nwcouncil.org/measure/fryers) | 0 | No labor cost (installation will not vary between base & change) | 5699 | Regional Technical Forum for the Northwest Council (https://rtf.nwcouncil.org/measure/fryers) | 0 | No labor cost (installation will not vary between base & change) | 2175 | unit |  | 2175
Equipment | Energy Star Fryer | One Standard Vat Electric Fryer meeting ENERGY STAR® 2.0 Standards, 85% Efficient | One Standard Economy-Grade Standard Vat Electric Fryer, 75% Efficient | Commercial | New | College and University | FL Zone 2 | Per Unit | 29.2% | 5177.4536 | 4273.6313 | 903.8223 | 0.17457 | 12 | 0.14651 | 0.045305 | 3524 | Regional Technical Forum for the Northwest Council (https://rtf.nwcouncil.org/measure/fryers) | 0 | No labor cost (installation will not vary between base & change) | 5699 | Regional Technical Forum for the Northwest Council (https://rtf.nwcouncil.org/measure/fryers) | 0 | No labor cost (installation will not vary between base & change) | 2175 | unit |  | 2175
Equipment | Energy Star Fryer | One Standard Vat Electric Fryer meeting ENERGY STAR® 2.0 Standards, 85% Efficient | One Standard Economy-Grade Standard Vat Electric Fryer, 75% Efficient | Commercial | New | Grocery | FL Zone 2 | Per Unit | 0% | 5177.4536 | 4273.6313 | 903.8223 | 0.17457 | 12 | 0.14651 | 0.045305 | 3524 | Regional Technical Forum for the Northwest Council (https://rtf.nwcouncil.org/measure/fryers) | 0 | No labor cost (installation will not vary between base & change) | 5699 | Regional Technical Forum for the Northwest Council (https://rtf.nwcouncil.org/measure/fryers) | 0 | No labor cost (installation will not vary between base & change) | 2175 | unit |  | 2175
Equipment | Energy Star Fryer | One Standard Vat Electric Fryer meeting ENERGY STAR® 2.0 Standards, 85% Efficient | One Standard Economy-Grade Standard Vat Electric Fryer, 75% Efficient | Commercial | New | Healthcare | FL Zone 2 | Per Unit | 29.2% | 5177.4536 | 4273.6313 | 903.8223 | 0.17457 | 12 | 0.14651 | 0.045305 | 3524 | Regional Technical Forum for the Northwest Council (https://rtf.nwcouncil.org/measure/fryers) | 0 | No labor cost (installation will not vary between base & change) | 5699 | Regional Technical Forum for the Northwest Council (https://rtf.nwcouncil.org/measure/fryers) | 0 | No labor cost (installation will not vary between base & change) | 2175 | unit |  | 2175
Equipment | Energy Star Fryer | One Standard Vat Electric Fryer meeting ENERGY STAR® 2.0 Standards, 85% Efficient | One Standard Economy-Grade Standard Vat Electric Fryer, 75% Efficient | Commercial | New | Hospitals | FL Zone 2 | Per Unit | 29.2% | 5177.4536 | 4273.6313 | 903.8223 | 0.17457 | 12 | 0.14651 | 0.045305 | 3524 | Regional Technical Forum for the Northwest Council (https://rtf.nwcouncil.org/measure/fryers) | 0 | No labor cost (installation will not vary between base & change) | 5699 | Regional Technical Forum for the Northwest Council (https://rtf.nwcouncil.org/measure/fryers) | 0 | No labor cost (installation will not vary between base & change) | 2175 | unit |  | 2175
Equipment | Energy Star Fryer | One Standard Vat Electric Fryer meeting ENERGY STAR® 2.0 Standards, 85% Efficient | One Standard Economy-Grade Standard Vat Electric Fryer, 75% Efficient | Commercial | New | Institutional | FL Zone 2 | Per Unit | 0% | 5177.4536 | 4273.6313 | 903.8223 | 0.17457 | 12 | 0.14651 | 0.045305 | 3524 | Regional Technical Forum for the Northwest Council (https://rtf.nwcouncil.org/measure/fryers) | 0 | No labor cost (installation will not vary between base & change) | 5699 | Regional Technical Forum for the Northwest Council (https://rtf.nwcouncil.org/measure/fryers) | 0 | No labor cost (installation will not vary between base & change) | 2175 | unit |  | 2175
Equipment | Energy Star Fryer | One Standard Vat Electric Fryer meeting ENERGY STAR® 2.0 Standards, 85% Efficient | One Standard Economy-Grade Standard Vat Electric Fryer, 75% Efficient | Commercial | New | Lodging/Hospitality | FL Zone 2 | Per Unit | 29.2% | 5177.4536 | 4273.6313 | 903.8223 | 0.17457 | 12 | 0.14651 | 0.045305 | 3524 | Regional Technical Forum for the Northwest Council (https://rtf.nwcouncil.org/measure/fryers) | 0 | No labor cost (installation will not vary between base & change) | 5699 | Regional Technical Forum for the Northwest Council (https://rtf.nwcouncil.org/measure/fryers) | 0 | No labor cost (installation will not vary between base & change) | 2175 | unit |  | 2175
Equipment | Energy Star Fryer | One Standard Vat Electric Fryer meeting ENERGY STAR® 2.0 Standards, 85% Efficient | One Standard Economy-Grade Standard Vat Electric Fryer, 75% Efficient | Commercial | New | Miscellaneous | FL Zone 2 | Per Unit | 0% | 5177.4536 | 4273.6313 | 903.8223 | 0.17457 | 12 | 0.14651 | 0.045305 | 3524 | Regional Technical Forum for the Northwest Council (https://rtf.nwcouncil.org/measure/fryers) | 0 | No labor cost (installation will not vary between base & change) | 5699 | Regional Technical Forum for the Northwest Council (https://rtf.nwcouncil.org/measure/fryers) | 0 | No labor cost (installation will not vary between base & change) | 2175 | unit |  | 2175
Equipment | Energy Star Fryer | One Standard Vat Electric Fryer meeting ENERGY STAR® 2.0 Standards, 85% Efficient | One Standard Economy-Grade Standard Vat Electric Fryer, 75% Efficient | Commercial | New | Offices | FL Zone 2 | Per Unit | 0% | 5177.4536 | 4273.6313 | 903.8223 | 0.17457 | 12 | 0.14651 | 0.045305 | 3524 | Regional Technical Forum for the Northwest Council (https://rtf.nwcouncil.org/measure/fryers) | 0 | No labor cost (installation will not vary between base & change) | 5699 | Regional Technical Forum for the Northwest Council (https://rtf.nwcouncil.org/measure/fryers) | 0 | No labor cost (installation will not vary between base & change) | 2175 | unit |  | 2175
Equipment | Energy Star Fryer | One Standard Vat Electric Fryer meeting ENERGY STAR® 2.0 Standards, 85% Efficient | One Standard Economy-Grade Standard Vat Electric Fryer, 75% Efficient | Commercial | New | Restaurants | FL Zone 2 | Per Unit | 29.2% | 5177.4536 | 4273.6313 | 903.8223 | 0.17457 | 12 | 0.14651 | 0.045305 | 3524 | Regional Technical Forum for the Northwest Council (https://rtf.nwcouncil.org/measure/fryers) | 0 | No labor cost (installation will not vary between base & change) | 5699 | Regional Technical Forum for the Northwest Council (https://rtf.nwcouncil.org/measure/fryers) | 0 | No labor cost (installation will not vary between base & change) | 2175 | unit |  | 2175
Equipment | Energy Star Fryer | One Standard Vat Electric Fryer meeting ENERGY STAR® 2.0 Standards, 85% Efficient | One Standard Economy-Grade Standard Vat Electric Fryer, 75% Efficient | Commercial | New | Retail | FL Zone 2 | Per Unit | 0% | 5177.4536 | 4273.6313 | 903.8223 | 0.17457 | 12 | 0.14651 | 0.045305 | 3524 | Regional Technical Forum for the Northwest Council (https://rtf.nwcouncil.org/measure/fryers) | 0 | No labor cost (installation will not vary between base & change) | 5699 | Regional Technical Forum for the Northwest Council (https://rtf.nwcouncil.org/measure/fryers) | 0 | No labor cost (installation will not vary between base & change) | 2175 | unit |  | 2175
Equipment | Energy Star Fryer | One Standard Vat Electric Fryer meeting ENERGY STAR® 2.0 Standards, 85% Efficient | One Standard Economy-Grade Standard Vat Electric Fryer, 75% Efficient | Commercial | New | Schools K-12 | FL Zone 2 | Per Unit | 29.2% | 5177.4536 | 4273.6313 | 903.8223 | 0.17457 | 12 | 0.14651 | 0.045305 | 3524 | Regional Technical Forum for the Northwest Council (https://rtf.nwcouncil.org/measure/fryers) | 0 | No labor cost (installation will not vary between base & change) | 5699 | Regional Technical Forum for the Northwest Council (https://rtf.nwcouncil.org/measure/fryers) | 0 | No labor cost (installation will not vary between base & change) | 2175 | unit |  | 2175
Equipment | Energy Star Fryer | One Standard Vat Electric Fryer meeting ENERGY STAR® 2.0 Standards, 85% Efficient | One Standard Economy-Grade Standard Vat Electric Fryer, 75% Efficient | Commercial | New | Warehouse | FL Zone 2 | Per Unit | 0% | 5177.4536 | 4273.6313 | 903.8223 | 0.17457 | 12 | 0.14651 | 0.045305 | 3524 | Regional Technical Forum for the Northwest Council (https://rtf.nwcouncil.org/measure/fryers) | 0 | No labor cost (installation will not vary between base & change) | 5699 | Regional Technical Forum for the Northwest Council (https://rtf.nwcouncil.org/measure/fryers) | 0 | No labor cost (installation will not vary between base & change) | 2175 | unit |  | 2175
Equipment | Energy Star Griddle | One Griddle meeting ENERGY STAR® 1.2 Standards, 70% Efficient | One Conventional Griddle with 65% efficiency | Commercial | Turnover | Assembly | FL Zone 2 | Per Unit | 0% | 15815 | 13905 | 1910 | 0.12077 | 12 | 0.3156 | 0.080771 | 0 | Reference source included incremental cost only | 0 | No labor cost (installation will not vary between base & change) | 0 | Illinois 2018 Statewide TRM, Section 4.2.8 (incremental cost only) | 0 | No labor cost (installation will not vary between base & change) | 0 | unit |  | 0
Equipment | Energy Star Griddle | One Griddle meeting ENERGY STAR® 1.2 Standards, 70% Efficient | One Conventional Griddle with 65% efficiency | Commercial | Turnover | College and University | FL Zone 2 | Per Unit | 41% | 15815 | 13905 | 1910 | 0.12077 | 12 | 0.3156 | 0.080771 | 0 | Reference source included incremental cost only | 0 | No labor cost (installation will not vary between base & change) | 0 | Illinois 2018 Statewide TRM, Section 4.2.8 (incremental cost only) | 0 | No labor cost (installation will not vary between base & change) | 0 | unit |  | 0
Equipment | Energy Star Griddle | One Griddle meeting ENERGY STAR® 1.2 Standards, 70% Efficient | One Conventional Griddle with 65% efficiency | Commercial | Turnover | Grocery | FL Zone 2 | Per Unit | 0% | 15815 | 13905 | 1910 | 0.12077 | 12 | 0.3156 | 0.080771 | 0 | Reference source included incremental cost only | 0 | No labor cost (installation will not vary between base & change) | 0 | Illinois 2018 Statewide TRM, Section 4.2.8 (incremental cost only) | 0 | No labor cost (installation will not vary between base & change) | 0 | unit |  | 0
Equipment | Energy Star Griddle | One Griddle meeting ENERGY STAR® 1.2 Standards, 70% Efficient | One Conventional Griddle with 65% efficiency | Commercial | Turnover | Healthcare | FL Zone 2 | Per Unit | 41% | 15815 | 13905 | 1910 | 0.12077 | 12 | 0.3156 | 0.080771 | 0 | Reference source included incremental cost only | 0 | No labor cost (installation will not vary between base & change) | 0 | Illinois 2018 Statewide TRM, Section 4.2.8 (incremental cost only) | 0 | No labor cost (installation will not vary between base & change) | 0 | unit |  | 0
Equipment | Energy Star Griddle | One Griddle meeting ENERGY STAR® 1.2 Standards, 70% Efficient | One Conventional Griddle with 65% efficiency | Commercial | Turnover | Hospitals | FL Zone 2 | Per Unit | 41% | 15815 | 13905 | 1910 | 0.12077 | 12 | 0.3156 | 0.080771 | 0 | Reference source included incremental cost only | 0 | No labor cost (installation will not vary between base & change) | 0 | Illinois 2018 Statewide TRM, Section 4.2.8 (incremental cost only) | 0 | No labor cost (installation will not vary between base & change) | 0 | unit |  | 0
Equipment | Energy Star Griddle | One Griddle meeting ENERGY STAR® 1.2 Standards, 70% Efficient | One Conventional Griddle with 65% efficiency | Commercial | Turnover | Institutional | FL Zone 2 | Per Unit | 0% | 15815 | 13905 | 1910 | 0.12077 | 12 | 0.3156 | 0.080771 | 0 | Reference source included incremental cost only | 0 | No labor cost (installation will not vary between base & change) | 0 | Illinois 2018 Statewide TRM, Section 4.2.8 (incremental cost only) | 0 | No labor cost (installation will not vary between base & change) | 0 | unit |  | 0
Equipment | Energy Star Griddle | One Griddle meeting ENERGY STAR® 1.2 Standards, 70% Efficient | One Conventional Griddle with 65% efficiency | Commercial | Turnover | Lodging/Hospitality | FL Zone 2 | Per Unit | 41% | 15815 | 13905 | 1910 | 0.12077 | 12 | 0.3156 | 0.080771 | 0 | Reference source included incremental cost only | 0 | No labor cost (installation will not vary between base & change) | 0 | Illinois 2018 Statewide TRM, Section 4.2.8 (incremental cost only) | 0 | No labor cost (installation will not vary between base & change) | 0 | unit |  | 0
Equipment | Energy Star Griddle | One Griddle meeting ENERGY STAR® 1.2 Standards, 70% Efficient | One Conventional Griddle with 65% efficiency | Commercial | Turnover | Miscellaneous | FL Zone 2 | Per Unit | 0% | 15815 | 13905 | 1910 | 0.12077 | 12 | 0.3156 | 0.080771 | 0 | Reference source included incremental cost only | 0 | No labor cost (installation will not vary between base & change) | 0 | Illinois 2018 Statewide TRM, Section 4.2.8 (incremental cost only) | 0 | No labor cost (installation will not vary between base & change) | 0 | unit |  | 0
Equipment | Energy Star Griddle | One Griddle meeting ENERGY STAR® 1.2 Standards, 70% Efficient | One Conventional Griddle with 65% efficiency | Commercial | Turnover | Offices | FL Zone 2 | Per Unit | 0% | 15815 | 13905 | 1910 | 0.12077 | 12 | 0.3156 | 0.080771 | 0 | Reference source included incremental cost only | 0 | No labor cost (installation will not vary between base & change) | 0 | Illinois 2018 Statewide TRM, Section 4.2.8 (incremental cost only) | 0 | No labor cost (installation will not vary between base & change) | 0 | unit |  | 0
Equipment | Energy Star Griddle | One Griddle meeting ENERGY STAR® 1.2 Standards, 70% Efficient | One Conventional Griddle with 65% efficiency | Commercial | Turnover | Restaurants | FL Zone 2 | Per Unit | 41% | 15815 | 13905 | 1910 | 0.12077 | 12 | 0.3156 | 0.080771 | 0 | Reference source included incremental cost only | 0 | No labor cost (installation will not vary between base & change) | 0 | Illinois 2018 Statewide TRM, Section 4.2.8 (incremental cost only) | 0 | No labor cost (installation will not vary between base & change) | 0 | unit |  | 0
Equipment | Energy Star Griddle | One Griddle meeting ENERGY STAR® 1.2 Standards, 70% Efficient | One Conventional Griddle with 65% efficiency | Commercial | Turnover | Retail | FL Zone 2 | Per Unit | 0% | 15815 | 13905 | 1910 | 0.12077 | 12 | 0.3156 | 0.080771 | 0 | Reference source included incremental cost only | 0 | No labor cost (installation will not vary between base & change) | 0 | Illinois 2018 Statewide TRM, Section 4.2.8 (incremental cost only) | 0 | No labor cost (installation will not vary between base & change) | 0 | unit |  | 0
Equipment | Energy Star Griddle | One Griddle meeting ENERGY STAR® 1.2 Standards, 70% Efficient | One Conventional Griddle with 65% efficiency | Commercial | Turnover | Schools K-12 | FL Zone 2 | Per Unit | 41% | 15815 | 13905 | 1910 | 0.12077 | 12 | 0.3156 | 0.080771 | 0 | Reference source included incremental cost only | 0 | No labor cost (installation will not vary between base & change) | 0 | Illinois 2018 Statewide TRM, Section 4.2.8 (incremental cost only) | 0 | No labor cost (installation will not vary between base & change) | 0 | unit |  | 0
Equipment | Energy Star Griddle | One Griddle meeting ENERGY STAR® 1.2 Standards, 70% Efficient | One Conventional Griddle with 65% efficiency | Commercial | Turnover | Warehouse | FL Zone 2 | Per Unit | 0% | 15815 | 13905 | 1910 | 0.12077 | 12 | 0.3156 | 0.080771 | 0 | Reference source included incremental cost only | 0 | No labor cost (installation will not vary between base & change) | 0 | Illinois 2018 Statewide TRM, Section 4.2.8 (incremental cost only) | 0 | No labor cost (installation will not vary between base & change) | 0 | unit |  | 0
Equipment | Energy Star Griddle | One Griddle meeting ENERGY STAR® 1.2 Standards, 70% Efficient | One Conventional Griddle with 65% efficiency | Commercial | New | Assembly | FL Zone 2 | Per Unit | 0% | 15815 | 13905 | 1910 | 0.12077 | 12 | 0.3156 | 0.080771 | 0 | Reference source included incremental cost only | 0 | No labor cost (installation will not vary between base & change) | 0 | Illinois 2018 Statewide TRM, Section 4.2.8 (incremental cost only) | 0 | No labor cost (installation will not vary between base & change) | 0 | unit |  | 0
Equipment | Energy Star Griddle | One Griddle meeting ENERGY STAR® 1.2 Standards, 70% Efficient | One Conventional Griddle with 65% efficiency | Commercial | New | College and University | FL Zone 2 | Per Unit | 41% | 15815 | 13905 | 1910 | 0.12077 | 12 | 0.3156 | 0.080771 | 0 | Reference source included incremental cost only | 0 | No labor cost (installation will not vary between base & change) | 0 | Illinois 2018 Statewide TRM, Section 4.2.8 (incremental cost only) | 0 | No labor cost (installation will not vary between base & change) | 0 | unit |  | 0
Equipment | Energy Star Griddle | One Griddle meeting ENERGY STAR® 1.2 Standards, 70% Efficient | One Conventional Griddle with 65% efficiency | Commercial | New | Grocery | FL Zone 2 | Per Unit | 0% | 15815 | 13905 | 1910 | 0.12077 | 12 | 0.3156 | 0.080771 | 0 | Reference source included incremental cost only | 0 | No labor cost (installation will not vary between base & change) | 0 | Illinois 2018 Statewide TRM, Section 4.2.8 (incremental cost only) | 0 | No labor cost (installation will not vary between base & change) | 0 | unit |  | 0
Equipment | Energy Star Griddle | One Griddle meeting ENERGY STAR® 1.2 Standards, 70% Efficient | One Conventional Griddle with 65% efficiency | Commercial | New | Healthcare | FL Zone 2 | Per Unit | 41% | 15815 | 13905 | 1910 | 0.12077 | 12 | 0.3156 | 0.080771 | 0 | Reference source included incremental cost only | 0 | No labor cost (installation will not vary between base & change) | 0 | Illinois 2018 Statewide TRM, Section 4.2.8 (incremental cost only) | 0 | No labor cost (installation will not vary between base & change) | 0 | unit |  | 0
Equipment | Energy Star Griddle | One Griddle meeting ENERGY STAR® 1.2 Standards, 70% Efficient | One Conventional Griddle with 65% efficiency | Commercial | New | Hospitals | FL Zone 2 | Per Unit | 41% | 15815 | 13905 | 1910 | 0.12077 | 12 | 0.3156 | 0.080771 | 0 | Reference source included incremental cost only | 0 | No labor cost (installation will not vary between base & change) | 0 | Illinois 2018 Statewide TRM, Section 4.2.8 (incremental cost only) | 0 | No labor cost (installation will not vary between base & change) | 0 | unit |  | 0
Equipment | Energy Star Griddle | One Griddle meeting ENERGY STAR® 1.2 Standards, 70% Efficient | One Conventional Griddle with 65% efficiency | Commercial | New | Institutional | FL Zone 2 | Per Unit | 0% | 15815 | 13905 | 1910 | 0.12077 | 12 | 0.3156 | 0.080771 | 0 | Reference source included incremental cost only | 0 | No labor cost (installation will not vary between base & change) | 0 | Illinois 2018 Statewide TRM, Section 4.2.8 (incremental cost only) | 0 | No labor cost (installation will not vary between base & change) | 0 | unit |  | 0
Equipment | Energy Star Griddle | One Griddle meeting ENERGY STAR® 1.2 Standards, 70% Efficient | One Conventional Griddle with 65% efficiency | Commercial | New | Lodging/Hospitality | FL Zone 2 | Per Unit | 41% | 15815 | 13905 | 1910 | 0.12077 | 12 | 0.3156 | 0.080771 | 0 | Reference source included incremental cost only | 0 | No labor cost (installation will not vary between base & change) | 0 | Illinois 2018 Statewide TRM, Section 4.2.8 (incremental cost only) | 0 | No labor cost (installation will not vary between base & change) | 0 | unit |  | 0
Equipment | Energy Star Griddle | One Griddle meeting ENERGY STAR® 1.2 Standards, 70% Efficient | One Conventional Griddle with 65% efficiency | Commercial | New | Miscellaneous | FL Zone 2 | Per Unit | 0% | 15815 | 13905 | 1910 | 0.12077 | 12 | 0.3156 | 0.080771 | 0 | Reference source included incremental cost only | 0 | No labor cost (installation will not vary between base & change) | 0 | Illinois 2018 Statewide TRM, Section 4.2.8 (incremental cost only) | 0 | No labor cost (installation will not vary between base & change) | 0 | unit |  | 0
Equipment | Energy Star Griddle | One Griddle meeting ENERGY STAR® 1.2 Standards, 70% Efficient | One Conventional Griddle with 65% efficiency | Commercial | New | Offices | FL Zone 2 | Per Unit | 0% | 15815 | 13905 | 1910 | 0.12077 | 12 | 0.3156 | 0.080771 | 0 | Reference source included incremental cost only | 0 | No labor cost (installation will not vary between base & change) | 0 | Illinois 2018 Statewide TRM, Section 4.2.8 (incremental cost only) | 0 | No labor cost (installation will not vary between base & change) | 0 | unit |  | 0
Equipment | Energy Star Griddle | One Griddle meeting ENERGY STAR® 1.2 Standards, 70% Efficient | One Conventional Griddle with 65% efficiency | Commercial | New | Restaurants | FL Zone 2 | Per Unit | 41% | 15815 | 13905 | 1910 | 0.12077 | 12 | 0.3156 | 0.080771 | 0 | Reference source included incremental cost only | 0 | No labor cost (installation will not vary between base & change) | 0 | Illinois 2018 Statewide TRM, Section 4.2.8 (incremental cost only) | 0 | No labor cost (installation will not vary between base & change) | 0 | unit |  | 0
Equipment | Energy Star Griddle | One Griddle meeting ENERGY STAR® 1.2 Standards, 70% Efficient | One Conventional Griddle with 65% efficiency | Commercial | New | Retail | FL Zone 2 | Per Unit | 0% | 15815 | 13905 | 1910 | 0.12077 | 12 | 0.3156 | 0.080771 | 0 | Reference source included incremental cost only | 0 | No labor cost (installation will not vary between base & change) | 0 | Illinois 2018 Statewide TRM, Section 4.2.8 (incremental cost only) | 0 | No labor cost (installation will not vary between base & change) | 0 | unit |  | 0
Equipment | Energy Star Griddle | One Griddle meeting ENERGY STAR® 1.2 Standards, 70% Efficient | One Conventional Griddle with 65% efficiency | Commercial | New | Schools K-12 | FL Zone 2 | Per Unit | 41% | 15815 | 13905 | 1910 | 0.12077 | 12 | 0.3156 | 0.080771 | 0 | Reference source included incremental cost only | 0 | No labor cost (installation will not vary between base & change) | 0 | Illinois 2018 Statewide TRM, Section 4.2.8 (incremental cost only) | 0 | No labor cost (installation will not vary between base & change) | 0 | unit |  | 0
Equipment | Energy Star Griddle | One Griddle meeting ENERGY STAR® 1.2 Standards, 70% Efficient | One Conventional Griddle with 65% efficiency | Commercial | New | Warehouse | FL Zone 2 | Per Unit | 0% | 15815 | 13905 | 1910 | 0.12077 | 12 | 0.3156 | 0.080771 | 0 | Reference source included incremental cost only | 0 | No labor cost (installation will not vary between base & change) | 0 | Illinois 2018 Statewide TRM, Section 4.2.8 (incremental cost only) | 0 | No labor cost (installation will not vary between base & change) | 0 | unit |  | 0
Equipment | Energy Star Hot Food Holding Cabinet | One Hot Food Holding Cabinet meeting ENERGY STAR® 2.0 Standards | One Standard Hot Food Holding Cabinet | Commercial | Turnover | Assembly | FL Zone 2 | Per Unit | 0% | 3285 | 1554.9 | 1730.1 | 0.52667 | 12 | 0.31862 | 0.15417 | 3564 | Regional Technical Forum for the Northwest Council (https://rtf.nwcouncil.org/measure/hot-food-holding-cabinets) | 0 | No labor cost (installation will not vary between base & change) | 4375 | Regional Technical Forum for the Northwest Council (https://rtf.nwcouncil.org/measure/hot-food-holding-cabinets) | 0 | No labor cost (installation will not vary between base & change) | 811 | unit |  | 811
Equipment | Energy Star Hot Food Holding Cabinet | One Hot Food Holding Cabinet meeting ENERGY STAR® 2.0 Standards | One Standard Hot Food Holding Cabinet | Commercial | Turnover | College and University | FL Zone 2 | Per Unit | 26.95% | 3285 | 1554.9 | 1730.1 | 0.52667 | 12 | 0.31862 | 0.15417 | 3564 | Regional Technical Forum for the Northwest Council (https://rtf.nwcouncil.org/measure/hot-food-holding-cabinets) | 0 | No labor cost (installation will not vary between base & change) | 4375 | Regional Technical Forum for the Northwest Council (https://rtf.nwcouncil.org/measure/hot-food-holding-cabinets) | 0 | No labor cost (installation will not vary between base & change) | 811 | unit |  | 811
Equipment | Energy Star Hot Food Holding Cabinet | One Hot Food Holding Cabinet meeting ENERGY STAR® 2.0 Standards | One Standard Hot Food Holding Cabinet | Commercial | Turnover | Grocery | FL Zone 2 | Per Unit | 0% | 3285 | 1554.9 | 1730.1 | 0.52667 | 12 | 0.31862 | 0.15417 | 3564 | Regional Technical Forum for the Northwest Council (https://rtf.nwcouncil.org/measure/hot-food-holding-cabinets) | 0 | No labor cost (installation will not vary between base & change) | 4375 | Regional Technical Forum for the Northwest Council (https://rtf.nwcouncil.org/measure/hot-food-holding-cabinets) | 0 | No labor cost (installation will not vary between base & change) | 811 | unit |  | 811
Equipment | Energy Star Hot Food Holding Cabinet | One Hot Food Holding Cabinet meeting ENERGY STAR® 2.0 Standards | One Standard Hot Food Holding Cabinet | Commercial | Turnover | Healthcare | FL Zone 2 | Per Unit | 26.95% | 3285 | 1554.9 | 1730.1 | 0.52667 | 12 | 0.31862 | 0.15417 | 3564 | Regional Technical Forum for the Northwest Council (https://rtf.nwcouncil.org/measure/hot-food-holding-cabinets) | 0 | No labor cost (installation will not vary between base & change) | 4375 | Regional Technical Forum for the Northwest Council (https://rtf.nwcouncil.org/measure/hot-food-holding-cabinets) | 0 | No labor cost (installation will not vary between base & change) | 811 | unit |  | 811
Equipment | Energy Star Hot Food Holding Cabinet | One Hot Food Holding Cabinet meeting ENERGY STAR® 2.0 Standards | One Standard Hot Food Holding Cabinet | Commercial | Turnover | Hospitals | FL Zone 2 | Per Unit | 26.95% | 3285 | 1554.9 | 1730.1 | 0.52667 | 12 | 0.31862 | 0.15417 | 3564 | Regional Technical Forum for the Northwest Council (https://rtf.nwcouncil.org/measure/hot-food-holding-cabinets) | 0 | No labor cost (installation will not vary between base & change) | 4375 | Regional Technical Forum for the Northwest Council (https://rtf.nwcouncil.org/measure/hot-food-holding-cabinets) | 0 | No labor cost (installation will not vary between base & change) | 811 | unit |  | 811
Equipment | Energy Star Hot Food Holding Cabinet | One Hot Food Holding Cabinet meeting ENERGY STAR® 2.0 Standards | One Standard Hot Food Holding Cabinet | Commercial | Turnover | Institutional | FL Zone 2 | Per Unit | 0% | 3285 | 1554.9 | 1730.1 | 0.52667 | 12 | 0.31862 | 0.15417 | 3564 | Regional Technical Forum for the Northwest Council (https://rtf.nwcouncil.org/measure/hot-food-holding-cabinets) | 0 | No labor cost (installation will not vary between base & change) | 4375 | Regional Technical Forum for the Northwest Council (https://rtf.nwcouncil.org/measure/hot-food-holding-cabinets) | 0 | No labor cost (installation will not vary between base & change) | 811 | unit |  | 811
Equipment | Energy Star Hot Food Holding Cabinet | One Hot Food Holding Cabinet meeting ENERGY STAR® 2.0 Standards | One Standard Hot Food Holding Cabinet | Commercial | Turnover | Lodging/Hospitality | FL Zone 2 | Per Unit | 26.95% | 3285 | 1554.9 | 1730.1 | 0.52667 | 12 | 0.31862 | 0.15417 | 3564 | Regional Technical Forum for the Northwest Council (https://rtf.nwcouncil.org/measure/hot-food-holding-cabinets) | 0 | No labor cost (installation will not vary between base & change) | 4375 | Regional Technical Forum for the Northwest Council (https://rtf.nwcouncil.org/measure/hot-food-holding-cabinets) | 0 | No labor cost (installation will not vary between base & change) | 811 | unit |  | 811
Equipment | Energy Star Hot Food Holding Cabinet | One Hot Food Holding Cabinet meeting ENERGY STAR® 2.0 Standards | One Standard Hot Food Holding Cabinet | Commercial | Turnover | Miscellaneous | FL Zone 2 | Per Unit | 0% | 3285 | 1554.9 | 1730.1 | 0.52667 | 12 | 0.31862 | 0.15417 | 3564 | Regional Technical Forum for the Northwest Council (https://rtf.nwcouncil.org/measure/hot-food-holding-cabinets) | 0 | No labor cost (installation will not vary between base & change) | 4375 | Regional Technical Forum for the Northwest Council (https://rtf.nwcouncil.org/measure/hot-food-holding-cabinets) | 0 | No labor cost (installation will not vary between base & change) | 811 | unit |  | 811
Equipment | Energy Star Hot Food Holding Cabinet | One Hot Food Holding Cabinet meeting ENERGY STAR® 2.0 Standards | One Standard Hot Food Holding Cabinet | Commercial | Turnover | Offices | FL Zone 2 | Per Unit | 0% | 3285 | 1554.9 | 1730.1 | 0.52667 | 12 | 0.31862 | 0.15417 | 3564 | Regional Technical Forum for the Northwest Council (https://rtf.nwcouncil.org/measure/hot-food-holding-cabinets) | 0 | No labor cost (installation will not vary between base & change) | 4375 | Regional Technical Forum for the Northwest Council (https://rtf.nwcouncil.org/measure/hot-food-holding-cabinets) | 0 | No labor cost (installation will not vary between base & change) | 811 | unit |  | 811
Equipment | Energy Star Hot Food Holding Cabinet | One Hot Food Holding Cabinet meeting ENERGY STAR® 2.0 Standards | One Standard Hot Food Holding Cabinet | Commercial | Turnover | Restaurants | FL Zone 2 | Per Unit | 26.95% | 3285 | 1554.9 | 1730.1 | 0.52667 | 12 | 0.31862 | 0.15417 | 3564 | Regional Technical Forum for the Northwest Council (https://rtf.nwcouncil.org/measure/hot-food-holding-cabinets) | 0 | No labor cost (installation will not vary between base & change) | 4375 | Regional Technical Forum for the Northwest Council (https://rtf.nwcouncil.org/measure/hot-food-holding-cabinets) | 0 | No labor cost (installation will not vary between base & change) | 811 | unit |  | 811
Equipment | Energy Star Hot Food Holding Cabinet | One Hot Food Holding Cabinet meeting ENERGY STAR® 2.0 Standards | One Standard Hot Food Holding Cabinet | Commercial | Turnover | Retail | FL Zone 2 | Per Unit | 0% | 3285 | 1554.9 | 1730.1 | 0.52667 | 12 | 0.31862 | 0.15417 | 3564 | Regional Technical Forum for the Northwest Council (https://rtf.nwcouncil.org/measure/hot-food-holding-cabinets) | 0 | No labor cost (installation will not vary between base & change) | 4375 | Regional Technical Forum for the Northwest Council (https://rtf.nwcouncil.org/measure/hot-food-holding-cabinets) | 0 | No labor cost (installation will not vary between base & change) | 811 | unit |  | 811
Equipment | Energy Star Hot Food Holding Cabinet | One Hot Food Holding Cabinet meeting ENERGY STAR® 2.0 Standards | One Standard Hot Food Holding Cabinet | Commercial | Turnover | Schools K-12 | FL Zone 2 | Per Unit | 26.95% | 3285 | 1554.9 | 1730.1 | 0.52667 | 12 | 0.31862 | 0.15417 | 3564 | Regional Technical Forum for the Northwest Council (https://rtf.nwcouncil.org/measure/hot-food-holding-cabinets) | 0 | No labor cost (installation will not vary between base & change) | 4375 | Regional Technical Forum for the Northwest Council (https://rtf.nwcouncil.org/measure/hot-food-holding-cabinets) | 0 | No labor cost (installation will not vary between base & change) | 811 | unit |  | 811
Equipment | Energy Star Hot Food Holding Cabinet | One Hot Food Holding Cabinet meeting ENERGY STAR® 2.0 Standards | One Standard Hot Food Holding Cabinet | Commercial | Turnover | Warehouse | FL Zone 2 | Per Unit | 0% | 3285 | 1554.9 | 1730.1 | 0.52667 | 12 | 0.31862 | 0.15417 | 3564 | Regional Technical Forum for the Northwest Council (https://rtf.nwcouncil.org/measure/hot-food-holding-cabinets) | 0 | No labor cost (installation will not vary between base & change) | 4375 | Regional Technical Forum for the Northwest Council (https://rtf.nwcouncil.org/measure/hot-food-holding-cabinets) | 0 | No labor cost (installation will not vary between base & change) | 811 | unit |  | 811
Equipment | Energy Star Hot Food Holding Cabinet | One Hot Food Holding Cabinet meeting ENERGY STAR® 2.0 Standards | One Standard Hot Food Holding Cabinet | Commercial | New | Assembly | FL Zone 2 | Per Unit | 0% | 3285 | 1554.9 | 1730.1 | 0.52667 | 12 | 0.31862 | 0.15417 | 3564 | Regional Technical Forum for the Northwest Council (https://rtf.nwcouncil.org/measure/hot-food-holding-cabinets) | 0 | No labor cost (installation will not vary between base & change) | 4375 | Regional Technical Forum for the Northwest Council (https://rtf.nwcouncil.org/measure/hot-food-holding-cabinets) | 0 | No labor cost (installation will not vary between base & change) | 811 | unit |  | 811
Equipment | Energy Star Hot Food Holding Cabinet | One Hot Food Holding Cabinet meeting ENERGY STAR® 2.0 Standards | One Standard Hot Food Holding Cabinet | Commercial | New | College and University | FL Zone 2 | Per Unit | 26.95% | 3285 | 1554.9 | 1730.1 | 0.52667 | 12 | 0.31862 | 0.15417 | 3564 | Regional Technical Forum for the Northwest Council (https://rtf.nwcouncil.org/measure/hot-food-holding-cabinets) | 0 | No labor cost (installation will not vary between base & change) | 4375 | Regional Technical Forum for the Northwest Council (https://rtf.nwcouncil.org/measure/hot-food-holding-cabinets) | 0 | No labor cost (installation will not vary between base & change) | 811 | unit |  | 811
Equipment | Energy Star Hot Food Holding Cabinet | One Hot Food Holding Cabinet meeting ENERGY STAR® 2.0 Standards | One Standard Hot Food Holding Cabinet | Commercial | New | Grocery | FL Zone 2 | Per Unit | 0% | 3285 | 1554.9 | 1730.1 | 0.52667 | 12 | 0.31862 | 0.15417 | 3564 | Regional Technical Forum for the Northwest Council (https://rtf.nwcouncil.org/measure/hot-food-holding-cabinets) | 0 | No labor cost (installation will not vary between base & change) | 4375 | Regional Technical Forum for the Northwest Council (https://rtf.nwcouncil.org/measure/hot-food-holding-cabinets) | 0 | No labor cost (installation will not vary between base & change) | 811 | unit |  | 811
Equipment | Energy Star Hot Food Holding Cabinet | One Hot Food Holding Cabinet meeting ENERGY STAR® 2.0 Standards | One Standard Hot Food Holding Cabinet | Commercial | New | Healthcare | FL Zone 2 | Per Unit | 26.95% | 3285 | 1554.9 | 1730.1 | 0.52667 | 12 | 0.31862 | 0.15417 | 3564 | Regional Technical Forum for the Northwest Council (https://rtf.nwcouncil.org/measure/hot-food-holding-cabinets) | 0 | No labor cost (installation will not vary between base & change) | 4375 | Regional Technical Forum for the Northwest Council (https://rtf.nwcouncil.org/measure/hot-food-holding-cabinets) | 0 | No labor cost (installation will not vary between base & change) | 811 | unit |  | 811
Equipment | Energy Star Hot Food Holding Cabinet | One Hot Food Holding Cabinet meeting ENERGY STAR® 2.0 Standards | One Standard Hot Food Holding Cabinet | Commercial | New | Hospitals | FL Zone 2 | Per Unit | 26.95% | 3285 | 1554.9 | 1730.1 | 0.52667 | 12 | 0.31862 | 0.15417 | 3564 | Regional Technical Forum for the Northwest Council (https://rtf.nwcouncil.org/measure/hot-food-holding-cabinets) | 0 | No labor cost (installation will not vary between base & change) | 4375 | Regional Technical Forum for the Northwest Council (https://rtf.nwcouncil.org/measure/hot-food-holding-cabinets) | 0 | No labor cost (installation will not vary between base & change) | 811 | unit |  | 811
Equipment | Energy Star Hot Food Holding Cabinet | One Hot Food Holding Cabinet meeting ENERGY STAR® 2.0 Standards | One Standard Hot Food Holding Cabinet | Commercial | New | Institutional | FL Zone 2 | Per Unit | 0% | 3285 | 1554.9 | 1730.1 | 0.52667 | 12 | 0.31862 | 0.15417 | 3564 | Regional Technical Forum for the Northwest Council (https://rtf.nwcouncil.org/measure/hot-food-holding-cabinets) | 0 | No labor cost (installation will not vary between base & change) | 4375 | Regional Technical Forum for the Northwest Council (https://rtf.nwcouncil.org/measure/hot-food-holding-cabinets) | 0 | No labor cost (installation will not vary between base & change) | 811 | unit |  | 811
Equipment | Energy Star Hot Food Holding Cabinet | One Hot Food Holding Cabinet meeting ENERGY STAR® 2.0 Standards | One Standard Hot Food Holding Cabinet | Commercial | New | Lodging/Hospitality | FL Zone 2 | Per Unit | 26.95% | 3285 | 1554.9 | 1730.1 | 0.52667 | 12 | 0.31862 | 0.15417 | 3564 | Regional Technical Forum for the Northwest Council (https://rtf.nwcouncil.org/measure/hot-food-holding-cabinets) | 0 | No labor cost (installation will not vary between base & change) | 4375 | Regional Technical Forum for the Northwest Council (https://rtf.nwcouncil.org/measure/hot-food-holding-cabinets) | 0 | No labor cost (installation will not vary between base & change) | 811 | unit |  | 811
Equipment | Energy Star Hot Food Holding Cabinet | One Hot Food Holding Cabinet meeting ENERGY STAR® 2.0 Standards | One Standard Hot Food Holding Cabinet | Commercial | New | Miscellaneous | FL Zone 2 | Per Unit | 0% | 3285 | 1554.9 | 1730.1 | 0.52667 | 12 | 0.31862 | 0.15417 | 3564 | Regional Technical Forum for the Northwest Council (https://rtf.nwcouncil.org/measure/hot-food-holding-cabinets) | 0 | No labor cost (installation will not vary between base & change) | 4375 | Regional Technical Forum for the Northwest Council (https://rtf.nwcouncil.org/measure/hot-food-holding-cabinets) | 0 | No labor cost (installation will not vary between base & change) | 811 | unit |  | 811
Equipment | Energy Star Hot Food Holding Cabinet | One Hot Food Holding Cabinet meeting ENERGY STAR® 2.0 Standards | One Standard Hot Food Holding Cabinet | Commercial | New | Offices | FL Zone 2 | Per Unit | 0% | 3285 | 1554.9 | 1730.1 | 0.52667 | 12 | 0.31862 | 0.15417 | 3564 | Regional Technical Forum for the Northwest Council (https://rtf.nwcouncil.org/measure/hot-food-holding-cabinets) | 0 | No labor cost (installation will not vary between base & change) | 4375 | Regional Technical Forum for the Northwest Council (https://rtf.nwcouncil.org/measure/hot-food-holding-cabinets) | 0 | No labor cost (installation will not vary between base & change) | 811 | unit |  | 811
Equipment | Energy Star Hot Food Holding Cabinet | One Hot Food Holding Cabinet meeting ENERGY STAR® 2.0 Standards | One Standard Hot Food Holding Cabinet | Commercial | New | Restaurants | FL Zone 2 | Per Unit | 26.95% | 3285 | 1554.9 | 1730.1 | 0.52667 | 12 | 0.31862 | 0.15417 | 3564 | Regional Technical Forum for the Northwest Council (https://rtf.nwcouncil.org/measure/hot-food-holding-cabinets) | 0 | No labor cost (installation will not vary between base & change) | 4375 | Regional Technical Forum for the Northwest Council (https://rtf.nwcouncil.org/measure/hot-food-holding-cabinets) | 0 | No labor cost (installation will not vary between base & change) | 811 | unit |  | 811
Equipment | Energy Star Hot Food Holding Cabinet | One Hot Food Holding Cabinet meeting ENERGY STAR® 2.0 Standards | One Standard Hot Food Holding Cabinet | Commercial | New | Retail | FL Zone 2 | Per Unit | 0% | 3285 | 1554.9 | 1730.1 | 0.52667 | 12 | 0.31862 | 0.15417 | 3564 | Regional Technical Forum for the Northwest Council (https://rtf.nwcouncil.org/measure/hot-food-holding-cabinets) | 0 | No labor cost (installation will not vary between base & change) | 4375 | Regional Technical Forum for the Northwest Council (https://rtf.nwcouncil.org/measure/hot-food-holding-cabinets) | 0 | No labor cost (installation will not vary between base & change) | 811 | unit |  | 811
Equipment | Energy Star Hot Food Holding Cabinet | One Hot Food Holding Cabinet meeting ENERGY STAR® 2.0 Standards | One Standard Hot Food Holding Cabinet | Commercial | New | Schools K-12 | FL Zone 2 | Per Unit | 26.95% | 3285 | 1554.9 | 1730.1 | 0.52667 | 12 | 0.31862 | 0.15417 | 3564 | Regional Technical Forum for the Northwest Council (https://rtf.nwcouncil.org/measure/hot-food-holding-cabinets) | 0 | No labor cost (installation will not vary between base & change) | 4375 | Regional Technical Forum for the Northwest Council (https://rtf.nwcouncil.org/measure/hot-food-holding-cabinets) | 0 | No labor cost (installation will not vary between base & change) | 811 | unit |  | 811
Equipment | Energy Star Hot Food Holding Cabinet | One Hot Food Holding Cabinet meeting ENERGY STAR® 2.0 Standards | One Standard Hot Food Holding Cabinet | Commercial | New | Warehouse | FL Zone 2 | Per Unit | 0% | 3285 | 1554.9 | 1730.1 | 0.52667 | 12 | 0.31862 | 0.15417 | 3564 | Regional Technical Forum for the Northwest Council (https://rtf.nwcouncil.org/measure/hot-food-holding-cabinets) | 0 | No labor cost (installation will not vary between base & change) | 4375 | Regional Technical Forum for the Northwest Council (https://rtf.nwcouncil.org/measure/hot-food-holding-cabinets) | 0 | No labor cost (installation will not vary between base & change) | 811 | unit |  | 811
Equipment | Energy Star Steamer | One 4-Pan Electric Steamer meeting ENERGY STAR® 2.0 Standards, 68% Efficient | One Standard Economy-Grade 4-Pan Steamer, 26% Efficient | Commercial | Turnover | Assembly | FL Zone 2 | Per Unit | 0% | 17599 | 7632 | 9967 | 0.56634 | 12 | 1.4645 | 0.85037 | 5748.54 | Regional Technical Forum for the Northwest Council (https://nwcouncil.app.box.com/v/ComCookingSteamer3-0) | 0 | No labor cost (installation will not vary between base & change) | 6574.26 | Regional Technical Forum for the Northwest Council (https://nwcouncil.app.box.com/v/ComCookingSteamer3-0) | 0 | No labor cost (installation will not vary between base & change) | 825.72 | unit |  | 825.72
Equipment | Energy Star Steamer | One 4-Pan Electric Steamer meeting ENERGY STAR® 2.0 Standards, 68% Efficient | One Standard Economy-Grade 4-Pan Steamer, 26% Efficient | Commercial | Turnover | College and University | FL Zone 2 | Per Unit | 11.72% | 17599 | 7632 | 9967 | 0.56634 | 12 | 1.4645 | 0.85037 | 5748.54 | Regional Technical Forum for the Northwest Council (https://nwcouncil.app.box.com/v/ComCookingSteamer3-0) | 0 | No labor cost (installation will not vary between base & change) | 6574.26 | Regional Technical Forum for the Northwest Council (https://nwcouncil.app.box.com/v/ComCookingSteamer3-0) | 0 | No labor cost (installation will not vary between base & change) | 825.72 | unit |  | 825.72
Equipment | Energy Star Steamer | One 4-Pan Electric Steamer meeting ENERGY STAR® 2.0 Standards, 68% Efficient | One Standard Economy-Grade 4-Pan Steamer, 26% Efficient | Commercial | Turnover | Grocery | FL Zone 2 | Per Unit | 0% | 17599 | 7632 | 9967 | 0.56634 | 12 | 1.4645 | 0.85037 | 5748.54 | Regional Technical Forum for the Northwest Council (https://nwcouncil.app.box.com/v/ComCookingSteamer3-0) | 0 | No labor cost (installation will not vary between base & change) | 6574.26 | Regional Technical Forum for the Northwest Council (https://nwcouncil.app.box.com/v/ComCookingSteamer3-0) | 0 | No labor cost (installation will not vary between base & change) | 825.72 | unit |  | 825.72
Equipment | Energy Star Steamer | One 4-Pan Electric Steamer meeting ENERGY STAR® 2.0 Standards, 68% Efficient | One Standard Economy-Grade 4-Pan Steamer, 26% Efficient | Commercial | Turnover | Healthcare | FL Zone 2 | Per Unit | 11.72% | 17599 | 7632 | 9967 | 0.56634 | 12 | 1.4645 | 0.85037 | 5748.54 | Regional Technical Forum for the Northwest Council (https://nwcouncil.app.box.com/v/ComCookingSteamer3-0) | 0 | No labor cost (installation will not vary between base & change) | 6574.26 | Regional Technical Forum for the Northwest Council (https://nwcouncil.app.box.com/v/ComCookingSteamer3-0) | 0 | No labor cost (installation will not vary between base & change) | 825.72 | unit |  | 825.72
Equipment | Energy Star Steamer | One 4-Pan Electric Steamer meeting ENERGY STAR® 2.0 Standards, 68% Efficient | One Standard Economy-Grade 4-Pan Steamer, 26% Efficient | Commercial | Turnover | Hospitals | FL Zone 2 | Per Unit | 11.72% | 17599 | 7632 | 9967 | 0.56634 | 12 | 1.4645 | 0.85037 | 5748.54 | Regional Technical Forum for the Northwest Council (https://nwcouncil.app.box.com/v/ComCookingSteamer3-0) | 0 | No labor cost (installation will not vary between base & change) | 6574.26 | Regional Technical Forum for the Northwest Council (https://nwcouncil.app.box.com/v/ComCookingSteamer3-0) | 0 | No labor cost (installation will not vary between base & change) | 825.72 | unit |  | 825.72
Equipment | Energy Star Steamer | One 4-Pan Electric Steamer meeting ENERGY STAR® 2.0 Standards, 68% Efficient | One Standard Economy-Grade 4-Pan Steamer, 26% Efficient | Commercial | Turnover | Institutional | FL Zone 2 | Per Unit | 0% | 17599 | 7632 | 9967 | 0.56634 | 12 | 1.4645 | 0.85037 | 5748.54 | Regional Technical Forum for the Northwest Council (https://nwcouncil.app.box.com/v/ComCookingSteamer3-0) | 0 | No labor cost (installation will not vary between base & change) | 6574.26 | Regional Technical Forum for the Northwest Council (https://nwcouncil.app.box.com/v/ComCookingSteamer3-0) | 0 | No labor cost (installation will not vary between base & change) | 825.72 | unit |  | 825.72
Equipment | Energy Star Steamer | One 4-Pan Electric Steamer meeting ENERGY STAR® 2.0 Standards, 68% Efficient | One Standard Economy-Grade 4-Pan Steamer, 26% Efficient | Commercial | Turnover | Lodging/Hospitality | FL Zone 2 | Per Unit | 11.72% | 17599 | 7632 | 9967 | 0.56634 | 12 | 1.4645 | 0.85037 | 5748.54 | Regional Technical Forum for the Northwest Council (https://nwcouncil.app.box.com/v/ComCookingSteamer3-0) | 0 | No labor cost (installation will not vary between base & change) | 6574.26 | Regional Technical Forum for the Northwest Council (https://nwcouncil.app.box.com/v/ComCookingSteamer3-0) | 0 | No labor cost (installation will not vary between base & change) | 825.72 | unit |  | 825.72
Equipment | Energy Star Steamer | One 4-Pan Electric Steamer meeting ENERGY STAR® 2.0 Standards, 68% Efficient | One Standard Economy-Grade 4-Pan Steamer, 26% Efficient | Commercial | Turnover | Miscellaneous | FL Zone 2 | Per Unit | 0% | 17599 | 7632 | 9967 | 0.56634 | 12 | 1.4645 | 0.85037 | 5748.54 | Regional Technical Forum for the Northwest Council (https://nwcouncil.app.box.com/v/ComCookingSteamer3-0) | 0 | No labor cost (installation will not vary between base & change) | 6574.26 | Regional Technical Forum for the Northwest Council (https://nwcouncil.app.box.com/v/ComCookingSteamer3-0) | 0 | No labor cost (installation will not vary between base & change) | 825.72 | unit |  | 825.72
Equipment | Energy Star Steamer | One 4-Pan Electric Steamer meeting ENERGY STAR® 2.0 Standards, 68% Efficient | One Standard Economy-Grade 4-Pan Steamer, 26% Efficient | Commercial | Turnover | Offices | FL Zone 2 | Per Unit | 0% | 17599 | 7632 | 9967 | 0.56634 | 12 | 1.4645 | 0.85037 | 5748.54 | Regional Technical Forum for the Northwest Council (https://nwcouncil.app.box.com/v/ComCookingSteamer3-0) | 0 | No labor cost (installation will not vary between base & change) | 6574.26 | Regional Technical Forum for the Northwest Council (https://nwcouncil.app.box.com/v/ComCookingSteamer3-0) | 0 | No labor cost (installation will not vary between base & change) | 825.72 | unit |  | 825.72
Equipment | Energy Star Steamer | One 4-Pan Electric Steamer meeting ENERGY STAR® 2.0 Standards, 68% Efficient | One Standard Economy-Grade 4-Pan Steamer, 26% Efficient | Commercial | Turnover | Restaurants | FL Zone 2 | Per Unit | 11.72% | 17599 | 7632 | 9967 | 0.56634 | 12 | 1.4645 | 0.85037 | 5748.54 | Regional Technical Forum for the Northwest Council (https://nwcouncil.app.box.com/v/ComCookingSteamer3-0) | 0 | No labor cost (installation will not vary between base & change) | 6574.26 | Regional Technical Forum for the Northwest Council (https://nwcouncil.app.box.com/v/ComCookingSteamer3-0) | 0 | No labor cost (installation will not vary between base & change) | 825.72 | unit |  | 825.72
Equipment | Energy Star Steamer | One 4-Pan Electric Steamer meeting ENERGY STAR® 2.0 Standards, 68% Efficient | One Standard Economy-Grade 4-Pan Steamer, 26% Efficient | Commercial | Turnover | Retail | FL Zone 2 | Per Unit | 0% | 17599 | 7632 | 9967 | 0.56634 | 12 | 1.4645 | 0.85037 | 5748.54 | Regional Technical Forum for the Northwest Council (https://nwcouncil.app.box.com/v/ComCookingSteamer3-0) | 0 | No labor cost (installation will not vary between base & change) | 6574.26 | Regional Technical Forum for the Northwest Council (https://nwcouncil.app.box.com/v/ComCookingSteamer3-0) | 0 | No labor cost (installation will not vary between base & change) | 825.72 | unit |  | 825.72
Equipment | Energy Star Steamer | One 4-Pan Electric Steamer meeting ENERGY STAR® 2.0 Standards, 68% Efficient | One Standard Economy-Grade 4-Pan Steamer, 26% Efficient | Commercial | Turnover | Schools K-12 | FL Zone 2 | Per Unit | 11.72% | 17599 | 7632 | 9967 | 0.56634 | 12 | 1.4645 | 0.85037 | 5748.54 | Regional Technical Forum for the Northwest Council (https://nwcouncil.app.box.com/v/ComCookingSteamer3-0) | 0 | No labor cost (installation will not vary between base & change) | 6574.26 | Regional Technical Forum for the Northwest Council (https://nwcouncil.app.box.com/v/ComCookingSteamer3-0) | 0 | No labor cost (installation will not vary between base & change) | 825.72 | unit |  | 825.72
Equipment | Energy Star Steamer | One 4-Pan Electric Steamer meeting ENERGY STAR® 2.0 Standards, 68% Efficient | One Standard Economy-Grade 4-Pan Steamer, 26% Efficient | Commercial | Turnover | Warehouse | FL Zone 2 | Per Unit | 0% | 17599 | 7632 | 9967 | 0.56634 | 12 | 1.4645 | 0.85037 | 5748.54 | Regional Technical Forum for the Northwest Council (https://nwcouncil.app.box.com/v/ComCookingSteamer3-0) | 0 | No labor cost (installation will not vary between base & change) | 6574.26 | Regional Technical Forum for the Northwest Council (https://nwcouncil.app.box.com/v/ComCookingSteamer3-0) | 0 | No labor cost (installation will not vary between base & change) | 825.72 | unit |  | 825.72
Equipment | Energy Star Steamer | One 4-Pan Electric Steamer meeting ENERGY STAR® 2.0 Standards, 68% Efficient | One Standard Economy-Grade 4-Pan Steamer, 26% Efficient | Commercial | New | Assembly | FL Zone 2 | Per Unit | 0% | 17599 | 7632 | 9967 | 0.56634 | 12 | 1.4645 | 0.85037 | 5748.54 | Regional Technical Forum for the Northwest Council (https://nwcouncil.app.box.com/v/ComCookingSteamer3-0) | 0 | No labor cost (installation will not vary between base & change) | 6574.26 | Regional Technical Forum for the Northwest Council (https://nwcouncil.app.box.com/v/ComCookingSteamer3-0) | 0 | No labor cost (installation will not vary between base & change) | 825.72 | unit |  | 825.72
Equipment | Energy Star Steamer | One 4-Pan Electric Steamer meeting ENERGY STAR® 2.0 Standards, 68% Efficient | One Standard Economy-Grade 4-Pan Steamer, 26% Efficient | Commercial | New | College and University | FL Zone 2 | Per Unit | 11.72% | 17599 | 7632 | 9967 | 0.56634 | 12 | 1.4645 | 0.85037 | 5748.54 | Regional Technical Forum for the Northwest Council (https://nwcouncil.app.box.com/v/ComCookingSteamer3-0) | 0 | No labor cost (installation will not vary between base & change) | 6574.26 | Regional Technical Forum for the Northwest Council (https://nwcouncil.app.box.com/v/ComCookingSteamer3-0) | 0 | No labor cost (installation will not vary between base & change) | 825.72 | unit |  | 825.72
Equipment | Energy Star Steamer | One 4-Pan Electric Steamer meeting ENERGY STAR® 2.0 Standards, 68% Efficient | One Standard Economy-Grade 4-Pan Steamer, 26% Efficient | Commercial | New | Grocery | FL Zone 2 | Per Unit | 0% | 17599 | 7632 | 9967 | 0.56634 | 12 | 1.4645 | 0.85037 | 5748.54 | Regional Technical Forum for the Northwest Council (https://nwcouncil.app.box.com/v/ComCookingSteamer3-0) | 0 | No labor cost (installation will not vary between base & change) | 6574.26 | Regional Technical Forum for the Northwest Council (https://nwcouncil.app.box.com/v/ComCookingSteamer3-0) | 0 | No labor cost (installation will not vary between base & change) | 825.72 | unit |  | 825.72
Equipment | Energy Star Steamer | One 4-Pan Electric Steamer meeting ENERGY STAR® 2.0 Standards, 68% Efficient | One Standard Economy-Grade 4-Pan Steamer, 26% Efficient | Commercial | New | Healthcare | FL Zone 2 | Per Unit | 11.72% | 17599 | 7632 | 9967 | 0.56634 | 12 | 1.4645 | 0.85037 | 5748.54 | Regional Technical Forum for the Northwest Council (https://nwcouncil.app.box.com/v/ComCookingSteamer3-0) | 0 | No labor cost (installation will not vary between base & change) | 6574.26 | Regional Technical Forum for the Northwest Council (https://nwcouncil.app.box.com/v/ComCookingSteamer3-0) | 0 | No labor cost (installation will not vary between base & change) | 825.72 | unit |  | 825.72
Equipment | Energy Star Steamer | One 4-Pan Electric Steamer meeting ENERGY STAR® 2.0 Standards, 68% Efficient | One Standard Economy-Grade 4-Pan Steamer, 26% Efficient | Commercial | New | Hospitals | FL Zone 2 | Per Unit | 11.72% | 17599 | 7632 | 9967 | 0.56634 | 12 | 1.4645 | 0.85037 | 5748.54 | Regional Technical Forum for the Northwest Council (https://nwcouncil.app.box.com/v/ComCookingSteamer3-0) | 0 | No labor cost (installation will not vary between base & change) | 6574.26 | Regional Technical Forum for the Northwest Council (https://nwcouncil.app.box.com/v/ComCookingSteamer3-0) | 0 | No labor cost (installation will not vary between base & change) | 825.72 | unit |  | 825.72
Equipment | Energy Star Steamer | One 4-Pan Electric Steamer meeting ENERGY STAR® 2.0 Standards, 68% Efficient | One Standard Economy-Grade 4-Pan Steamer, 26% Efficient | Commercial | New | Institutional | FL Zone 2 | Per Unit | 0% | 17599 | 7632 | 9967 | 0.56634 | 12 | 1.4645 | 0.85037 | 5748.54 | Regional Technical Forum for the Northwest Council (https://nwcouncil.app.box.com/v/ComCookingSteamer3-0) | 0 | No labor cost (installation will not vary between base & change) | 6574.26 | Regional Technical Forum for the Northwest Council (https://nwcouncil.app.box.com/v/ComCookingSteamer3-0) | 0 | No labor cost (installation will not vary between base & change) | 825.72 | unit |  | 825.72
Equipment | Energy Star Steamer | One 4-Pan Electric Steamer meeting ENERGY STAR® 2.0 Standards, 68% Efficient | One Standard Economy-Grade 4-Pan Steamer, 26% Efficient | Commercial | New | Lodging/Hospitality | FL Zone 2 | Per Unit | 11.72% | 17599 | 7632 | 9967 | 0.56634 | 12 | 1.4645 | 0.85037 | 5748.54 | Regional Technical Forum for the Northwest Council (https://nwcouncil.app.box.com/v/ComCookingSteamer3-0) | 0 | No labor cost (installation will not vary between base & change) | 6574.26 | Regional Technical Forum for the Northwest Council (https://nwcouncil.app.box.com/v/ComCookingSteamer3-0) | 0 | No labor cost (installation will not vary between base & change) | 825.72 | unit |  | 825.72
Equipment | Energy Star Steamer | One 4-Pan Electric Steamer meeting ENERGY STAR® 2.0 Standards, 68% Efficient | One Standard Economy-Grade 4-Pan Steamer, 26% Efficient | Commercial | New | Miscellaneous | FL Zone 2 | Per Unit | 0% | 17599 | 7632 | 9967 | 0.56634 | 12 | 1.4645 | 0.85037 | 5748.54 | Regional Technical Forum for the Northwest Council (https://nwcouncil.app.box.com/v/ComCookingSteamer3-0) | 0 | No labor cost (installation will not vary between base & change) | 6574.26 | Regional Technical Forum for the Northwest Council (https://nwcouncil.app.box.com/v/ComCookingSteamer3-0) | 0 | No labor cost (installation will not vary between base & change) | 825.72 | unit |  | 825.72
Equipment | Energy Star Steamer | One 4-Pan Electric Steamer meeting ENERGY STAR® 2.0 Standards, 68% Efficient | One Standard Economy-Grade 4-Pan Steamer, 26% Efficient | Commercial | New | Offices | FL Zone 2 | Per Unit | 0% | 17599 | 7632 | 9967 | 0.56634 | 12 | 1.4645 | 0.85037 | 5748.54 | Regional Technical Forum for the Northwest Council (https://nwcouncil.app.box.com/v/ComCookingSteamer3-0) | 0 | No labor cost (installation will not vary between base & change) | 6574.26 | Regional Technical Forum for the Northwest Council (https://nwcouncil.app.box.com/v/ComCookingSteamer3-0) | 0 | No labor cost (installation will not vary between base & change) | 825.72 | unit |  | 825.72
Equipment | Energy Star Steamer | One 4-Pan Electric Steamer meeting ENERGY STAR® 2.0 Standards, 68% Efficient | One Standard Economy-Grade 4-Pan Steamer, 26% Efficient | Commercial | New | Restaurants | FL Zone 2 | Per Unit | 11.72% | 17599 | 7632 | 9967 | 0.56634 | 12 | 1.4645 | 0.85037 | 5748.54 | Regional Technical Forum for the Northwest Council (https://nwcouncil.app.box.com/v/ComCookingSteamer3-0) | 0 | No labor cost (installation will not vary between base & change) | 6574.26 | Regional Technical Forum for the Northwest Council (https://nwcouncil.app.box.com/v/ComCookingSteamer3-0) | 0 | No labor cost (installation will not vary between base & change) | 825.72 | unit |  | 825.72
Equipment | Energy Star Steamer | One 4-Pan Electric Steamer meeting ENERGY STAR® 2.0 Standards, 68% Efficient | One Standard Economy-Grade 4-Pan Steamer, 26% Efficient | Commercial | New | Retail | FL Zone 2 | Per Unit | 0% | 17599 | 7632 | 9967 | 0.56634 | 12 | 1.4645 | 0.85037 | 5748.54 | Regional Technical Forum for the Northwest Council (https://nwcouncil.app.box.com/v/ComCookingSteamer3-0) | 0 | No labor cost (installation will not vary between base & change) | 6574.26 | Regional Technical Forum for the Northwest Council (https://nwcouncil.app.box.com/v/ComCookingSteamer3-0) | 0 | No labor cost (installation will not vary between base & change) | 825.72 | unit |  | 825.72
Equipment | Energy Star Steamer | One 4-Pan Electric Steamer meeting ENERGY STAR® 2.0 Standards, 68% Efficient | One Standard Economy-Grade 4-Pan Steamer, 26% Efficient | Commercial | New | Schools K-12 | FL Zone 2 | Per Unit | 11.72% | 17599 | 7632 | 9967 | 0.56634 | 12 | 1.4645 | 0.85037 | 5748.54 | Regional Technical Forum for the Northwest Council (https://nwcouncil.app.box.com/v/ComCookingSteamer3-0) | 0 | No labor cost (installation will not vary between base & change) | 6574.26 | Regional Technical Forum for the Northwest Council (https://nwcouncil.app.box.com/v/ComCookingSteamer3-0) | 0 | No labor cost (installation will not vary between base & change) | 825.72 | unit |  | 825.72
Equipment | Energy Star Steamer | One 4-Pan Electric Steamer meeting ENERGY STAR® 2.0 Standards, 68% Efficient | One Standard Economy-Grade 4-Pan Steamer, 26% Efficient | Commercial | New | Warehouse | FL Zone 2 | Per Unit | 0% | 17599 | 7632 | 9967 | 0.56634 | 12 | 1.4645 | 0.85037 | 5748.54 | Regional Technical Forum for the Northwest Council (https://nwcouncil.app.box.com/v/ComCookingSteamer3-0) | 0 | No labor cost (installation will not vary between base & change) | 6574.26 | Regional Technical Forum for the Northwest Council (https://nwcouncil.app.box.com/v/ComCookingSteamer3-0) | 0 | No labor cost (installation will not vary between base & change) | 825.72 | unit |  | 825.72
Equipment | Induction Cooktops | Efficient Induction Cooktop | One Standard Electric Cooktop | Commercial | Turnover | Assembly | FL Zone 2 | Per Unit | 0% | 10488.15 | 8513.91 | 1974.24 | 0.18824 | 10 | 0.4257 | 0.17529 | 1270 | https://www.webstaurantstore.com/garland-ed-15hse-designer-series-15-two-solid-burner-electric-countertop-hot-plate-208v-1-phase-5-2-kw/372ED15HSEB.html | 0 | No labor cost (installation will not vary between base & change) | 3963.65 | https://www.webstaurantstore.com/vollrath-924himc-cayenne-four-hob-heavy-duty-induction-hot-plate-with-manual-controls-208-240v/922924HIMC%20%20208*240.html?utm_source=Google&utm_medium=cpc&utm_campaign=GoogleShopping&gclid=EAIaIQobChMI18375tCj2gIVE6vsCh065QlBEAkYASABEgLbWfD_BwE | 0 | No labor cost (installation will not vary between base & change) | 2693.65 | unit |  | 2693.65
Equipment | Induction Cooktops | Efficient Induction Cooktop | One Standard Electric Cooktop | Commercial | Turnover | College and University | FL Zone 2 | Per Unit | 4.728% | 10488.15 | 8513.91 | 1974.24 | 0.18824 | 10 | 0.4257 | 0.17529 | 1270 | https://www.webstaurantstore.com/garland-ed-15hse-designer-series-15-two-solid-burner-electric-countertop-hot-plate-208v-1-phase-5-2-kw/372ED15HSEB.html | 0 | No labor cost (installation will not vary between base & change) | 3963.65 | https://www.webstaurantstore.com/vollrath-924himc-cayenne-four-hob-heavy-duty-induction-hot-plate-with-manual-controls-208-240v/922924HIMC%20%20208*240.html?utm_source=Google&utm_medium=cpc&utm_campaign=GoogleShopping&gclid=EAIaIQobChMI18375tCj2gIVE6vsCh065QlBEAkYASABEgLbWfD_BwE | 0 | No labor cost (installation will not vary between base & change) | 2693.65 | unit |  | 2693.65
Equipment | Induction Cooktops | Efficient Induction Cooktop | One Standard Electric Cooktop | Commercial | Turnover | Grocery | FL Zone 2 | Per Unit | 0% | 10488.15 | 8513.91 | 1974.24 | 0.18824 | 10 | 0.4257 | 0.17529 | 1270 | https://www.webstaurantstore.com/garland-ed-15hse-designer-series-15-two-solid-burner-electric-countertop-hot-plate-208v-1-phase-5-2-kw/372ED15HSEB.html | 0 | No labor cost (installation will not vary between base & change) | 3963.65 | https://www.webstaurantstore.com/vollrath-924himc-cayenne-four-hob-heavy-duty-induction-hot-plate-with-manual-controls-208-240v/922924HIMC%20%20208*240.html?utm_source=Google&utm_medium=cpc&utm_campaign=GoogleShopping&gclid=EAIaIQobChMI18375tCj2gIVE6vsCh065QlBEAkYASABEgLbWfD_BwE | 0 | No labor cost (installation will not vary between base & change) | 2693.65 | unit |  | 2693.65
Equipment | Induction Cooktops | Efficient Induction Cooktop | One Standard Electric Cooktop | Commercial | Turnover | Healthcare | FL Zone 2 | Per Unit | 14.15% | 10488.15 | 8513.91 | 1974.24 | 0.18824 | 10 | 0.4257 | 0.17529 | 1270 | https://www.webstaurantstore.com/garland-ed-15hse-designer-series-15-two-solid-burner-electric-countertop-hot-plate-208v-1-phase-5-2-kw/372ED15HSEB.html | 0 | No labor cost (installation will not vary between base & change) | 3963.65 | https://www.webstaurantstore.com/vollrath-924himc-cayenne-four-hob-heavy-duty-induction-hot-plate-with-manual-controls-208-240v/922924HIMC%20%20208*240.html?utm_source=Google&utm_medium=cpc&utm_campaign=GoogleShopping&gclid=EAIaIQobChMI18375tCj2gIVE6vsCh065QlBEAkYASABEgLbWfD_BwE | 0 | No labor cost (installation will not vary between base & change) | 2693.65 | unit |  | 2693.65
Equipment | Induction Cooktops | Efficient Induction Cooktop | One Standard Electric Cooktop | Commercial | Turnover | Hospitals | FL Zone 2 | Per Unit | 4.728% | 10488.15 | 8513.91 | 1974.24 | 0.18824 | 10 | 0.4257 | 0.17529 | 1270 | https://www.webstaurantstore.com/garland-ed-15hse-designer-series-15-two-solid-burner-electric-countertop-hot-plate-208v-1-phase-5-2-kw/372ED15HSEB.html | 0 | No labor cost (installation will not vary between base & change) | 3963.65 | https://www.webstaurantstore.com/vollrath-924himc-cayenne-four-hob-heavy-duty-induction-hot-plate-with-manual-controls-208-240v/922924HIMC%20%20208*240.html?utm_source=Google&utm_medium=cpc&utm_campaign=GoogleShopping&gclid=EAIaIQobChMI18375tCj2gIVE6vsCh065QlBEAkYASABEgLbWfD_BwE | 0 | No labor cost (installation will not vary between base & change) | 2693.65 | unit |  | 2693.65
Equipment | Induction Cooktops | Efficient Induction Cooktop | One Standard Electric Cooktop | Commercial | Turnover | Institutional | FL Zone 2 | Per Unit | 0% | 10488.15 | 8513.91 | 1974.24 | 0.18824 | 10 | 0.4257 | 0.17529 | 1270 | https://www.webstaurantstore.com/garland-ed-15hse-designer-series-15-two-solid-burner-electric-countertop-hot-plate-208v-1-phase-5-2-kw/372ED15HSEB.html | 0 | No labor cost (installation will not vary between base & change) | 3963.65 | https://www.webstaurantstore.com/vollrath-924himc-cayenne-four-hob-heavy-duty-induction-hot-plate-with-manual-controls-208-240v/922924HIMC%20%20208*240.html?utm_source=Google&utm_medium=cpc&utm_campaign=GoogleShopping&gclid=EAIaIQobChMI18375tCj2gIVE6vsCh065QlBEAkYASABEgLbWfD_BwE | 0 | No labor cost (installation will not vary between base & change) | 2693.65 | unit |  | 2693.65
Equipment | Induction Cooktops | Efficient Induction Cooktop | One Standard Electric Cooktop | Commercial | Turnover | Lodging/Hospitality | FL Zone 2 | Per Unit | 14.15% | 10488.15 | 8513.91 | 1974.24 | 0.18824 | 10 | 0.4257 | 0.17529 | 1270 | https://www.webstaurantstore.com/garland-ed-15hse-designer-series-15-two-solid-burner-electric-countertop-hot-plate-208v-1-phase-5-2-kw/372ED15HSEB.html | 0 | No labor cost (installation will not vary between base & change) | 3963.65 | https://www.webstaurantstore.com/vollrath-924himc-cayenne-four-hob-heavy-duty-induction-hot-plate-with-manual-controls-208-240v/922924HIMC%20%20208*240.html?utm_source=Google&utm_medium=cpc&utm_campaign=GoogleShopping&gclid=EAIaIQobChMI18375tCj2gIVE6vsCh065QlBEAkYASABEgLbWfD_BwE | 0 | No labor cost (installation will not vary between base & change) | 2693.65 | unit |  | 2693.65
Equipment | Induction Cooktops | Efficient Induction Cooktop | One Standard Electric Cooktop | Commercial | Turnover | Miscellaneous | FL Zone 2 | Per Unit | 0% | 10488.15 | 8513.91 | 1974.24 | 0.18824 | 10 | 0.4257 | 0.17529 | 1270 | https://www.webstaurantstore.com/garland-ed-15hse-designer-series-15-two-solid-burner-electric-countertop-hot-plate-208v-1-phase-5-2-kw/372ED15HSEB.html | 0 | No labor cost (installation will not vary between base & change) | 3963.65 | https://www.webstaurantstore.com/vollrath-924himc-cayenne-four-hob-heavy-duty-induction-hot-plate-with-manual-controls-208-240v/922924HIMC%20%20208*240.html?utm_source=Google&utm_medium=cpc&utm_campaign=GoogleShopping&gclid=EAIaIQobChMI18375tCj2gIVE6vsCh065QlBEAkYASABEgLbWfD_BwE | 0 | No labor cost (installation will not vary between base & change) | 2693.65 | unit |  | 2693.65
Equipment | Induction Cooktops | Efficient Induction Cooktop | One Standard Electric Cooktop | Commercial | Turnover | Offices | FL Zone 2 | Per Unit | 0% | 10488.15 | 8513.91 | 1974.24 | 0.18824 | 10 | 0.4257 | 0.17529 | 1270 | https://www.webstaurantstore.com/garland-ed-15hse-designer-series-15-two-solid-burner-electric-countertop-hot-plate-208v-1-phase-5-2-kw/372ED15HSEB.html | 0 | No labor cost (installation will not vary between base & change) | 3963.65 | https://www.webstaurantstore.com/vollrath-924himc-cayenne-four-hob-heavy-duty-induction-hot-plate-with-manual-controls-208-240v/922924HIMC%20%20208*240.html?utm_source=Google&utm_medium=cpc&utm_campaign=GoogleShopping&gclid=EAIaIQobChMI18375tCj2gIVE6vsCh065QlBEAkYASABEgLbWfD_BwE | 0 | No labor cost (installation will not vary between base & change) | 2693.65 | unit |  | 2693.65
Equipment | Induction Cooktops | Efficient Induction Cooktop | One Standard Electric Cooktop | Commercial | Turnover | Restaurants | FL Zone 2 | Per Unit | 4.728% | 10488.15 | 8513.91 | 1974.24 | 0.18824 | 10 | 0.4257 | 0.17529 | 1270 | https://www.webstaurantstore.com/garland-ed-15hse-designer-series-15-two-solid-burner-electric-countertop-hot-plate-208v-1-phase-5-2-kw/372ED15HSEB.html | 0 | No labor cost (installation will not vary between base & change) | 3963.65 | https://www.webstaurantstore.com/vollrath-924himc-cayenne-four-hob-heavy-duty-induction-hot-plate-with-manual-controls-208-240v/922924HIMC%20%20208*240.html?utm_source=Google&utm_medium=cpc&utm_campaign=GoogleShopping&gclid=EAIaIQobChMI18375tCj2gIVE6vsCh065QlBEAkYASABEgLbWfD_BwE | 0 | No labor cost (installation will not vary between base & change) | 2693.65 | unit |  | 2693.65
Equipment | Induction Cooktops | Efficient Induction Cooktop | One Standard Electric Cooktop | Commercial | Turnover | Retail | FL Zone 2 | Per Unit | 0% | 10488.15 | 8513.91 | 1974.24 | 0.18824 | 10 | 0.4257 | 0.17529 | 1270 | https://www.webstaurantstore.com/garland-ed-15hse-designer-series-15-two-solid-burner-electric-countertop-hot-plate-208v-1-phase-5-2-kw/372ED15HSEB.html | 0 | No labor cost (installation will not vary between base & change) | 3963.65 | https://www.webstaurantstore.com/vollrath-924himc-cayenne-four-hob-heavy-duty-induction-hot-plate-with-manual-controls-208-240v/922924HIMC%20%20208*240.html?utm_source=Google&utm_medium=cpc&utm_campaign=GoogleShopping&gclid=EAIaIQobChMI18375tCj2gIVE6vsCh065QlBEAkYASABEgLbWfD_BwE | 0 | No labor cost (installation will not vary between base & change) | 2693.65 | unit |  | 2693.65
Equipment | Induction Cooktops | Efficient Induction Cooktop | One Standard Electric Cooktop | Commercial | Turnover | Schools K-12 | FL Zone 2 | Per Unit | 4.728% | 10488.15 | 8513.91 | 1974.24 | 0.18824 | 10 | 0.4257 | 0.17529 | 1270 | https://www.webstaurantstore.com/garland-ed-15hse-designer-series-15-two-solid-burner-electric-countertop-hot-plate-208v-1-phase-5-2-kw/372ED15HSEB.html | 0 | No labor cost (installation will not vary between base & change) | 3963.65 | https://www.webstaurantstore.com/vollrath-924himc-cayenne-four-hob-heavy-duty-induction-hot-plate-with-manual-controls-208-240v/922924HIMC%20%20208*240.html?utm_source=Google&utm_medium=cpc&utm_campaign=GoogleShopping&gclid=EAIaIQobChMI18375tCj2gIVE6vsCh065QlBEAkYASABEgLbWfD_BwE | 0 | No labor cost (installation will not vary between base & change) | 2693.65 | unit |  | 2693.65
Equipment | Induction Cooktops | Efficient Induction Cooktop | One Standard Electric Cooktop | Commercial | Turnover | Warehouse | FL Zone 2 | Per Unit | 0% | 10488.15 | 8513.91 | 1974.24 | 0.18824 | 10 | 0.4257 | 0.17529 | 1270 | https://www.webstaurantstore.com/garland-ed-15hse-designer-series-15-two-solid-burner-electric-countertop-hot-plate-208v-1-phase-5-2-kw/372ED15HSEB.html | 0 | No labor cost (installation will not vary between base & change) | 3963.65 | https://www.webstaurantstore.com/vollrath-924himc-cayenne-four-hob-heavy-duty-induction-hot-plate-with-manual-controls-208-240v/922924HIMC%20%20208*240.html?utm_source=Google&utm_medium=cpc&utm_campaign=GoogleShopping&gclid=EAIaIQobChMI18375tCj2gIVE6vsCh065QlBEAkYASABEgLbWfD_BwE | 0 | No labor cost (installation will not vary between base & change) | 2693.65 | unit |  | 2693.65
Equipment | Induction Cooktops | Efficient Induction Cooktop | One Standard Electric Cooktop | Commercial | New | Assembly | FL Zone 2 | Per Unit | 0% | 10488.15 | 8513.91 | 1974.24 | 0.18824 | 10 | 0.4257 | 0.17529 | 1270 | https://www.webstaurantstore.com/garland-ed-15hse-designer-series-15-two-solid-burner-electric-countertop-hot-plate-208v-1-phase-5-2-kw/372ED15HSEB.html | 0 | No labor cost (installation will not vary between base & change) | 3963.65 | https://www.webstaurantstore.com/vollrath-924himc-cayenne-four-hob-heavy-duty-induction-hot-plate-with-manual-controls-208-240v/922924HIMC%20%20208*240.html?utm_source=Google&utm_medium=cpc&utm_campaign=GoogleShopping&gclid=EAIaIQobChMI18375tCj2gIVE6vsCh065QlBEAkYASABEgLbWfD_BwE | 0 | No labor cost (installation will not vary between base & change) | 2693.65 | unit |  | 2693.65
Equipment | Induction Cooktops | Efficient Induction Cooktop | One Standard Electric Cooktop | Commercial | New | College and University | FL Zone 2 | Per Unit | 4.728% | 10488.15 | 8513.91 | 1974.24 | 0.18824 | 10 | 0.4257 | 0.17529 | 1270 | https://www.webstaurantstore.com/garland-ed-15hse-designer-series-15-two-solid-burner-electric-countertop-hot-plate-208v-1-phase-5-2-kw/372ED15HSEB.html | 0 | No labor cost (installation will not vary between base & change) | 3963.65 | https://www.webstaurantstore.com/vollrath-924himc-cayenne-four-hob-heavy-duty-induction-hot-plate-with-manual-controls-208-240v/922924HIMC%20%20208*240.html?utm_source=Google&utm_medium=cpc&utm_campaign=GoogleShopping&gclid=EAIaIQobChMI18375tCj2gIVE6vsCh065QlBEAkYASABEgLbWfD_BwE | 0 | No labor cost (installation will not vary between base & change) | 2693.65 | unit |  | 2693.65
Equipment | Induction Cooktops | Efficient Induction Cooktop | One Standard Electric Cooktop | Commercial | New | Grocery | FL Zone 2 | Per Unit | 0% | 10488.15 | 8513.91 | 1974.24 | 0.18824 | 10 | 0.4257 | 0.17529 | 1270 | https://www.webstaurantstore.com/garland-ed-15hse-designer-series-15-two-solid-burner-electric-countertop-hot-plate-208v-1-phase-5-2-kw/372ED15HSEB.html | 0 | No labor cost (installation will not vary between base & change) | 3963.65 | https://www.webstaurantstore.com/vollrath-924himc-cayenne-four-hob-heavy-duty-induction-hot-plate-with-manual-controls-208-240v/922924HIMC%20%20208*240.html?utm_source=Google&utm_medium=cpc&utm_campaign=GoogleShopping&gclid=EAIaIQobChMI18375tCj2gIVE6vsCh065QlBEAkYASABEgLbWfD_BwE | 0 | No labor cost (installation will not vary between base & change) | 2693.65 | unit |  | 2693.65
Equipment | Induction Cooktops | Efficient Induction Cooktop | One Standard Electric Cooktop | Commercial | New | Healthcare | FL Zone 2 | Per Unit | 14.15% | 10488.15 | 8513.91 | 1974.24 | 0.18824 | 10 | 0.4257 | 0.17529 | 1270 | https://www.webstaurantstore.com/garland-ed-15hse-designer-series-15-two-solid-burner-electric-countertop-hot-plate-208v-1-phase-5-2-kw/372ED15HSEB.html | 0 | No labor cost (installation will not vary between base & change) | 3963.65 | https://www.webstaurantstore.com/vollrath-924himc-cayenne-four-hob-heavy-duty-induction-hot-plate-with-manual-controls-208-240v/922924HIMC%20%20208*240.html?utm_source=Google&utm_medium=cpc&utm_campaign=GoogleShopping&gclid=EAIaIQobChMI18375tCj2gIVE6vsCh065QlBEAkYASABEgLbWfD_BwE | 0 | No labor cost (installation will not vary between base & change) | 2693.65 | unit |  | 2693.65
Equipment | Induction Cooktops | Efficient Induction Cooktop | One Standard Electric Cooktop | Commercial | New | Hospitals | FL Zone 2 | Per Unit | 4.728% | 10488.15 | 8513.91 | 1974.24 | 0.18824 | 10 | 0.4257 | 0.17529 | 1270 | https://www.webstaurantstore.com/garland-ed-15hse-designer-series-15-two-solid-burner-electric-countertop-hot-plate-208v-1-phase-5-2-kw/372ED15HSEB.html | 0 | No labor cost (installation will not vary between base & change) | 3963.65 | https://www.webstaurantstore.com/vollrath-924himc-cayenne-four-hob-heavy-duty-induction-hot-plate-with-manual-controls-208-240v/922924HIMC%20%20208*240.html?utm_source=Google&utm_medium=cpc&utm_campaign=GoogleShopping&gclid=EAIaIQobChMI18375tCj2gIVE6vsCh065QlBEAkYASABEgLbWfD_BwE | 0 | No labor cost (installation will not vary between base & change) | 2693.65 | unit |  | 2693.65
Equipment | Induction Cooktops | Efficient Induction Cooktop | One Standard Electric Cooktop | Commercial | New | Institutional | FL Zone 2 | Per Unit | 0% | 10488.15 | 8513.91 | 1974.24 | 0.18824 | 10 | 0.4257 | 0.17529 | 1270 | https://www.webstaurantstore.com/garland-ed-15hse-designer-series-15-two-solid-burner-electric-countertop-hot-plate-208v-1-phase-5-2-kw/372ED15HSEB.html | 0 | No labor cost (installation will not vary between base & change) | 3963.65 | https://www.webstaurantstore.com/vollrath-924himc-cayenne-four-hob-heavy-duty-induction-hot-plate-with-manual-controls-208-240v/922924HIMC%20%20208*240.html?utm_source=Google&utm_medium=cpc&utm_campaign=GoogleShopping&gclid=EAIaIQobChMI18375tCj2gIVE6vsCh065QlBEAkYASABEgLbWfD_BwE | 0 | No labor cost (installation will not vary between base & change) | 2693.65 | unit |  | 2693.65
Equipment | Induction Cooktops | Efficient Induction Cooktop | One Standard Electric Cooktop | Commercial | New | Lodging/Hospitality | FL Zone 2 | Per Unit | 14.15% | 10488.15 | 8513.91 | 1974.24 | 0.18824 | 10 | 0.4257 | 0.17529 | 1270 | https://www.webstaurantstore.com/garland-ed-15hse-designer-series-15-two-solid-burner-electric-countertop-hot-plate-208v-1-phase-5-2-kw/372ED15HSEB.html | 0 | No labor cost (installation will not vary between base & change) | 3963.65 | https://www.webstaurantstore.com/vollrath-924himc-cayenne-four-hob-heavy-duty-induction-hot-plate-with-manual-controls-208-240v/922924HIMC%20%20208*240.html?utm_source=Google&utm_medium=cpc&utm_campaign=GoogleShopping&gclid=EAIaIQobChMI18375tCj2gIVE6vsCh065QlBEAkYASABEgLbWfD_BwE | 0 | No labor cost (installation will not vary between base & change) | 2693.65 | unit |  | 2693.65
Equipment | Induction Cooktops | Efficient Induction Cooktop | One Standard Electric Cooktop | Commercial | New | Miscellaneous | FL Zone 2 | Per Unit | 0% | 10488.15 | 8513.91 | 1974.24 | 0.18824 | 10 | 0.4257 | 0.17529 | 1270 | https://www.webstaurantstore.com/garland-ed-15hse-designer-series-15-two-solid-burner-electric-countertop-hot-plate-208v-1-phase-5-2-kw/372ED15HSEB.html | 0 | No labor cost (installation will not vary between base & change) | 3963.65 | https://www.webstaurantstore.com/vollrath-924himc-cayenne-four-hob-heavy-duty-induction-hot-plate-with-manual-controls-208-240v/922924HIMC%20%20208*240.html?utm_source=Google&utm_medium=cpc&utm_campaign=GoogleShopping&gclid=EAIaIQobChMI18375tCj2gIVE6vsCh065QlBEAkYASABEgLbWfD_BwE | 0 | No labor cost (installation will not vary between base & change) | 2693.65 | unit |  | 2693.65
Equipment | Induction Cooktops | Efficient Induction Cooktop | One Standard Electric Cooktop | Commercial | New | Offices | FL Zone 2 | Per Unit | 0% | 10488.15 | 8513.91 | 1974.24 | 0.18824 | 10 | 0.4257 | 0.17529 | 1270 | https://www.webstaurantstore.com/garland-ed-15hse-designer-series-15-two-solid-burner-electric-countertop-hot-plate-208v-1-phase-5-2-kw/372ED15HSEB.html | 0 | No labor cost (installation will not vary between base & change) | 3963.65 | https://www.webstaurantstore.com/vollrath-924himc-cayenne-four-hob-heavy-duty-induction-hot-plate-with-manual-controls-208-240v/922924HIMC%20%20208*240.html?utm_source=Google&utm_medium=cpc&utm_campaign=GoogleShopping&gclid=EAIaIQobChMI18375tCj2gIVE6vsCh065QlBEAkYASABEgLbWfD_BwE | 0 | No labor cost (installation will not vary between base & change) | 2693.65 | unit |  | 2693.65
Equipment | Induction Cooktops | Efficient Induction Cooktop | One Standard Electric Cooktop | Commercial | New | Restaurants | FL Zone 2 | Per Unit | 47.28% | 10488.15 | 8513.91 | 1974.24 | 0.18824 | 10 | 0.4257 | 0.17529 | 1270 | https://www.webstaurantstore.com/garland-ed-15hse-designer-series-15-two-solid-burner-electric-countertop-hot-plate-208v-1-phase-5-2-kw/372ED15HSEB.html | 0 | No labor cost (installation will not vary between base & change) | 3963.65 | https://www.webstaurantstore.com/vollrath-924himc-cayenne-four-hob-heavy-duty-induction-hot-plate-with-manual-controls-208-240v/922924HIMC%20%20208*240.html?utm_source=Google&utm_medium=cpc&utm_campaign=GoogleShopping&gclid=EAIaIQobChMI18375tCj2gIVE6vsCh065QlBEAkYASABEgLbWfD_BwE | 0 | No labor cost (installation will not vary between base & change) | 2693.65 | unit |  | 2693.65
Equipment | Induction Cooktops | Efficient Induction Cooktop | One Standard Electric Cooktop | Commercial | New | Retail | FL Zone 2 | Per Unit | 0% | 10488.15 | 8513.91 | 1974.24 | 0.18824 | 10 | 0.4257 | 0.17529 | 1270 | https://www.webstaurantstore.com/garland-ed-15hse-designer-series-15-two-solid-burner-electric-countertop-hot-plate-208v-1-phase-5-2-kw/372ED15HSEB.html | 0 | No labor cost (installation will not vary between base & change) | 3963.65 | https://www.webstaurantstore.com/vollrath-924himc-cayenne-four-hob-heavy-duty-induction-hot-plate-with-manual-controls-208-240v/922924HIMC%20%20208*240.html?utm_source=Google&utm_medium=cpc&utm_campaign=GoogleShopping&gclid=EAIaIQobChMI18375tCj2gIVE6vsCh065QlBEAkYASABEgLbWfD_BwE | 0 | No labor cost (installation will not vary between base & change) | 2693.65 | unit |  | 2693.65
Equipment | Induction Cooktops | Efficient Induction Cooktop | One Standard Electric Cooktop | Commercial | New | Schools K-12 | FL Zone 2 | Per Unit | 4.728% | 10488.15 | 8513.91 | 1974.24 | 0.18824 | 10 | 0.4257 | 0.17529 | 1270 | https://www.webstaurantstore.com/garland-ed-15hse-designer-series-15-two-solid-burner-electric-countertop-hot-plate-208v-1-phase-5-2-kw/372ED15HSEB.html | 0 | No labor cost (installation will not vary between base & change) | 3963.65 | https://www.webstaurantstore.com/vollrath-924himc-cayenne-four-hob-heavy-duty-induction-hot-plate-with-manual-controls-208-240v/922924HIMC%20%20208*240.html?utm_source=Google&utm_medium=cpc&utm_campaign=GoogleShopping&gclid=EAIaIQobChMI18375tCj2gIVE6vsCh065QlBEAkYASABEgLbWfD_BwE | 0 | No labor cost (installation will not vary between base & change) | 2693.65 | unit |  | 2693.65
Equipment | Induction Cooktops | Efficient Induction Cooktop | One Standard Electric Cooktop | Commercial | New | Warehouse | FL Zone 2 | Per Unit | 0% | 10488.15 | 8513.91 | 1974.24 | 0.18824 | 10 | 0.4257 | 0.17529 | 1270 | https://www.webstaurantstore.com/garland-ed-15hse-designer-series-15-two-solid-burner-electric-countertop-hot-plate-208v-1-phase-5-2-kw/372ED15HSEB.html | 0 | No labor cost (installation will not vary between base & change) | 3963.65 | https://www.webstaurantstore.com/vollrath-924himc-cayenne-four-hob-heavy-duty-induction-hot-plate-with-manual-controls-208-240v/922924HIMC%20%20208*240.html?utm_source=Google&utm_medium=cpc&utm_campaign=GoogleShopping&gclid=EAIaIQobChMI18375tCj2gIVE6vsCh065QlBEAkYASABEgLbWfD_BwE | 0 | No labor cost (installation will not vary between base & change) | 2693.65 | unit |  | 2693.65
Equipment | Energy Star Commercial Dishwasher | One Dishwasher meeting ENERGY STAR® 5.2 Requirements | One Dishwasher meeting Federal Standard | Commercial | Turnover | Assembly | FL Zone 2 | Per Unit | 0% | 64581.259 | 45527.1321 | 19054.1268 | 0.29504 | 15 | 1.3826 | -0.0001471 | 0 | Reference source included incremental cost only | 0 | No labor cost (installation will not vary between base & change) | 737.7778 | Illinois 2018 Statewide TRM, Section 4.2.8 (incremental cost only; average of all DW types) | 0 | No labor cost (installation will not vary between base & change) | 737.7778 | unit |  | 737.7778
Equipment | Energy Star Commercial Dishwasher | One Dishwasher meeting ENERGY STAR® 5.2 Requirements | One Dishwasher meeting Federal Standard | Commercial | Turnover | College and University | FL Zone 2 | Per Unit | 29.7% | 64581.259 | 45527.1321 | 19054.1268 | 0.29504 | 15 | 1.3826 | -0.0001471 | 0 | Reference source included incremental cost only | 0 | No labor cost (installation will not vary between base & change) | 737.7778 | Illinois 2018 Statewide TRM, Section 4.2.8 (incremental cost only; average of all DW types) | 0 | No labor cost (installation will not vary between base & change) | 737.7778 | unit |  | 737.7778
Equipment | Energy Star Commercial Dishwasher | One Dishwasher meeting ENERGY STAR® 5.2 Requirements | One Dishwasher meeting Federal Standard | Commercial | Turnover | Grocery | FL Zone 2 | Per Unit | 0% | 64581.259 | 45527.1321 | 19054.1268 | 0.29504 | 15 | 1.3826 | -0.0001471 | 0 | Reference source included incremental cost only | 0 | No labor cost (installation will not vary between base & change) | 737.7778 | Illinois 2018 Statewide TRM, Section 4.2.8 (incremental cost only; average of all DW types) | 0 | No labor cost (installation will not vary between base & change) | 737.7778 | unit |  | 737.7778
Equipment | Energy Star Commercial Dishwasher | One Dishwasher meeting ENERGY STAR® 5.2 Requirements | One Dishwasher meeting Federal Standard | Commercial | Turnover | Healthcare | FL Zone 2 | Per Unit | 29.7% | 64581.259 | 45527.1321 | 19054.1268 | 0.29504 | 15 | 1.3826 | -0.0001471 | 0 | Reference source included incremental cost only | 0 | No labor cost (installation will not vary between base & change) | 737.7778 | Illinois 2018 Statewide TRM, Section 4.2.8 (incremental cost only; average of all DW types) | 0 | No labor cost (installation will not vary between base & change) | 737.7778 | unit |  | 737.7778
Equipment | Energy Star Commercial Dishwasher | One Dishwasher meeting ENERGY STAR® 5.2 Requirements | One Dishwasher meeting Federal Standard | Commercial | Turnover | Hospitals | FL Zone 2 | Per Unit | 29.7% | 64581.259 | 45527.1321 | 19054.1268 | 0.29504 | 15 | 1.3826 | -0.0001471 | 0 | Reference source included incremental cost only | 0 | No labor cost (installation will not vary between base & change) | 737.7778 | Illinois 2018 Statewide TRM, Section 4.2.8 (incremental cost only; average of all DW types) | 0 | No labor cost (installation will not vary between base & change) | 737.7778 | unit |  | 737.7778
Equipment | Energy Star Commercial Dishwasher | One Dishwasher meeting ENERGY STAR® 5.2 Requirements | One Dishwasher meeting Federal Standard | Commercial | Turnover | Institutional | FL Zone 2 | Per Unit | 0% | 64581.259 | 45527.1321 | 19054.1268 | 0.29504 | 15 | 1.3826 | -0.0001471 | 0 | Reference source included incremental cost only | 0 | No labor cost (installation will not vary between base & change) | 737.7778 | Illinois 2018 Statewide TRM, Section 4.2.8 (incremental cost only; average of all DW types) | 0 | No labor cost (installation will not vary between base & change) | 737.7778 | unit |  | 737.7778
Equipment | Energy Star Commercial Dishwasher | One Dishwasher meeting ENERGY STAR® 5.2 Requirements | One Dishwasher meeting Federal Standard | Commercial | Turnover | Lodging/Hospitality | FL Zone 2 | Per Unit | 29.7% | 64581.259 | 45527.1321 | 19054.1268 | 0.29504 | 15 | 1.3826 | -0.0001471 | 0 | Reference source included incremental cost only | 0 | No labor cost (installation will not vary between base & change) | 737.7778 | Illinois 2018 Statewide TRM, Section 4.2.8 (incremental cost only; average of all DW types) | 0 | No labor cost (installation will not vary between base & change) | 737.7778 | unit |  | 737.7778
Equipment | Energy Star Commercial Dishwasher | One Dishwasher meeting ENERGY STAR® 5.2 Requirements | One Dishwasher meeting Federal Standard | Commercial | Turnover | Miscellaneous | FL Zone 2 | Per Unit | 0% | 64581.259 | 45527.1321 | 19054.1268 | 0.29504 | 15 | 1.3826 | -0.0001471 | 0 | Reference source included incremental cost only | 0 | No labor cost (installation will not vary between base & change) | 737.7778 | Illinois 2018 Statewide TRM, Section 4.2.8 (incremental cost only; average of all DW types) | 0 | No labor cost (installation will not vary between base & change) | 737.7778 | unit |  | 737.7778
Equipment | Energy Star Commercial Dishwasher | One Dishwasher meeting ENERGY STAR® 5.2 Requirements | One Dishwasher meeting Federal Standard | Commercial | Turnover | Offices | FL Zone 2 | Per Unit | 0% | 64581.259 | 45527.1321 | 19054.1268 | 0.29504 | 15 | 1.3826 | -0.0001471 | 0 | Reference source included incremental cost only | 0 | No labor cost (installation will not vary between base & change) | 737.7778 | Illinois 2018 Statewide TRM, Section 4.2.8 (incremental cost only; average of all DW types) | 0 | No labor cost (installation will not vary between base & change) | 737.7778 | unit |  | 737.7778
Equipment | Energy Star Commercial Dishwasher | One Dishwasher meeting ENERGY STAR® 5.2 Requirements | One Dishwasher meeting Federal Standard | Commercial | Turnover | Restaurants | FL Zone 2 | Per Unit | 29.7% | 64581.259 | 45527.1321 | 19054.1268 | 0.29504 | 15 | 1.3826 | -0.0001471 | 0 | Reference source included incremental cost only | 0 | No labor cost (installation will not vary between base & change) | 737.7778 | Illinois 2018 Statewide TRM, Section 4.2.8 (incremental cost only; average of all DW types) | 0 | No labor cost (installation will not vary between base & change) | 737.7778 | unit |  | 737.7778
Equipment | Energy Star Commercial Dishwasher | One Dishwasher meeting ENERGY STAR® 5.2 Requirements | One Dishwasher meeting Federal Standard | Commercial | Turnover | Retail | FL Zone 2 | Per Unit | 0% | 64581.259 | 45527.1321 | 19054.1268 | 0.29504 | 15 | 1.3826 | -0.0001471 | 0 | Reference source included incremental cost only | 0 | No labor cost (installation will not vary between base & change) | 737.7778 | Illinois 2018 Statewide TRM, Section 4.2.8 (incremental cost only; average of all DW types) | 0 | No labor cost (installation will not vary between base & change) | 737.7778 | unit |  | 737.7778
Equipment | Energy Star Commercial Dishwasher | One Dishwasher meeting ENERGY STAR® 5.2 Requirements | One Dishwasher meeting Federal Standard | Commercial | Turnover | Schools K-12 | FL Zone 2 | Per Unit | 29.7% | 64581.259 | 45527.1321 | 19054.1268 | 0.29504 | 15 | 1.3826 | -0.0001471 | 0 | Reference source included incremental cost only | 0 | No labor cost (installation will not vary between base & change) | 737.7778 | Illinois 2018 Statewide TRM, Section 4.2.8 (incremental cost only; average of all DW types) | 0 | No labor cost (installation will not vary between base & change) | 737.7778 | unit |  | 737.7778
Equipment | Energy Star Commercial Dishwasher | One Dishwasher meeting ENERGY STAR® 5.2 Requirements | One Dishwasher meeting Federal Standard | Commercial | Turnover | Warehouse | FL Zone 2 | Per Unit | 0% | 64581.259 | 45527.1321 | 19054.1268 | 0.29504 | 15 | 1.3826 | -0.0001471 | 0 | Reference source included incremental cost only | 0 | No labor cost (installation will not vary between base & change) | 737.7778 | Illinois 2018 Statewide TRM, Section 4.2.8 (incremental cost only; average of all DW types) | 0 | No labor cost (installation will not vary between base & change) | 737.7778 | unit |  | 737.7778
Equipment | Energy Star Commercial Dishwasher | One Dishwasher meeting ENERGY STAR® 5.2 Requirements | One Dishwasher meeting Federal Standard | Commercial | New | Assembly | FL Zone 2 | Per Unit | 0% | 64581.259 | 45527.1321 | 19054.1268 | 0.29504 | 15 | 1.3826 | -0.0001471 | 0 | Reference source included incremental cost only | 0 | No labor cost (installation will not vary between base & change) | 737.7778 | Illinois 2018 Statewide TRM, Section 4.2.8 (incremental cost only; average of all DW types) | 0 | No labor cost (installation will not vary between base & change) | 737.7778 | unit |  | 737.7778
Equipment | Energy Star Commercial Dishwasher | One Dishwasher meeting ENERGY STAR® 5.2 Requirements | One Dishwasher meeting Federal Standard | Commercial | New | College and University | FL Zone 2 | Per Unit | 29.7% | 64581.259 | 45527.1321 | 19054.1268 | 0.29504 | 15 | 1.3826 | -0.0001471 | 0 | Reference source included incremental cost only | 0 | No labor cost (installation will not vary between base & change) | 737.7778 | Illinois 2018 Statewide TRM, Section 4.2.8 (incremental cost only; average of all DW types) | 0 | No labor cost (installation will not vary between base & change) | 737.7778 | unit |  | 737.7778
Equipment | Energy Star Commercial Dishwasher | One Dishwasher meeting ENERGY STAR® 5.2 Requirements | One Dishwasher meeting Federal Standard | Commercial | New | Grocery | FL Zone 2 | Per Unit | 0% | 64581.259 | 45527.1321 | 19054.1268 | 0.29504 | 15 | 1.3826 | -0.0001471 | 0 | Reference source included incremental cost only | 0 | No labor cost (installation will not vary between base & change) | 737.7778 | Illinois 2018 Statewide TRM, Section 4.2.8 (incremental cost only; average of all DW types) | 0 | No labor cost (installation will not vary between base & change) | 737.7778 | unit |  | 737.7778
Equipment | Energy Star Commercial Dishwasher | One Dishwasher meeting ENERGY STAR® 5.2 Requirements | One Dishwasher meeting Federal Standard | Commercial | New | Healthcare | FL Zone 2 | Per Unit | 29.7% | 64581.259 | 45527.1321 | 19054.1268 | 0.29504 | 15 | 1.3826 | -0.0001471 | 0 | Reference source included incremental cost only | 0 | No labor cost (installation will not vary between base & change) | 737.7778 | Illinois 2018 Statewide TRM, Section 4.2.8 (incremental cost only; average of all DW types) | 0 | No labor cost (installation will not vary between base & change) | 737.7778 | unit |  | 737.7778
Equipment | Energy Star Commercial Dishwasher | One Dishwasher meeting ENERGY STAR® 5.2 Requirements | One Dishwasher meeting Federal Standard | Commercial | New | Hospitals | FL Zone 2 | Per Unit | 29.7% | 64581.259 | 45527.1321 | 19054.1268 | 0.29504 | 15 | 1.3826 | -0.0001471 | 0 | Reference source included incremental cost only | 0 | No labor cost (installation will not vary between base & change) | 737.7778 | Illinois 2018 Statewide TRM, Section 4.2.8 (incremental cost only; average of all DW types) | 0 | No labor cost (installation will not vary between base & change) | 737.7778 | unit |  | 737.7778
Equipment | Energy Star Commercial Dishwasher | One Dishwasher meeting ENERGY STAR® 5.2 Requirements | One Dishwasher meeting Federal Standard | Commercial | New | Institutional | FL Zone 2 | Per Unit | 0% | 64581.259 | 45527.1321 | 19054.1268 | 0.29504 | 15 | 1.3826 | -0.0001471 | 0 | Reference source included incremental cost only | 0 | No labor cost (installation will not vary between base & change) | 737.7778 | Illinois 2018 Statewide TRM, Section 4.2.8 (incremental cost only; average of all DW types) | 0 | No labor cost (installation will not vary between base & change) | 737.7778 | unit |  | 737.7778
Equipment | Energy Star Commercial Dishwasher | One Dishwasher meeting ENERGY STAR® 5.2 Requirements | One Dishwasher meeting Federal Standard | Commercial | New | Lodging/Hospitality | FL Zone 2 | Per Unit | 29.7% | 64581.259 | 45527.1321 | 19054.1268 | 0.29504 | 15 | 1.3826 | -0.0001471 | 0 | Reference source included incremental cost only | 0 | No labor cost (installation will not vary between base & change) | 737.7778 | Illinois 2018 Statewide TRM, Section 4.2.8 (incremental cost only; average of all DW types) | 0 | No labor cost (installation will not vary between base & change) | 737.7778 | unit |  | 737.7778
Equipment | Energy Star Commercial Dishwasher | One Dishwasher meeting ENERGY STAR® 5.2 Requirements | One Dishwasher meeting Federal Standard | Commercial | New | Miscellaneous | FL Zone 2 | Per Unit | 0% | 64581.259 | 45527.1321 | 19054.1268 | 0.29504 | 15 | 1.3826 | -0.0001471 | 0 | Reference source included incremental cost only | 0 | No labor cost (installation will not vary between base & change) | 737.7778 | Illinois 2018 Statewide TRM, Section 4.2.8 (incremental cost only; average of all DW types) | 0 | No labor cost (installation will not vary between base & change) | 737.7778 | unit |  | 737.7778
Equipment | Energy Star Commercial Dishwasher | One Dishwasher meeting ENERGY STAR® 5.2 Requirements | One Dishwasher meeting Federal Standard | Commercial | New | Offices | FL Zone 2 | Per Unit | 0% | 64581.259 | 45527.1321 | 19054.1268 | 0.29504 | 15 | 1.3826 | -0.0001471 | 0 | Reference source included incremental cost only | 0 | No labor cost (installation will not vary between base & change) | 737.7778 | Illinois 2018 Statewide TRM, Section 4.2.8 (incremental cost only; average of all DW types) | 0 | No labor cost (installation will not vary between base & change) | 737.7778 | unit |  | 737.7778
Equipment | Energy Star Commercial Dishwasher | One Dishwasher meeting ENERGY STAR® 5.2 Requirements | One Dishwasher meeting Federal Standard | Commercial | New | Restaurants | FL Zone 2 | Per Unit | 29.7% | 64581.259 | 45527.1321 | 19054.1268 | 0.29504 | 15 | 1.3826 | -0.0001471 | 0 | Reference source included incremental cost only | 0 | No labor cost (installation will not vary between base & change) | 737.7778 | Illinois 2018 Statewide TRM, Section 4.2.8 (incremental cost only; average of all DW types) | 0 | No labor cost (installation will not vary between base & change) | 737.7778 | unit |  | 737.7778
Equipment | Energy Star Commercial Dishwasher | One Dishwasher meeting ENERGY STAR® 5.2 Requirements | One Dishwasher meeting Federal Standard | Commercial | New | Retail | FL Zone 2 | Per Unit | 0% | 64581.259 | 45527.1321 | 19054.1268 | 0.29504 | 15 | 1.3826 | -0.0001471 | 0 | Reference source included incremental cost only | 0 | No labor cost (installation will not vary between base & change) | 737.7778 | Illinois 2018 Statewide TRM, Section 4.2.8 (incremental cost only; average of all DW types) | 0 | No labor cost (installation will not vary between base & change) | 737.7778 | unit |  | 737.7778
Equipment | Energy Star Commercial Dishwasher | One Dishwasher meeting ENERGY STAR® 5.2 Requirements | One Dishwasher meeting Federal Standard | Commercial | New | Schools K-12 | FL Zone 2 | Per Unit | 29.7% | 64581.259 | 45527.1321 | 19054.1268 | 0.29504 | 15 | 1.3826 | -0.0001471 | 0 | Reference source included incremental cost only | 0 | No labor cost (installation will not vary between base & change) | 737.7778 | Illinois 2018 Statewide TRM, Section 4.2.8 (incremental cost only; average of all DW types) | 0 | No labor cost (installation will not vary between base & change) | 737.7778 | unit |  | 737.7778
Equipment | Energy Star Commercial Dishwasher | One Dishwasher meeting ENERGY STAR® 5.2 Requirements | One Dishwasher meeting Federal Standard | Commercial | New | Warehouse | FL Zone 2 | Per Unit | 0% | 64581.259 | 45527.1321 | 19054.1268 | 0.29504 | 15 | 1.3826 | -0.0001471 | 0 | Reference source included incremental cost only | 0 | No labor cost (installation will not vary between base & change) | 737.7778 | Illinois 2018 Statewide TRM, Section 4.2.8 (incremental cost only; average of all DW types) | 0 | No labor cost (installation will not vary between base & change) | 737.7778 | unit |  | 737.7778
Equipment | Heat Pump Water Heater | Efficient 50 Gallon Electric Heat Pump Water Heater (EF = 2.5) | Code-Compliant 50 Gallon Electric Heat Pump Water Heater (EF = 0.95) | Commercial | Turnover | Assembly | FL Zone 2 | Per Unit | 33.74% | 7192.4897 | 2494.2763 | 4698.2135 | 0.65321 | 10 | 0.79397 | 0.52808 | 419 | Baseline 50-gallon electric water heater: https://www.lowes.com/pd/A-O-Smith-Signature-50-Gallon-Short-6-year-Limited-4500-Watt-Double-Element-Electric-Water-Heater/1000216833 | 714 | Estimate at $105 per labor hour, assume 6.8 hours work, reference: http://www.serviskey.net/support/rate-estimator?s4=FL; https://www.homewyse.com/costs/cost_of_instant_hot_water_heaters.html (direct fit/replacement) | 1299 | https://www.homedepot.com/p/Rheem-Performance-Platinum-50-gal-10-Year-Hybrid-High-Efficiency-Smart-Tank-Electric-Water-Heater-XE50T10HD50U1/303419574 | 840 | Estimate at $105 per labor hour, assume 8 hours work, reference: http://www.serviskey.net/support/rate-estimator?s4=FL; https://www.homewyse.com/costs/cost_of_instant_hot_water_heaters.html (minor fit change) | 1006 | unit | 1 | 1006
Equipment | Heat Pump Water Heater | Efficient 50 Gallon Electric Heat Pump Water Heater (EF = 2.5) | Code-Compliant 50 Gallon Electric Heat Pump Water Heater (EF = 0.95) | Commercial | Turnover | College and University | FL Zone 2 | Per Unit | 28.07% | 165427.2641 | 57368.354 | 108058.9101 | 0.65321 | 10 | 5.7477 | 31.0919 | 419 | Baseline 50-gallon electric water heater: https://www.lowes.com/pd/A-O-Smith-Signature-50-Gallon-Short-6-year-Limited-4500-Watt-Double-Element-Electric-Water-Heater/1000216833 | 714 | Estimate at $105 per labor hour, assume 6.8 hours work, reference: http://www.serviskey.net/support/rate-estimator?s4=FL; https://www.homewyse.com/costs/cost_of_instant_hot_water_heaters.html (direct fit/replacement) | 1299 | https://www.homedepot.com/p/Rheem-Performance-Platinum-50-gal-10-Year-Hybrid-High-Efficiency-Smart-Tank-Electric-Water-Heater-XE50T10HD50U1/303419574 | 840 | Estimate at $105 per labor hour, assume 8 hours work, reference: http://www.serviskey.net/support/rate-estimator?s4=FL; https://www.homewyse.com/costs/cost_of_instant_hot_water_heaters.html (minor fit change) | 1006 | unit | 10 | 10060
Equipment | Heat Pump Water Heater | Efficient 50 Gallon Electric Heat Pump Water Heater (EF = 2.5) | Code-Compliant 50 Gallon Electric Heat Pump Water Heater (EF = 0.95) | Commercial | Turnover | Grocery | FL Zone 2 | Per Unit | 18.61% | 14384.9795 | 4988.5525 | 9396.427 | 0.65321 | 10 | 0.65925 | 3.4586 | 419 | Baseline 50-gallon electric water heater: https://www.lowes.com/pd/A-O-Smith-Signature-50-Gallon-Short-6-year-Limited-4500-Watt-Double-Element-Electric-Water-Heater/1000216833 | 714 | Estimate at $105 per labor hour, assume 6.8 hours work, reference: http://www.serviskey.net/support/rate-estimator?s4=FL; https://www.homewyse.com/costs/cost_of_instant_hot_water_heaters.html (direct fit/replacement) | 1299 | https://www.homedepot.com/p/Rheem-Performance-Platinum-50-gal-10-Year-Hybrid-High-Efficiency-Smart-Tank-Electric-Water-Heater-XE50T10HD50U1/303419574 | 840 | Estimate at $105 per labor hour, assume 8 hours work, reference: http://www.serviskey.net/support/rate-estimator?s4=FL; https://www.homewyse.com/costs/cost_of_instant_hot_water_heaters.html (minor fit change) | 1006 | unit | 1 | 1006
Equipment | Heat Pump Water Heater | Efficient 50 Gallon Electric Heat Pump Water Heater (EF = 2.5) | Code-Compliant 50 Gallon Electric Heat Pump Water Heater (EF = 0.95) | Commercial | Turnover | Healthcare | FL Zone 2 | Per Unit | 38.47% | 9589.9863 | 3325.7017 | 6264.2846 | 0.65321 | 10 | 1.0586 | 0.70411 | 419 | Baseline 50-gallon electric water heater: https://www.lowes.com/pd/A-O-Smith-Signature-50-Gallon-Short-6-year-Limited-4500-Watt-Double-Element-Electric-Water-Heater/1000216833 | 714 | Estimate at $105 per labor hour, assume 6.8 hours work, reference: http://www.serviskey.net/support/rate-estimator?s4=FL; https://www.homewyse.com/costs/cost_of_instant_hot_water_heaters.html (direct fit/replacement) | 1299 | https://www.homedepot.com/p/Rheem-Performance-Platinum-50-gal-10-Year-Hybrid-High-Efficiency-Smart-Tank-Electric-Water-Heater-XE50T10HD50U1/303419574 | 840 | Estimate at $105 per labor hour, assume 8 hours work, reference: http://www.serviskey.net/support/rate-estimator?s4=FL; https://www.homewyse.com/costs/cost_of_instant_hot_water_heaters.html (minor fit change) | 1006 | unit | 1 | 1006
Equipment | Heat Pump Water Heater | Efficient 50 Gallon Electric Heat Pump Water Heater (EF = 2.5) | Code-Compliant 50 Gallon Electric Heat Pump Water Heater (EF = 0.95) | Commercial | Turnover | Hospitals | FL Zone 2 | Per Unit | 42.25% | 290097.0863 | 100602.4758 | 189494.6105 | 0.65321 | 10 | 10.0793 | 54.5234 | 419 | Baseline 50-gallon electric water heater: https://www.lowes.com/pd/A-O-Smith-Signature-50-Gallon-Short-6-year-Limited-4500-Watt-Double-Element-Electric-Water-Heater/1000216833 | 714 | Estimate at $105 per labor hour, assume 6.8 hours work, reference: http://www.serviskey.net/support/rate-estimator?s4=FL; https://www.homewyse.com/costs/cost_of_instant_hot_water_heaters.html (direct fit/replacement) | 1299 | https://www.homedepot.com/p/Rheem-Performance-Platinum-50-gal-10-Year-Hybrid-High-Efficiency-Smart-Tank-Electric-Water-Heater-XE50T10HD50U1/303419574 | 840 | Estimate at $105 per labor hour, assume 8 hours work, reference: http://www.serviskey.net/support/rate-estimator?s4=FL; https://www.homewyse.com/costs/cost_of_instant_hot_water_heaters.html (minor fit change) | 1006 | unit | 15 | 15090
Equipment | Heat Pump Water Heater | Efficient 50 Gallon Electric Heat Pump Water Heater (EF = 2.5) | Code-Compliant 50 Gallon Electric Heat Pump Water Heater (EF = 0.95) | Commercial | Turnover | Institutional | FL Zone 2 | Per Unit | 33.74% | 575399.1794 | 199542.1007 | 375857.0786 | 0.65321 | 10 | 63.5174 | 42.2467 | 419 | Baseline 50-gallon electric water heater: https://www.lowes.com/pd/A-O-Smith-Signature-50-Gallon-Short-6-year-Limited-4500-Watt-Double-Element-Electric-Water-Heater/1000216833 | 714 | Estimate at $105 per labor hour, assume 6.8 hours work, reference: http://www.serviskey.net/support/rate-estimator?s4=FL; https://www.homewyse.com/costs/cost_of_instant_hot_water_heaters.html (direct fit/replacement) | 1299 | https://www.homedepot.com/p/Rheem-Performance-Platinum-50-gal-10-Year-Hybrid-High-Efficiency-Smart-Tank-Electric-Water-Heater-XE50T10HD50U1/303419574 | 840 | Estimate at $105 per labor hour, assume 8 hours work, reference: http://www.serviskey.net/support/rate-estimator?s4=FL; https://www.homewyse.com/costs/cost_of_instant_hot_water_heaters.html (minor fit change) | 1006 | unit | 25 | 25150
Equipment | Heat Pump Water Heater | Efficient 50 Gallon Electric Heat Pump Water Heater (EF = 2.5) | Code-Compliant 50 Gallon Electric Heat Pump Water Heater (EF = 0.95) | Commercial | Turnover | Lodging/Hospitality | FL Zone 2 | Per Unit | 41.31% | 69047.9015 | 23945.0521 | 45102.8494 | 0.65321 | 10 | 3.1644 | 16.6011 | 419 | Baseline 50-gallon electric water heater: https://www.lowes.com/pd/A-O-Smith-Signature-50-Gallon-Short-6-year-Limited-4500-Watt-Double-Element-Electric-Water-Heater/1000216833 | 714 | Estimate at $105 per labor hour, assume 6.8 hours work, reference: http://www.serviskey.net/support/rate-estimator?s4=FL; https://www.homewyse.com/costs/cost_of_instant_hot_water_heaters.html (direct fit/replacement) | 1299 | https://www.homedepot.com/p/Rheem-Performance-Platinum-50-gal-10-Year-Hybrid-High-Efficiency-Smart-Tank-Electric-Water-Heater-XE50T10HD50U1/303419574 | 840 | Estimate at $105 per labor hour, assume 8 hours work, reference: http://www.serviskey.net/support/rate-estimator?s4=FL; https://www.homewyse.com/costs/cost_of_instant_hot_water_heaters.html (minor fit change) | 1006 | unit | 3 | 3018
Equipment | Heat Pump Water Heater | Efficient 50 Gallon Electric Heat Pump Water Heater (EF = 2.5) | Code-Compliant 50 Gallon Electric Heat Pump Water Heater (EF = 0.95) | Commercial | Turnover | Miscellaneous | FL Zone 2 | Per Unit | 33.74% | 431549.3845 | 149656.5756 | 281892.809 | 0.65321 | 10 | 47.638 | 31.685 | 419 | Baseline 50-gallon electric water heater: https://www.lowes.com/pd/A-O-Smith-Signature-50-Gallon-Short-6-year-Limited-4500-Watt-Double-Element-Electric-Water-Heater/1000216833 | 714 | Estimate at $105 per labor hour, assume 6.8 hours work, reference: http://www.serviskey.net/support/rate-estimator?s4=FL; https://www.homewyse.com/costs/cost_of_instant_hot_water_heaters.html (direct fit/replacement) | 1299 | https://www.homedepot.com/p/Rheem-Performance-Platinum-50-gal-10-Year-Hybrid-High-Efficiency-Smart-Tank-Electric-Water-Heater-XE50T10HD50U1/303419574 | 840 | Estimate at $105 per labor hour, assume 8 hours work, reference: http://www.serviskey.net/support/rate-estimator?s4=FL; https://www.homewyse.com/costs/cost_of_instant_hot_water_heaters.html (minor fit change) | 1006 | unit | 20 | 20120
Equipment | Heat Pump Water Heater | Efficient 50 Gallon Electric Heat Pump Water Heater (EF = 2.5) | Code-Compliant 50 Gallon Electric Heat Pump Water Heater (EF = 0.95) | Commercial | Turnover | Offices | FL Zone 2 | Per Unit | 40.36% | 59937.4145 | 20785.6355 | 39151.779 | 0.65321 | 10 | 6.6164 | 4.4007 | 419 | Baseline 50-gallon electric water heater: https://www.lowes.com/pd/A-O-Smith-Signature-50-Gallon-Short-6-year-Limited-4500-Watt-Double-Element-Electric-Water-Heater/1000216833 | 714 | Estimate at $105 per labor hour, assume 6.8 hours work, reference: http://www.serviskey.net/support/rate-estimator?s4=FL; https://www.homewyse.com/costs/cost_of_instant_hot_water_heaters.html (direct fit/replacement) | 1299 | https://www.homedepot.com/p/Rheem-Performance-Platinum-50-gal-10-Year-Hybrid-High-Efficiency-Smart-Tank-Electric-Water-Heater-XE50T10HD50U1/303419574 | 840 | Estimate at $105 per labor hour, assume 8 hours work, reference: http://www.serviskey.net/support/rate-estimator?s4=FL; https://www.homewyse.com/costs/cost_of_instant_hot_water_heaters.html (minor fit change) | 1006 | unit | 3 | 3018
Equipment | Heat Pump Water Heater | Efficient 50 Gallon Electric Heat Pump Water Heater (EF = 2.5) | Code-Compliant 50 Gallon Electric Heat Pump Water Heater (EF = 0.95) | Commercial | Turnover | Restaurants | FL Zone 2 | Per Unit | 19.56% | 23974.9658 | 8314.2542 | 15660.7116 | 0.65321 | 10 | 1.0987 | 5.7643 | 419 | Baseline 50-gallon electric water heater: https://www.lowes.com/pd/A-O-Smith-Signature-50-Gallon-Short-6-year-Limited-4500-Watt-Double-Element-Electric-Water-Heater/1000216833 | 714 | Estimate at $105 per labor hour, assume 6.8 hours work, reference: http://www.serviskey.net/support/rate-estimator?s4=FL; https://www.homewyse.com/costs/cost_of_instant_hot_water_heaters.html (direct fit/replacement) | 1299 | https://www.homedepot.com/p/Rheem-Performance-Platinum-50-gal-10-Year-Hybrid-High-Efficiency-Smart-Tank-Electric-Water-Heater-XE50T10HD50U1/303419574 | 840 | Estimate at $105 per labor hour, assume 8 hours work, reference: http://www.serviskey.net/support/rate-estimator?s4=FL; https://www.homewyse.com/costs/cost_of_instant_hot_water_heaters.html (minor fit change) | 1006 | unit | 2 | 2012
Equipment | Heat Pump Water Heater | Efficient 50 Gallon Electric Heat Pump Water Heater (EF = 2.5) | Code-Compliant 50 Gallon Electric Heat Pump Water Heater (EF = 0.95) | Commercial | Turnover | Retail | FL Zone 2 | Per Unit | 17.67% | 42723.3891 | 14816.001 | 27907.3881 | 0.65321 | 10 | 1.958 | 10.2719 | 419 | Baseline 50-gallon electric water heater: https://www.lowes.com/pd/A-O-Smith-Signature-50-Gallon-Short-6-year-Limited-4500-Watt-Double-Element-Electric-Water-Heater/1000216833 | 714 | Estimate at $105 per labor hour, assume 6.8 hours work, reference: http://www.serviskey.net/support/rate-estimator?s4=FL; https://www.homewyse.com/costs/cost_of_instant_hot_water_heaters.html (direct fit/replacement) | 1299 | https://www.homedepot.com/p/Rheem-Performance-Platinum-50-gal-10-Year-Hybrid-High-Efficiency-Smart-Tank-Electric-Water-Heater-XE50T10HD50U1/303419574 | 840 | Estimate at $105 per labor hour, assume 8 hours work, reference: http://www.serviskey.net/support/rate-estimator?s4=FL; https://www.homewyse.com/costs/cost_of_instant_hot_water_heaters.html (minor fit change) | 1006 | unit | 3 | 3018
Equipment | Heat Pump Water Heater | Efficient 50 Gallon Electric Heat Pump Water Heater (EF = 2.5) | Code-Compliant 50 Gallon Electric Heat Pump Water Heater (EF = 0.95) | Commercial | Turnover | Schools K-12 | FL Zone 2 | Per Unit | 28.07% | 2996.9364 | 1039.3046 | 1957.6319 | 0.65321 | 10 | 0.33083 | 0.22004 | 419 | Baseline 50-gallon electric water heater: https://www.lowes.com/pd/A-O-Smith-Signature-50-Gallon-Short-6-year-Limited-4500-Watt-Double-Element-Electric-Water-Heater/1000216833 | 714 | Estimate at $105 per labor hour, assume 6.8 hours work, reference: http://www.serviskey.net/support/rate-estimator?s4=FL; https://www.homewyse.com/costs/cost_of_instant_hot_water_heaters.html (direct fit/replacement) | 1299 | https://www.homedepot.com/p/Rheem-Performance-Platinum-50-gal-10-Year-Hybrid-High-Efficiency-Smart-Tank-Electric-Water-Heater-XE50T10HD50U1/303419574 | 840 | Estimate at $105 per labor hour, assume 8 hours work, reference: http://www.serviskey.net/support/rate-estimator?s4=FL; https://www.homewyse.com/costs/cost_of_instant_hot_water_heaters.html (minor fit change) | 1006 | unit | 1 | 1006
Equipment | Heat Pump Water Heater | Efficient 50 Gallon Electric Heat Pump Water Heater (EF = 2.5) | Code-Compliant 50 Gallon Electric Heat Pump Water Heater (EF = 0.95) | Commercial | Turnover | Warehouse | FL Zone 2 | Per Unit | 19.56% | 14384.9795 | 4988.5525 | 9396.427 | 0.65321 | 10 | 1.5879 | 1.0562 | 419 | Baseline 50-gallon electric water heater: https://www.lowes.com/pd/A-O-Smith-Signature-50-Gallon-Short-6-year-Limited-4500-Watt-Double-Element-Electric-Water-Heater/1000216833 | 714 | Estimate at $105 per labor hour, assume 6.8 hours work, reference: http://www.serviskey.net/support/rate-estimator?s4=FL; https://www.homewyse.com/costs/cost_of_instant_hot_water_heaters.html (direct fit/replacement) | 1299 | https://www.homedepot.com/p/Rheem-Performance-Platinum-50-gal-10-Year-Hybrid-High-Efficiency-Smart-Tank-Electric-Water-Heater-XE50T10HD50U1/303419574 | 840 | Estimate at $105 per labor hour, assume 8 hours work, reference: http://www.serviskey.net/support/rate-estimator?s4=FL; https://www.homewyse.com/costs/cost_of_instant_hot_water_heaters.html (minor fit change) | 1006 | unit | 1 | 1006
Equipment | Heat Pump Water Heater | Efficient 50 Gallon Electric Heat Pump Water Heater (EF = 2.5) | Code-Compliant 50 Gallon Electric Heat Pump Water Heater (EF = 0.95) | Commercial | New | Assembly | FL Zone 2 | Per Unit | 33.74% | 7192.4897 | 2494.2763 | 4698.2135 | 0.65321 | 10 | 0.79397 | 0.52808 | 419 | Baseline 50-gallon electric water heater: https://www.lowes.com/pd/A-O-Smith-Signature-50-Gallon-Short-6-year-Limited-4500-Watt-Double-Element-Electric-Water-Heater/1000216833 | 714 | Estimate at $105 per labor hour, assume 6.8 hours work, reference: http://www.serviskey.net/support/rate-estimator?s4=FL; https://www.homewyse.com/costs/cost_of_instant_hot_water_heaters.html (direct fit/replacement) | 1299 | https://www.homedepot.com/p/Rheem-Performance-Platinum-50-gal-10-Year-Hybrid-High-Efficiency-Smart-Tank-Electric-Water-Heater-XE50T10HD50U1/303419574 | 840 | Estimate at $105 per labor hour, assume 8 hours work, reference: http://www.serviskey.net/support/rate-estimator?s4=FL; https://www.homewyse.com/costs/cost_of_instant_hot_water_heaters.html (minor fit change) | 1006 | unit | 1 | 1006
Equipment | Heat Pump Water Heater | Efficient 50 Gallon Electric Heat Pump Water Heater (EF = 2.5) | Code-Compliant 50 Gallon Electric Heat Pump Water Heater (EF = 0.95) | Commercial | New | College and University | FL Zone 2 | Per Unit | 28.07% | 165427.2641 | 57368.354 | 108058.9101 | 0.65321 | 10 | 5.7477 | 31.0919 | 419 | Baseline 50-gallon electric water heater: https://www.lowes.com/pd/A-O-Smith-Signature-50-Gallon-Short-6-year-Limited-4500-Watt-Double-Element-Electric-Water-Heater/1000216833 | 714 | Estimate at $105 per labor hour, assume 6.8 hours work, reference: http://www.serviskey.net/support/rate-estimator?s4=FL; https://www.homewyse.com/costs/cost_of_instant_hot_water_heaters.html (direct fit/replacement) | 1299 | https://www.homedepot.com/p/Rheem-Performance-Platinum-50-gal-10-Year-Hybrid-High-Efficiency-Smart-Tank-Electric-Water-Heater-XE50T10HD50U1/303419574 | 840 | Estimate at $105 per labor hour, assume 8 hours work, reference: http://www.serviskey.net/support/rate-estimator?s4=FL; https://www.homewyse.com/costs/cost_of_instant_hot_water_heaters.html (minor fit change) | 1006 | unit | 10 | 10060
Equipment | Heat Pump Water Heater | Efficient 50 Gallon Electric Heat Pump Water Heater (EF = 2.5) | Code-Compliant 50 Gallon Electric Heat Pump Water Heater (EF = 0.95) | Commercial | New | Grocery | FL Zone 2 | Per Unit | 18.61% | 14384.9795 | 4988.5525 | 9396.427 | 0.65321 | 10 | 0.65925 | 3.4586 | 419 | Baseline 50-gallon electric water heater: https://www.lowes.com/pd/A-O-Smith-Signature-50-Gallon-Short-6-year-Limited-4500-Watt-Double-Element-Electric-Water-Heater/1000216833 | 714 | Estimate at $105 per labor hour, assume 6.8 hours work, reference: http://www.serviskey.net/support/rate-estimator?s4=FL; https://www.homewyse.com/costs/cost_of_instant_hot_water_heaters.html (direct fit/replacement) | 1299 | https://www.homedepot.com/p/Rheem-Performance-Platinum-50-gal-10-Year-Hybrid-High-Efficiency-Smart-Tank-Electric-Water-Heater-XE50T10HD50U1/303419574 | 840 | Estimate at $105 per labor hour, assume 8 hours work, reference: http://www.serviskey.net/support/rate-estimator?s4=FL; https://www.homewyse.com/costs/cost_of_instant_hot_water_heaters.html (minor fit change) | 1006 | unit | 1 | 1006
Equipment | Heat Pump Water Heater | Efficient 50 Gallon Electric Heat Pump Water Heater (EF = 2.5) | Code-Compliant 50 Gallon Electric Heat Pump Water Heater (EF = 0.95) | Commercial | New | Healthcare | FL Zone 2 | Per Unit | 38.47% | 9589.9863 | 3325.7017 | 6264.2846 | 0.65321 | 10 | 1.0586 | 0.70411 | 419 | Baseline 50-gallon electric water heater: https://www.lowes.com/pd/A-O-Smith-Signature-50-Gallon-Short-6-year-Limited-4500-Watt-Double-Element-Electric-Water-Heater/1000216833 | 714 | Estimate at $105 per labor hour, assume 6.8 hours work, reference: http://www.serviskey.net/support/rate-estimator?s4=FL; https://www.homewyse.com/costs/cost_of_instant_hot_water_heaters.html (direct fit/replacement) | 1299 | https://www.homedepot.com/p/Rheem-Performance-Platinum-50-gal-10-Year-Hybrid-High-Efficiency-Smart-Tank-Electric-Water-Heater-XE50T10HD50U1/303419574 | 840 | Estimate at $105 per labor hour, assume 8 hours work, reference: http://www.serviskey.net/support/rate-estimator?s4=FL; https://www.homewyse.com/costs/cost_of_instant_hot_water_heaters.html (minor fit change) | 1006 | unit | 1 | 1006
Equipment | Heat Pump Water Heater | Efficient 50 Gallon Electric Heat Pump Water Heater (EF = 2.5) | Code-Compliant 50 Gallon Electric Heat Pump Water Heater (EF = 0.95) | Commercial | New | Hospitals | FL Zone 2 | Per Unit | 42.25% | 290097.0863 | 100602.4758 | 189494.6105 | 0.65321 | 10 | 10.0793 | 54.5234 | 419 | Baseline 50-gallon electric water heater: https://www.lowes.com/pd/A-O-Smith-Signature-50-Gallon-Short-6-year-Limited-4500-Watt-Double-Element-Electric-Water-Heater/1000216833 | 714 | Estimate at $105 per labor hour, assume 6.8 hours work, reference: http://www.serviskey.net/support/rate-estimator?s4=FL; https://www.homewyse.com/costs/cost_of_instant_hot_water_heaters.html (direct fit/replacement) | 1299 | https://www.homedepot.com/p/Rheem-Performance-Platinum-50-gal-10-Year-Hybrid-High-Efficiency-Smart-Tank-Electric-Water-Heater-XE50T10HD50U1/303419574 | 840 | Estimate at $105 per labor hour, assume 8 hours work, reference: http://www.serviskey.net/support/rate-estimator?s4=FL; https://www.homewyse.com/costs/cost_of_instant_hot_water_heaters.html (minor fit change) | 1006 | unit | 15 | 15090
Equipment | Heat Pump Water Heater | Efficient 50 Gallon Electric Heat Pump Water Heater (EF = 2.5) | Code-Compliant 50 Gallon Electric Heat Pump Water Heater (EF = 0.95) | Commercial | New | Institutional | FL Zone 2 | Per Unit | 33.74% | 575399.1794 | 199542.1007 | 375857.0786 | 0.65321 | 10 | 63.5174 | 42.2467 | 419 | Baseline 50-gallon electric water heater: https://www.lowes.com/pd/A-O-Smith-Signature-50-Gallon-Short-6-year-Limited-4500-Watt-Double-Element-Electric-Water-Heater/1000216833 | 714 | Estimate at $105 per labor hour, assume 6.8 hours work, reference: http://www.serviskey.net/support/rate-estimator?s4=FL; https://www.homewyse.com/costs/cost_of_instant_hot_water_heaters.html (direct fit/replacement) | 1299 | https://www.homedepot.com/p/Rheem-Performance-Platinum-50-gal-10-Year-Hybrid-High-Efficiency-Smart-Tank-Electric-Water-Heater-XE50T10HD50U1/303419574 | 840 | Estimate at $105 per labor hour, assume 8 hours work, reference: http://www.serviskey.net/support/rate-estimator?s4=FL; https://www.homewyse.com/costs/cost_of_instant_hot_water_heaters.html (minor fit change) | 1006 | unit | 25 | 25150
Equipment | Heat Pump Water Heater | Efficient 50 Gallon Electric Heat Pump Water Heater (EF = 2.5) | Code-Compliant 50 Gallon Electric Heat Pump Water Heater (EF = 0.95) | Commercial | New | Lodging/Hospitality | FL Zone 2 | Per Unit | 41.31% | 69047.9015 | 23945.0521 | 45102.8494 | 0.65321 | 10 | 3.1644 | 16.6011 | 419 | Baseline 50-gallon electric water heater: https://www.lowes.com/pd/A-O-Smith-Signature-50-Gallon-Short-6-year-Limited-4500-Watt-Double-Element-Electric-Water-Heater/1000216833 | 714 | Estimate at $105 per labor hour, assume 6.8 hours work, reference: http://www.serviskey.net/support/rate-estimator?s4=FL; https://www.homewyse.com/costs/cost_of_instant_hot_water_heaters.html (direct fit/replacement) | 1299 | https://www.homedepot.com/p/Rheem-Performance-Platinum-50-gal-10-Year-Hybrid-High-Efficiency-Smart-Tank-Electric-Water-Heater-XE50T10HD50U1/303419574 | 840 | Estimate at $105 per labor hour, assume 8 hours work, reference: http://www.serviskey.net/support/rate-estimator?s4=FL; https://www.homewyse.com/costs/cost_of_instant_hot_water_heaters.html (minor fit change) | 1006 | unit | 3 | 3018
Equipment | Heat Pump Water Heater | Efficient 50 Gallon Electric Heat Pump Water Heater (EF = 2.5) | Code-Compliant 50 Gallon Electric Heat Pump Water Heater (EF = 0.95) | Commercial | New | Miscellaneous | FL Zone 2 | Per Unit | 33.74% | 431549.3845 | 149656.5756 | 281892.809 | 0.65321 | 10 | 47.638 | 31.685 | 419 | Baseline 50-gallon electric water heater: https://www.lowes.com/pd/A-O-Smith-Signature-50-Gallon-Short-6-year-Limited-4500-Watt-Double-Element-Electric-Water-Heater/1000216833 | 714 | Estimate at $105 per labor hour, assume 6.8 hours work, reference: http://www.serviskey.net/support/rate-estimator?s4=FL; https://www.homewyse.com/costs/cost_of_instant_hot_water_heaters.html (direct fit/replacement) | 1299 | https://www.homedepot.com/p/Rheem-Performance-Platinum-50-gal-10-Year-Hybrid-High-Efficiency-Smart-Tank-Electric-Water-Heater-XE50T10HD50U1/303419574 | 840 | Estimate at $105 per labor hour, assume 8 hours work, reference: http://www.serviskey.net/support/rate-estimator?s4=FL; https://www.homewyse.com/costs/cost_of_instant_hot_water_heaters.html (minor fit change) | 1006 | unit | 20 | 20120
Equipment | Heat Pump Water Heater | Efficient 50 Gallon Electric Heat Pump Water Heater (EF = 2.5) | Code-Compliant 50 Gallon Electric Heat Pump Water Heater (EF = 0.95) | Commercial | New | Offices | FL Zone 2 | Per Unit | 40.36% | 59937.4145 | 20785.6355 | 39151.779 | 0.65321 | 10 | 6.6164 | 4.4007 | 419 | Baseline 50-gallon electric water heater: https://www.lowes.com/pd/A-O-Smith-Signature-50-Gallon-Short-6-year-Limited-4500-Watt-Double-Element-Electric-Water-Heater/1000216833 | 714 | Estimate at $105 per labor hour, assume 6.8 hours work, reference: http://www.serviskey.net/support/rate-estimator?s4=FL; https://www.homewyse.com/costs/cost_of_instant_hot_water_heaters.html (direct fit/replacement) | 1299 | https://www.homedepot.com/p/Rheem-Performance-Platinum-50-gal-10-Year-Hybrid-High-Efficiency-Smart-Tank-Electric-Water-Heater-XE50T10HD50U1/303419574 | 840 | Estimate at $105 per labor hour, assume 8 hours work, reference: http://www.serviskey.net/support/rate-estimator?s4=FL; https://www.homewyse.com/costs/cost_of_instant_hot_water_heaters.html (minor fit change) | 1006 | unit | 3 | 3018
Equipment | Heat Pump Water Heater | Efficient 50 Gallon Electric Heat Pump Water Heater (EF = 2.5) | Code-Compliant 50 Gallon Electric Heat Pump Water Heater (EF = 0.95) | Commercial | New | Restaurants | FL Zone 2 | Per Unit | 19.56% | 23974.9658 | 8314.2542 | 15660.7116 | 0.65321 | 10 | 1.0987 | 5.7643 | 419 | Baseline 50-gallon electric water heater: https://www.lowes.com/pd/A-O-Smith-Signature-50-Gallon-Short-6-year-Limited-4500-Watt-Double-Element-Electric-Water-Heater/1000216833 | 714 | Estimate at $105 per labor hour, assume 6.8 hours work, reference: http://www.serviskey.net/support/rate-estimator?s4=FL; https://www.homewyse.com/costs/cost_of_instant_hot_water_heaters.html (direct fit/replacement) | 1299 | https://www.homedepot.com/p/Rheem-Performance-Platinum-50-gal-10-Year-Hybrid-High-Efficiency-Smart-Tank-Electric-Water-Heater-XE50T10HD50U1/303419574 | 840 | Estimate at $105 per labor hour, assume 8 hours work, reference: http://www.serviskey.net/support/rate-estimator?s4=FL; https://www.homewyse.com/costs/cost_of_instant_hot_water_heaters.html (minor fit change) | 1006 | unit | 2 | 2012
Equipment | Heat Pump Water Heater | Efficient 50 Gallon Electric Heat Pump Water Heater (EF = 2.5) | Code-Compliant 50 Gallon Electric Heat Pump Water Heater (EF = 0.95) | Commercial | New | Retail | FL Zone 2 | Per Unit | 17.67% | 42723.3891 | 14816.001 | 27907.3881 | 0.65321 | 10 | 1.958 | 10.2719 | 419 | Baseline 50-gallon electric water heater: https://www.lowes.com/pd/A-O-Smith-Signature-50-Gallon-Short-6-year-Limited-4500-Watt-Double-Element-Electric-Water-Heater/1000216833 | 714 | Estimate at $105 per labor hour, assume 6.8 hours work, reference: http://www.serviskey.net/support/rate-estimator?s4=FL; https://www.homewyse.com/costs/cost_of_instant_hot_water_heaters.html (direct fit/replacement) | 1299 | https://www.homedepot.com/p/Rheem-Performance-Platinum-50-gal-10-Year-Hybrid-High-Efficiency-Smart-Tank-Electric-Water-Heater-XE50T10HD50U1/303419574 | 840 | Estimate at $105 per labor hour, assume 8 hours work, reference: http://www.serviskey.net/support/rate-estimator?s4=FL; https://www.homewyse.com/costs/cost_of_instant_hot_water_heaters.html (minor fit change) | 1006 | unit | 3 | 3018
Equipment | Heat Pump Water Heater | Efficient 50 Gallon Electric Heat Pump Water Heater (EF = 2.5) | Code-Compliant 50 Gallon Electric Heat Pump Water Heater (EF = 0.95) | Commercial | New | Schools K-12 | FL Zone 2 | Per Unit | 28.07% | 2996.9364 | 1039.3046 | 1957.6319 | 0.65321 | 10 | 0.33083 | 0.22004 | 419 | Baseline 50-gallon electric water heater: https://www.lowes.com/pd/A-O-Smith-Signature-50-Gallon-Short-6-year-Limited-4500-Watt-Double-Element-Electric-Water-Heater/1000216833 | 714 | Estimate at $105 per labor hour, assume 6.8 hours work, reference: http://www.serviskey.net/support/rate-estimator?s4=FL; https://www.homewyse.com/costs/cost_of_instant_hot_water_heaters.html (direct fit/replacement) | 1299 | https://www.homedepot.com/p/Rheem-Performance-Platinum-50-gal-10-Year-Hybrid-High-Efficiency-Smart-Tank-Electric-Water-Heater-XE50T10HD50U1/303419574 | 840 | Estimate at $105 per labor hour, assume 8 hours work, reference: http://www.serviskey.net/support/rate-estimator?s4=FL; https://www.homewyse.com/costs/cost_of_instant_hot_water_heaters.html (minor fit change) | 1006 | unit | 1 | 1006
Equipment | Heat Pump Water Heater | Efficient 50 Gallon Electric Heat Pump Water Heater (EF = 2.5) | Code-Compliant 50 Gallon Electric Heat Pump Water Heater (EF = 0.95) | Commercial | New | Warehouse | FL Zone 2 | Per Unit | 19.56% | 14384.9795 | 4988.5525 | 9396.427 | 0.65321 | 10 | 1.5879 | 1.0562 | 419 | Baseline 50-gallon electric water heater: https://www.lowes.com/pd/A-O-Smith-Signature-50-Gallon-Short-6-year-Limited-4500-Watt-Double-Element-Electric-Water-Heater/1000216833 | 714 | Estimate at $105 per labor hour, assume 6.8 hours work, reference: http://www.serviskey.net/support/rate-estimator?s4=FL; https://www.homewyse.com/costs/cost_of_instant_hot_water_heaters.html (direct fit/replacement) | 1299 | https://www.homedepot.com/p/Rheem-Performance-Platinum-50-gal-10-Year-Hybrid-High-Efficiency-Smart-Tank-Electric-Water-Heater-XE50T10HD50U1/303419574 | 840 | Estimate at $105 per labor hour, assume 8 hours work, reference: http://www.serviskey.net/support/rate-estimator?s4=FL; https://www.homewyse.com/costs/cost_of_instant_hot_water_heaters.html (minor fit change) | 1006 | unit | 1 | 1006
Equipment | Instantaneous Hot Water System | Instantaneous Hot Water System | 0 | Commercial | Turnover | Assembly | FL Zone 2 | Per Water Heater | 94.56% | 6497.1371 | 6117.2534 | 379.8836 | 0.058469 | 20 | 0.042084 | 0.048493 | 0 | Reference source included incremental cost only | 714 | Estimate at $105 per labor hour, assume 6.8 hours work, reference: http://www.serviskey.net/support/rate-estimator?s4=FL; https://www.homewyse.com/costs/cost_of_instant_hot_water_heaters.html (direct fit/replacement) | 1350 | Illinois 2018 Statewide TRM, Section 4.3.5 (average incremental cost of sizes listed) | 2331 | Estimate at $105 per labor hour, assume 11.1 hours work per WH (assume additional 50% of time for 2nd & 3rd for wiring, breakers, etc), reference: http://www.serviskey.net/support/rate-estimator?s4=FL; https://www.homewyse.com/costs/cost_of_instant_hot_water_heaters.html (major fit/position change) | 2967 | unit | 1 | 2967
Equipment | Instantaneous Hot Water System | Instantaneous Hot Water System | 0 | Commercial | Turnover | College and University | FL Zone 2 | Per Water Heater | 94.56% | 149434.1526 | 140696.8292 | 8737.3234 | 0.058469 | 20 | 0.82565 | 1.9915 | 0 | Reference source included incremental cost only | 714 | Estimate at $105 per labor hour, assume 6.8 hours work, reference: http://www.serviskey.net/support/rate-estimator?s4=FL; https://www.homewyse.com/costs/cost_of_instant_hot_water_heaters.html (direct fit/replacement) | 1350 | Illinois 2018 Statewide TRM, Section 4.3.5 (average incremental cost of sizes listed) | 2331 | Estimate at $105 per labor hour, assume 11.1 hours work per WH (assume additional 50% of time for 2nd & 3rd for wiring, breakers, etc), reference: http://www.serviskey.net/support/rate-estimator?s4=FL; https://www.homewyse.com/costs/cost_of_instant_hot_water_heaters.html (major fit/position change) | 2967 | unit | 10 | 29670
Equipment | Instantaneous Hot Water System | Instantaneous Hot Water System | 0 | Commercial | Turnover | Grocery | FL Zone 2 | Per Water Heater | 94.56% | 12994.2741 | 12234.5069 | 759.7673 | 0.058469 | 20 | 0.084523 | 0.088194 | 0 | Reference source included incremental cost only | 714 | Estimate at $105 per labor hour, assume 6.8 hours work, reference: http://www.serviskey.net/support/rate-estimator?s4=FL; https://www.homewyse.com/costs/cost_of_instant_hot_water_heaters.html (direct fit/replacement) | 1350 | Illinois 2018 Statewide TRM, Section 4.3.5 (average incremental cost of sizes listed) | 2331 | Estimate at $105 per labor hour, assume 11.1 hours work per WH (assume additional 50% of time for 2nd & 3rd for wiring, breakers, etc), reference: http://www.serviskey.net/support/rate-estimator?s4=FL; https://www.homewyse.com/costs/cost_of_instant_hot_water_heaters.html (major fit/position change) | 2967 | unit | 1 | 2967
Equipment | Instantaneous Hot Water System | Instantaneous Hot Water System | 0 | Commercial | Turnover | Healthcare | FL Zone 2 | Per Water Heater | 94.56% | 8662.8494 | 8156.3379 | 506.5115 | 0.058469 | 20 | 0.056112 | 0.064657 | 0 | Reference source included incremental cost only | 714 | Estimate at $105 per labor hour, assume 6.8 hours work, reference: http://www.serviskey.net/support/rate-estimator?s4=FL; https://www.homewyse.com/costs/cost_of_instant_hot_water_heaters.html (direct fit/replacement) | 1350 | Illinois 2018 Statewide TRM, Section 4.3.5 (average incremental cost of sizes listed) | 2331 | Estimate at $105 per labor hour, assume 11.1 hours work per WH (assume additional 50% of time for 2nd & 3rd for wiring, breakers, etc), reference: http://www.serviskey.net/support/rate-estimator?s4=FL; https://www.homewyse.com/costs/cost_of_instant_hot_water_heaters.html (major fit/position change) | 2967 | unit | 1 | 2967
Equipment | Instantaneous Hot Water System | Instantaneous Hot Water System | 0 | Commercial | Turnover | Hospitals | FL Zone 2 | Per Water Heater | 94.56% | 262051.1952 | 246729.2222 | 15321.9729 | 0.058469 | 20 | 1.4479 | 3.4923 | 0 | Reference source included incremental cost only | 714 | Estimate at $105 per labor hour, assume 6.8 hours work, reference: http://www.serviskey.net/support/rate-estimator?s4=FL; https://www.homewyse.com/costs/cost_of_instant_hot_water_heaters.html (direct fit/replacement) | 1350 | Illinois 2018 Statewide TRM, Section 4.3.5 (average incremental cost of sizes listed) | 2331 | Estimate at $105 per labor hour, assume 11.1 hours work per WH (assume additional 50% of time for 2nd & 3rd for wiring, breakers, etc), reference: http://www.serviskey.net/support/rate-estimator?s4=FL; https://www.homewyse.com/costs/cost_of_instant_hot_water_heaters.html (major fit/position change) | 2967 | unit | 15 | 44505
Equipment | Instantaneous Hot Water System | Instantaneous Hot Water System | 0 | Commercial | Turnover | Institutional | FL Zone 2 | Per Water Heater | 94.56% | 519770.9656 | 489380.2755 | 30390.6901 | 0.058469 | 20 | 3.3667 | 3.8794 | 0 | Reference source included incremental cost only | 714 | Estimate at $105 per labor hour, assume 6.8 hours work, reference: http://www.serviskey.net/support/rate-estimator?s4=FL; https://www.homewyse.com/costs/cost_of_instant_hot_water_heaters.html (direct fit/replacement) | 1350 | Illinois 2018 Statewide TRM, Section 4.3.5 (average incremental cost of sizes listed) | 2331 | Estimate at $105 per labor hour, assume 11.1 hours work per WH (assume additional 50% of time for 2nd & 3rd for wiring, breakers, etc), reference: http://www.serviskey.net/support/rate-estimator?s4=FL; https://www.homewyse.com/costs/cost_of_instant_hot_water_heaters.html (major fit/position change) | 2967 | unit | 25 | 74175
Equipment | Instantaneous Hot Water System | Instantaneous Hot Water System | 0 | Commercial | Turnover | Lodging/Hospitality | FL Zone 2 | Per Water Heater | 94.56% | 62372.5159 | 58725.6331 | 3646.8828 | 0.058469 | 20 | 0.40571 | 0.42333 | 0 | Reference source included incremental cost only | 714 | Estimate at $105 per labor hour, assume 6.8 hours work, reference: http://www.serviskey.net/support/rate-estimator?s4=FL; https://www.homewyse.com/costs/cost_of_instant_hot_water_heaters.html (direct fit/replacement) | 1350 | Illinois 2018 Statewide TRM, Section 4.3.5 (average incremental cost of sizes listed) | 2331 | Estimate at $105 per labor hour, assume 11.1 hours work per WH (assume additional 50% of time for 2nd & 3rd for wiring, breakers, etc), reference: http://www.serviskey.net/support/rate-estimator?s4=FL; https://www.homewyse.com/costs/cost_of_instant_hot_water_heaters.html (major fit/position change) | 2967 | unit | 3 | 8901
Equipment | Instantaneous Hot Water System | Instantaneous Hot Water System | 0 | Commercial | Turnover | Miscellaneous | FL Zone 2 | Per Water Heater | 94.56% | 389828.2242 | 367035.2066 | 22793.0176 | 0.058469 | 20 | 2.525 | 2.9096 | 0 | Reference source included incremental cost only | 714 | Estimate at $105 per labor hour, assume 6.8 hours work, reference: http://www.serviskey.net/support/rate-estimator?s4=FL; https://www.homewyse.com/costs/cost_of_instant_hot_water_heaters.html (direct fit/replacement) | 1350 | Illinois 2018 Statewide TRM, Section 4.3.5 (average incremental cost of sizes listed) | 2331 | Estimate at $105 per labor hour, assume 11.1 hours work per WH (assume additional 50% of time for 2nd & 3rd for wiring, breakers, etc), reference: http://www.serviskey.net/support/rate-estimator?s4=FL; https://www.homewyse.com/costs/cost_of_instant_hot_water_heaters.html (major fit/position change) | 2967 | unit | 20 | 59340
Equipment | Instantaneous Hot Water System | Instantaneous Hot Water System | 0 | Commercial | Turnover | Offices | FL Zone 2 | Per Water Heater | 94.56% | 54142.8089 | 50977.112 | 3165.6969 | 0.058469 | 20 | 0.3507 | 0.4041 | 0 | Reference source included incremental cost only | 714 | Estimate at $105 per labor hour, assume 6.8 hours work, reference: http://www.serviskey.net/support/rate-estimator?s4=FL; https://www.homewyse.com/costs/cost_of_instant_hot_water_heaters.html (direct fit/replacement) | 1350 | Illinois 2018 Statewide TRM, Section 4.3.5 (average incremental cost of sizes listed) | 2331 | Estimate at $105 per labor hour, assume 11.1 hours work per WH (assume additional 50% of time for 2nd & 3rd for wiring, breakers, etc), reference: http://www.serviskey.net/support/rate-estimator?s4=FL; https://www.homewyse.com/costs/cost_of_instant_hot_water_heaters.html (major fit/position change) | 2967 | unit | 3 | 8901
Equipment | Instantaneous Hot Water System | Instantaneous Hot Water System | 0 | Commercial | Turnover | Restaurants | FL Zone 2 | Per Water Heater | 94.56% | 21657.1236 | 20390.8448 | 1266.2788 | 0.058469 | 20 | 0.14087 | 0.14699 | 0 | Reference source included incremental cost only | 714 | Estimate at $105 per labor hour, assume 6.8 hours work, reference: http://www.serviskey.net/support/rate-estimator?s4=FL; https://www.homewyse.com/costs/cost_of_instant_hot_water_heaters.html (direct fit/replacement) | 1350 | Illinois 2018 Statewide TRM, Section 4.3.5 (average incremental cost of sizes listed) | 2331 | Estimate at $105 per labor hour, assume 11.1 hours work per WH (assume additional 50% of time for 2nd & 3rd for wiring, breakers, etc), reference: http://www.serviskey.net/support/rate-estimator?s4=FL; https://www.homewyse.com/costs/cost_of_instant_hot_water_heaters.html (major fit/position change) | 2967 | unit | 2 | 5934
Equipment | Instantaneous Hot Water System | Instantaneous Hot Water System | 0 | Commercial | Turnover | Retail | FL Zone 2 | Per Water Heater | 94.56% | 38592.9942 | 36336.4855 | 2256.5087 | 0.058469 | 20 | 0.25103 | 0.26194 | 0 | Reference source included incremental cost only | 714 | Estimate at $105 per labor hour, assume 6.8 hours work, reference: http://www.serviskey.net/support/rate-estimator?s4=FL; https://www.homewyse.com/costs/cost_of_instant_hot_water_heaters.html (direct fit/replacement) | 1350 | Illinois 2018 Statewide TRM, Section 4.3.5 (average incremental cost of sizes listed) | 2331 | Estimate at $105 per labor hour, assume 11.1 hours work per WH (assume additional 50% of time for 2nd & 3rd for wiring, breakers, etc), reference: http://www.serviskey.net/support/rate-estimator?s4=FL; https://www.homewyse.com/costs/cost_of_instant_hot_water_heaters.html (major fit/position change) | 2967 | unit | 3 | 8901
Equipment | Instantaneous Hot Water System | Instantaneous Hot Water System | 0 | Commercial | Turnover | Schools K-12 | FL Zone 2 | Per Water Heater | 94.56% | 2707.1998 | 2548.9115 | 158.2883 | 0.058469 | 20 | 0.017535 | 0.020206 | 0 | Reference source included incremental cost only | 714 | Estimate at $105 per labor hour, assume 6.8 hours work, reference: http://www.serviskey.net/support/rate-estimator?s4=FL; https://www.homewyse.com/costs/cost_of_instant_hot_water_heaters.html (direct fit/replacement) | 1350 | Illinois 2018 Statewide TRM, Section 4.3.5 (average incremental cost of sizes listed) | 2331 | Estimate at $105 per labor hour, assume 11.1 hours work per WH (assume additional 50% of time for 2nd & 3rd for wiring, breakers, etc), reference: http://www.serviskey.net/support/rate-estimator?s4=FL; https://www.homewyse.com/costs/cost_of_instant_hot_water_heaters.html (major fit/position change) | 2967 | unit | 1 | 2967
Equipment | Instantaneous Hot Water System | Instantaneous Hot Water System | 0 | Commercial | Turnover | Warehouse | FL Zone 2 | Per Water Heater | 94.56% | 12994.2741 | 12234.5069 | 759.7673 | 0.058469 | 20 | 0.084168 | 0.096985 | 0 | Reference source included incremental cost only | 714 | Estimate at $105 per labor hour, assume 6.8 hours work, reference: http://www.serviskey.net/support/rate-estimator?s4=FL; https://www.homewyse.com/costs/cost_of_instant_hot_water_heaters.html (direct fit/replacement) | 1350 | Illinois 2018 Statewide TRM, Section 4.3.5 (average incremental cost of sizes listed) | 2331 | Estimate at $105 per labor hour, assume 11.1 hours work per WH (assume additional 50% of time for 2nd & 3rd for wiring, breakers, etc), reference: http://www.serviskey.net/support/rate-estimator?s4=FL; https://www.homewyse.com/costs/cost_of_instant_hot_water_heaters.html (major fit/position change) | 2967 | unit | 1 | 2967
Equipment | Instantaneous Hot Water System | Instantaneous Hot Water System | 0 | Commercial | New | Assembly | FL Zone 2 | Per Water Heater | 94.56% | 6497.1371 | 6117.2534 | 379.8836 | 0.058469 | 20 | 0.042084 | 0.048493 | 0 | Reference source included incremental cost only | 714 | Estimate at $105 per labor hour, assume 6.8 hours work, reference: http://www.serviskey.net/support/rate-estimator?s4=FL; https://www.homewyse.com/costs/cost_of_instant_hot_water_heaters.html (direct fit/replacement) | 1350 | Illinois 2018 Statewide TRM, Section 4.3.5 (average incremental cost of sizes listed) | 2331 | Estimate at $105 per labor hour, assume 11.1 hours work per WH (assume additional 50% of time for 2nd & 3rd for wiring, breakers, etc), reference: http://www.serviskey.net/support/rate-estimator?s4=FL; https://www.homewyse.com/costs/cost_of_instant_hot_water_heaters.html (major fit/position change) | 2967 | unit | 1 | 2967
Equipment | Instantaneous Hot Water System | Instantaneous Hot Water System | 0 | Commercial | New | College and University | FL Zone 2 | Per Water Heater | 94.56% | 149434.1526 | 140696.8292 | 8737.3234 | 0.058469 | 20 | 0.82565 | 1.9915 | 0 | Reference source included incremental cost only | 714 | Estimate at $105 per labor hour, assume 6.8 hours work, reference: http://www.serviskey.net/support/rate-estimator?s4=FL; https://www.homewyse.com/costs/cost_of_instant_hot_water_heaters.html (direct fit/replacement) | 1350 | Illinois 2018 Statewide TRM, Section 4.3.5 (average incremental cost of sizes listed) | 2331 | Estimate at $105 per labor hour, assume 11.1 hours work per WH (assume additional 50% of time for 2nd & 3rd for wiring, breakers, etc), reference: http://www.serviskey.net/support/rate-estimator?s4=FL; https://www.homewyse.com/costs/cost_of_instant_hot_water_heaters.html (major fit/position change) | 2967 | unit | 10 | 29670
Equipment | Instantaneous Hot Water System | Instantaneous Hot Water System | 0 | Commercial | New | Grocery | FL Zone 2 | Per Water Heater | 94.56% | 12994.2741 | 12234.5069 | 759.7673 | 0.058469 | 20 | 0.084523 | 0.088194 | 0 | Reference source included incremental cost only | 714 | Estimate at $105 per labor hour, assume 6.8 hours work, reference: http://www.serviskey.net/support/rate-estimator?s4=FL; https://www.homewyse.com/costs/cost_of_instant_hot_water_heaters.html (direct fit/replacement) | 1350 | Illinois 2018 Statewide TRM, Section 4.3.5 (average incremental cost of sizes listed) | 2331 | Estimate at $105 per labor hour, assume 11.1 hours work per WH (assume additional 50% of time for 2nd & 3rd for wiring, breakers, etc), reference: http://www.serviskey.net/support/rate-estimator?s4=FL; https://www.homewyse.com/costs/cost_of_instant_hot_water_heaters.html (major fit/position change) | 2967 | unit | 1 | 2967
Equipment | Instantaneous Hot Water System | Instantaneous Hot Water System | 0 | Commercial | New | Healthcare | FL Zone 2 | Per Water Heater | 94.56% | 8662.8494 | 8156.3379 | 506.5115 | 0.058469 | 20 | 0.056112 | 0.064657 | 0 | Reference source included incremental cost only | 714 | Estimate at $105 per labor hour, assume 6.8 hours work, reference: http://www.serviskey.net/support/rate-estimator?s4=FL; https://www.homewyse.com/costs/cost_of_instant_hot_water_heaters.html (direct fit/replacement) | 1350 | Illinois 2018 Statewide TRM, Section 4.3.5 (average incremental cost of sizes listed) | 2331 | Estimate at $105 per labor hour, assume 11.1 hours work per WH (assume additional 50% of time for 2nd & 3rd for wiring, breakers, etc), reference: http://www.serviskey.net/support/rate-estimator?s4=FL; https://www.homewyse.com/costs/cost_of_instant_hot_water_heaters.html (major fit/position change) | 2967 | unit | 1 | 2967
Equipment | Instantaneous Hot Water System | Instantaneous Hot Water System | 0 | Commercial | New | Hospitals | FL Zone 2 | Per Water Heater | 94.56% | 262051.1952 | 246729.2222 | 15321.9729 | 0.058469 | 20 | 1.4479 | 3.4923 | 0 | Reference source included incremental cost only | 714 | Estimate at $105 per labor hour, assume 6.8 hours work, reference: http://www.serviskey.net/support/rate-estimator?s4=FL; https://www.homewyse.com/costs/cost_of_instant_hot_water_heaters.html (direct fit/replacement) | 1350 | Illinois 2018 Statewide TRM, Section 4.3.5 (average incremental cost of sizes listed) | 2331 | Estimate at $105 per labor hour, assume 11.1 hours work per WH (assume additional 50% of time for 2nd & 3rd for wiring, breakers, etc), reference: http://www.serviskey.net/support/rate-estimator?s4=FL; https://www.homewyse.com/costs/cost_of_instant_hot_water_heaters.html (major fit/position change) | 2967 | unit | 15 | 44505
Equipment | Instantaneous Hot Water System | Instantaneous Hot Water System | 0 | Commercial | New | Institutional | FL Zone 2 | Per Water Heater | 94.56% | 519770.9656 | 489380.2755 | 30390.6901 | 0.058469 | 20 | 3.3667 | 3.8794 | 0 | Reference source included incremental cost only | 714 | Estimate at $105 per labor hour, assume 6.8 hours work, reference: http://www.serviskey.net/support/rate-estimator?s4=FL; https://www.homewyse.com/costs/cost_of_instant_hot_water_heaters.html (direct fit/replacement) | 1350 | Illinois 2018 Statewide TRM, Section 4.3.5 (average incremental cost of sizes listed) | 2331 | Estimate at $105 per labor hour, assume 11.1 hours work per WH (assume additional 50% of time for 2nd & 3rd for wiring, breakers, etc), reference: http://www.serviskey.net/support/rate-estimator?s4=FL; https://www.homewyse.com/costs/cost_of_instant_hot_water_heaters.html (major fit/position change) | 2967 | unit | 25 | 74175
Equipment | Instantaneous Hot Water System | Instantaneous Hot Water System | 0 | Commercial | New | Lodging/Hospitality | FL Zone 2 | Per Water Heater | 94.56% | 62372.5159 | 58725.6331 | 3646.8828 | 0.058469 | 20 | 0.40571 | 0.42333 | 0 | Reference source included incremental cost only | 714 | Estimate at $105 per labor hour, assume 6.8 hours work, reference: http://www.serviskey.net/support/rate-estimator?s4=FL; https://www.homewyse.com/costs/cost_of_instant_hot_water_heaters.html (direct fit/replacement) | 1350 | Illinois 2018 Statewide TRM, Section 4.3.5 (average incremental cost of sizes listed) | 2331 | Estimate at $105 per labor hour, assume 11.1 hours work per WH (assume additional 50% of time for 2nd & 3rd for wiring, breakers, etc), reference: http://www.serviskey.net/support/rate-estimator?s4=FL; https://www.homewyse.com/costs/cost_of_instant_hot_water_heaters.html (major fit/position change) | 2967 | unit | 3 | 8901
Equipment | Instantaneous Hot Water System | Instantaneous Hot Water System | 0 | Commercial | New | Miscellaneous | FL Zone 2 | Per Water Heater | 94.56% | 389828.2242 | 367035.2066 | 22793.0176 | 0.058469 | 20 | 2.525 | 2.9096 | 0 | Reference source included incremental cost only | 714 | Estimate at $105 per labor hour, assume 6.8 hours work, reference: http://www.serviskey.net/support/rate-estimator?s4=FL; https://www.homewyse.com/costs/cost_of_instant_hot_water_heaters.html (direct fit/replacement) | 1350 | Illinois 2018 Statewide TRM, Section 4.3.5 (average incremental cost of sizes listed) | 2331 | Estimate at $105 per labor hour, assume 11.1 hours work per WH (assume additional 50% of time for 2nd & 3rd for wiring, breakers, etc), reference: http://www.serviskey.net/support/rate-estimator?s4=FL; https://www.homewyse.com/costs/cost_of_instant_hot_water_heaters.html (major fit/position change) | 2967 | unit | 20 | 59340
Equipment | Instantaneous Hot Water System | Instantaneous Hot Water System | 0 | Commercial | New | Offices | FL Zone 2 | Per Water Heater | 94.56% | 54142.8089 | 50977.112 | 3165.6969 | 0.058469 | 20 | 0.3507 | 0.4041 | 0 | Reference source included incremental cost only | 714 | Estimate at $105 per labor hour, assume 6.8 hours work, reference: http://www.serviskey.net/support/rate-estimator?s4=FL; https://www.homewyse.com/costs/cost_of_instant_hot_water_heaters.html (direct fit/replacement) | 1350 | Illinois 2018 Statewide TRM, Section 4.3.5 (average incremental cost of sizes listed) | 2331 | Estimate at $105 per labor hour, assume 11.1 hours work per WH (assume additional 50% of time for 2nd & 3rd for wiring, breakers, etc), reference: http://www.serviskey.net/support/rate-estimator?s4=FL; https://www.homewyse.com/costs/cost_of_instant_hot_water_heaters.html (major fit/position change) | 2967 | unit | 3 | 8901
Equipment | Instantaneous Hot Water System | Instantaneous Hot Water System | 0 | Commercial | New | Restaurants | FL Zone 2 | Per Water Heater | 94.56% | 21657.1236 | 20390.8448 | 1266.2788 | 0.058469 | 20 | 0.14087 | 0.14699 | 0 | Reference source included incremental cost only | 714 | Estimate at $105 per labor hour, assume 6.8 hours work, reference: http://www.serviskey.net/support/rate-estimator?s4=FL; https://www.homewyse.com/costs/cost_of_instant_hot_water_heaters.html (direct fit/replacement) | 1350 | Illinois 2018 Statewide TRM, Section 4.3.5 (average incremental cost of sizes listed) | 2331 | Estimate at $105 per labor hour, assume 11.1 hours work per WH (assume additional 50% of time for 2nd & 3rd for wiring, breakers, etc), reference: http://www.serviskey.net/support/rate-estimator?s4=FL; https://www.homewyse.com/costs/cost_of_instant_hot_water_heaters.html (major fit/position change) | 2967 | unit | 2 | 5934
Equipment | Instantaneous Hot Water System | Instantaneous Hot Water System | 0 | Commercial | New | Retail | FL Zone 2 | Per Water Heater | 94.56% | 38592.9942 | 36336.4855 | 2256.5087 | 0.058469 | 20 | 0.25103 | 0.26194 | 0 | Reference source included incremental cost only | 714 | Estimate at $105 per labor hour, assume 6.8 hours work, reference: http://www.serviskey.net/support/rate-estimator?s4=FL; https://www.homewyse.com/costs/cost_of_instant_hot_water_heaters.html (direct fit/replacement) | 1350 | Illinois 2018 Statewide TRM, Section 4.3.5 (average incremental cost of sizes listed) | 2331 | Estimate at $105 per labor hour, assume 11.1 hours work per WH (assume additional 50% of time for 2nd & 3rd for wiring, breakers, etc), reference: http://www.serviskey.net/support/rate-estimator?s4=FL; https://www.homewyse.com/costs/cost_of_instant_hot_water_heaters.html (major fit/position change) | 2967 | unit | 3 | 8901
Equipment | Instantaneous Hot Water System | Instantaneous Hot Water System | 0 | Commercial | New | Schools K-12 | FL Zone 2 | Per Water Heater | 94.56% | 2707.1998 | 2548.9115 | 158.2883 | 0.058469 | 20 | 0.017535 | 0.020206 | 0 | Reference source included incremental cost only | 714 | Estimate at $105 per labor hour, assume 6.8 hours work, reference: http://www.serviskey.net/support/rate-estimator?s4=FL; https://www.homewyse.com/costs/cost_of_instant_hot_water_heaters.html (direct fit/replacement) | 1350 | Illinois 2018 Statewide TRM, Section 4.3.5 (average incremental cost of sizes listed) | 2331 | Estimate at $105 per labor hour, assume 11.1 hours work per WH (assume additional 50% of time for 2nd & 3rd for wiring, breakers, etc), reference: http://www.serviskey.net/support/rate-estimator?s4=FL; https://www.homewyse.com/costs/cost_of_instant_hot_water_heaters.html (major fit/position change) | 2967 | unit | 1 | 2967
Equipment | Instantaneous Hot Water System | Instantaneous Hot Water System | 0 | Commercial | New | Warehouse | FL Zone 2 | Per Water Heater | 94.56% | 12994.2741 | 12234.5069 | 759.7673 | 0.058469 | 20 | 0.084168 | 0.096985 | 0 | Reference source included incremental cost only | 714 | Estimate at $105 per labor hour, assume 6.8 hours work, reference: http://www.serviskey.net/support/rate-estimator?s4=FL; https://www.homewyse.com/costs/cost_of_instant_hot_water_heaters.html (direct fit/replacement) | 1350 | Illinois 2018 Statewide TRM, Section 4.3.5 (average incremental cost of sizes listed) | 2331 | Estimate at $105 per labor hour, assume 11.1 hours work per WH (assume additional 50% of time for 2nd & 3rd for wiring, breakers, etc), reference: http://www.serviskey.net/support/rate-estimator?s4=FL; https://www.homewyse.com/costs/cost_of_instant_hot_water_heaters.html (major fit/position change) | 2967 | unit | 1 | 2967
Equipment | Solar Water Heater | Solar Powered 50 Gallon Electric Resistance Water Heater (EF = 4.05) | Code-Compliant 50 Gallon Electric Resistance Water Heater (EF = 0.95) | Commercial | Turnover | Assembly | FL Zone 2 | Per Unit | 13.24% | 7192.4897 | 1678.2476 | 5514.2421 | 0.76667 | 15 | 0.41215 | 0.057863 | 419 | Baseline 50-gallon electric water heater: https://www.lowes.com/pd/A-O-Smith-Signature-50-Gallon-Short-6-year-Limited-4500-Watt-Double-Element-Electric-Water-Heater/1000216833 | 714 | Estimate at $105 per labor hour, assume 6.8 hours work, reference: http://www.serviskey.net/support/rate-estimator?s4=FL; https://www.homewyse.com/costs/cost_of_instant_hot_water_heaters.html (direct fit/replacement) | 7900 | Average installed cost for FPL Pilot Offering | 0 | reference source did not distinguish material and labor costs | 6767 | unit | 1 | 6767
Equipment | Solar Water Heater | Solar Powered 50 Gallon Electric Resistance Water Heater (EF = 4.05) | Code-Compliant 50 Gallon Electric Resistance Water Heater (EF = 0.95) | Commercial | Turnover | College and University | FL Zone 2 | Per Unit | 18.91% | 165427.2641 | 38599.6949 | 126827.5691 | 0.76667 | 15 | 9.4793 | 1.3308 | 419 | Baseline 50-gallon electric water heater: https://www.lowes.com/pd/A-O-Smith-Signature-50-Gallon-Short-6-year-Limited-4500-Watt-Double-Element-Electric-Water-Heater/1000216833 | 714 | Estimate at $105 per labor hour, assume 6.8 hours work, reference: http://www.serviskey.net/support/rate-estimator?s4=FL; https://www.homewyse.com/costs/cost_of_instant_hot_water_heaters.html (direct fit/replacement) | 7900 | Average installed cost for FPL Pilot Offering | 0 | reference source did not distinguish material and labor costs | 6767 | unit | 10 | 67670
Equipment | Solar Water Heater | Solar Powered 50 Gallon Electric Resistance Water Heater (EF = 4.05) | Code-Compliant 50 Gallon Electric Resistance Water Heater (EF = 0.95) | Commercial | Turnover | Grocery | FL Zone 2 | Per Unit | 28.37% | 14384.9795 | 3356.4952 | 11028.4843 | 0.76667 | 15 | 0.82429 | 0.11573 | 419 | Baseline 50-gallon electric water heater: https://www.lowes.com/pd/A-O-Smith-Signature-50-Gallon-Short-6-year-Limited-4500-Watt-Double-Element-Electric-Water-Heater/1000216833 | 714 | Estimate at $105 per labor hour, assume 6.8 hours work, reference: http://www.serviskey.net/support/rate-estimator?s4=FL; https://www.homewyse.com/costs/cost_of_instant_hot_water_heaters.html (direct fit/replacement) | 7900 | Average installed cost for FPL Pilot Offering | 0 | reference source did not distinguish material and labor costs | 6767 | unit | 1 | 6767
Equipment | Solar Water Heater | Solar Powered 50 Gallon Electric Resistance Water Heater (EF = 4.05) | Code-Compliant 50 Gallon Electric Resistance Water Heater (EF = 0.95) | Commercial | Turnover | Healthcare | FL Zone 2 | Per Unit | 8.511% | 9589.9863 | 2237.6635 | 7352.3228 | 0.76667 | 15 | 0.54953 | 0.07715 | 419 | Baseline 50-gallon electric water heater: https://www.lowes.com/pd/A-O-Smith-Signature-50-Gallon-Short-6-year-Limited-4500-Watt-Double-Element-Electric-Water-Heater/1000216833 | 714 | Estimate at $105 per labor hour, assume 6.8 hours work, reference: http://www.serviskey.net/support/rate-estimator?s4=FL; https://www.homewyse.com/costs/cost_of_instant_hot_water_heaters.html (direct fit/replacement) | 7900 | Average installed cost for FPL Pilot Offering | 0 | reference source did not distinguish material and labor costs | 6767 | unit | 1 | 6767
Equipment | Solar Water Heater | Solar Powered 50 Gallon Electric Resistance Water Heater (EF = 4.05) | Code-Compliant 50 Gallon Electric Resistance Water Heater (EF = 0.95) | Commercial | Turnover | Hospitals | FL Zone 2 | Per Unit | 4.728% | 290097.0863 | 67689.3201 | 222407.7661 | 0.76667 | 15 | 16.6232 | 2.3338 | 419 | Baseline 50-gallon electric water heater: https://www.lowes.com/pd/A-O-Smith-Signature-50-Gallon-Short-6-year-Limited-4500-Watt-Double-Element-Electric-Water-Heater/1000216833 | 714 | Estimate at $105 per labor hour, assume 6.8 hours work, reference: http://www.serviskey.net/support/rate-estimator?s4=FL; https://www.homewyse.com/costs/cost_of_instant_hot_water_heaters.html (direct fit/replacement) | 7900 | Average installed cost for FPL Pilot Offering | 0 | reference source did not distinguish material and labor costs | 6767 | unit | 15 | 101505
Equipment | Solar Water Heater | Solar Powered 50 Gallon Electric Resistance Water Heater (EF = 4.05) | Code-Compliant 50 Gallon Electric Resistance Water Heater (EF = 0.95) | Commercial | Turnover | Institutional | FL Zone 2 | Per Unit | 13.24% | 575399.1794 | 134259.8085 | 441139.3708 | 0.76667 | 15 | 32.9716 | 4.629 | 419 | Baseline 50-gallon electric water heater: https://www.lowes.com/pd/A-O-Smith-Signature-50-Gallon-Short-6-year-Limited-4500-Watt-Double-Element-Electric-Water-Heater/1000216833 | 714 | Estimate at $105 per labor hour, assume 6.8 hours work, reference: http://www.serviskey.net/support/rate-estimator?s4=FL; https://www.homewyse.com/costs/cost_of_instant_hot_water_heaters.html (direct fit/replacement) | 7900 | Average installed cost for FPL Pilot Offering | 0 | reference source did not distinguish material and labor costs | 6767 | unit | 25 | 169175
Equipment | Solar Water Heater | Solar Powered 50 Gallon Electric Resistance Water Heater (EF = 4.05) | Code-Compliant 50 Gallon Electric Resistance Water Heater (EF = 0.95) | Commercial | Turnover | Lodging/Hospitality | FL Zone 2 | Per Unit | 5.674% | 69047.9015 | 16111.177 | 52936.7245 | 0.76667 | 15 | 3.9566 | 0.55548 | 419 | Baseline 50-gallon electric water heater: https://www.lowes.com/pd/A-O-Smith-Signature-50-Gallon-Short-6-year-Limited-4500-Watt-Double-Element-Electric-Water-Heater/1000216833 | 714 | Estimate at $105 per labor hour, assume 6.8 hours work, reference: http://www.serviskey.net/support/rate-estimator?s4=FL; https://www.homewyse.com/costs/cost_of_instant_hot_water_heaters.html (direct fit/replacement) | 7900 | Average installed cost for FPL Pilot Offering | 0 | reference source did not distinguish material and labor costs | 6767 | unit | 3 | 20301
Equipment | Solar Water Heater | Solar Powered 50 Gallon Electric Resistance Water Heater (EF = 4.05) | Code-Compliant 50 Gallon Electric Resistance Water Heater (EF = 0.95) | Commercial | Turnover | Miscellaneous | FL Zone 2 | Per Unit | 13.24% | 431549.3845 | 100694.8564 | 330854.5281 | 0.76667 | 15 | 24.7287 | 3.4718 | 419 | Baseline 50-gallon electric water heater: https://www.lowes.com/pd/A-O-Smith-Signature-50-Gallon-Short-6-year-Limited-4500-Watt-Double-Element-Electric-Water-Heater/1000216833 | 714 | Estimate at $105 per labor hour, assume 6.8 hours work, reference: http://www.serviskey.net/support/rate-estimator?s4=FL; https://www.homewyse.com/costs/cost_of_instant_hot_water_heaters.html (direct fit/replacement) | 7900 | Average installed cost for FPL Pilot Offering | 0 | reference source did not distinguish material and labor costs | 6767 | unit | 20 | 135340
Equipment | Solar Water Heater | Solar Powered 50 Gallon Electric Resistance Water Heater (EF = 4.05) | Code-Compliant 50 Gallon Electric Resistance Water Heater (EF = 0.95) | Commercial | Turnover | Offices | FL Zone 2 | Per Unit | 6.619% | 59937.4145 | 13985.3967 | 45952.0178 | 0.76667 | 15 | 3.4345 | 0.48219 | 419 | Baseline 50-gallon electric water heater: https://www.lowes.com/pd/A-O-Smith-Signature-50-Gallon-Short-6-year-Limited-4500-Watt-Double-Element-Electric-Water-Heater/1000216833 | 714 | Estimate at $105 per labor hour, assume 6.8 hours work, reference: http://www.serviskey.net/support/rate-estimator?s4=FL; https://www.homewyse.com/costs/cost_of_instant_hot_water_heaters.html (direct fit/replacement) | 7900 | Average installed cost for FPL Pilot Offering | 0 | reference source did not distinguish material and labor costs | 6767 | unit | 3 | 20301
Equipment | Solar Water Heater | Solar Powered 50 Gallon Electric Resistance Water Heater (EF = 4.05) | Code-Compliant 50 Gallon Electric Resistance Water Heater (EF = 0.95) | Commercial | Turnover | Restaurants | FL Zone 2 | Per Unit | 27.42% | 23974.9658 | 5594.1587 | 18380.8071 | 0.76667 | 15 | 1.3738 | 0.19288 | 419 | Baseline 50-gallon electric water heater: https://www.lowes.com/pd/A-O-Smith-Signature-50-Gallon-Short-6-year-Limited-4500-Watt-Double-Element-Electric-Water-Heater/1000216833 | 714 | Estimate at $105 per labor hour, assume 6.8 hours work, reference: http://www.serviskey.net/support/rate-estimator?s4=FL; https://www.homewyse.com/costs/cost_of_instant_hot_water_heaters.html (direct fit/replacement) | 7900 | Average installed cost for FPL Pilot Offering | 0 | reference source did not distinguish material and labor costs | 6767 | unit | 2 | 13534
Equipment | Solar Water Heater | Solar Powered 50 Gallon Electric Resistance Water Heater (EF = 4.05) | Code-Compliant 50 Gallon Electric Resistance Water Heater (EF = 0.95) | Commercial | Turnover | Retail | FL Zone 2 | Per Unit | 29.31% | 42723.3891 | 9968.7908 | 32754.5983 | 0.76667 | 15 | 2.4481 | 0.3437 | 419 | Baseline 50-gallon electric water heater: https://www.lowes.com/pd/A-O-Smith-Signature-50-Gallon-Short-6-year-Limited-4500-Watt-Double-Element-Electric-Water-Heater/1000216833 | 714 | Estimate at $105 per labor hour, assume 6.8 hours work, reference: http://www.serviskey.net/support/rate-estimator?s4=FL; https://www.homewyse.com/costs/cost_of_instant_hot_water_heaters.html (direct fit/replacement) | 7900 | Average installed cost for FPL Pilot Offering | 0 | reference source did not distinguish material and labor costs | 6767 | unit | 3 | 20301
Equipment | Solar Water Heater | Solar Powered 50 Gallon Electric Resistance Water Heater (EF = 4.05) | Code-Compliant 50 Gallon Electric Resistance Water Heater (EF = 0.95) | Commercial | Turnover | Schools K-12 | FL Zone 2 | Per Unit | 18.91% | 2996.9364 | 699.2852 | 2297.6512 | 0.76667 | 15 | 0.17173 | 0.02411 | 419 | Baseline 50-gallon electric water heater: https://www.lowes.com/pd/A-O-Smith-Signature-50-Gallon-Short-6-year-Limited-4500-Watt-Double-Element-Electric-Water-Heater/1000216833 | 714 | Estimate at $105 per labor hour, assume 6.8 hours work, reference: http://www.serviskey.net/support/rate-estimator?s4=FL; https://www.homewyse.com/costs/cost_of_instant_hot_water_heaters.html (direct fit/replacement) | 7900 | Average installed cost for FPL Pilot Offering | 0 | reference source did not distinguish material and labor costs | 6767 | unit | 1 | 6767
Equipment | Solar Water Heater | Solar Powered 50 Gallon Electric Resistance Water Heater (EF = 4.05) | Code-Compliant 50 Gallon Electric Resistance Water Heater (EF = 0.95) | Commercial | Turnover | Warehouse | FL Zone 2 | Per Unit | 27.42% | 14384.9795 | 3356.4952 | 11028.4843 | 0.76667 | 15 | 0.82429 | 0.11573 | 419 | Baseline 50-gallon electric water heater: https://www.lowes.com/pd/A-O-Smith-Signature-50-Gallon-Short-6-year-Limited-4500-Watt-Double-Element-Electric-Water-Heater/1000216833 | 714 | Estimate at $105 per labor hour, assume 6.8 hours work, reference: http://www.serviskey.net/support/rate-estimator?s4=FL; https://www.homewyse.com/costs/cost_of_instant_hot_water_heaters.html (direct fit/replacement) | 7900 | Average installed cost for FPL Pilot Offering | 0 | reference source did not distinguish material and labor costs | 6767 | unit | 1 | 6767
Equipment | Solar Water Heater | Solar Powered 50 Gallon Electric Resistance Water Heater (EF = 4.05) | Code-Compliant 50 Gallon Electric Resistance Water Heater (EF = 0.95) | Commercial | New | Assembly | FL Zone 2 | Per Unit | 13.24% | 7192.4897 | 1678.2476 | 5514.2421 | 0.76667 | 15 | 0.41215 | 0.057863 | 419 | Baseline 50-gallon electric water heater: https://www.lowes.com/pd/A-O-Smith-Signature-50-Gallon-Short-6-year-Limited-4500-Watt-Double-Element-Electric-Water-Heater/1000216833 | 714 | Estimate at $105 per labor hour, assume 6.8 hours work, reference: http://www.serviskey.net/support/rate-estimator?s4=FL; https://www.homewyse.com/costs/cost_of_instant_hot_water_heaters.html (direct fit/replacement) | 7900 | Average installed cost for FPL Pilot Offering | 0 | reference source did not distinguish material and labor costs | 6767 | unit | 1 | 6767
Equipment | Solar Water Heater | Solar Powered 50 Gallon Electric Resistance Water Heater (EF = 4.05) | Code-Compliant 50 Gallon Electric Resistance Water Heater (EF = 0.95) | Commercial | New | College and University | FL Zone 2 | Per Unit | 18.91% | 165427.2641 | 38599.6949 | 126827.5691 | 0.76667 | 15 | 9.4793 | 1.3308 | 419 | Baseline 50-gallon electric water heater: https://www.lowes.com/pd/A-O-Smith-Signature-50-Gallon-Short-6-year-Limited-4500-Watt-Double-Element-Electric-Water-Heater/1000216833 | 714 | Estimate at $105 per labor hour, assume 6.8 hours work, reference: http://www.serviskey.net/support/rate-estimator?s4=FL; https://www.homewyse.com/costs/cost_of_instant_hot_water_heaters.html (direct fit/replacement) | 7900 | Average installed cost for FPL Pilot Offering | 0 | reference source did not distinguish material and labor costs | 6767 | unit | 10 | 67670
Equipment | Solar Water Heater | Solar Powered 50 Gallon Electric Resistance Water Heater (EF = 4.05) | Code-Compliant 50 Gallon Electric Resistance Water Heater (EF = 0.95) | Commercial | New | Grocery | FL Zone 2 | Per Unit | 28.37% | 14384.9795 | 3356.4952 | 11028.4843 | 0.76667 | 15 | 0.82429 | 0.11573 | 419 | Baseline 50-gallon electric water heater: https://www.lowes.com/pd/A-O-Smith-Signature-50-Gallon-Short-6-year-Limited-4500-Watt-Double-Element-Electric-Water-Heater/1000216833 | 714 | Estimate at $105 per labor hour, assume 6.8 hours work, reference: http://www.serviskey.net/support/rate-estimator?s4=FL; https://www.homewyse.com/costs/cost_of_instant_hot_water_heaters.html (direct fit/replacement) | 7900 | Average installed cost for FPL Pilot Offering | 0 | reference source did not distinguish material and labor costs | 6767 | unit | 1 | 6767
Equipment | Solar Water Heater | Solar Powered 50 Gallon Electric Resistance Water Heater (EF = 4.05) | Code-Compliant 50 Gallon Electric Resistance Water Heater (EF = 0.95) | Commercial | New | Healthcare | FL Zone 2 | Per Unit | 8.511% | 9589.9863 | 2237.6635 | 7352.3228 | 0.76667 | 15 | 0.54953 | 0.07715 | 419 | Baseline 50-gallon electric water heater: https://www.lowes.com/pd/A-O-Smith-Signature-50-Gallon-Short-6-year-Limited-4500-Watt-Double-Element-Electric-Water-Heater/1000216833 | 714 | Estimate at $105 per labor hour, assume 6.8 hours work, reference: http://www.serviskey.net/support/rate-estimator?s4=FL; https://www.homewyse.com/costs/cost_of_instant_hot_water_heaters.html (direct fit/replacement) | 7900 | Average installed cost for FPL Pilot Offering | 0 | reference source did not distinguish material and labor costs | 6767 | unit | 1 | 6767
Equipment | Solar Water Heater | Solar Powered 50 Gallon Electric Resistance Water Heater (EF = 4.05) | Code-Compliant 50 Gallon Electric Resistance Water Heater (EF = 0.95) | Commercial | New | Hospitals | FL Zone 2 | Per Unit | 4.728% | 290097.0863 | 67689.3201 | 222407.7661 | 0.76667 | 15 | 16.6232 | 2.3338 | 419 | Baseline 50-gallon electric water heater: https://www.lowes.com/pd/A-O-Smith-Signature-50-Gallon-Short-6-year-Limited-4500-Watt-Double-Element-Electric-Water-Heater/1000216833 | 714 | Estimate at $105 per labor hour, assume 6.8 hours work, reference: http://www.serviskey.net/support/rate-estimator?s4=FL; https://www.homewyse.com/costs/cost_of_instant_hot_water_heaters.html (direct fit/replacement) | 7900 | Average installed cost for FPL Pilot Offering | 0 | reference source did not distinguish material and labor costs | 6767 | unit | 15 | 101505
Equipment | Solar Water Heater | Solar Powered 50 Gallon Electric Resistance Water Heater (EF = 4.05) | Code-Compliant 50 Gallon Electric Resistance Water Heater (EF = 0.95) | Commercial | New | Institutional | FL Zone 2 | Per Unit | 13.24% | 575399.1794 | 134259.8085 | 441139.3708 | 0.76667 | 15 | 32.9716 | 4.629 | 419 | Baseline 50-gallon electric water heater: https://www.lowes.com/pd/A-O-Smith-Signature-50-Gallon-Short-6-year-Limited-4500-Watt-Double-Element-Electric-Water-Heater/1000216833 | 714 | Estimate at $105 per labor hour, assume 6.8 hours work, reference: http://www.serviskey.net/support/rate-estimator?s4=FL; https://www.homewyse.com/costs/cost_of_instant_hot_water_heaters.html (direct fit/replacement) | 7900 | Average installed cost for FPL Pilot Offering | 0 | reference source did not distinguish material and labor costs | 6767 | unit | 25 | 169175
Equipment | Solar Water Heater | Solar Powered 50 Gallon Electric Resistance Water Heater (EF = 4.05) | Code-Compliant 50 Gallon Electric Resistance Water Heater (EF = 0.95) | Commercial | New | Lodging/Hospitality | FL Zone 2 | Per Unit | 5.674% | 69047.9015 | 16111.177 | 52936.7245 | 0.76667 | 15 | 3.9566 | 0.55548 | 419 | Baseline 50-gallon electric water heater: https://www.lowes.com/pd/A-O-Smith-Signature-50-Gallon-Short-6-year-Limited-4500-Watt-Double-Element-Electric-Water-Heater/1000216833 | 714 | Estimate at $105 per labor hour, assume 6.8 hours work, reference: http://www.serviskey.net/support/rate-estimator?s4=FL; https://www.homewyse.com/costs/cost_of_instant_hot_water_heaters.html (direct fit/replacement) | 7900 | Average installed cost for FPL Pilot Offering | 0 | reference source did not distinguish material and labor costs | 6767 | unit | 3 | 20301
Equipment | Solar Water Heater | Solar Powered 50 Gallon Electric Resistance Water Heater (EF = 4.05) | Code-Compliant 50 Gallon Electric Resistance Water Heater (EF = 0.95) | Commercial | New | Miscellaneous | FL Zone 2 | Per Unit | 13.24% | 431549.3845 | 100694.8564 | 330854.5281 | 0.76667 | 15 | 24.7287 | 3.4718 | 419 | Baseline 50-gallon electric water heater: https://www.lowes.com/pd/A-O-Smith-Signature-50-Gallon-Short-6-year-Limited-4500-Watt-Double-Element-Electric-Water-Heater/1000216833 | 714 | Estimate at $105 per labor hour, assume 6.8 hours work, reference: http://www.serviskey.net/support/rate-estimator?s4=FL; https://www.homewyse.com/costs/cost_of_instant_hot_water_heaters.html (direct fit/replacement) | 7900 | Average installed cost for FPL Pilot Offering | 0 | reference source did not distinguish material and labor costs | 6767 | unit | 20 | 135340
Equipment | Solar Water Heater | Solar Powered 50 Gallon Electric Resistance Water Heater (EF = 4.05) | Code-Compliant 50 Gallon Electric Resistance Water Heater (EF = 0.95) | Commercial | New | Offices | FL Zone 2 | Per Unit | 6.619% | 59937.4145 | 13985.3967 | 45952.0178 | 0.76667 | 15 | 3.4345 | 0.48219 | 419 | Baseline 50-gallon electric water heater: https://www.lowes.com/pd/A-O-Smith-Signature-50-Gallon-Short-6-year-Limited-4500-Watt-Double-Element-Electric-Water-Heater/1000216833 | 714 | Estimate at $105 per labor hour, assume 6.8 hours work, reference: http://www.serviskey.net/support/rate-estimator?s4=FL; https://www.homewyse.com/costs/cost_of_instant_hot_water_heaters.html (direct fit/replacement) | 7900 | Average installed cost for FPL Pilot Offering | 0 | reference source did not distinguish material and labor costs | 6767 | unit | 3 | 20301
Equipment | Solar Water Heater | Solar Powered 50 Gallon Electric Resistance Water Heater (EF = 4.05) | Code-Compliant 50 Gallon Electric Resistance Water Heater (EF = 0.95) | Commercial | New | Restaurants | FL Zone 2 | Per Unit | 27.42% | 23974.9658 | 5594.1587 | 18380.8071 | 0.76667 | 15 | 1.3738 | 0.19288 | 419 | Baseline 50-gallon electric water heater: https://www.lowes.com/pd/A-O-Smith-Signature-50-Gallon-Short-6-year-Limited-4500-Watt-Double-Element-Electric-Water-Heater/1000216833 | 714 | Estimate at $105 per labor hour, assume 6.8 hours work, reference: http://www.serviskey.net/support/rate-estimator?s4=FL; https://www.homewyse.com/costs/cost_of_instant_hot_water_heaters.html (direct fit/replacement) | 7900 | Average installed cost for FPL Pilot Offering | 0 | reference source did not distinguish material and labor costs | 6767 | unit | 2 | 13534
Equipment | Solar Water Heater | Solar Powered 50 Gallon Electric Resistance Water Heater (EF = 4.05) | Code-Compliant 50 Gallon Electric Resistance Water Heater (EF = 0.95) | Commercial | New | Retail | FL Zone 2 | Per Unit | 29.31% | 42723.3891 | 9968.7908 | 32754.5983 | 0.76667 | 15 | 2.4481 | 0.3437 | 419 | Baseline 50-gallon electric water heater: https://www.lowes.com/pd/A-O-Smith-Signature-50-Gallon-Short-6-year-Limited-4500-Watt-Double-Element-Electric-Water-Heater/1000216833 | 714 | Estimate at $105 per labor hour, assume 6.8 hours work, reference: http://www.serviskey.net/support/rate-estimator?s4=FL; https://www.homewyse.com/costs/cost_of_instant_hot_water_heaters.html (direct fit/replacement) | 7900 | Average installed cost for FPL Pilot Offering | 0 | reference source did not distinguish material and labor costs | 6767 | unit | 3 | 20301
Equipment | Solar Water Heater | Solar Powered 50 Gallon Electric Resistance Water Heater (EF = 4.05) | Code-Compliant 50 Gallon Electric Resistance Water Heater (EF = 0.95) | Commercial | New | Schools K-12 | FL Zone 2 | Per Unit | 18.91% | 2996.9364 | 699.2852 | 2297.6512 | 0.76667 | 15 | 0.17173 | 0.02411 | 419 | Baseline 50-gallon electric water heater: https://www.lowes.com/pd/A-O-Smith-Signature-50-Gallon-Short-6-year-Limited-4500-Watt-Double-Element-Electric-Water-Heater/1000216833 | 714 | Estimate at $105 per labor hour, assume 6.8 hours work, reference: http://www.serviskey.net/support/rate-estimator?s4=FL; https://www.homewyse.com/costs/cost_of_instant_hot_water_heaters.html (direct fit/replacement) | 7900 | Average installed cost for FPL Pilot Offering | 0 | reference source did not distinguish material and labor costs | 6767 | unit | 1 | 6767
Equipment | Solar Water Heater | Solar Powered 50 Gallon Electric Resistance Water Heater (EF = 4.05) | Code-Compliant 50 Gallon Electric Resistance Water Heater (EF = 0.95) | Commercial | New | Warehouse | FL Zone 2 | Per Unit | 27.42% | 14384.9795 | 3356.4952 | 11028.4843 | 0.76667 | 15 | 0.82429 | 0.11573 | 419 | Baseline 50-gallon electric water heater: https://www.lowes.com/pd/A-O-Smith-Signature-50-Gallon-Short-6-year-Limited-4500-Watt-Double-Element-Electric-Water-Heater/1000216833 | 714 | Estimate at $105 per labor hour, assume 6.8 hours work, reference: http://www.serviskey.net/support/rate-estimator?s4=FL; https://www.homewyse.com/costs/cost_of_instant_hot_water_heaters.html (direct fit/replacement) | 7900 | Average installed cost for FPL Pilot Offering | 0 | reference source did not distinguish material and labor costs | 6767 | unit | 1 | 6767
Equipment | CFL - 15W Flood | 15W CFL | EISA-2020 compliant baseline lamp (65W flood) | Commercial | Turnover | Assembly | FL Zone 2 | Per Lamp | 0% | 261.17 | 60.27 | 200.9 | 0.76923 | 7.8 | 0 | 0 | 1.85 | https://www.homedepot.com/p/Philips-65-Watt-Incandescent-BR30-Flood-Light-Bulb-12-Pack-per-Case-248872/100560688 | 0 | No Labor Cost | 5.77 | https://www.1000bulbs.com/product/1644/FC15-FER3015W27.html | 0 | No Labor Cost | 3.92 | bulb |  | 3.92
Equipment | CFL - 15W Flood | 15W CFL | EISA-2020 compliant baseline lamp (65W flood) | Commercial | Turnover | College and University | FL Zone 2 | Per Lamp | 0% | 261.17 | 60.27 | 200.9 | 0.76923 | 7.8 | 0 | 0 | 1.85 | https://www.homedepot.com/p/Philips-65-Watt-Incandescent-BR30-Flood-Light-Bulb-12-Pack-per-Case-248872/100560688 | 0 | No Labor Cost | 5.77 | https://www.1000bulbs.com/product/1644/FC15-FER3015W27.html | 0 | No Labor Cost | 3.92 | bulb |  | 3.92
Equipment | CFL - 15W Flood | 15W CFL | EISA-2020 compliant baseline lamp (65W flood) | Commercial | Turnover | Grocery | FL Zone 2 | Per Lamp | 0% | 261.17 | 60.27 | 200.9 | 0.76923 | 7.8 | 0 | 0 | 1.85 | https://www.homedepot.com/p/Philips-65-Watt-Incandescent-BR30-Flood-Light-Bulb-12-Pack-per-Case-248872/100560688 | 0 | No Labor Cost | 5.77 | https://www.1000bulbs.com/product/1644/FC15-FER3015W27.html | 0 | No Labor Cost | 3.92 | bulb |  | 3.92
Equipment | CFL - 15W Flood | 15W CFL | EISA-2020 compliant baseline lamp (65W flood) | Commercial | Turnover | Healthcare | FL Zone 2 | Per Lamp | 0% | 261.17 | 60.27 | 200.9 | 0.76923 | 7.8 | 0 | 0 | 1.85 | https://www.homedepot.com/p/Philips-65-Watt-Incandescent-BR30-Flood-Light-Bulb-12-Pack-per-Case-248872/100560688 | 0 | No Labor Cost | 5.77 | https://www.1000bulbs.com/product/1644/FC15-FER3015W27.html | 0 | No Labor Cost | 3.92 | bulb |  | 3.92
Equipment | CFL - 15W Flood | 15W CFL | EISA-2020 compliant baseline lamp (65W flood) | Commercial | Turnover | Hospitals | FL Zone 2 | Per Lamp | 0% | 261.17 | 60.27 | 200.9 | 0.76923 | 7.8 | 0 | 0 | 1.85 | https://www.homedepot.com/p/Philips-65-Watt-Incandescent-BR30-Flood-Light-Bulb-12-Pack-per-Case-248872/100560688 | 0 | No Labor Cost | 5.77 | https://www.1000bulbs.com/product/1644/FC15-FER3015W27.html | 0 | No Labor Cost | 3.92 | bulb |  | 3.92
Equipment | CFL - 15W Flood | 15W CFL | EISA-2020 compliant baseline lamp (65W flood) | Commercial | Turnover | Institutional | FL Zone 2 | Per Lamp | 0% | 261.17 | 60.27 | 200.9 | 0.76923 | 7.8 | 0 | 0 | 1.85 | https://www.homedepot.com/p/Philips-65-Watt-Incandescent-BR30-Flood-Light-Bulb-12-Pack-per-Case-248872/100560688 | 0 | No Labor Cost | 5.77 | https://www.1000bulbs.com/product/1644/FC15-FER3015W27.html | 0 | No Labor Cost | 3.92 | bulb |  | 3.92
Equipment | CFL - 15W Flood | 15W CFL | EISA-2020 compliant baseline lamp (65W flood) | Commercial | Turnover | Lodging/Hospitality | FL Zone 2 | Per Lamp | 0% | 261.17 | 60.27 | 200.9 | 0.76923 | 7.8 | 0 | 0 | 1.85 | https://www.homedepot.com/p/Philips-65-Watt-Incandescent-BR30-Flood-Light-Bulb-12-Pack-per-Case-248872/100560688 | 0 | No Labor Cost | 5.77 | https://www.1000bulbs.com/product/1644/FC15-FER3015W27.html | 0 | No Labor Cost | 3.92 | bulb |  | 3.92
Equipment | CFL - 15W Flood | 15W CFL | EISA-2020 compliant baseline lamp (65W flood) | Commercial | Turnover | Miscellaneous | FL Zone 2 | Per Lamp | 0% | 261.17 | 60.27 | 200.9 | 0.76923 | 7.8 | 0 | 0 | 1.85 | https://www.homedepot.com/p/Philips-65-Watt-Incandescent-BR30-Flood-Light-Bulb-12-Pack-per-Case-248872/100560688 | 0 | No Labor Cost | 5.77 | https://www.1000bulbs.com/product/1644/FC15-FER3015W27.html | 0 | No Labor Cost | 3.92 | bulb |  | 3.92
Equipment | CFL - 15W Flood | 15W CFL | EISA-2020 compliant baseline lamp (65W flood) | Commercial | Turnover | Offices | FL Zone 2 | Per Lamp | 0% | 261.17 | 60.27 | 200.9 | 0.76923 | 7.8 | 0 | 0 | 1.85 | https://www.homedepot.com/p/Philips-65-Watt-Incandescent-BR30-Flood-Light-Bulb-12-Pack-per-Case-248872/100560688 | 0 | No Labor Cost | 5.77 | https://www.1000bulbs.com/product/1644/FC15-FER3015W27.html | 0 | No Labor Cost | 3.92 | bulb |  | 3.92
Equipment | CFL - 15W Flood | 15W CFL | EISA-2020 compliant baseline lamp (65W flood) | Commercial | Turnover | Restaurants | FL Zone 2 | Per Lamp | 0% | 261.17 | 60.27 | 200.9 | 0.76923 | 7.8 | 0 | 0 | 1.85 | https://www.homedepot.com/p/Philips-65-Watt-Incandescent-BR30-Flood-Light-Bulb-12-Pack-per-Case-248872/100560688 | 0 | No Labor Cost | 5.77 | https://www.1000bulbs.com/product/1644/FC15-FER3015W27.html | 0 | No Labor Cost | 3.92 | bulb |  | 3.92
Equipment | CFL - 15W Flood | 15W CFL | EISA-2020 compliant baseline lamp (65W flood) | Commercial | Turnover | Retail | FL Zone 2 | Per Lamp | 0% | 261.17 | 60.27 | 200.9 | 0.76923 | 7.8 | 0 | 0 | 1.85 | https://www.homedepot.com/p/Philips-65-Watt-Incandescent-BR30-Flood-Light-Bulb-12-Pack-per-Case-248872/100560688 | 0 | No Labor Cost | 5.77 | https://www.1000bulbs.com/product/1644/FC15-FER3015W27.html | 0 | No Labor Cost | 3.92 | bulb |  | 3.92
Equipment | CFL - 15W Flood | 15W CFL | EISA-2020 compliant baseline lamp (65W flood) | Commercial | Turnover | Schools K-12 | FL Zone 2 | Per Lamp | 0% | 261.17 | 60.27 | 200.9 | 0.76923 | 7.8 | 0 | 0 | 1.85 | https://www.homedepot.com/p/Philips-65-Watt-Incandescent-BR30-Flood-Light-Bulb-12-Pack-per-Case-248872/100560688 | 0 | No Labor Cost | 5.77 | https://www.1000bulbs.com/product/1644/FC15-FER3015W27.html | 0 | No Labor Cost | 3.92 | bulb |  | 3.92
Equipment | CFL - 15W Flood | 15W CFL | EISA-2020 compliant baseline lamp (65W flood) | Commercial | Turnover | Warehouse | FL Zone 2 | Per Lamp | 0% | 261.17 | 60.27 | 200.9 | 0.76923 | 7.8 | 0 | 0 | 1.85 | https://www.homedepot.com/p/Philips-65-Watt-Incandescent-BR30-Flood-Light-Bulb-12-Pack-per-Case-248872/100560688 | 0 | No Labor Cost | 5.77 | https://www.1000bulbs.com/product/1644/FC15-FER3015W27.html | 0 | No Labor Cost | 3.92 | bulb |  | 3.92
Equipment | CFL - 15W Flood | 15W CFL | EISA-2020 compliant baseline lamp (65W flood) | Commercial | New | Assembly | FL Zone 2 | Per Lamp | 0% | 261.17 | 60.27 | 200.9 | 0.76923 | 7.8 | 0 | 0 | 1.85 | https://www.homedepot.com/p/Philips-65-Watt-Incandescent-BR30-Flood-Light-Bulb-12-Pack-per-Case-248872/100560688 | 0 | No Labor Cost | 5.77 | https://www.1000bulbs.com/product/1644/FC15-FER3015W27.html | 0 | No Labor Cost | 3.92 | bulb |  | 3.92
Equipment | CFL - 15W Flood | 15W CFL | EISA-2020 compliant baseline lamp (65W flood) | Commercial | New | College and University | FL Zone 2 | Per Lamp | 0% | 261.17 | 60.27 | 200.9 | 0.76923 | 7.8 | 0 | 0 | 1.85 | https://www.homedepot.com/p/Philips-65-Watt-Incandescent-BR30-Flood-Light-Bulb-12-Pack-per-Case-248872/100560688 | 0 | No Labor Cost | 5.77 | https://www.1000bulbs.com/product/1644/FC15-FER3015W27.html | 0 | No Labor Cost | 3.92 | bulb |  | 3.92
Equipment | CFL - 15W Flood | 15W CFL | EISA-2020 compliant baseline lamp (65W flood) | Commercial | New | Grocery | FL Zone 2 | Per Lamp | 0% | 261.17 | 60.27 | 200.9 | 0.76923 | 7.8 | 0 | 0 | 1.85 | https://www.homedepot.com/p/Philips-65-Watt-Incandescent-BR30-Flood-Light-Bulb-12-Pack-per-Case-248872/100560688 | 0 | No Labor Cost | 5.77 | https://www.1000bulbs.com/product/1644/FC15-FER3015W27.html | 0 | No Labor Cost | 3.92 | bulb |  | 3.92
Equipment | CFL - 15W Flood | 15W CFL | EISA-2020 compliant baseline lamp (65W flood) | Commercial | New | Healthcare | FL Zone 2 | Per Lamp | 0% | 261.17 | 60.27 | 200.9 | 0.76923 | 7.8 | 0 | 0 | 1.85 | https://www.homedepot.com/p/Philips-65-Watt-Incandescent-BR30-Flood-Light-Bulb-12-Pack-per-Case-248872/100560688 | 0 | No Labor Cost | 5.77 | https://www.1000bulbs.com/product/1644/FC15-FER3015W27.html | 0 | No Labor Cost | 3.92 | bulb |  | 3.92
Equipment | CFL - 15W Flood | 15W CFL | EISA-2020 compliant baseline lamp (65W flood) | Commercial | New | Hospitals | FL Zone 2 | Per Lamp | 0% | 261.17 | 60.27 | 200.9 | 0.76923 | 7.8 | 0 | 0 | 1.85 | https://www.homedepot.com/p/Philips-65-Watt-Incandescent-BR30-Flood-Light-Bulb-12-Pack-per-Case-248872/100560688 | 0 | No Labor Cost | 5.77 | https://www.1000bulbs.com/product/1644/FC15-FER3015W27.html | 0 | No Labor Cost | 3.92 | bulb |  | 3.92
Equipment | CFL - 15W Flood | 15W CFL | EISA-2020 compliant baseline lamp (65W flood) | Commercial | New | Institutional | FL Zone 2 | Per Lamp | 0% | 261.17 | 60.27 | 200.9 | 0.76923 | 7.8 | 0 | 0 | 1.85 | https://www.homedepot.com/p/Philips-65-Watt-Incandescent-BR30-Flood-Light-Bulb-12-Pack-per-Case-248872/100560688 | 0 | No Labor Cost | 5.77 | https://www.1000bulbs.com/product/1644/FC15-FER3015W27.html | 0 | No Labor Cost | 3.92 | bulb |  | 3.92
Equipment | CFL - 15W Flood | 15W CFL | EISA-2020 compliant baseline lamp (65W flood) | Commercial | New | Lodging/Hospitality | FL Zone 2 | Per Lamp | 0% | 261.17 | 60.27 | 200.9 | 0.76923 | 7.8 | 0 | 0 | 1.85 | https://www.homedepot.com/p/Philips-65-Watt-Incandescent-BR30-Flood-Light-Bulb-12-Pack-per-Case-248872/100560688 | 0 | No Labor Cost | 5.77 | https://www.1000bulbs.com/product/1644/FC15-FER3015W27.html | 0 | No Labor Cost | 3.92 | bulb |  | 3.92
Equipment | CFL - 15W Flood | 15W CFL | EISA-2020 compliant baseline lamp (65W flood) | Commercial | New | Miscellaneous | FL Zone 2 | Per Lamp | 0% | 261.17 | 60.27 | 200.9 | 0.76923 | 7.8 | 0 | 0 | 1.85 | https://www.homedepot.com/p/Philips-65-Watt-Incandescent-BR30-Flood-Light-Bulb-12-Pack-per-Case-248872/100560688 | 0 | No Labor Cost | 5.77 | https://www.1000bulbs.com/product/1644/FC15-FER3015W27.html | 0 | No Labor Cost | 3.92 | bulb |  | 3.92
Equipment | CFL - 15W Flood | 15W CFL | EISA-2020 compliant baseline lamp (65W flood) | Commercial | New | Offices | FL Zone 2 | Per Lamp | 0% | 261.17 | 60.27 | 200.9 | 0.76923 | 7.8 | 0 | 0 | 1.85 | https://www.homedepot.com/p/Philips-65-Watt-Incandescent-BR30-Flood-Light-Bulb-12-Pack-per-Case-248872/100560688 | 0 | No Labor Cost | 5.77 | https://www.1000bulbs.com/product/1644/FC15-FER3015W27.html | 0 | No Labor Cost | 3.92 | bulb |  | 3.92
Equipment | CFL - 15W Flood | 15W CFL | EISA-2020 compliant baseline lamp (65W flood) | Commercial | New | Restaurants | FL Zone 2 | Per Lamp | 0% | 261.17 | 60.27 | 200.9 | 0.76923 | 7.8 | 0 | 0 | 1.85 | https://www.homedepot.com/p/Philips-65-Watt-Incandescent-BR30-Flood-Light-Bulb-12-Pack-per-Case-248872/100560688 | 0 | No Labor Cost | 5.77 | https://www.1000bulbs.com/product/1644/FC15-FER3015W27.html | 0 | No Labor Cost | 3.92 | bulb |  | 3.92
Equipment | CFL - 15W Flood | 15W CFL | EISA-2020 compliant baseline lamp (65W flood) | Commercial | New | Retail | FL Zone 2 | Per Lamp | 0% | 261.17 | 60.27 | 200.9 | 0.76923 | 7.8 | 0 | 0 | 1.85 | https://www.homedepot.com/p/Philips-65-Watt-Incandescent-BR30-Flood-Light-Bulb-12-Pack-per-Case-248872/100560688 | 0 | No Labor Cost | 5.77 | https://www.1000bulbs.com/product/1644/FC15-FER3015W27.html | 0 | No Labor Cost | 3.92 | bulb |  | 3.92
Equipment | CFL - 15W Flood | 15W CFL | EISA-2020 compliant baseline lamp (65W flood) | Commercial | New | Schools K-12 | FL Zone 2 | Per Lamp | 0% | 261.17 | 60.27 | 200.9 | 0.76923 | 7.8 | 0 | 0 | 1.85 | https://www.homedepot.com/p/Philips-65-Watt-Incandescent-BR30-Flood-Light-Bulb-12-Pack-per-Case-248872/100560688 | 0 | No Labor Cost | 5.77 | https://www.1000bulbs.com/product/1644/FC15-FER3015W27.html | 0 | No Labor Cost | 3.92 | bulb |  | 3.92
Equipment | CFL - 15W Flood | 15W CFL | EISA-2020 compliant baseline lamp (65W flood) | Commercial | New | Warehouse | FL Zone 2 | Per Lamp | 0% | 261.17 | 60.27 | 200.9 | 0.76923 | 7.8 | 0 | 0 | 1.85 | https://www.homedepot.com/p/Philips-65-Watt-Incandescent-BR30-Flood-Light-Bulb-12-Pack-per-Case-248872/100560688 | 0 | No Labor Cost | 5.77 | https://www.1000bulbs.com/product/1644/FC15-FER3015W27.html | 0 | No Labor Cost | 3.92 | bulb |  | 3.92
Equipment | High Efficiency HID Lighting | One Pulse Start Metal Halide 200W | Average Lumen Equivalent High Intensity Discharge Fixture | Commercial | Turnover | Assembly | FL Zone 2 | Per Fixture | 0% | 1416.345 | 932.176 | 484.169 | 0.34184 | 13 | 0 | 0 | 106.78 | https://www.amazon.com/Hubbell-Outdoor-WGL250S-250-watt-Pressure/dp/B0092Q6ZPW/ref=asc_df_B0092Q6ZPW/?tag=hyprod-20&linkCode=df0&hvadid=222189693293&hvpos=1o6&hvnetw=g&hvrand=5938126234860207798&hvpone=&hvptwo=&hvqmt=&hvdev=c&hvdvcmdl=&hvlocint=&hvlocphy=9009673&hvtargid=pla-441788680757&psc=1 | 82.76 | rate at $82.76/per labor hour assume 1 hours work, https://www.homewyse.com/services/cost_to_install_lighting_control_system.html | 300.22 | https://www.amazon.com/RAB-Lighting-MEGH200PSQ-PCS-Photocell/dp/B005PTOBSS/ref=sr_1_36?s=hi&ie=UTF8&qid=1538488477&sr=1-36&keywords=200+watt+pulse+start+metal+halide | 82.76 | rate at $82.76/per labor hour assume 1 hours work, https://www.homewyse.com/services/cost_to_install_lighting_control_system.html | 193.44 | fixture |  | 193.44
Equipment | High Efficiency HID Lighting | One Pulse Start Metal Halide 200W | Average Lumen Equivalent High Intensity Discharge Fixture | Commercial | Turnover | College and University | FL Zone 2 | Per Fixture | 0% | 1416.345 | 932.176 | 484.169 | 0.34184 | 13 | 0 | 0 | 106.78 | https://www.amazon.com/Hubbell-Outdoor-WGL250S-250-watt-Pressure/dp/B0092Q6ZPW/ref=asc_df_B0092Q6ZPW/?tag=hyprod-20&linkCode=df0&hvadid=222189693293&hvpos=1o6&hvnetw=g&hvrand=5938126234860207798&hvpone=&hvptwo=&hvqmt=&hvdev=c&hvdvcmdl=&hvlocint=&hvlocphy=9009673&hvtargid=pla-441788680757&psc=1 | 82.76 | rate at $82.76/per labor hour assume 1 hours work, https://www.homewyse.com/services/cost_to_install_lighting_control_system.html | 300.22 | https://www.amazon.com/RAB-Lighting-MEGH200PSQ-PCS-Photocell/dp/B005PTOBSS/ref=sr_1_36?s=hi&ie=UTF8&qid=1538488477&sr=1-36&keywords=200+watt+pulse+start+metal+halide | 82.76 | rate at $82.76/per labor hour assume 1 hours work, https://www.homewyse.com/services/cost_to_install_lighting_control_system.html | 193.44 | fixture |  | 193.44
Equipment | High Efficiency HID Lighting | One Pulse Start Metal Halide 200W | Average Lumen Equivalent High Intensity Discharge Fixture | Commercial | Turnover | Grocery | FL Zone 2 | Per Fixture | 0% | 1416.345 | 932.176 | 484.169 | 0.34184 | 13 | 0 | 0 | 106.78 | https://www.amazon.com/Hubbell-Outdoor-WGL250S-250-watt-Pressure/dp/B0092Q6ZPW/ref=asc_df_B0092Q6ZPW/?tag=hyprod-20&linkCode=df0&hvadid=222189693293&hvpos=1o6&hvnetw=g&hvrand=5938126234860207798&hvpone=&hvptwo=&hvqmt=&hvdev=c&hvdvcmdl=&hvlocint=&hvlocphy=9009673&hvtargid=pla-441788680757&psc=1 | 82.76 | rate at $82.76/per labor hour assume 1 hours work, https://www.homewyse.com/services/cost_to_install_lighting_control_system.html | 300.22 | https://www.amazon.com/RAB-Lighting-MEGH200PSQ-PCS-Photocell/dp/B005PTOBSS/ref=sr_1_36?s=hi&ie=UTF8&qid=1538488477&sr=1-36&keywords=200+watt+pulse+start+metal+halide | 82.76 | rate at $82.76/per labor hour assume 1 hours work, https://www.homewyse.com/services/cost_to_install_lighting_control_system.html | 193.44 | fixture |  | 193.44
Equipment | High Efficiency HID Lighting | One Pulse Start Metal Halide 200W | Average Lumen Equivalent High Intensity Discharge Fixture | Commercial | Turnover | Healthcare | FL Zone 2 | Per Fixture | 0% | 1416.345 | 932.176 | 484.169 | 0.34184 | 13 | 0 | 0 | 106.78 | https://www.amazon.com/Hubbell-Outdoor-WGL250S-250-watt-Pressure/dp/B0092Q6ZPW/ref=asc_df_B0092Q6ZPW/?tag=hyprod-20&linkCode=df0&hvadid=222189693293&hvpos=1o6&hvnetw=g&hvrand=5938126234860207798&hvpone=&hvptwo=&hvqmt=&hvdev=c&hvdvcmdl=&hvlocint=&hvlocphy=9009673&hvtargid=pla-441788680757&psc=1 | 82.76 | rate at $82.76/per labor hour assume 1 hours work, https://www.homewyse.com/services/cost_to_install_lighting_control_system.html | 300.22 | https://www.amazon.com/RAB-Lighting-MEGH200PSQ-PCS-Photocell/dp/B005PTOBSS/ref=sr_1_36?s=hi&ie=UTF8&qid=1538488477&sr=1-36&keywords=200+watt+pulse+start+metal+halide | 82.76 | rate at $82.76/per labor hour assume 1 hours work, https://www.homewyse.com/services/cost_to_install_lighting_control_system.html | 193.44 | fixture |  | 193.44
Equipment | High Efficiency HID Lighting | One Pulse Start Metal Halide 200W | Average Lumen Equivalent High Intensity Discharge Fixture | Commercial | Turnover | Hospitals | FL Zone 2 | Per Fixture | 0% | 1416.345 | 932.176 | 484.169 | 0.34184 | 13 | 0 | 0 | 106.78 | https://www.amazon.com/Hubbell-Outdoor-WGL250S-250-watt-Pressure/dp/B0092Q6ZPW/ref=asc_df_B0092Q6ZPW/?tag=hyprod-20&linkCode=df0&hvadid=222189693293&hvpos=1o6&hvnetw=g&hvrand=5938126234860207798&hvpone=&hvptwo=&hvqmt=&hvdev=c&hvdvcmdl=&hvlocint=&hvlocphy=9009673&hvtargid=pla-441788680757&psc=1 | 82.76 | rate at $82.76/per labor hour assume 1 hours work, https://www.homewyse.com/services/cost_to_install_lighting_control_system.html | 300.22 | https://www.amazon.com/RAB-Lighting-MEGH200PSQ-PCS-Photocell/dp/B005PTOBSS/ref=sr_1_36?s=hi&ie=UTF8&qid=1538488477&sr=1-36&keywords=200+watt+pulse+start+metal+halide | 82.76 | rate at $82.76/per labor hour assume 1 hours work, https://www.homewyse.com/services/cost_to_install_lighting_control_system.html | 193.44 | fixture |  | 193.44
Equipment | High Efficiency HID Lighting | One Pulse Start Metal Halide 200W | Average Lumen Equivalent High Intensity Discharge Fixture | Commercial | Turnover | Institutional | FL Zone 2 | Per Fixture | 0% | 1416.345 | 932.176 | 484.169 | 0.34184 | 13 | 0 | 0 | 106.78 | https://www.amazon.com/Hubbell-Outdoor-WGL250S-250-watt-Pressure/dp/B0092Q6ZPW/ref=asc_df_B0092Q6ZPW/?tag=hyprod-20&linkCode=df0&hvadid=222189693293&hvpos=1o6&hvnetw=g&hvrand=5938126234860207798&hvpone=&hvptwo=&hvqmt=&hvdev=c&hvdvcmdl=&hvlocint=&hvlocphy=9009673&hvtargid=pla-441788680757&psc=1 | 82.76 | rate at $82.76/per labor hour assume 1 hours work, https://www.homewyse.com/services/cost_to_install_lighting_control_system.html | 300.22 | https://www.amazon.com/RAB-Lighting-MEGH200PSQ-PCS-Photocell/dp/B005PTOBSS/ref=sr_1_36?s=hi&ie=UTF8&qid=1538488477&sr=1-36&keywords=200+watt+pulse+start+metal+halide | 82.76 | rate at $82.76/per labor hour assume 1 hours work, https://www.homewyse.com/services/cost_to_install_lighting_control_system.html | 193.44 | fixture |  | 193.44
Equipment | High Efficiency HID Lighting | One Pulse Start Metal Halide 200W | Average Lumen Equivalent High Intensity Discharge Fixture | Commercial | Turnover | Lodging/Hospitality | FL Zone 2 | Per Fixture | 0% | 1416.345 | 932.176 | 484.169 | 0.34184 | 13 | 0 | 0 | 106.78 | https://www.amazon.com/Hubbell-Outdoor-WGL250S-250-watt-Pressure/dp/B0092Q6ZPW/ref=asc_df_B0092Q6ZPW/?tag=hyprod-20&linkCode=df0&hvadid=222189693293&hvpos=1o6&hvnetw=g&hvrand=5938126234860207798&hvpone=&hvptwo=&hvqmt=&hvdev=c&hvdvcmdl=&hvlocint=&hvlocphy=9009673&hvtargid=pla-441788680757&psc=1 | 82.76 | rate at $82.76/per labor hour assume 1 hours work, https://www.homewyse.com/services/cost_to_install_lighting_control_system.html | 300.22 | https://www.amazon.com/RAB-Lighting-MEGH200PSQ-PCS-Photocell/dp/B005PTOBSS/ref=sr_1_36?s=hi&ie=UTF8&qid=1538488477&sr=1-36&keywords=200+watt+pulse+start+metal+halide | 82.76 | rate at $82.76/per labor hour assume 1 hours work, https://www.homewyse.com/services/cost_to_install_lighting_control_system.html | 193.44 | fixture |  | 193.44
Equipment | High Efficiency HID Lighting | One Pulse Start Metal Halide 200W | Average Lumen Equivalent High Intensity Discharge Fixture | Commercial | Turnover | Miscellaneous | FL Zone 2 | Per Fixture | 0% | 1416.345 | 932.176 | 484.169 | 0.34184 | 13 | 0 | 0 | 106.78 | https://www.amazon.com/Hubbell-Outdoor-WGL250S-250-watt-Pressure/dp/B0092Q6ZPW/ref=asc_df_B0092Q6ZPW/?tag=hyprod-20&linkCode=df0&hvadid=222189693293&hvpos=1o6&hvnetw=g&hvrand=5938126234860207798&hvpone=&hvptwo=&hvqmt=&hvdev=c&hvdvcmdl=&hvlocint=&hvlocphy=9009673&hvtargid=pla-441788680757&psc=1 | 82.76 | rate at $82.76/per labor hour assume 1 hours work, https://www.homewyse.com/services/cost_to_install_lighting_control_system.html | 300.22 | https://www.amazon.com/RAB-Lighting-MEGH200PSQ-PCS-Photocell/dp/B005PTOBSS/ref=sr_1_36?s=hi&ie=UTF8&qid=1538488477&sr=1-36&keywords=200+watt+pulse+start+metal+halide | 82.76 | rate at $82.76/per labor hour assume 1 hours work, https://www.homewyse.com/services/cost_to_install_lighting_control_system.html | 193.44 | fixture |  | 193.44
Equipment | High Efficiency HID Lighting | One Pulse Start Metal Halide 200W | Average Lumen Equivalent High Intensity Discharge Fixture | Commercial | Turnover | Offices | FL Zone 2 | Per Fixture | 0% | 1416.345 | 932.176 | 484.169 | 0.34184 | 13 | 0 | 0 | 106.78 | https://www.amazon.com/Hubbell-Outdoor-WGL250S-250-watt-Pressure/dp/B0092Q6ZPW/ref=asc_df_B0092Q6ZPW/?tag=hyprod-20&linkCode=df0&hvadid=222189693293&hvpos=1o6&hvnetw=g&hvrand=5938126234860207798&hvpone=&hvptwo=&hvqmt=&hvdev=c&hvdvcmdl=&hvlocint=&hvlocphy=9009673&hvtargid=pla-441788680757&psc=1 | 82.76 | rate at $82.76/per labor hour assume 1 hours work, https://www.homewyse.com/services/cost_to_install_lighting_control_system.html | 300.22 | https://www.amazon.com/RAB-Lighting-MEGH200PSQ-PCS-Photocell/dp/B005PTOBSS/ref=sr_1_36?s=hi&ie=UTF8&qid=1538488477&sr=1-36&keywords=200+watt+pulse+start+metal+halide | 82.76 | rate at $82.76/per labor hour assume 1 hours work, https://www.homewyse.com/services/cost_to_install_lighting_control_system.html | 193.44 | fixture |  | 193.44
Equipment | High Efficiency HID Lighting | One Pulse Start Metal Halide 200W | Average Lumen Equivalent High Intensity Discharge Fixture | Commercial | Turnover | Restaurants | FL Zone 2 | Per Fixture | 0% | 1416.345 | 932.176 | 484.169 | 0.34184 | 13 | 0 | 0 | 106.78 | https://www.amazon.com/Hubbell-Outdoor-WGL250S-250-watt-Pressure/dp/B0092Q6ZPW/ref=asc_df_B0092Q6ZPW/?tag=hyprod-20&linkCode=df0&hvadid=222189693293&hvpos=1o6&hvnetw=g&hvrand=5938126234860207798&hvpone=&hvptwo=&hvqmt=&hvdev=c&hvdvcmdl=&hvlocint=&hvlocphy=9009673&hvtargid=pla-441788680757&psc=1 | 82.76 | rate at $82.76/per labor hour assume 1 hours work, https://www.homewyse.com/services/cost_to_install_lighting_control_system.html | 300.22 | https://www.amazon.com/RAB-Lighting-MEGH200PSQ-PCS-Photocell/dp/B005PTOBSS/ref=sr_1_36?s=hi&ie=UTF8&qid=1538488477&sr=1-36&keywords=200+watt+pulse+start+metal+halide | 82.76 | rate at $82.76/per labor hour assume 1 hours work, https://www.homewyse.com/services/cost_to_install_lighting_control_system.html | 193.44 | fixture |  | 193.44
Equipment | High Efficiency HID Lighting | One Pulse Start Metal Halide 200W | Average Lumen Equivalent High Intensity Discharge Fixture | Commercial | Turnover | Retail | FL Zone 2 | Per Fixture | 0% | 1416.345 | 932.176 | 484.169 | 0.34184 | 13 | 0 | 0 | 106.78 | https://www.amazon.com/Hubbell-Outdoor-WGL250S-250-watt-Pressure/dp/B0092Q6ZPW/ref=asc_df_B0092Q6ZPW/?tag=hyprod-20&linkCode=df0&hvadid=222189693293&hvpos=1o6&hvnetw=g&hvrand=5938126234860207798&hvpone=&hvptwo=&hvqmt=&hvdev=c&hvdvcmdl=&hvlocint=&hvlocphy=9009673&hvtargid=pla-441788680757&psc=1 | 82.76 | rate at $82.76/per labor hour assume 1 hours work, https://www.homewyse.com/services/cost_to_install_lighting_control_system.html | 300.22 | https://www.amazon.com/RAB-Lighting-MEGH200PSQ-PCS-Photocell/dp/B005PTOBSS/ref=sr_1_36?s=hi&ie=UTF8&qid=1538488477&sr=1-36&keywords=200+watt+pulse+start+metal+halide | 82.76 | rate at $82.76/per labor hour assume 1 hours work, https://www.homewyse.com/services/cost_to_install_lighting_control_system.html | 193.44 | fixture |  | 193.44
Equipment | High Efficiency HID Lighting | One Pulse Start Metal Halide 200W | Average Lumen Equivalent High Intensity Discharge Fixture | Commercial | Turnover | Schools K-12 | FL Zone 2 | Per Fixture | 0% | 1416.345 | 932.176 | 484.169 | 0.34184 | 13 | 0 | 0 | 106.78 | https://www.amazon.com/Hubbell-Outdoor-WGL250S-250-watt-Pressure/dp/B0092Q6ZPW/ref=asc_df_B0092Q6ZPW/?tag=hyprod-20&linkCode=df0&hvadid=222189693293&hvpos=1o6&hvnetw=g&hvrand=5938126234860207798&hvpone=&hvptwo=&hvqmt=&hvdev=c&hvdvcmdl=&hvlocint=&hvlocphy=9009673&hvtargid=pla-441788680757&psc=1 | 82.76 | rate at $82.76/per labor hour assume 1 hours work, https://www.homewyse.com/services/cost_to_install_lighting_control_system.html | 300.22 | https://www.amazon.com/RAB-Lighting-MEGH200PSQ-PCS-Photocell/dp/B005PTOBSS/ref=sr_1_36?s=hi&ie=UTF8&qid=1538488477&sr=1-36&keywords=200+watt+pulse+start+metal+halide | 82.76 | rate at $82.76/per labor hour assume 1 hours work, https://www.homewyse.com/services/cost_to_install_lighting_control_system.html | 193.44 | fixture |  | 193.44
Equipment | High Efficiency HID Lighting | One Pulse Start Metal Halide 200W | Average Lumen Equivalent High Intensity Discharge Fixture | Commercial | Turnover | Warehouse | FL Zone 2 | Per Fixture | 0% | 1416.345 | 932.176 | 484.169 | 0.34184 | 13 | 0 | 0 | 106.78 | https://www.amazon.com/Hubbell-Outdoor-WGL250S-250-watt-Pressure/dp/B0092Q6ZPW/ref=asc_df_B0092Q6ZPW/?tag=hyprod-20&linkCode=df0&hvadid=222189693293&hvpos=1o6&hvnetw=g&hvrand=5938126234860207798&hvpone=&hvptwo=&hvqmt=&hvdev=c&hvdvcmdl=&hvlocint=&hvlocphy=9009673&hvtargid=pla-441788680757&psc=1 | 82.76 | rate at $82.76/per labor hour assume 1 hours work, https://www.homewyse.com/services/cost_to_install_lighting_control_system.html | 300.22 | https://www.amazon.com/RAB-Lighting-MEGH200PSQ-PCS-Photocell/dp/B005PTOBSS/ref=sr_1_36?s=hi&ie=UTF8&qid=1538488477&sr=1-36&keywords=200+watt+pulse+start+metal+halide | 82.76 | rate at $82.76/per labor hour assume 1 hours work, https://www.homewyse.com/services/cost_to_install_lighting_control_system.html | 193.44 | fixture |  | 193.44
Equipment | High Efficiency HID Lighting | One Pulse Start Metal Halide 200W | Average Lumen Equivalent High Intensity Discharge Fixture | Commercial | New | Assembly | FL Zone 2 | Per Fixture | 0% | 1416.345 | 932.176 | 484.169 | 0.34184 | 13 | 0 | 0 | 106.78 | https://www.amazon.com/Hubbell-Outdoor-WGL250S-250-watt-Pressure/dp/B0092Q6ZPW/ref=asc_df_B0092Q6ZPW/?tag=hyprod-20&linkCode=df0&hvadid=222189693293&hvpos=1o6&hvnetw=g&hvrand=5938126234860207798&hvpone=&hvptwo=&hvqmt=&hvdev=c&hvdvcmdl=&hvlocint=&hvlocphy=9009673&hvtargid=pla-441788680757&psc=1 | 82.76 | rate at $82.76/per labor hour assume 1 hours work, https://www.homewyse.com/services/cost_to_install_lighting_control_system.html | 300.22 | https://www.amazon.com/RAB-Lighting-MEGH200PSQ-PCS-Photocell/dp/B005PTOBSS/ref=sr_1_36?s=hi&ie=UTF8&qid=1538488477&sr=1-36&keywords=200+watt+pulse+start+metal+halide | 82.76 | rate at $82.76/per labor hour assume 1 hours work, https://www.homewyse.com/services/cost_to_install_lighting_control_system.html | 193.44 | fixture |  | 193.44
Equipment | High Efficiency HID Lighting | One Pulse Start Metal Halide 200W | Average Lumen Equivalent High Intensity Discharge Fixture | Commercial | New | College and University | FL Zone 2 | Per Fixture | 0% | 1416.345 | 932.176 | 484.169 | 0.34184 | 13 | 0 | 0 | 106.78 | https://www.amazon.com/Hubbell-Outdoor-WGL250S-250-watt-Pressure/dp/B0092Q6ZPW/ref=asc_df_B0092Q6ZPW/?tag=hyprod-20&linkCode=df0&hvadid=222189693293&hvpos=1o6&hvnetw=g&hvrand=5938126234860207798&hvpone=&hvptwo=&hvqmt=&hvdev=c&hvdvcmdl=&hvlocint=&hvlocphy=9009673&hvtargid=pla-441788680757&psc=1 | 82.76 | rate at $82.76/per labor hour assume 1 hours work, https://www.homewyse.com/services/cost_to_install_lighting_control_system.html | 300.22 | https://www.amazon.com/RAB-Lighting-MEGH200PSQ-PCS-Photocell/dp/B005PTOBSS/ref=sr_1_36?s=hi&ie=UTF8&qid=1538488477&sr=1-36&keywords=200+watt+pulse+start+metal+halide | 82.76 | rate at $82.76/per labor hour assume 1 hours work, https://www.homewyse.com/services/cost_to_install_lighting_control_system.html | 193.44 | fixture |  | 193.44
Equipment | High Efficiency HID Lighting | One Pulse Start Metal Halide 200W | Average Lumen Equivalent High Intensity Discharge Fixture | Commercial | New | Grocery | FL Zone 2 | Per Fixture | 0% | 1416.345 | 932.176 | 484.169 | 0.34184 | 13 | 0 | 0 | 106.78 | https://www.amazon.com/Hubbell-Outdoor-WGL250S-250-watt-Pressure/dp/B0092Q6ZPW/ref=asc_df_B0092Q6ZPW/?tag=hyprod-20&linkCode=df0&hvadid=222189693293&hvpos=1o6&hvnetw=g&hvrand=5938126234860207798&hvpone=&hvptwo=&hvqmt=&hvdev=c&hvdvcmdl=&hvlocint=&hvlocphy=9009673&hvtargid=pla-441788680757&psc=1 | 82.76 | rate at $82.76/per labor hour assume 1 hours work, https://www.homewyse.com/services/cost_to_install_lighting_control_system.html | 300.22 | https://www.amazon.com/RAB-Lighting-MEGH200PSQ-PCS-Photocell/dp/B005PTOBSS/ref=sr_1_36?s=hi&ie=UTF8&qid=1538488477&sr=1-36&keywords=200+watt+pulse+start+metal+halide | 82.76 | rate at $82.76/per labor hour assume 1 hours work, https://www.homewyse.com/services/cost_to_install_lighting_control_system.html | 193.44 | fixture |  | 193.44
Equipment | High Efficiency HID Lighting | One Pulse Start Metal Halide 200W | Average Lumen Equivalent High Intensity Discharge Fixture | Commercial | New | Healthcare | FL Zone 2 | Per Fixture | 0% | 1416.345 | 932.176 | 484.169 | 0.34184 | 13 | 0 | 0 | 106.78 | https://www.amazon.com/Hubbell-Outdoor-WGL250S-250-watt-Pressure/dp/B0092Q6ZPW/ref=asc_df_B0092Q6ZPW/?tag=hyprod-20&linkCode=df0&hvadid=222189693293&hvpos=1o6&hvnetw=g&hvrand=5938126234860207798&hvpone=&hvptwo=&hvqmt=&hvdev=c&hvdvcmdl=&hvlocint=&hvlocphy=9009673&hvtargid=pla-441788680757&psc=1 | 82.76 | rate at $82.76/per labor hour assume 1 hours work, https://www.homewyse.com/services/cost_to_install_lighting_control_system.html | 300.22 | https://www.amazon.com/RAB-Lighting-MEGH200PSQ-PCS-Photocell/dp/B005PTOBSS/ref=sr_1_36?s=hi&ie=UTF8&qid=1538488477&sr=1-36&keywords=200+watt+pulse+start+metal+halide | 82.76 | rate at $82.76/per labor hour assume 1 hours work, https://www.homewyse.com/services/cost_to_install_lighting_control_system.html | 193.44 | fixture |  | 193.44
Equipment | High Efficiency HID Lighting | One Pulse Start Metal Halide 200W | Average Lumen Equivalent High Intensity Discharge Fixture | Commercial | New | Hospitals | FL Zone 2 | Per Fixture | 0% | 1416.345 | 932.176 | 484.169 | 0.34184 | 13 | 0 | 0 | 106.78 | https://www.amazon.com/Hubbell-Outdoor-WGL250S-250-watt-Pressure/dp/B0092Q6ZPW/ref=asc_df_B0092Q6ZPW/?tag=hyprod-20&linkCode=df0&hvadid=222189693293&hvpos=1o6&hvnetw=g&hvrand=5938126234860207798&hvpone=&hvptwo=&hvqmt=&hvdev=c&hvdvcmdl=&hvlocint=&hvlocphy=9009673&hvtargid=pla-441788680757&psc=1 | 82.76 | rate at $82.76/per labor hour assume 1 hours work, https://www.homewyse.com/services/cost_to_install_lighting_control_system.html | 300.22 | https://www.amazon.com/RAB-Lighting-MEGH200PSQ-PCS-Photocell/dp/B005PTOBSS/ref=sr_1_36?s=hi&ie=UTF8&qid=1538488477&sr=1-36&keywords=200+watt+pulse+start+metal+halide | 82.76 | rate at $82.76/per labor hour assume 1 hours work, https://www.homewyse.com/services/cost_to_install_lighting_control_system.html | 193.44 | fixture |  | 193.44
Equipment | High Efficiency HID Lighting | One Pulse Start Metal Halide 200W | Average Lumen Equivalent High Intensity Discharge Fixture | Commercial | New | Institutional | FL Zone 2 | Per Fixture | 0% | 1416.345 | 932.176 | 484.169 | 0.34184 | 13 | 0 | 0 | 106.78 | https://www.amazon.com/Hubbell-Outdoor-WGL250S-250-watt-Pressure/dp/B0092Q6ZPW/ref=asc_df_B0092Q6ZPW/?tag=hyprod-20&linkCode=df0&hvadid=222189693293&hvpos=1o6&hvnetw=g&hvrand=5938126234860207798&hvpone=&hvptwo=&hvqmt=&hvdev=c&hvdvcmdl=&hvlocint=&hvlocphy=9009673&hvtargid=pla-441788680757&psc=1 | 82.76 | rate at $82.76/per labor hour assume 1 hours work, https://www.homewyse.com/services/cost_to_install_lighting_control_system.html | 300.22 | https://www.amazon.com/RAB-Lighting-MEGH200PSQ-PCS-Photocell/dp/B005PTOBSS/ref=sr_1_36?s=hi&ie=UTF8&qid=1538488477&sr=1-36&keywords=200+watt+pulse+start+metal+halide | 82.76 | rate at $82.76/per labor hour assume 1 hours work, https://www.homewyse.com/services/cost_to_install_lighting_control_system.html | 193.44 | fixture |  | 193.44
Equipment | High Efficiency HID Lighting | One Pulse Start Metal Halide 200W | Average Lumen Equivalent High Intensity Discharge Fixture | Commercial | New | Lodging/Hospitality | FL Zone 2 | Per Fixture | 0% | 1416.345 | 932.176 | 484.169 | 0.34184 | 13 | 0 | 0 | 106.78 | https://www.amazon.com/Hubbell-Outdoor-WGL250S-250-watt-Pressure/dp/B0092Q6ZPW/ref=asc_df_B0092Q6ZPW/?tag=hyprod-20&linkCode=df0&hvadid=222189693293&hvpos=1o6&hvnetw=g&hvrand=5938126234860207798&hvpone=&hvptwo=&hvqmt=&hvdev=c&hvdvcmdl=&hvlocint=&hvlocphy=9009673&hvtargid=pla-441788680757&psc=1 | 82.76 | rate at $82.76/per labor hour assume 1 hours work, https://www.homewyse.com/services/cost_to_install_lighting_control_system.html | 300.22 | https://www.amazon.com/RAB-Lighting-MEGH200PSQ-PCS-Photocell/dp/B005PTOBSS/ref=sr_1_36?s=hi&ie=UTF8&qid=1538488477&sr=1-36&keywords=200+watt+pulse+start+metal+halide | 82.76 | rate at $82.76/per labor hour assume 1 hours work, https://www.homewyse.com/services/cost_to_install_lighting_control_system.html | 193.44 | fixture |  | 193.44
Equipment | High Efficiency HID Lighting | One Pulse Start Metal Halide 200W | Average Lumen Equivalent High Intensity Discharge Fixture | Commercial | New | Miscellaneous | FL Zone 2 | Per Fixture | 0% | 1416.345 | 932.176 | 484.169 | 0.34184 | 13 | 0 | 0 | 106.78 | https://www.amazon.com/Hubbell-Outdoor-WGL250S-250-watt-Pressure/dp/B0092Q6ZPW/ref=asc_df_B0092Q6ZPW/?tag=hyprod-20&linkCode=df0&hvadid=222189693293&hvpos=1o6&hvnetw=g&hvrand=5938126234860207798&hvpone=&hvptwo=&hvqmt=&hvdev=c&hvdvcmdl=&hvlocint=&hvlocphy=9009673&hvtargid=pla-441788680757&psc=1 | 82.76 | rate at $82.76/per labor hour assume 1 hours work, https://www.homewyse.com/services/cost_to_install_lighting_control_system.html | 300.22 | https://www.amazon.com/RAB-Lighting-MEGH200PSQ-PCS-Photocell/dp/B005PTOBSS/ref=sr_1_36?s=hi&ie=UTF8&qid=1538488477&sr=1-36&keywords=200+watt+pulse+start+metal+halide | 82.76 | rate at $82.76/per labor hour assume 1 hours work, https://www.homewyse.com/services/cost_to_install_lighting_control_system.html | 193.44 | fixture |  | 193.44
Equipment | High Efficiency HID Lighting | One Pulse Start Metal Halide 200W | Average Lumen Equivalent High Intensity Discharge Fixture | Commercial | New | Offices | FL Zone 2 | Per Fixture | 0% | 1416.345 | 932.176 | 484.169 | 0.34184 | 13 | 0 | 0 | 106.78 | https://www.amazon.com/Hubbell-Outdoor-WGL250S-250-watt-Pressure/dp/B0092Q6ZPW/ref=asc_df_B0092Q6ZPW/?tag=hyprod-20&linkCode=df0&hvadid=222189693293&hvpos=1o6&hvnetw=g&hvrand=5938126234860207798&hvpone=&hvptwo=&hvqmt=&hvdev=c&hvdvcmdl=&hvlocint=&hvlocphy=9009673&hvtargid=pla-441788680757&psc=1 | 82.76 | rate at $82.76/per labor hour assume 1 hours work, https://www.homewyse.com/services/cost_to_install_lighting_control_system.html | 300.22 | https://www.amazon.com/RAB-Lighting-MEGH200PSQ-PCS-Photocell/dp/B005PTOBSS/ref=sr_1_36?s=hi&ie=UTF8&qid=1538488477&sr=1-36&keywords=200+watt+pulse+start+metal+halide | 82.76 | rate at $82.76/per labor hour assume 1 hours work, https://www.homewyse.com/services/cost_to_install_lighting_control_system.html | 193.44 | fixture |  | 193.44
Equipment | High Efficiency HID Lighting | One Pulse Start Metal Halide 200W | Average Lumen Equivalent High Intensity Discharge Fixture | Commercial | New | Restaurants | FL Zone 2 | Per Fixture | 0% | 1416.345 | 932.176 | 484.169 | 0.34184 | 13 | 0 | 0 | 106.78 | https://www.amazon.com/Hubbell-Outdoor-WGL250S-250-watt-Pressure/dp/B0092Q6ZPW/ref=asc_df_B0092Q6ZPW/?tag=hyprod-20&linkCode=df0&hvadid=222189693293&hvpos=1o6&hvnetw=g&hvrand=5938126234860207798&hvpone=&hvptwo=&hvqmt=&hvdev=c&hvdvcmdl=&hvlocint=&hvlocphy=9009673&hvtargid=pla-441788680757&psc=1 | 82.76 | rate at $82.76/per labor hour assume 1 hours work, https://www.homewyse.com/services/cost_to_install_lighting_control_system.html | 300.22 | https://www.amazon.com/RAB-Lighting-MEGH200PSQ-PCS-Photocell/dp/B005PTOBSS/ref=sr_1_36?s=hi&ie=UTF8&qid=1538488477&sr=1-36&keywords=200+watt+pulse+start+metal+halide | 82.76 | rate at $82.76/per labor hour assume 1 hours work, https://www.homewyse.com/services/cost_to_install_lighting_control_system.html | 193.44 | fixture |  | 193.44
Equipment | High Efficiency HID Lighting | One Pulse Start Metal Halide 200W | Average Lumen Equivalent High Intensity Discharge Fixture | Commercial | New | Retail | FL Zone 2 | Per Fixture | 0% | 1416.345 | 932.176 | 484.169 | 0.34184 | 13 | 0 | 0 | 106.78 | https://www.amazon.com/Hubbell-Outdoor-WGL250S-250-watt-Pressure/dp/B0092Q6ZPW/ref=asc_df_B0092Q6ZPW/?tag=hyprod-20&linkCode=df0&hvadid=222189693293&hvpos=1o6&hvnetw=g&hvrand=5938126234860207798&hvpone=&hvptwo=&hvqmt=&hvdev=c&hvdvcmdl=&hvlocint=&hvlocphy=9009673&hvtargid=pla-441788680757&psc=1 | 82.76 | rate at $82.76/per labor hour assume 1 hours work, https://www.homewyse.com/services/cost_to_install_lighting_control_system.html | 300.22 | https://www.amazon.com/RAB-Lighting-MEGH200PSQ-PCS-Photocell/dp/B005PTOBSS/ref=sr_1_36?s=hi&ie=UTF8&qid=1538488477&sr=1-36&keywords=200+watt+pulse+start+metal+halide | 82.76 | rate at $82.76/per labor hour assume 1 hours work, https://www.homewyse.com/services/cost_to_install_lighting_control_system.html | 193.44 | fixture |  | 193.44
Equipment | High Efficiency HID Lighting | One Pulse Start Metal Halide 200W | Average Lumen Equivalent High Intensity Discharge Fixture | Commercial | New | Schools K-12 | FL Zone 2 | Per Fixture | 0% | 1416.345 | 932.176 | 484.169 | 0.34184 | 13 | 0 | 0 | 106.78 | https://www.amazon.com/Hubbell-Outdoor-WGL250S-250-watt-Pressure/dp/B0092Q6ZPW/ref=asc_df_B0092Q6ZPW/?tag=hyprod-20&linkCode=df0&hvadid=222189693293&hvpos=1o6&hvnetw=g&hvrand=5938126234860207798&hvpone=&hvptwo=&hvqmt=&hvdev=c&hvdvcmdl=&hvlocint=&hvlocphy=9009673&hvtargid=pla-441788680757&psc=1 | 82.76 | rate at $82.76/per labor hour assume 1 hours work, https://www.homewyse.com/services/cost_to_install_lighting_control_system.html | 300.22 | https://www.amazon.com/RAB-Lighting-MEGH200PSQ-PCS-Photocell/dp/B005PTOBSS/ref=sr_1_36?s=hi&ie=UTF8&qid=1538488477&sr=1-36&keywords=200+watt+pulse+start+metal+halide | 82.76 | rate at $82.76/per labor hour assume 1 hours work, https://www.homewyse.com/services/cost_to_install_lighting_control_system.html | 193.44 | fixture |  | 193.44
Equipment | High Efficiency HID Lighting | One Pulse Start Metal Halide 200W | Average Lumen Equivalent High Intensity Discharge Fixture | Commercial | New | Warehouse | FL Zone 2 | Per Fixture | 0% | 1416.345 | 932.176 | 484.169 | 0.34184 | 13 | 0 | 0 | 106.78 | https://www.amazon.com/Hubbell-Outdoor-WGL250S-250-watt-Pressure/dp/B0092Q6ZPW/ref=asc_df_B0092Q6ZPW/?tag=hyprod-20&linkCode=df0&hvadid=222189693293&hvpos=1o6&hvnetw=g&hvrand=5938126234860207798&hvpone=&hvptwo=&hvqmt=&hvdev=c&hvdvcmdl=&hvlocint=&hvlocphy=9009673&hvtargid=pla-441788680757&psc=1 | 82.76 | rate at $82.76/per labor hour assume 1 hours work, https://www.homewyse.com/services/cost_to_install_lighting_control_system.html | 300.22 | https://www.amazon.com/RAB-Lighting-MEGH200PSQ-PCS-Photocell/dp/B005PTOBSS/ref=sr_1_36?s=hi&ie=UTF8&qid=1538488477&sr=1-36&keywords=200+watt+pulse+start+metal+halide | 82.76 | rate at $82.76/per labor hour assume 1 hours work, https://www.homewyse.com/services/cost_to_install_lighting_control_system.html | 193.44 | fixture |  | 193.44
Equipment | LED - 9W Flood | ENERGY STAR Qualified 9W Screw-In LED | 4018W EISA Compliant Halogen Lamp | Commercial | Turnover | Assembly | FL Zone 2 | Per Lamp | 13.31% | 261.17 | 36.162 | 225.008 | 0.86154 | 15 | 0 | 0 | 1.85 | https://www.homedepot.com/p/Philips-65-Watt-Incandescent-BR30-Flood-Light-Bulb-12-Pack-per-Case-248872/100560688 | 0 | No Labor Cost | 4.99 | https://www.homedepot.com/p/Cree-65W-Equivalent-Soft-White-2700K-BR30-Dimmable-Exceptional-Light-Quality-LED-Light-Bulb-2-Pack-TBR30-06527FLFH25-12DE26-1-12/304006396 | 0 | No Labor Cost | 3.14 | bulb |  | 3.14
Equipment | LED - 9W Flood | ENERGY STAR Qualified 9W Screw-In LED | 4018W EISA Compliant Halogen Lamp | Commercial | Turnover | College and University | FL Zone 2 | Per Lamp | 13.31% | 261.17 | 36.162 | 225.008 | 0.86154 | 15 | 0 | 0 | 1.85 | https://www.homedepot.com/p/Philips-65-Watt-Incandescent-BR30-Flood-Light-Bulb-12-Pack-per-Case-248872/100560688 | 0 | No Labor Cost | 4.99 | https://www.homedepot.com/p/Cree-65W-Equivalent-Soft-White-2700K-BR30-Dimmable-Exceptional-Light-Quality-LED-Light-Bulb-2-Pack-TBR30-06527FLFH25-12DE26-1-12/304006396 | 0 | No Labor Cost | 3.14 | bulb |  | 3.14
Equipment | LED - 9W Flood | ENERGY STAR Qualified 9W Screw-In LED | 4018W EISA Compliant Halogen Lamp | Commercial | Turnover | Grocery | FL Zone 2 | Per Lamp | 13.31% | 261.17 | 36.162 | 225.008 | 0.86154 | 15 | 0 | 0 | 1.85 | https://www.homedepot.com/p/Philips-65-Watt-Incandescent-BR30-Flood-Light-Bulb-12-Pack-per-Case-248872/100560688 | 0 | No Labor Cost | 4.99 | https://www.homedepot.com/p/Cree-65W-Equivalent-Soft-White-2700K-BR30-Dimmable-Exceptional-Light-Quality-LED-Light-Bulb-2-Pack-TBR30-06527FLFH25-12DE26-1-12/304006396 | 0 | No Labor Cost | 3.14 | bulb |  | 3.14
Equipment | LED - 9W Flood | ENERGY STAR Qualified 9W Screw-In LED | 4018W EISA Compliant Halogen Lamp | Commercial | Turnover | Healthcare | FL Zone 2 | Per Lamp | 13.31% | 261.17 | 36.162 | 225.008 | 0.86154 | 15 | 0 | 0 | 1.85 | https://www.homedepot.com/p/Philips-65-Watt-Incandescent-BR30-Flood-Light-Bulb-12-Pack-per-Case-248872/100560688 | 0 | No Labor Cost | 4.99 | https://www.homedepot.com/p/Cree-65W-Equivalent-Soft-White-2700K-BR30-Dimmable-Exceptional-Light-Quality-LED-Light-Bulb-2-Pack-TBR30-06527FLFH25-12DE26-1-12/304006396 | 0 | No Labor Cost | 3.14 | bulb |  | 3.14
Equipment | LED - 9W Flood | ENERGY STAR Qualified 9W Screw-In LED | 4018W EISA Compliant Halogen Lamp | Commercial | Turnover | Hospitals | FL Zone 2 | Per Lamp | 13.31% | 261.17 | 36.162 | 225.008 | 0.86154 | 15 | 0 | 0 | 1.85 | https://www.homedepot.com/p/Philips-65-Watt-Incandescent-BR30-Flood-Light-Bulb-12-Pack-per-Case-248872/100560688 | 0 | No Labor Cost | 4.99 | https://www.homedepot.com/p/Cree-65W-Equivalent-Soft-White-2700K-BR30-Dimmable-Exceptional-Light-Quality-LED-Light-Bulb-2-Pack-TBR30-06527FLFH25-12DE26-1-12/304006396 | 0 | No Labor Cost | 3.14 | bulb |  | 3.14
Equipment | LED - 9W Flood | ENERGY STAR Qualified 9W Screw-In LED | 4018W EISA Compliant Halogen Lamp | Commercial | Turnover | Institutional | FL Zone 2 | Per Lamp | 13.31% | 261.17 | 36.162 | 225.008 | 0.86154 | 15 | 0 | 0 | 1.85 | https://www.homedepot.com/p/Philips-65-Watt-Incandescent-BR30-Flood-Light-Bulb-12-Pack-per-Case-248872/100560688 | 0 | No Labor Cost | 4.99 | https://www.homedepot.com/p/Cree-65W-Equivalent-Soft-White-2700K-BR30-Dimmable-Exceptional-Light-Quality-LED-Light-Bulb-2-Pack-TBR30-06527FLFH25-12DE26-1-12/304006396 | 0 | No Labor Cost | 3.14 | bulb |  | 3.14
Equipment | LED - 9W Flood | ENERGY STAR Qualified 9W Screw-In LED | 4018W EISA Compliant Halogen Lamp | Commercial | Turnover | Lodging/Hospitality | FL Zone 2 | Per Lamp | 13.31% | 261.17 | 36.162 | 225.008 | 0.86154 | 15 | 0 | 0 | 1.85 | https://www.homedepot.com/p/Philips-65-Watt-Incandescent-BR30-Flood-Light-Bulb-12-Pack-per-Case-248872/100560688 | 0 | No Labor Cost | 4.99 | https://www.homedepot.com/p/Cree-65W-Equivalent-Soft-White-2700K-BR30-Dimmable-Exceptional-Light-Quality-LED-Light-Bulb-2-Pack-TBR30-06527FLFH25-12DE26-1-12/304006396 | 0 | No Labor Cost | 3.14 | bulb |  | 3.14
Equipment | LED - 9W Flood | ENERGY STAR Qualified 9W Screw-In LED | 4018W EISA Compliant Halogen Lamp | Commercial | Turnover | Miscellaneous | FL Zone 2 | Per Lamp | 13.49% | 261.17 | 36.162 | 225.008 | 0.86154 | 15 | 0 | 0 | 1.85 | https://www.homedepot.com/p/Philips-65-Watt-Incandescent-BR30-Flood-Light-Bulb-12-Pack-per-Case-248872/100560688 | 0 | No Labor Cost | 4.99 | https://www.homedepot.com/p/Cree-65W-Equivalent-Soft-White-2700K-BR30-Dimmable-Exceptional-Light-Quality-LED-Light-Bulb-2-Pack-TBR30-06527FLFH25-12DE26-1-12/304006396 | 0 | No Labor Cost | 3.14 | bulb |  | 3.14
Equipment | LED - 9W Flood | ENERGY STAR Qualified 9W Screw-In LED | 4018W EISA Compliant Halogen Lamp | Commercial | Turnover | Offices | FL Zone 2 | Per Lamp | 13.31% | 261.17 | 36.162 | 225.008 | 0.86154 | 15 | 0 | 0 | 1.85 | https://www.homedepot.com/p/Philips-65-Watt-Incandescent-BR30-Flood-Light-Bulb-12-Pack-per-Case-248872/100560688 | 0 | No Labor Cost | 4.99 | https://www.homedepot.com/p/Cree-65W-Equivalent-Soft-White-2700K-BR30-Dimmable-Exceptional-Light-Quality-LED-Light-Bulb-2-Pack-TBR30-06527FLFH25-12DE26-1-12/304006396 | 0 | No Labor Cost | 3.14 | bulb |  | 3.14
Equipment | LED - 9W Flood | ENERGY STAR Qualified 9W Screw-In LED | 4018W EISA Compliant Halogen Lamp | Commercial | Turnover | Restaurants | FL Zone 2 | Per Lamp | 13.31% | 261.17 | 36.162 | 225.008 | 0.86154 | 15 | 0 | 0 | 1.85 | https://www.homedepot.com/p/Philips-65-Watt-Incandescent-BR30-Flood-Light-Bulb-12-Pack-per-Case-248872/100560688 | 0 | No Labor Cost | 4.99 | https://www.homedepot.com/p/Cree-65W-Equivalent-Soft-White-2700K-BR30-Dimmable-Exceptional-Light-Quality-LED-Light-Bulb-2-Pack-TBR30-06527FLFH25-12DE26-1-12/304006396 | 0 | No Labor Cost | 3.14 | bulb |  | 3.14
Equipment | LED - 9W Flood | ENERGY STAR Qualified 9W Screw-In LED | 4018W EISA Compliant Halogen Lamp | Commercial | Turnover | Retail | FL Zone 2 | Per Lamp | 13.31% | 261.17 | 36.162 | 225.008 | 0.86154 | 15 | 0 | 0 | 1.85 | https://www.homedepot.com/p/Philips-65-Watt-Incandescent-BR30-Flood-Light-Bulb-12-Pack-per-Case-248872/100560688 | 0 | No Labor Cost | 4.99 | https://www.homedepot.com/p/Cree-65W-Equivalent-Soft-White-2700K-BR30-Dimmable-Exceptional-Light-Quality-LED-Light-Bulb-2-Pack-TBR30-06527FLFH25-12DE26-1-12/304006396 | 0 | No Labor Cost | 3.14 | bulb |  | 3.14
Equipment | LED - 9W Flood | ENERGY STAR Qualified 9W Screw-In LED | 4018W EISA Compliant Halogen Lamp | Commercial | Turnover | Schools K-12 | FL Zone 2 | Per Lamp | 13.31% | 261.17 | 36.162 | 225.008 | 0.86154 | 15 | 0 | 0 | 1.85 | https://www.homedepot.com/p/Philips-65-Watt-Incandescent-BR30-Flood-Light-Bulb-12-Pack-per-Case-248872/100560688 | 0 | No Labor Cost | 4.99 | https://www.homedepot.com/p/Cree-65W-Equivalent-Soft-White-2700K-BR30-Dimmable-Exceptional-Light-Quality-LED-Light-Bulb-2-Pack-TBR30-06527FLFH25-12DE26-1-12/304006396 | 0 | No Labor Cost | 3.14 | bulb |  | 3.14
Equipment | LED - 9W Flood | ENERGY STAR Qualified 9W Screw-In LED | 4018W EISA Compliant Halogen Lamp | Commercial | Turnover | Warehouse | FL Zone 2 | Per Lamp | 13.31% | 261.17 | 36.162 | 225.008 | 0.86154 | 15 | 0 | 0 | 1.85 | https://www.homedepot.com/p/Philips-65-Watt-Incandescent-BR30-Flood-Light-Bulb-12-Pack-per-Case-248872/100560688 | 0 | No Labor Cost | 4.99 | https://www.homedepot.com/p/Cree-65W-Equivalent-Soft-White-2700K-BR30-Dimmable-Exceptional-Light-Quality-LED-Light-Bulb-2-Pack-TBR30-06527FLFH25-12DE26-1-12/304006396 | 0 | No Labor Cost | 3.14 | bulb |  | 3.14
Equipment | LED - 9W Flood | ENERGY STAR Qualified 9W Screw-In LED | 4018W EISA Compliant Halogen Lamp | Commercial | New | Assembly | FL Zone 2 | Per Lamp | 86.42% | 261.17 | 36.162 | 225.008 | 0.86154 | 15 | 0 | 0 | 1.85 | https://www.homedepot.com/p/Philips-65-Watt-Incandescent-BR30-Flood-Light-Bulb-12-Pack-per-Case-248872/100560688 | 0 | No Labor Cost | 4.99 | https://www.homedepot.com/p/Cree-65W-Equivalent-Soft-White-2700K-BR30-Dimmable-Exceptional-Light-Quality-LED-Light-Bulb-2-Pack-TBR30-06527FLFH25-12DE26-1-12/304006396 | 0 | No Labor Cost | 3.14 | bulb |  | 3.14
Equipment | LED - 9W Flood | ENERGY STAR Qualified 9W Screw-In LED | 4018W EISA Compliant Halogen Lamp | Commercial | New | College and University | FL Zone 2 | Per Lamp | 86.42% | 261.17 | 36.162 | 225.008 | 0.86154 | 15 | 0 | 0 | 1.85 | https://www.homedepot.com/p/Philips-65-Watt-Incandescent-BR30-Flood-Light-Bulb-12-Pack-per-Case-248872/100560688 | 0 | No Labor Cost | 4.99 | https://www.homedepot.com/p/Cree-65W-Equivalent-Soft-White-2700K-BR30-Dimmable-Exceptional-Light-Quality-LED-Light-Bulb-2-Pack-TBR30-06527FLFH25-12DE26-1-12/304006396 | 0 | No Labor Cost | 3.14 | bulb |  | 3.14
Equipment | LED - 9W Flood | ENERGY STAR Qualified 9W Screw-In LED | 4018W EISA Compliant Halogen Lamp | Commercial | New | Grocery | FL Zone 2 | Per Lamp | 86.42% | 261.17 | 36.162 | 225.008 | 0.86154 | 15 | 0 | 0 | 1.85 | https://www.homedepot.com/p/Philips-65-Watt-Incandescent-BR30-Flood-Light-Bulb-12-Pack-per-Case-248872/100560688 | 0 | No Labor Cost | 4.99 | https://www.homedepot.com/p/Cree-65W-Equivalent-Soft-White-2700K-BR30-Dimmable-Exceptional-Light-Quality-LED-Light-Bulb-2-Pack-TBR30-06527FLFH25-12DE26-1-12/304006396 | 0 | No Labor Cost | 3.14 | bulb |  | 3.14
Equipment | LED - 9W Flood | ENERGY STAR Qualified 9W Screw-In LED | 4018W EISA Compliant Halogen Lamp | Commercial | New | Healthcare | FL Zone 2 | Per Lamp | 86.42% | 261.17 | 36.162 | 225.008 | 0.86154 | 15 | 0 | 0 | 1.85 | https://www.homedepot.com/p/Philips-65-Watt-Incandescent-BR30-Flood-Light-Bulb-12-Pack-per-Case-248872/100560688 | 0 | No Labor Cost | 4.99 | https://www.homedepot.com/p/Cree-65W-Equivalent-Soft-White-2700K-BR30-Dimmable-Exceptional-Light-Quality-LED-Light-Bulb-2-Pack-TBR30-06527FLFH25-12DE26-1-12/304006396 | 0 | No Labor Cost | 3.14 | bulb |  | 3.14
Equipment | LED - 9W Flood | ENERGY STAR Qualified 9W Screw-In LED | 4018W EISA Compliant Halogen Lamp | Commercial | New | Hospitals | FL Zone 2 | Per Lamp | 86.42% | 261.17 | 36.162 | 225.008 | 0.86154 | 15 | 0 | 0 | 1.85 | https://www.homedepot.com/p/Philips-65-Watt-Incandescent-BR30-Flood-Light-Bulb-12-Pack-per-Case-248872/100560688 | 0 | No Labor Cost | 4.99 | https://www.homedepot.com/p/Cree-65W-Equivalent-Soft-White-2700K-BR30-Dimmable-Exceptional-Light-Quality-LED-Light-Bulb-2-Pack-TBR30-06527FLFH25-12DE26-1-12/304006396 | 0 | No Labor Cost | 3.14 | bulb |  | 3.14
Equipment | LED - 9W Flood | ENERGY STAR Qualified 9W Screw-In LED | 4018W EISA Compliant Halogen Lamp | Commercial | New | Institutional | FL Zone 2 | Per Lamp | 86.42% | 261.17 | 36.162 | 225.008 | 0.86154 | 15 | 0 | 0 | 1.85 | https://www.homedepot.com/p/Philips-65-Watt-Incandescent-BR30-Flood-Light-Bulb-12-Pack-per-Case-248872/100560688 | 0 | No Labor Cost | 4.99 | https://www.homedepot.com/p/Cree-65W-Equivalent-Soft-White-2700K-BR30-Dimmable-Exceptional-Light-Quality-LED-Light-Bulb-2-Pack-TBR30-06527FLFH25-12DE26-1-12/304006396 | 0 | No Labor Cost | 3.14 | bulb |  | 3.14
Equipment | LED - 9W Flood | ENERGY STAR Qualified 9W Screw-In LED | 4018W EISA Compliant Halogen Lamp | Commercial | New | Lodging/Hospitality | FL Zone 2 | Per Lamp | 86.42% | 261.17 | 36.162 | 225.008 | 0.86154 | 15 | 0 | 0 | 1.85 | https://www.homedepot.com/p/Philips-65-Watt-Incandescent-BR30-Flood-Light-Bulb-12-Pack-per-Case-248872/100560688 | 0 | No Labor Cost | 4.99 | https://www.homedepot.com/p/Cree-65W-Equivalent-Soft-White-2700K-BR30-Dimmable-Exceptional-Light-Quality-LED-Light-Bulb-2-Pack-TBR30-06527FLFH25-12DE26-1-12/304006396 | 0 | No Labor Cost | 3.14 | bulb |  | 3.14
Equipment | LED - 9W Flood | ENERGY STAR Qualified 9W Screw-In LED | 4018W EISA Compliant Halogen Lamp | Commercial | New | Miscellaneous | FL Zone 2 | Per Lamp | 13.49% | 261.17 | 36.162 | 225.008 | 0.86154 | 15 | 0 | 0 | 1.85 | https://www.homedepot.com/p/Philips-65-Watt-Incandescent-BR30-Flood-Light-Bulb-12-Pack-per-Case-248872/100560688 | 0 | No Labor Cost | 4.99 | https://www.homedepot.com/p/Cree-65W-Equivalent-Soft-White-2700K-BR30-Dimmable-Exceptional-Light-Quality-LED-Light-Bulb-2-Pack-TBR30-06527FLFH25-12DE26-1-12/304006396 | 0 | No Labor Cost | 3.14 | bulb |  | 3.14
Equipment | LED - 9W Flood | ENERGY STAR Qualified 9W Screw-In LED | 4018W EISA Compliant Halogen Lamp | Commercial | New | Offices | FL Zone 2 | Per Lamp | 86.42% | 261.17 | 36.162 | 225.008 | 0.86154 | 15 | 0 | 0 | 1.85 | https://www.homedepot.com/p/Philips-65-Watt-Incandescent-BR30-Flood-Light-Bulb-12-Pack-per-Case-248872/100560688 | 0 | No Labor Cost | 4.99 | https://www.homedepot.com/p/Cree-65W-Equivalent-Soft-White-2700K-BR30-Dimmable-Exceptional-Light-Quality-LED-Light-Bulb-2-Pack-TBR30-06527FLFH25-12DE26-1-12/304006396 | 0 | No Labor Cost | 3.14 | bulb |  | 3.14
Equipment | LED - 9W Flood | ENERGY STAR Qualified 9W Screw-In LED | 4018W EISA Compliant Halogen Lamp | Commercial | New | Restaurants | FL Zone 2 | Per Lamp | 61.73% | 261.17 | 36.162 | 225.008 | 0.86154 | 15 | 0 | 0 | 1.85 | https://www.homedepot.com/p/Philips-65-Watt-Incandescent-BR30-Flood-Light-Bulb-12-Pack-per-Case-248872/100560688 | 0 | No Labor Cost | 4.99 | https://www.homedepot.com/p/Cree-65W-Equivalent-Soft-White-2700K-BR30-Dimmable-Exceptional-Light-Quality-LED-Light-Bulb-2-Pack-TBR30-06527FLFH25-12DE26-1-12/304006396 | 0 | No Labor Cost | 3.14 | bulb |  | 3.14
Equipment | LED - 9W Flood | ENERGY STAR Qualified 9W Screw-In LED | 4018W EISA Compliant Halogen Lamp | Commercial | New | Retail | FL Zone 2 | Per Lamp | 61.73% | 261.17 | 36.162 | 225.008 | 0.86154 | 15 | 0 | 0 | 1.85 | https://www.homedepot.com/p/Philips-65-Watt-Incandescent-BR30-Flood-Light-Bulb-12-Pack-per-Case-248872/100560688 | 0 | No Labor Cost | 4.99 | https://www.homedepot.com/p/Cree-65W-Equivalent-Soft-White-2700K-BR30-Dimmable-Exceptional-Light-Quality-LED-Light-Bulb-2-Pack-TBR30-06527FLFH25-12DE26-1-12/304006396 | 0 | No Labor Cost | 3.14 | bulb |  | 3.14
Equipment | LED - 9W Flood | ENERGY STAR Qualified 9W Screw-In LED | 4018W EISA Compliant Halogen Lamp | Commercial | New | Schools K-12 | FL Zone 2 | Per Lamp | 86.42% | 261.17 | 36.162 | 225.008 | 0.86154 | 15 | 0 | 0 | 1.85 | https://www.homedepot.com/p/Philips-65-Watt-Incandescent-BR30-Flood-Light-Bulb-12-Pack-per-Case-248872/100560688 | 0 | No Labor Cost | 4.99 | https://www.homedepot.com/p/Cree-65W-Equivalent-Soft-White-2700K-BR30-Dimmable-Exceptional-Light-Quality-LED-Light-Bulb-2-Pack-TBR30-06527FLFH25-12DE26-1-12/304006396 | 0 | No Labor Cost | 3.14 | bulb |  | 3.14
Equipment | LED - 9W Flood | ENERGY STAR Qualified 9W Screw-In LED | 4018W EISA Compliant Halogen Lamp | Commercial | New | Warehouse | FL Zone 2 | Per Lamp | 86.42% | 261.17 | 36.162 | 225.008 | 0.86154 | 15 | 0 | 0 | 1.85 | https://www.homedepot.com/p/Philips-65-Watt-Incandescent-BR30-Flood-Light-Bulb-12-Pack-per-Case-248872/100560688 | 0 | No Labor Cost | 4.99 | https://www.homedepot.com/p/Cree-65W-Equivalent-Soft-White-2700K-BR30-Dimmable-Exceptional-Light-Quality-LED-Light-Bulb-2-Pack-TBR30-06527FLFH25-12DE26-1-12/304006396 | 0 | No Labor Cost | 3.14 | bulb |  | 3.14
Equipment | LED Display Lighting (Exterior) | One Letter of LED Signage, < 2ft in Height | One Letter of Neon or Argon-mercury Signage, < 2ft in Height | Commercial | Turnover | Assembly | FL Zone 2 | Per Fixture | 4.268% | 433.944 | 56.252 | 377.692 | 0.87037 | 15 | 0 | 0 | 295 | Market Research, 2014, Grainger | 0 | 0 | 330 | Pennsylvania Public Utility Commission 2013 Incremental Cost Database | 0 | 0 | 35 | fixture |  | 35
Equipment | LED Display Lighting (Exterior) | One Letter of LED Signage, < 2ft in Height | One Letter of Neon or Argon-mercury Signage, < 2ft in Height | Commercial | Turnover | College and University | FL Zone 2 | Per Fixture | 4.624% | 433.944 | 56.252 | 377.692 | 0.87037 | 15 | 0 | 0 | 295 | Market Research, 2014, Grainger | 0 | 0 | 330 | Pennsylvania Public Utility Commission 2013 Incremental Cost Database | 0 | 0 | 35 | fixture |  | 35
Equipment | LED Display Lighting (Exterior) | One Letter of LED Signage, < 2ft in Height | One Letter of Neon or Argon-mercury Signage, < 2ft in Height | Commercial | Turnover | Grocery | FL Zone 2 | Per Fixture | 4.268% | 433.944 | 56.252 | 377.692 | 0.87037 | 15 | 0 | 0 | 295 | Market Research, 2014, Grainger | 0 | 0 | 330 | Pennsylvania Public Utility Commission 2013 Incremental Cost Database | 0 | 0 | 35 | fixture |  | 35
Equipment | LED Display Lighting (Exterior) | One Letter of LED Signage, < 2ft in Height | One Letter of Neon or Argon-mercury Signage, < 2ft in Height | Commercial | Turnover | Healthcare | FL Zone 2 | Per Fixture | 4.624% | 433.944 | 56.252 | 377.692 | 0.87037 | 15 | 0 | 0 | 295 | Market Research, 2014, Grainger | 0 | 0 | 330 | Pennsylvania Public Utility Commission 2013 Incremental Cost Database | 0 | 0 | 35 | fixture |  | 35
Equipment | LED Display Lighting (Exterior) | One Letter of LED Signage, < 2ft in Height | One Letter of Neon or Argon-mercury Signage, < 2ft in Height | Commercial | Turnover | Hospitals | FL Zone 2 | Per Fixture | 4.268% | 433.944 | 56.252 | 377.692 | 0.87037 | 15 | 0 | 0 | 295 | Market Research, 2014, Grainger | 0 | 0 | 330 | Pennsylvania Public Utility Commission 2013 Incremental Cost Database | 0 | 0 | 35 | fixture |  | 35
Equipment | LED Display Lighting (Exterior) | One Letter of LED Signage, < 2ft in Height | One Letter of Neon or Argon-mercury Signage, < 2ft in Height | Commercial | Turnover | Institutional | FL Zone 2 | Per Fixture | 4.624% | 433.944 | 56.252 | 377.692 | 0.87037 | 15 | 0 | 0 | 295 | Market Research, 2014, Grainger | 0 | 0 | 330 | Pennsylvania Public Utility Commission 2013 Incremental Cost Database | 0 | 0 | 35 | fixture |  | 35
Equipment | LED Display Lighting (Exterior) | One Letter of LED Signage, < 2ft in Height | One Letter of Neon or Argon-mercury Signage, < 2ft in Height | Commercial | Turnover | Lodging/Hospitality | FL Zone 2 | Per Fixture | 4.268% | 433.944 | 56.252 | 377.692 | 0.87037 | 15 | 0 | 0 | 295 | Market Research, 2014, Grainger | 0 | 0 | 330 | Pennsylvania Public Utility Commission 2013 Incremental Cost Database | 0 | 0 | 35 | fixture |  | 35
Equipment | LED Display Lighting (Exterior) | One Letter of LED Signage, < 2ft in Height | One Letter of Neon or Argon-mercury Signage, < 2ft in Height | Commercial | Turnover | Miscellaneous | FL Zone 2 | Per Fixture | 4.624% | 433.944 | 56.252 | 377.692 | 0.87037 | 15 | 0 | 0 | 295 | Market Research, 2014, Grainger | 0 | 0 | 330 | Pennsylvania Public Utility Commission 2013 Incremental Cost Database | 0 | 0 | 35 | fixture |  | 35
Equipment | LED Display Lighting (Exterior) | One Letter of LED Signage, < 2ft in Height | One Letter of Neon or Argon-mercury Signage, < 2ft in Height | Commercial | Turnover | Offices | FL Zone 2 | Per Fixture | 4.268% | 433.944 | 56.252 | 377.692 | 0.87037 | 15 | 0 | 0 | 295 | Market Research, 2014, Grainger | 0 | 0 | 330 | Pennsylvania Public Utility Commission 2013 Incremental Cost Database | 0 | 0 | 35 | fixture |  | 35
Equipment | LED Display Lighting (Exterior) | One Letter of LED Signage, < 2ft in Height | One Letter of Neon or Argon-mercury Signage, < 2ft in Height | Commercial | Turnover | Restaurants | FL Zone 2 | Per Fixture | 4.268% | 433.944 | 56.252 | 377.692 | 0.87037 | 15 | 0 | 0 | 295 | Market Research, 2014, Grainger | 0 | 0 | 330 | Pennsylvania Public Utility Commission 2013 Incremental Cost Database | 0 | 0 | 35 | fixture |  | 35
Equipment | LED Display Lighting (Exterior) | One Letter of LED Signage, < 2ft in Height | One Letter of Neon or Argon-mercury Signage, < 2ft in Height | Commercial | Turnover | Retail | FL Zone 2 | Per Fixture | 4.268% | 433.944 | 56.252 | 377.692 | 0.87037 | 15 | 0 | 0 | 295 | Market Research, 2014, Grainger | 0 | 0 | 330 | Pennsylvania Public Utility Commission 2013 Incremental Cost Database | 0 | 0 | 35 | fixture |  | 35
Equipment | LED Display Lighting (Exterior) | One Letter of LED Signage, < 2ft in Height | One Letter of Neon or Argon-mercury Signage, < 2ft in Height | Commercial | Turnover | Schools K-12 | FL Zone 2 | Per Fixture | 4.624% | 433.944 | 56.252 | 377.692 | 0.87037 | 15 | 0 | 0 | 295 | Market Research, 2014, Grainger | 0 | 0 | 330 | Pennsylvania Public Utility Commission 2013 Incremental Cost Database | 0 | 0 | 35 | fixture |  | 35
Equipment | LED Display Lighting (Exterior) | One Letter of LED Signage, < 2ft in Height | One Letter of Neon or Argon-mercury Signage, < 2ft in Height | Commercial | Turnover | Warehouse | FL Zone 2 | Per Fixture | 4.624% | 433.944 | 56.252 | 377.692 | 0.87037 | 15 | 0 | 0 | 295 | Market Research, 2014, Grainger | 0 | 0 | 330 | Pennsylvania Public Utility Commission 2013 Incremental Cost Database | 0 | 0 | 35 | fixture |  | 35
Equipment | LED Display Lighting (Exterior) | One Letter of LED Signage, < 2ft in Height | One Letter of Neon or Argon-mercury Signage, < 2ft in Height | Commercial | New | Assembly | FL Zone 2 | Per Fixture | 4.624% | 433.944 | 56.252 | 377.692 | 0.87037 | 15 | 0 | 0 | 295 | Market Research, 2014, Grainger | 0 | 0 | 330 | Pennsylvania Public Utility Commission 2013 Incremental Cost Database | 0 | 0 | 35 | fixture |  | 35
Equipment | LED Display Lighting (Exterior) | One Letter of LED Signage, < 2ft in Height | One Letter of Neon or Argon-mercury Signage, < 2ft in Height | Commercial | New | College and University | FL Zone 2 | Per Fixture | 4.624% | 433.944 | 56.252 | 377.692 | 0.87037 | 15 | 0 | 0 | 295 | Market Research, 2014, Grainger | 0 | 0 | 330 | Pennsylvania Public Utility Commission 2013 Incremental Cost Database | 0 | 0 | 35 | fixture |  | 35
Equipment | LED Display Lighting (Exterior) | One Letter of LED Signage, < 2ft in Height | One Letter of Neon or Argon-mercury Signage, < 2ft in Height | Commercial | New | Grocery | FL Zone 2 | Per Fixture | 4.624% | 433.944 | 56.252 | 377.692 | 0.87037 | 15 | 0 | 0 | 295 | Market Research, 2014, Grainger | 0 | 0 | 330 | Pennsylvania Public Utility Commission 2013 Incremental Cost Database | 0 | 0 | 35 | fixture |  | 35
Equipment | LED Display Lighting (Exterior) | One Letter of LED Signage, < 2ft in Height | One Letter of Neon or Argon-mercury Signage, < 2ft in Height | Commercial | New | Healthcare | FL Zone 2 | Per Fixture | 4.624% | 433.944 | 56.252 | 377.692 | 0.87037 | 15 | 0 | 0 | 295 | Market Research, 2014, Grainger | 0 | 0 | 330 | Pennsylvania Public Utility Commission 2013 Incremental Cost Database | 0 | 0 | 35 | fixture |  | 35
Equipment | LED Display Lighting (Exterior) | One Letter of LED Signage, < 2ft in Height | One Letter of Neon or Argon-mercury Signage, < 2ft in Height | Commercial | New | Hospitals | FL Zone 2 | Per Fixture | 4.624% | 433.944 | 56.252 | 377.692 | 0.87037 | 15 | 0 | 0 | 295 | Market Research, 2014, Grainger | 0 | 0 | 330 | Pennsylvania Public Utility Commission 2013 Incremental Cost Database | 0 | 0 | 35 | fixture |  | 35
Equipment | LED Display Lighting (Exterior) | One Letter of LED Signage, < 2ft in Height | One Letter of Neon or Argon-mercury Signage, < 2ft in Height | Commercial | New | Institutional | FL Zone 2 | Per Fixture | 4.624% | 433.944 | 56.252 | 377.692 | 0.87037 | 15 | 0 | 0 | 295 | Market Research, 2014, Grainger | 0 | 0 | 330 | Pennsylvania Public Utility Commission 2013 Incremental Cost Database | 0 | 0 | 35 | fixture |  | 35
Equipment | LED Display Lighting (Exterior) | One Letter of LED Signage, < 2ft in Height | One Letter of Neon or Argon-mercury Signage, < 2ft in Height | Commercial | New | Lodging/Hospitality | FL Zone 2 | Per Fixture | 4.624% | 433.944 | 56.252 | 377.692 | 0.87037 | 15 | 0 | 0 | 295 | Market Research, 2014, Grainger | 0 | 0 | 330 | Pennsylvania Public Utility Commission 2013 Incremental Cost Database | 0 | 0 | 35 | fixture |  | 35
Equipment | LED Display Lighting (Exterior) | One Letter of LED Signage, < 2ft in Height | One Letter of Neon or Argon-mercury Signage, < 2ft in Height | Commercial | New | Miscellaneous | FL Zone 2 | Per Fixture | 4.624% | 433.944 | 56.252 | 377.692 | 0.87037 | 15 | 0 | 0 | 295 | Market Research, 2014, Grainger | 0 | 0 | 330 | Pennsylvania Public Utility Commission 2013 Incremental Cost Database | 0 | 0 | 35 | fixture |  | 35
Equipment | LED Display Lighting (Exterior) | One Letter of LED Signage, < 2ft in Height | One Letter of Neon or Argon-mercury Signage, < 2ft in Height | Commercial | New | Offices | FL Zone 2 | Per Fixture | 4.624% | 433.944 | 56.252 | 377.692 | 0.87037 | 15 | 0 | 0 | 295 | Market Research, 2014, Grainger | 0 | 0 | 330 | Pennsylvania Public Utility Commission 2013 Incremental Cost Database | 0 | 0 | 35 | fixture |  | 35
Equipment | LED Display Lighting (Exterior) | One Letter of LED Signage, < 2ft in Height | One Letter of Neon or Argon-mercury Signage, < 2ft in Height | Commercial | New | Restaurants | FL Zone 2 | Per Fixture | 4.624% | 433.944 | 56.252 | 377.692 | 0.87037 | 15 | 0 | 0 | 295 | Market Research, 2014, Grainger | 0 | 0 | 330 | Pennsylvania Public Utility Commission 2013 Incremental Cost Database | 0 | 0 | 35 | fixture |  | 35
Equipment | LED Display Lighting (Exterior) | One Letter of LED Signage, < 2ft in Height | One Letter of Neon or Argon-mercury Signage, < 2ft in Height | Commercial | New | Retail | FL Zone 2 | Per Fixture | 4.624% | 433.944 | 56.252 | 377.692 | 0.87037 | 15 | 0 | 0 | 295 | Market Research, 2014, Grainger | 0 | 0 | 330 | Pennsylvania Public Utility Commission 2013 Incremental Cost Database | 0 | 0 | 35 | fixture |  | 35
Equipment | LED Display Lighting (Exterior) | One Letter of LED Signage, < 2ft in Height | One Letter of Neon or Argon-mercury Signage, < 2ft in Height | Commercial | New | Schools K-12 | FL Zone 2 | Per Fixture | 4.624% | 433.944 | 56.252 | 377.692 | 0.87037 | 15 | 0 | 0 | 295 | Market Research, 2014, Grainger | 0 | 0 | 330 | Pennsylvania Public Utility Commission 2013 Incremental Cost Database | 0 | 0 | 35 | fixture |  | 35
Equipment | LED Display Lighting (Exterior) | One Letter of LED Signage, < 2ft in Height | One Letter of Neon or Argon-mercury Signage, < 2ft in Height | Commercial | New | Warehouse | FL Zone 2 | Per Fixture | 4.624% | 433.944 | 56.252 | 377.692 | 0.87037 | 15 | 0 | 0 | 295 | Market Research, 2014, Grainger | 0 | 0 | 330 | Pennsylvania Public Utility Commission 2013 Incremental Cost Database | 0 | 0 | 35 | fixture |  | 35
Equipment | LED Exterior Lighting | One 65W LED Canopy Light | Equipment 1: Average Lumen Equivalent Exterior HID Area Lighting Equipment 2: Average Lumen Equivalent Exterior Incandescent Area Light | Commercial | Turnover | Assembly | FL Zone 2 | Per Unit | 4.268% | 1261.652 | 498.232 | 763.42 | 0.6051 | 13 | 0 | 0 | 0 | Reference source included incremental cost only | 0 | 0 | 287 | Illinois 2018 Statewide TRM, Section 4.5.4 | 0 | 0 | 287 | fixture |  | 287
Equipment | LED Exterior Lighting | One 65W LED Canopy Light | Equipment 1: Average Lumen Equivalent Exterior HID Area Lighting Equipment 2: Average Lumen Equivalent Exterior Incandescent Area Light | Commercial | Turnover | College and University | FL Zone 2 | Per Unit | 4.624% | 1261.652 | 498.232 | 763.42 | 0.6051 | 13 | 0 | 0 | 0 | Reference source included incremental cost only | 0 | 0 | 287 | Illinois 2018 Statewide TRM, Section 4.5.4 | 0 | 0 | 287 | fixture |  | 287
Equipment | LED Exterior Lighting | One 65W LED Canopy Light | Equipment 1: Average Lumen Equivalent Exterior HID Area Lighting Equipment 2: Average Lumen Equivalent Exterior Incandescent Area Light | Commercial | Turnover | Grocery | FL Zone 2 | Per Unit | 4.268% | 1261.652 | 498.232 | 763.42 | 0.6051 | 13 | 0 | 0 | 0 | Reference source included incremental cost only | 0 | 0 | 287 | Illinois 2018 Statewide TRM, Section 4.5.4 | 0 | 0 | 287 | fixture |  | 287
Equipment | LED Exterior Lighting | One 65W LED Canopy Light | Equipment 1: Average Lumen Equivalent Exterior HID Area Lighting Equipment 2: Average Lumen Equivalent Exterior Incandescent Area Light | Commercial | Turnover | Healthcare | FL Zone 2 | Per Unit | 4.624% | 1261.652 | 498.232 | 763.42 | 0.6051 | 13 | 0 | 0 | 0 | Reference source included incremental cost only | 0 | 0 | 287 | Illinois 2018 Statewide TRM, Section 4.5.4 | 0 | 0 | 287 | fixture |  | 287
Equipment | LED Exterior Lighting | One 65W LED Canopy Light | Equipment 1: Average Lumen Equivalent Exterior HID Area Lighting Equipment 2: Average Lumen Equivalent Exterior Incandescent Area Light | Commercial | Turnover | Hospitals | FL Zone 2 | Per Unit | 4.268% | 1261.652 | 498.232 | 763.42 | 0.6051 | 13 | 0 | 0 | 0 | Reference source included incremental cost only | 0 | 0 | 287 | Illinois 2018 Statewide TRM, Section 4.5.4 | 0 | 0 | 287 | fixture |  | 287
Equipment | LED Exterior Lighting | One 65W LED Canopy Light | Equipment 1: Average Lumen Equivalent Exterior HID Area Lighting Equipment 2: Average Lumen Equivalent Exterior Incandescent Area Light | Commercial | Turnover | Institutional | FL Zone 2 | Per Unit | 4.624% | 1261.652 | 498.232 | 763.42 | 0.6051 | 13 | 0 | 0 | 0 | Reference source included incremental cost only | 0 | 0 | 287 | Illinois 2018 Statewide TRM, Section 4.5.4 | 0 | 0 | 287 | fixture |  | 287
Equipment | LED Exterior Lighting | One 65W LED Canopy Light | Equipment 1: Average Lumen Equivalent Exterior HID Area Lighting Equipment 2: Average Lumen Equivalent Exterior Incandescent Area Light | Commercial | Turnover | Lodging/Hospitality | FL Zone 2 | Per Unit | 4.268% | 1261.652 | 498.232 | 763.42 | 0.6051 | 13 | 0 | 0 | 0 | Reference source included incremental cost only | 0 | 0 | 287 | Illinois 2018 Statewide TRM, Section 4.5.4 | 0 | 0 | 287 | fixture |  | 287
Equipment | LED Exterior Lighting | One 65W LED Canopy Light | Equipment 1: Average Lumen Equivalent Exterior HID Area Lighting Equipment 2: Average Lumen Equivalent Exterior Incandescent Area Light | Commercial | Turnover | Miscellaneous | FL Zone 2 | Per Unit | 4.624% | 1261.652 | 498.232 | 763.42 | 0.6051 | 13 | 0 | 0 | 0 | Reference source included incremental cost only | 0 | 0 | 287 | Illinois 2018 Statewide TRM, Section 4.5.4 | 0 | 0 | 287 | fixture |  | 287
Equipment | LED Exterior Lighting | One 65W LED Canopy Light | Equipment 1: Average Lumen Equivalent Exterior HID Area Lighting Equipment 2: Average Lumen Equivalent Exterior Incandescent Area Light | Commercial | Turnover | Offices | FL Zone 2 | Per Unit | 4.268% | 1261.652 | 498.232 | 763.42 | 0.6051 | 13 | 0 | 0 | 0 | Reference source included incremental cost only | 0 | 0 | 287 | Illinois 2018 Statewide TRM, Section 4.5.4 | 0 | 0 | 287 | fixture |  | 287
Equipment | LED Exterior Lighting | One 65W LED Canopy Light | Equipment 1: Average Lumen Equivalent Exterior HID Area Lighting Equipment 2: Average Lumen Equivalent Exterior Incandescent Area Light | Commercial | Turnover | Restaurants | FL Zone 2 | Per Unit | 4.268% | 1261.652 | 498.232 | 763.42 | 0.6051 | 13 | 0 | 0 | 0 | Reference source included incremental cost only | 0 | 0 | 287 | Illinois 2018 Statewide TRM, Section 4.5.4 | 0 | 0 | 287 | fixture |  | 287
Equipment | LED Exterior Lighting | One 65W LED Canopy Light | Equipment 1: Average Lumen Equivalent Exterior HID Area Lighting Equipment 2: Average Lumen Equivalent Exterior Incandescent Area Light | Commercial | Turnover | Retail | FL Zone 2 | Per Unit | 4.268% | 1261.652 | 498.232 | 763.42 | 0.6051 | 13 | 0 | 0 | 0 | Reference source included incremental cost only | 0 | 0 | 287 | Illinois 2018 Statewide TRM, Section 4.5.4 | 0 | 0 | 287 | fixture |  | 287
Equipment | LED Exterior Lighting | One 65W LED Canopy Light | Equipment 1: Average Lumen Equivalent Exterior HID Area Lighting Equipment 2: Average Lumen Equivalent Exterior Incandescent Area Light | Commercial | Turnover | Schools K-12 | FL Zone 2 | Per Unit | 4.624% | 1261.652 | 498.232 | 763.42 | 0.6051 | 13 | 0 | 0 | 0 | Reference source included incremental cost only | 0 | 0 | 287 | Illinois 2018 Statewide TRM, Section 4.5.4 | 0 | 0 | 287 | fixture |  | 287
Equipment | LED Exterior Lighting | One 65W LED Canopy Light | Equipment 1: Average Lumen Equivalent Exterior HID Area Lighting Equipment 2: Average Lumen Equivalent Exterior Incandescent Area Light | Commercial | Turnover | Warehouse | FL Zone 2 | Per Unit | 4.624% | 1261.652 | 498.232 | 763.42 | 0.6051 | 13 | 0 | 0 | 0 | Reference source included incremental cost only | 0 | 0 | 287 | Illinois 2018 Statewide TRM, Section 4.5.4 | 0 | 0 | 287 | fixture |  | 287
Equipment | LED Exterior Lighting | One 65W LED Canopy Light | Equipment 1: Average Lumen Equivalent Exterior HID Area Lighting Equipment 2: Average Lumen Equivalent Exterior Incandescent Area Light | Commercial | New | Assembly | FL Zone 2 | Per Unit | 4.624% | 1261.652 | 498.232 | 763.42 | 0.6051 | 13 | 0 | 0 | 0 | Reference source included incremental cost only | 0 | 0 | 287 | Illinois 2018 Statewide TRM, Section 4.5.4 | 0 | 0 | 287 | fixture |  | 287
Equipment | LED Exterior Lighting | One 65W LED Canopy Light | Equipment 1: Average Lumen Equivalent Exterior HID Area Lighting Equipment 2: Average Lumen Equivalent Exterior Incandescent Area Light | Commercial | New | College and University | FL Zone 2 | Per Unit | 4.624% | 1261.652 | 498.232 | 763.42 | 0.6051 | 13 | 0 | 0 | 0 | Reference source included incremental cost only | 0 | 0 | 287 | Illinois 2018 Statewide TRM, Section 4.5.4 | 0 | 0 | 287 | fixture |  | 287
Equipment | LED Exterior Lighting | One 65W LED Canopy Light | Equipment 1: Average Lumen Equivalent Exterior HID Area Lighting Equipment 2: Average Lumen Equivalent Exterior Incandescent Area Light | Commercial | New | Grocery | FL Zone 2 | Per Unit | 4.624% | 1261.652 | 498.232 | 763.42 | 0.6051 | 13 | 0 | 0 | 0 | Reference source included incremental cost only | 0 | 0 | 287 | Illinois 2018 Statewide TRM, Section 4.5.4 | 0 | 0 | 287 | fixture |  | 287
Equipment | LED Exterior Lighting | One 65W LED Canopy Light | Equipment 1: Average Lumen Equivalent Exterior HID Area Lighting Equipment 2: Average Lumen Equivalent Exterior Incandescent Area Light | Commercial | New | Healthcare | FL Zone 2 | Per Unit | 4.624% | 1261.652 | 498.232 | 763.42 | 0.6051 | 13 | 0 | 0 | 0 | Reference source included incremental cost only | 0 | 0 | 287 | Illinois 2018 Statewide TRM, Section 4.5.4 | 0 | 0 | 287 | fixture |  | 287
Equipment | LED Exterior Lighting | One 65W LED Canopy Light | Equipment 1: Average Lumen Equivalent Exterior HID Area Lighting Equipment 2: Average Lumen Equivalent Exterior Incandescent Area Light | Commercial | New | Hospitals | FL Zone 2 | Per Unit | 4.624% | 1261.652 | 498.232 | 763.42 | 0.6051 | 13 | 0 | 0 | 0 | Reference source included incremental cost only | 0 | 0 | 287 | Illinois 2018 Statewide TRM, Section 4.5.4 | 0 | 0 | 287 | fixture |  | 287
Equipment | LED Exterior Lighting | One 65W LED Canopy Light | Equipment 1: Average Lumen Equivalent Exterior HID Area Lighting Equipment 2: Average Lumen Equivalent Exterior Incandescent Area Light | Commercial | New | Institutional | FL Zone 2 | Per Unit | 4.624% | 1261.652 | 498.232 | 763.42 | 0.6051 | 13 | 0 | 0 | 0 | Reference source included incremental cost only | 0 | 0 | 287 | Illinois 2018 Statewide TRM, Section 4.5.4 | 0 | 0 | 287 | fixture |  | 287
Equipment | LED Exterior Lighting | One 65W LED Canopy Light | Equipment 1: Average Lumen Equivalent Exterior HID Area Lighting Equipment 2: Average Lumen Equivalent Exterior Incandescent Area Light | Commercial | New | Lodging/Hospitality | FL Zone 2 | Per Unit | 4.624% | 1261.652 | 498.232 | 763.42 | 0.6051 | 13 | 0 | 0 | 0 | Reference source included incremental cost only | 0 | 0 | 287 | Illinois 2018 Statewide TRM, Section 4.5.4 | 0 | 0 | 287 | fixture |  | 287
Equipment | LED Exterior Lighting | One 65W LED Canopy Light | Equipment 1: Average Lumen Equivalent Exterior HID Area Lighting Equipment 2: Average Lumen Equivalent Exterior Incandescent Area Light | Commercial | New | Miscellaneous | FL Zone 2 | Per Unit | 4.624% | 1261.652 | 498.232 | 763.42 | 0.6051 | 13 | 0 | 0 | 0 | Reference source included incremental cost only | 0 | 0 | 287 | Illinois 2018 Statewide TRM, Section 4.5.4 | 0 | 0 | 287 | fixture |  | 287
Equipment | LED Exterior Lighting | One 65W LED Canopy Light | Equipment 1: Average Lumen Equivalent Exterior HID Area Lighting Equipment 2: Average Lumen Equivalent Exterior Incandescent Area Light | Commercial | New | Offices | FL Zone 2 | Per Unit | 4.624% | 1261.652 | 498.232 | 763.42 | 0.6051 | 13 | 0 | 0 | 0 | Reference source included incremental cost only | 0 | 0 | 287 | Illinois 2018 Statewide TRM, Section 4.5.4 | 0 | 0 | 287 | fixture |  | 287
Equipment | LED Exterior Lighting | One 65W LED Canopy Light | Equipment 1: Average Lumen Equivalent Exterior HID Area Lighting Equipment 2: Average Lumen Equivalent Exterior Incandescent Area Light | Commercial | New | Restaurants | FL Zone 2 | Per Unit | 4.624% | 1261.652 | 498.232 | 763.42 | 0.6051 | 13 | 0 | 0 | 0 | Reference source included incremental cost only | 0 | 0 | 287 | Illinois 2018 Statewide TRM, Section 4.5.4 | 0 | 0 | 287 | fixture |  | 287
Equipment | LED Exterior Lighting | One 65W LED Canopy Light | Equipment 1: Average Lumen Equivalent Exterior HID Area Lighting Equipment 2: Average Lumen Equivalent Exterior Incandescent Area Light | Commercial | New | Retail | FL Zone 2 | Per Unit | 4.624% | 1261.652 | 498.232 | 763.42 | 0.6051 | 13 | 0 | 0 | 0 | Reference source included incremental cost only | 0 | 0 | 287 | Illinois 2018 Statewide TRM, Section 4.5.4 | 0 | 0 | 287 | fixture |  | 287
Equipment | LED Exterior Lighting | One 65W LED Canopy Light | Equipment 1: Average Lumen Equivalent Exterior HID Area Lighting Equipment 2: Average Lumen Equivalent Exterior Incandescent Area Light | Commercial | New | Schools K-12 | FL Zone 2 | Per Unit | 4.624% | 1261.652 | 498.232 | 763.42 | 0.6051 | 13 | 0 | 0 | 0 | Reference source included incremental cost only | 0 | 0 | 287 | Illinois 2018 Statewide TRM, Section 4.5.4 | 0 | 0 | 287 | fixture |  | 287
Equipment | LED Exterior Lighting | One 65W LED Canopy Light | Equipment 1: Average Lumen Equivalent Exterior HID Area Lighting Equipment 2: Average Lumen Equivalent Exterior Incandescent Area Light | Commercial | New | Warehouse | FL Zone 2 | Per Unit | 4.624% | 1261.652 | 498.232 | 763.42 | 0.6051 | 13 | 0 | 0 | 0 | Reference source included incremental cost only | 0 | 0 | 287 | Illinois 2018 Statewide TRM, Section 4.5.4 | 0 | 0 | 287 | fixture |  | 287
Equipment | LED Parking Lighting | One 160W LED Area Light | Equipment 1: Average Lumen Equivalent Exterior Incandescent Area Lighting Equipment 2: One Average Lumen Equivalent Exterior HID Area Light | Commercial | Turnover | Assembly | FL Zone 2 | Per Fixture | 6.728% | 4018 | 642.88 | 3375.12 | 0.84 | 18 | 0 | 0 | 271.43 | Market Research, 2016, RAB Lighting | 0 | 0 | 433.28 | Market Research, 2016, RAB Lighting | 0 | 0 | 161.85 | fixture |  | 161.85
Equipment | LED Parking Lighting | One 160W LED Area Light | Equipment 1: Average Lumen Equivalent Exterior Incandescent Area Lighting Equipment 2: One Average Lumen Equivalent Exterior HID Area Light | Commercial | Turnover | College and University | FL Zone 2 | Per Fixture | 7.084% | 4018 | 642.88 | 3375.12 | 0.84 | 18 | 0 | 0 | 271.43 | Market Research, 2016, RAB Lighting | 0 | 0 | 433.28 | Market Research, 2016, RAB Lighting | 0 | 0 | 161.85 | fixture |  | 161.85
Equipment | LED Parking Lighting | One 160W LED Area Light | Equipment 1: Average Lumen Equivalent Exterior Incandescent Area Lighting Equipment 2: One Average Lumen Equivalent Exterior HID Area Light | Commercial | Turnover | Grocery | FL Zone 2 | Per Fixture | 6.728% | 4018 | 642.88 | 3375.12 | 0.84 | 18 | 0 | 0 | 271.43 | Market Research, 2016, RAB Lighting | 0 | 0 | 433.28 | Market Research, 2016, RAB Lighting | 0 | 0 | 161.85 | fixture |  | 161.85
Equipment | LED Parking Lighting | One 160W LED Area Light | Equipment 1: Average Lumen Equivalent Exterior Incandescent Area Lighting Equipment 2: One Average Lumen Equivalent Exterior HID Area Light | Commercial | Turnover | Healthcare | FL Zone 2 | Per Fixture | 7.084% | 4018 | 642.88 | 3375.12 | 0.84 | 18 | 0 | 0 | 271.43 | Market Research, 2016, RAB Lighting | 0 | 0 | 433.28 | Market Research, 2016, RAB Lighting | 0 | 0 | 161.85 | fixture |  | 161.85
Equipment | LED Parking Lighting | One 160W LED Area Light | Equipment 1: Average Lumen Equivalent Exterior Incandescent Area Lighting Equipment 2: One Average Lumen Equivalent Exterior HID Area Light | Commercial | Turnover | Hospitals | FL Zone 2 | Per Fixture | 6.728% | 4018 | 642.88 | 3375.12 | 0.84 | 18 | 0 | 0 | 271.43 | Market Research, 2016, RAB Lighting | 0 | 0 | 433.28 | Market Research, 2016, RAB Lighting | 0 | 0 | 161.85 | fixture |  | 161.85
Equipment | LED Parking Lighting | One 160W LED Area Light | Equipment 1: Average Lumen Equivalent Exterior Incandescent Area Lighting Equipment 2: One Average Lumen Equivalent Exterior HID Area Light | Commercial | Turnover | Institutional | FL Zone 2 | Per Fixture | 7.084% | 4018 | 642.88 | 3375.12 | 0.84 | 18 | 0 | 0 | 271.43 | Market Research, 2016, RAB Lighting | 0 | 0 | 433.28 | Market Research, 2016, RAB Lighting | 0 | 0 | 161.85 | fixture |  | 161.85
Equipment | LED Parking Lighting | One 160W LED Area Light | Equipment 1: Average Lumen Equivalent Exterior Incandescent Area Lighting Equipment 2: One Average Lumen Equivalent Exterior HID Area Light | Commercial | Turnover | Lodging/Hospitality | FL Zone 2 | Per Fixture | 6.728% | 4018 | 642.88 | 3375.12 | 0.84 | 18 | 0 | 0 | 271.43 | Market Research, 2016, RAB Lighting | 0 | 0 | 433.28 | Market Research, 2016, RAB Lighting | 0 | 0 | 161.85 | fixture |  | 161.85
Equipment | LED Parking Lighting | One 160W LED Area Light | Equipment 1: Average Lumen Equivalent Exterior Incandescent Area Lighting Equipment 2: One Average Lumen Equivalent Exterior HID Area Light | Commercial | Turnover | Miscellaneous | FL Zone 2 | Per Fixture | 7.084% | 4018 | 642.88 | 3375.12 | 0.84 | 18 | 0 | 0 | 271.43 | Market Research, 2016, RAB Lighting | 0 | 0 | 433.28 | Market Research, 2016, RAB Lighting | 0 | 0 | 161.85 | fixture |  | 161.85
Equipment | LED Parking Lighting | One 160W LED Area Light | Equipment 1: Average Lumen Equivalent Exterior Incandescent Area Lighting Equipment 2: One Average Lumen Equivalent Exterior HID Area Light | Commercial | Turnover | Offices | FL Zone 2 | Per Fixture | 6.728% | 4018 | 642.88 | 3375.12 | 0.84 | 18 | 0 | 0 | 271.43 | Market Research, 2016, RAB Lighting | 0 | 0 | 433.28 | Market Research, 2016, RAB Lighting | 0 | 0 | 161.85 | fixture |  | 161.85
Equipment | LED Parking Lighting | One 160W LED Area Light | Equipment 1: Average Lumen Equivalent Exterior Incandescent Area Lighting Equipment 2: One Average Lumen Equivalent Exterior HID Area Light | Commercial | Turnover | Restaurants | FL Zone 2 | Per Fixture | 6.728% | 4018 | 642.88 | 3375.12 | 0.84 | 18 | 0 | 0 | 271.43 | Market Research, 2016, RAB Lighting | 0 | 0 | 433.28 | Market Research, 2016, RAB Lighting | 0 | 0 | 161.85 | fixture |  | 161.85
Equipment | LED Parking Lighting | One 160W LED Area Light | Equipment 1: Average Lumen Equivalent Exterior Incandescent Area Lighting Equipment 2: One Average Lumen Equivalent Exterior HID Area Light | Commercial | Turnover | Retail | FL Zone 2 | Per Fixture | 6.728% | 4018 | 642.88 | 3375.12 | 0.84 | 18 | 0 | 0 | 271.43 | Market Research, 2016, RAB Lighting | 0 | 0 | 433.28 | Market Research, 2016, RAB Lighting | 0 | 0 | 161.85 | fixture |  | 161.85
Equipment | LED Parking Lighting | One 160W LED Area Light | Equipment 1: Average Lumen Equivalent Exterior Incandescent Area Lighting Equipment 2: One Average Lumen Equivalent Exterior HID Area Light | Commercial | Turnover | Schools K-12 | FL Zone 2 | Per Fixture | 7.084% | 4018 | 642.88 | 3375.12 | 0.84 | 18 | 0 | 0 | 271.43 | Market Research, 2016, RAB Lighting | 0 | 0 | 433.28 | Market Research, 2016, RAB Lighting | 0 | 0 | 161.85 | fixture |  | 161.85
Equipment | LED Parking Lighting | One 160W LED Area Light | Equipment 1: Average Lumen Equivalent Exterior Incandescent Area Lighting Equipment 2: One Average Lumen Equivalent Exterior HID Area Light | Commercial | Turnover | Warehouse | FL Zone 2 | Per Fixture | 7.978% | 4018 | 642.88 | 3375.12 | 0.84 | 18 | 0 | 0 | 271.43 | Market Research, 2016, RAB Lighting | 0 | 0 | 433.28 | Market Research, 2016, RAB Lighting | 0 | 0 | 161.85 | fixture |  | 161.85
Equipment | LED Parking Lighting | One 160W LED Area Light | Equipment 1: Average Lumen Equivalent Exterior Incandescent Area Lighting Equipment 2: One Average Lumen Equivalent Exterior HID Area Light | Commercial | New | Assembly | FL Zone 2 | Per Fixture | 94.94% | 4018 | 642.88 | 3375.12 | 0.84 | 18 | 0 | 0 | 271.43 | Market Research, 2016, RAB Lighting | 0 | 0 | 433.28 | Market Research, 2016, RAB Lighting | 0 | 0 | 161.85 | fixture |  | 161.85
Equipment | LED Parking Lighting | One 160W LED Area Light | Equipment 1: Average Lumen Equivalent Exterior Incandescent Area Lighting Equipment 2: One Average Lumen Equivalent Exterior HID Area Light | Commercial | New | College and University | FL Zone 2 | Per Fixture | 7.084% | 4018 | 642.88 | 3375.12 | 0.84 | 18 | 0 | 0 | 271.43 | Market Research, 2016, RAB Lighting | 0 | 0 | 433.28 | Market Research, 2016, RAB Lighting | 0 | 0 | 161.85 | fixture |  | 161.85
Equipment | LED Parking Lighting | One 160W LED Area Light | Equipment 1: Average Lumen Equivalent Exterior Incandescent Area Lighting Equipment 2: One Average Lumen Equivalent Exterior HID Area Light | Commercial | New | Grocery | FL Zone 2 | Per Fixture | 94.94% | 4018 | 642.88 | 3375.12 | 0.84 | 18 | 0 | 0 | 271.43 | Market Research, 2016, RAB Lighting | 0 | 0 | 433.28 | Market Research, 2016, RAB Lighting | 0 | 0 | 161.85 | fixture |  | 161.85
Equipment | LED Parking Lighting | One 160W LED Area Light | Equipment 1: Average Lumen Equivalent Exterior Incandescent Area Lighting Equipment 2: One Average Lumen Equivalent Exterior HID Area Light | Commercial | New | Healthcare | FL Zone 2 | Per Fixture | 7.084% | 4018 | 642.88 | 3375.12 | 0.84 | 18 | 0 | 0 | 271.43 | Market Research, 2016, RAB Lighting | 0 | 0 | 433.28 | Market Research, 2016, RAB Lighting | 0 | 0 | 161.85 | fixture |  | 161.85
Equipment | LED Parking Lighting | One 160W LED Area Light | Equipment 1: Average Lumen Equivalent Exterior Incandescent Area Lighting Equipment 2: One Average Lumen Equivalent Exterior HID Area Light | Commercial | New | Hospitals | FL Zone 2 | Per Fixture | 94.94% | 4018 | 642.88 | 3375.12 | 0.84 | 18 | 0 | 0 | 271.43 | Market Research, 2016, RAB Lighting | 0 | 0 | 433.28 | Market Research, 2016, RAB Lighting | 0 | 0 | 161.85 | fixture |  | 161.85
Equipment | LED Parking Lighting | One 160W LED Area Light | Equipment 1: Average Lumen Equivalent Exterior Incandescent Area Lighting Equipment 2: One Average Lumen Equivalent Exterior HID Area Light | Commercial | New | Institutional | FL Zone 2 | Per Fixture | 7.084% | 4018 | 642.88 | 3375.12 | 0.84 | 18 | 0 | 0 | 271.43 | Market Research, 2016, RAB Lighting | 0 | 0 | 433.28 | Market Research, 2016, RAB Lighting | 0 | 0 | 161.85 | fixture |  | 161.85
Equipment | LED Parking Lighting | One 160W LED Area Light | Equipment 1: Average Lumen Equivalent Exterior Incandescent Area Lighting Equipment 2: One Average Lumen Equivalent Exterior HID Area Light | Commercial | New | Lodging/Hospitality | FL Zone 2 | Per Fixture | 94.94% | 4018 | 642.88 | 3375.12 | 0.84 | 18 | 0 | 0 | 271.43 | Market Research, 2016, RAB Lighting | 0 | 0 | 433.28 | Market Research, 2016, RAB Lighting | 0 | 0 | 161.85 | fixture |  | 161.85
Equipment | LED Parking Lighting | One 160W LED Area Light | Equipment 1: Average Lumen Equivalent Exterior Incandescent Area Lighting Equipment 2: One Average Lumen Equivalent Exterior HID Area Light | Commercial | New | Miscellaneous | FL Zone 2 | Per Fixture | 7.084% | 4018 | 642.88 | 3375.12 | 0.84 | 18 | 0 | 0 | 271.43 | Market Research, 2016, RAB Lighting | 0 | 0 | 433.28 | Market Research, 2016, RAB Lighting | 0 | 0 | 161.85 | fixture |  | 161.85
Equipment | LED Parking Lighting | One 160W LED Area Light | Equipment 1: Average Lumen Equivalent Exterior Incandescent Area Lighting Equipment 2: One Average Lumen Equivalent Exterior HID Area Light | Commercial | New | Offices | FL Zone 2 | Per Fixture | 94.94% | 4018 | 642.88 | 3375.12 | 0.84 | 18 | 0 | 0 | 271.43 | Market Research, 2016, RAB Lighting | 0 | 0 | 433.28 | Market Research, 2016, RAB Lighting | 0 | 0 | 161.85 | fixture |  | 161.85
Equipment | LED Parking Lighting | One 160W LED Area Light | Equipment 1: Average Lumen Equivalent Exterior Incandescent Area Lighting Equipment 2: One Average Lumen Equivalent Exterior HID Area Light | Commercial | New | Restaurants | FL Zone 2 | Per Fixture | 94.94% | 4018 | 642.88 | 3375.12 | 0.84 | 18 | 0 | 0 | 271.43 | Market Research, 2016, RAB Lighting | 0 | 0 | 433.28 | Market Research, 2016, RAB Lighting | 0 | 0 | 161.85 | fixture |  | 161.85
Equipment | LED Parking Lighting | One 160W LED Area Light | Equipment 1: Average Lumen Equivalent Exterior Incandescent Area Lighting Equipment 2: One Average Lumen Equivalent Exterior HID Area Light | Commercial | New | Retail | FL Zone 2 | Per Fixture | 94.94% | 4018 | 642.88 | 3375.12 | 0.84 | 18 | 0 | 0 | 271.43 | Market Research, 2016, RAB Lighting | 0 | 0 | 433.28 | Market Research, 2016, RAB Lighting | 0 | 0 | 161.85 | fixture |  | 161.85
Equipment | LED Parking Lighting | One 160W LED Area Light | Equipment 1: Average Lumen Equivalent Exterior Incandescent Area Lighting Equipment 2: One Average Lumen Equivalent Exterior HID Area Light | Commercial | New | Schools K-12 | FL Zone 2 | Per Fixture | 7.084% | 4018 | 642.88 | 3375.12 | 0.84 | 18 | 0 | 0 | 271.43 | Market Research, 2016, RAB Lighting | 0 | 0 | 433.28 | Market Research, 2016, RAB Lighting | 0 | 0 | 161.85 | fixture |  | 161.85
Equipment | LED Parking Lighting | One 160W LED Area Light | Equipment 1: Average Lumen Equivalent Exterior Incandescent Area Lighting Equipment 2: One Average Lumen Equivalent Exterior HID Area Light | Commercial | New | Warehouse | FL Zone 2 | Per Fixture | 7.978% | 4018 | 642.88 | 3375.12 | 0.84 | 18 | 0 | 0 | 271.43 | Market Research, 2016, RAB Lighting | 0 | 0 | 433.28 | Market Research, 2016, RAB Lighting | 0 | 0 | 161.85 | fixture |  | 161.85
Equipment | LED Street Lights | One 210W LED Area Light | Equipment 1: Average Lumen Equivalent Exterior Incandescent Area Lighting Equipment 2: One Average Lumen Equivalent Exterior HID Area Light | Commercial | Turnover | Assembly | FL Zone 2 | Per Fixture | 0% | 2542.0547 | 850.932 | 1691.1226 | 0.66526 | 18 | 0 | 0 | 271.43 | Market Research, 2016, RAB Lighting | 0 | 0 | 510 | https://hangarlights.com/led-parking-lot-flood-lights.html | 0 | 0 | 238.57 | fixture |  | 238.57
Equipment | LED Street Lights | One 210W LED Area Light | Equipment 1: Average Lumen Equivalent Exterior Incandescent Area Lighting Equipment 2: One Average Lumen Equivalent Exterior HID Area Light | Commercial | Turnover | College and University | FL Zone 2 | Per Fixture | 0% | 2542.0547 | 850.932 | 1691.1226 | 0.66526 | 18 | 0 | 0 | 271.43 | Market Research, 2016, RAB Lighting | 0 | 0 | 510 | https://hangarlights.com/led-parking-lot-flood-lights.html | 0 | 0 | 238.57 | fixture |  | 238.57
Equipment | LED Street Lights | One 210W LED Area Light | Equipment 1: Average Lumen Equivalent Exterior Incandescent Area Lighting Equipment 2: One Average Lumen Equivalent Exterior HID Area Light | Commercial | Turnover | Grocery | FL Zone 2 | Per Fixture | 0% | 2542.0547 | 850.932 | 1691.1226 | 0.66526 | 18 | 0 | 0 | 271.43 | Market Research, 2016, RAB Lighting | 0 | 0 | 510 | https://hangarlights.com/led-parking-lot-flood-lights.html | 0 | 0 | 238.57 | fixture |  | 238.57
Equipment | LED Street Lights | One 210W LED Area Light | Equipment 1: Average Lumen Equivalent Exterior Incandescent Area Lighting Equipment 2: One Average Lumen Equivalent Exterior HID Area Light | Commercial | Turnover | Healthcare | FL Zone 2 | Per Fixture | 0% | 2542.0547 | 850.932 | 1691.1226 | 0.66526 | 18 | 0 | 0 | 271.43 | Market Research, 2016, RAB Lighting | 0 | 0 | 510 | https://hangarlights.com/led-parking-lot-flood-lights.html | 0 | 0 | 238.57 | fixture |  | 238.57
Equipment | LED Street Lights | One 210W LED Area Light | Equipment 1: Average Lumen Equivalent Exterior Incandescent Area Lighting Equipment 2: One Average Lumen Equivalent Exterior HID Area Light | Commercial | Turnover | Hospitals | FL Zone 2 | Per Fixture | 0% | 2542.0547 | 850.932 | 1691.1226 | 0.66526 | 18 | 0 | 0 | 271.43 | Market Research, 2016, RAB Lighting | 0 | 0 | 510 | https://hangarlights.com/led-parking-lot-flood-lights.html | 0 | 0 | 238.57 | fixture |  | 238.57
Equipment | LED Street Lights | One 210W LED Area Light | Equipment 1: Average Lumen Equivalent Exterior Incandescent Area Lighting Equipment 2: One Average Lumen Equivalent Exterior HID Area Light | Commercial | Turnover | Institutional | FL Zone 2 | Per Fixture | 21.49% | 2542.0547 | 850.932 | 1691.1226 | 0.66526 | 18 | 0 | 0 | 271.43 | Market Research, 2016, RAB Lighting | 0 | 0 | 510 | https://hangarlights.com/led-parking-lot-flood-lights.html | 0 | 0 | 238.57 | fixture |  | 238.57
Equipment | LED Street Lights | One 210W LED Area Light | Equipment 1: Average Lumen Equivalent Exterior Incandescent Area Lighting Equipment 2: One Average Lumen Equivalent Exterior HID Area Light | Commercial | Turnover | Lodging/Hospitality | FL Zone 2 | Per Fixture | 0% | 2542.0547 | 850.932 | 1691.1226 | 0.66526 | 18 | 0 | 0 | 271.43 | Market Research, 2016, RAB Lighting | 0 | 0 | 510 | https://hangarlights.com/led-parking-lot-flood-lights.html | 0 | 0 | 238.57 | fixture |  | 238.57
Equipment | LED Street Lights | One 210W LED Area Light | Equipment 1: Average Lumen Equivalent Exterior Incandescent Area Lighting Equipment 2: One Average Lumen Equivalent Exterior HID Area Light | Commercial | Turnover | Miscellaneous | FL Zone 2 | Per Fixture | 0% | 2542.0547 | 850.932 | 1691.1226 | 0.66526 | 18 | 0 | 0 | 271.43 | Market Research, 2016, RAB Lighting | 0 | 0 | 510 | https://hangarlights.com/led-parking-lot-flood-lights.html | 0 | 0 | 238.57 | fixture |  | 238.57
Equipment | LED Street Lights | One 210W LED Area Light | Equipment 1: Average Lumen Equivalent Exterior Incandescent Area Lighting Equipment 2: One Average Lumen Equivalent Exterior HID Area Light | Commercial | Turnover | Offices | FL Zone 2 | Per Fixture | 0% | 2542.0547 | 850.932 | 1691.1226 | 0.66526 | 18 | 0 | 0 | 271.43 | Market Research, 2016, RAB Lighting | 0 | 0 | 510 | https://hangarlights.com/led-parking-lot-flood-lights.html | 0 | 0 | 238.57 | fixture |  | 238.57
Equipment | LED Street Lights | One 210W LED Area Light | Equipment 1: Average Lumen Equivalent Exterior Incandescent Area Lighting Equipment 2: One Average Lumen Equivalent Exterior HID Area Light | Commercial | Turnover | Restaurants | FL Zone 2 | Per Fixture | 0% | 2542.0547 | 850.932 | 1691.1226 | 0.66526 | 18 | 0 | 0 | 271.43 | Market Research, 2016, RAB Lighting | 0 | 0 | 510 | https://hangarlights.com/led-parking-lot-flood-lights.html | 0 | 0 | 238.57 | fixture |  | 238.57
Equipment | LED Street Lights | One 210W LED Area Light | Equipment 1: Average Lumen Equivalent Exterior Incandescent Area Lighting Equipment 2: One Average Lumen Equivalent Exterior HID Area Light | Commercial | Turnover | Retail | FL Zone 2 | Per Fixture | 0% | 2542.0547 | 850.932 | 1691.1226 | 0.66526 | 18 | 0 | 0 | 271.43 | Market Research, 2016, RAB Lighting | 0 | 0 | 510 | https://hangarlights.com/led-parking-lot-flood-lights.html | 0 | 0 | 238.57 | fixture |  | 238.57
Equipment | LED Street Lights | One 210W LED Area Light | Equipment 1: Average Lumen Equivalent Exterior Incandescent Area Lighting Equipment 2: One Average Lumen Equivalent Exterior HID Area Light | Commercial | Turnover | Schools K-12 | FL Zone 2 | Per Fixture | 0% | 2542.0547 | 850.932 | 1691.1226 | 0.66526 | 18 | 0 | 0 | 271.43 | Market Research, 2016, RAB Lighting | 0 | 0 | 510 | https://hangarlights.com/led-parking-lot-flood-lights.html | 0 | 0 | 238.57 | fixture |  | 238.57
Equipment | LED Street Lights | One 210W LED Area Light | Equipment 1: Average Lumen Equivalent Exterior Incandescent Area Lighting Equipment 2: One Average Lumen Equivalent Exterior HID Area Light | Commercial | Turnover | Warehouse | FL Zone 2 | Per Fixture | 0% | 2542.0547 | 850.932 | 1691.1226 | 0.66526 | 18 | 0 | 0 | 271.43 | Market Research, 2016, RAB Lighting | 0 | 0 | 510 | https://hangarlights.com/led-parking-lot-flood-lights.html | 0 | 0 | 238.57 | fixture |  | 238.57
Equipment | LED Street Lights | One 210W LED Area Light | Equipment 1: Average Lumen Equivalent Exterior Incandescent Area Lighting Equipment 2: One Average Lumen Equivalent Exterior HID Area Light | Commercial | New | Assembly | FL Zone 2 | Per Fixture | 0% | 2542.0547 | 850.932 | 1691.1226 | 0.66526 | 18 | 0 | 0 | 271.43 | Market Research, 2016, RAB Lighting | 0 | 0 | 510 | https://hangarlights.com/led-parking-lot-flood-lights.html | 0 | 0 | 238.57 | fixture |  | 238.57
Equipment | LED Street Lights | One 210W LED Area Light | Equipment 1: Average Lumen Equivalent Exterior Incandescent Area Lighting Equipment 2: One Average Lumen Equivalent Exterior HID Area Light | Commercial | New | College and University | FL Zone 2 | Per Fixture | 0% | 2542.0547 | 850.932 | 1691.1226 | 0.66526 | 18 | 0 | 0 | 271.43 | Market Research, 2016, RAB Lighting | 0 | 0 | 510 | https://hangarlights.com/led-parking-lot-flood-lights.html | 0 | 0 | 238.57 | fixture |  | 238.57
Equipment | LED Street Lights | One 210W LED Area Light | Equipment 1: Average Lumen Equivalent Exterior Incandescent Area Lighting Equipment 2: One Average Lumen Equivalent Exterior HID Area Light | Commercial | New | Grocery | FL Zone 2 | Per Fixture | 0% | 2542.0547 | 850.932 | 1691.1226 | 0.66526 | 18 | 0 | 0 | 271.43 | Market Research, 2016, RAB Lighting | 0 | 0 | 510 | https://hangarlights.com/led-parking-lot-flood-lights.html | 0 | 0 | 238.57 | fixture |  | 238.57
Equipment | LED Street Lights | One 210W LED Area Light | Equipment 1: Average Lumen Equivalent Exterior Incandescent Area Lighting Equipment 2: One Average Lumen Equivalent Exterior HID Area Light | Commercial | New | Healthcare | FL Zone 2 | Per Fixture | 0% | 2542.0547 | 850.932 | 1691.1226 | 0.66526 | 18 | 0 | 0 | 271.43 | Market Research, 2016, RAB Lighting | 0 | 0 | 510 | https://hangarlights.com/led-parking-lot-flood-lights.html | 0 | 0 | 238.57 | fixture |  | 238.57
Equipment | LED Street Lights | One 210W LED Area Light | Equipment 1: Average Lumen Equivalent Exterior Incandescent Area Lighting Equipment 2: One Average Lumen Equivalent Exterior HID Area Light | Commercial | New | Hospitals | FL Zone 2 | Per Fixture | 0% | 2542.0547 | 850.932 | 1691.1226 | 0.66526 | 18 | 0 | 0 | 271.43 | Market Research, 2016, RAB Lighting | 0 | 0 | 510 | https://hangarlights.com/led-parking-lot-flood-lights.html | 0 | 0 | 238.57 | fixture |  | 238.57
Equipment | LED Street Lights | One 210W LED Area Light | Equipment 1: Average Lumen Equivalent Exterior Incandescent Area Lighting Equipment 2: One Average Lumen Equivalent Exterior HID Area Light | Commercial | New | Institutional | FL Zone 2 | Per Fixture | 21.49% | 2542.0547 | 850.932 | 1691.1226 | 0.66526 | 18 | 0 | 0 | 271.43 | Market Research, 2016, RAB Lighting | 0 | 0 | 510 | https://hangarlights.com/led-parking-lot-flood-lights.html | 0 | 0 | 238.57 | fixture |  | 238.57
Equipment | LED Street Lights | One 210W LED Area Light | Equipment 1: Average Lumen Equivalent Exterior Incandescent Area Lighting Equipment 2: One Average Lumen Equivalent Exterior HID Area Light | Commercial | New | Lodging/Hospitality | FL Zone 2 | Per Fixture | 0% | 2542.0547 | 850.932 | 1691.1226 | 0.66526 | 18 | 0 | 0 | 271.43 | Market Research, 2016, RAB Lighting | 0 | 0 | 510 | https://hangarlights.com/led-parking-lot-flood-lights.html | 0 | 0 | 238.57 | fixture |  | 238.57
Equipment | LED Street Lights | One 210W LED Area Light | Equipment 1: Average Lumen Equivalent Exterior Incandescent Area Lighting Equipment 2: One Average Lumen Equivalent Exterior HID Area Light | Commercial | New | Miscellaneous | FL Zone 2 | Per Fixture | 0% | 2542.0547 | 850.932 | 1691.1226 | 0.66526 | 18 | 0 | 0 | 271.43 | Market Research, 2016, RAB Lighting | 0 | 0 | 510 | https://hangarlights.com/led-parking-lot-flood-lights.html | 0 | 0 | 238.57 | fixture |  | 238.57
Equipment | LED Street Lights | One 210W LED Area Light | Equipment 1: Average Lumen Equivalent Exterior Incandescent Area Lighting Equipment 2: One Average Lumen Equivalent Exterior HID Area Light | Commercial | New | Offices | FL Zone 2 | Per Fixture | 0% | 2542.0547 | 850.932 | 1691.1226 | 0.66526 | 18 | 0 | 0 | 271.43 | Market Research, 2016, RAB Lighting | 0 | 0 | 510 | https://hangarlights.com/led-parking-lot-flood-lights.html | 0 | 0 | 238.57 | fixture |  | 238.57
Equipment | LED Street Lights | One 210W LED Area Light | Equipment 1: Average Lumen Equivalent Exterior Incandescent Area Lighting Equipment 2: One Average Lumen Equivalent Exterior HID Area Light | Commercial | New | Restaurants | FL Zone 2 | Per Fixture | 0% | 2542.0547 | 850.932 | 1691.1226 | 0.66526 | 18 | 0 | 0 | 271.43 | Market Research, 2016, RAB Lighting | 0 | 0 | 510 | https://hangarlights.com/led-parking-lot-flood-lights.html | 0 | 0 | 238.57 | fixture |  | 238.57
Equipment | LED Street Lights | One 210W LED Area Light | Equipment 1: Average Lumen Equivalent Exterior Incandescent Area Lighting Equipment 2: One Average Lumen Equivalent Exterior HID Area Light | Commercial | New | Retail | FL Zone 2 | Per Fixture | 0% | 2542.0547 | 850.932 | 1691.1226 | 0.66526 | 18 | 0 | 0 | 271.43 | Market Research, 2016, RAB Lighting | 0 | 0 | 510 | https://hangarlights.com/led-parking-lot-flood-lights.html | 0 | 0 | 238.57 | fixture |  | 238.57
Equipment | LED Street Lights | One 210W LED Area Light | Equipment 1: Average Lumen Equivalent Exterior Incandescent Area Lighting Equipment 2: One Average Lumen Equivalent Exterior HID Area Light | Commercial | New | Schools K-12 | FL Zone 2 | Per Fixture | 0% | 2542.0547 | 850.932 | 1691.1226 | 0.66526 | 18 | 0 | 0 | 271.43 | Market Research, 2016, RAB Lighting | 0 | 0 | 510 | https://hangarlights.com/led-parking-lot-flood-lights.html | 0 | 0 | 238.57 | fixture |  | 238.57
Equipment | LED Street Lights | One 210W LED Area Light | Equipment 1: Average Lumen Equivalent Exterior Incandescent Area Lighting Equipment 2: One Average Lumen Equivalent Exterior HID Area Light | Commercial | New | Warehouse | FL Zone 2 | Per Fixture | 0% | 2542.0547 | 850.932 | 1691.1226 | 0.66526 | 18 | 0 | 0 | 271.43 | Market Research, 2016, RAB Lighting | 0 | 0 | 510 | https://hangarlights.com/led-parking-lot-flood-lights.html | 0 | 0 | 238.57 | fixture |  | 238.57
Equipment | LED Traffic and Crosswalk Lighting | LED Crosswalk Sign | Energy Star Qualifying Crosswalk Sign | Commercial | Turnover | Assembly | FL Zone 2 | Per Fixture | 0% | 102.2 | 64.24 | 37.96 | 0.37143 | 10 | 0 | 0 | 74 | Pennsylvania Public Utility Commission 2013 Incremental Cost Database | 0 | 0 | 145 | Pennsylvania Public Utility Commission 2013 Incremental Cost Database | 0 | 0 | 71 | fixture |  | 71
Equipment | LED Traffic and Crosswalk Lighting | LED Crosswalk Sign | Energy Star Qualifying Crosswalk Sign | Commercial | Turnover | College and University | FL Zone 2 | Per Fixture | 0% | 102.2 | 64.24 | 37.96 | 0.37143 | 10 | 0 | 0 | 74 | Pennsylvania Public Utility Commission 2013 Incremental Cost Database | 0 | 0 | 145 | Pennsylvania Public Utility Commission 2013 Incremental Cost Database | 0 | 0 | 71 | fixture |  | 71
Equipment | LED Traffic and Crosswalk Lighting | LED Crosswalk Sign | Energy Star Qualifying Crosswalk Sign | Commercial | Turnover | Grocery | FL Zone 2 | Per Fixture | 0% | 102.2 | 64.24 | 37.96 | 0.37143 | 10 | 0 | 0 | 74 | Pennsylvania Public Utility Commission 2013 Incremental Cost Database | 0 | 0 | 145 | Pennsylvania Public Utility Commission 2013 Incremental Cost Database | 0 | 0 | 71 | fixture |  | 71
Equipment | LED Traffic and Crosswalk Lighting | LED Crosswalk Sign | Energy Star Qualifying Crosswalk Sign | Commercial | Turnover | Healthcare | FL Zone 2 | Per Fixture | 0% | 102.2 | 64.24 | 37.96 | 0.37143 | 10 | 0 | 0 | 74 | Pennsylvania Public Utility Commission 2013 Incremental Cost Database | 0 | 0 | 145 | Pennsylvania Public Utility Commission 2013 Incremental Cost Database | 0 | 0 | 71 | fixture |  | 71
Equipment | LED Traffic and Crosswalk Lighting | LED Crosswalk Sign | Energy Star Qualifying Crosswalk Sign | Commercial | Turnover | Hospitals | FL Zone 2 | Per Fixture | 0% | 102.2 | 64.24 | 37.96 | 0.37143 | 10 | 0 | 0 | 74 | Pennsylvania Public Utility Commission 2013 Incremental Cost Database | 0 | 0 | 145 | Pennsylvania Public Utility Commission 2013 Incremental Cost Database | 0 | 0 | 71 | fixture |  | 71
Equipment | LED Traffic and Crosswalk Lighting | LED Crosswalk Sign | Energy Star Qualifying Crosswalk Sign | Commercial | Turnover | Institutional | FL Zone 2 | Per Fixture | 21.49% | 102.2 | 64.24 | 37.96 | 0.37143 | 10 | 0 | 0 | 74 | Pennsylvania Public Utility Commission 2013 Incremental Cost Database | 0 | 0 | 145 | Pennsylvania Public Utility Commission 2013 Incremental Cost Database | 0 | 0 | 71 | fixture |  | 71
Equipment | LED Traffic and Crosswalk Lighting | LED Crosswalk Sign | Energy Star Qualifying Crosswalk Sign | Commercial | Turnover | Lodging/Hospitality | FL Zone 2 | Per Fixture | 0% | 102.2 | 64.24 | 37.96 | 0.37143 | 10 | 0 | 0 | 74 | Pennsylvania Public Utility Commission 2013 Incremental Cost Database | 0 | 0 | 145 | Pennsylvania Public Utility Commission 2013 Incremental Cost Database | 0 | 0 | 71 | fixture |  | 71
Equipment | LED Traffic and Crosswalk Lighting | LED Crosswalk Sign | Energy Star Qualifying Crosswalk Sign | Commercial | Turnover | Miscellaneous | FL Zone 2 | Per Fixture | 0% | 102.2 | 64.24 | 37.96 | 0.37143 | 10 | 0 | 0 | 74 | Pennsylvania Public Utility Commission 2013 Incremental Cost Database | 0 | 0 | 145 | Pennsylvania Public Utility Commission 2013 Incremental Cost Database | 0 | 0 | 71 | fixture |  | 71
Equipment | LED Traffic and Crosswalk Lighting | LED Crosswalk Sign | Energy Star Qualifying Crosswalk Sign | Commercial | Turnover | Offices | FL Zone 2 | Per Fixture | 0% | 102.2 | 64.24 | 37.96 | 0.37143 | 10 | 0 | 0 | 74 | Pennsylvania Public Utility Commission 2013 Incremental Cost Database | 0 | 0 | 145 | Pennsylvania Public Utility Commission 2013 Incremental Cost Database | 0 | 0 | 71 | fixture |  | 71
Equipment | LED Traffic and Crosswalk Lighting | LED Crosswalk Sign | Energy Star Qualifying Crosswalk Sign | Commercial | Turnover | Restaurants | FL Zone 2 | Per Fixture | 0% | 102.2 | 64.24 | 37.96 | 0.37143 | 10 | 0 | 0 | 74 | Pennsylvania Public Utility Commission 2013 Incremental Cost Database | 0 | 0 | 145 | Pennsylvania Public Utility Commission 2013 Incremental Cost Database | 0 | 0 | 71 | fixture |  | 71
Equipment | LED Traffic and Crosswalk Lighting | LED Crosswalk Sign | Energy Star Qualifying Crosswalk Sign | Commercial | Turnover | Retail | FL Zone 2 | Per Fixture | 0% | 102.2 | 64.24 | 37.96 | 0.37143 | 10 | 0 | 0 | 74 | Pennsylvania Public Utility Commission 2013 Incremental Cost Database | 0 | 0 | 145 | Pennsylvania Public Utility Commission 2013 Incremental Cost Database | 0 | 0 | 71 | fixture |  | 71
Equipment | LED Traffic and Crosswalk Lighting | LED Crosswalk Sign | Energy Star Qualifying Crosswalk Sign | Commercial | Turnover | Schools K-12 | FL Zone 2 | Per Fixture | 0% | 102.2 | 64.24 | 37.96 | 0.37143 | 10 | 0 | 0 | 74 | Pennsylvania Public Utility Commission 2013 Incremental Cost Database | 0 | 0 | 145 | Pennsylvania Public Utility Commission 2013 Incremental Cost Database | 0 | 0 | 71 | fixture |  | 71
Equipment | LED Traffic and Crosswalk Lighting | LED Crosswalk Sign | Energy Star Qualifying Crosswalk Sign | Commercial | Turnover | Warehouse | FL Zone 2 | Per Fixture | 0% | 102.2 | 64.24 | 37.96 | 0.37143 | 10 | 0 | 0 | 74 | Pennsylvania Public Utility Commission 2013 Incremental Cost Database | 0 | 0 | 145 | Pennsylvania Public Utility Commission 2013 Incremental Cost Database | 0 | 0 | 71 | fixture |  | 71
Equipment | LED Traffic and Crosswalk Lighting | LED Crosswalk Sign | Energy Star Qualifying Crosswalk Sign | Commercial | New | Assembly | FL Zone 2 | Per Fixture | 0% | 102.2 | 64.24 | 37.96 | 0.37143 | 10 | 0 | 0 | 74 | Pennsylvania Public Utility Commission 2013 Incremental Cost Database | 0 | 0 | 145 | Pennsylvania Public Utility Commission 2013 Incremental Cost Database | 0 | 0 | 71 | fixture |  | 71
Equipment | LED Traffic and Crosswalk Lighting | LED Crosswalk Sign | Energy Star Qualifying Crosswalk Sign | Commercial | New | College and University | FL Zone 2 | Per Fixture | 0% | 102.2 | 64.24 | 37.96 | 0.37143 | 10 | 0 | 0 | 74 | Pennsylvania Public Utility Commission 2013 Incremental Cost Database | 0 | 0 | 145 | Pennsylvania Public Utility Commission 2013 Incremental Cost Database | 0 | 0 | 71 | fixture |  | 71
Equipment | LED Traffic and Crosswalk Lighting | LED Crosswalk Sign | Energy Star Qualifying Crosswalk Sign | Commercial | New | Grocery | FL Zone 2 | Per Fixture | 0% | 102.2 | 64.24 | 37.96 | 0.37143 | 10 | 0 | 0 | 74 | Pennsylvania Public Utility Commission 2013 Incremental Cost Database | 0 | 0 | 145 | Pennsylvania Public Utility Commission 2013 Incremental Cost Database | 0 | 0 | 71 | fixture |  | 71
Equipment | LED Traffic and Crosswalk Lighting | LED Crosswalk Sign | Energy Star Qualifying Crosswalk Sign | Commercial | New | Healthcare | FL Zone 2 | Per Fixture | 0% | 102.2 | 64.24 | 37.96 | 0.37143 | 10 | 0 | 0 | 74 | Pennsylvania Public Utility Commission 2013 Incremental Cost Database | 0 | 0 | 145 | Pennsylvania Public Utility Commission 2013 Incremental Cost Database | 0 | 0 | 71 | fixture |  | 71
Equipment | LED Traffic and Crosswalk Lighting | LED Crosswalk Sign | Energy Star Qualifying Crosswalk Sign | Commercial | New | Hospitals | FL Zone 2 | Per Fixture | 0% | 102.2 | 64.24 | 37.96 | 0.37143 | 10 | 0 | 0 | 74 | Pennsylvania Public Utility Commission 2013 Incremental Cost Database | 0 | 0 | 145 | Pennsylvania Public Utility Commission 2013 Incremental Cost Database | 0 | 0 | 71 | fixture |  | 71
Equipment | LED Traffic and Crosswalk Lighting | LED Crosswalk Sign | Energy Star Qualifying Crosswalk Sign | Commercial | New | Institutional | FL Zone 2 | Per Fixture | 21.49% | 102.2 | 64.24 | 37.96 | 0.37143 | 10 | 0 | 0 | 74 | Pennsylvania Public Utility Commission 2013 Incremental Cost Database | 0 | 0 | 145 | Pennsylvania Public Utility Commission 2013 Incremental Cost Database | 0 | 0 | 71 | fixture |  | 71
Equipment | LED Traffic and Crosswalk Lighting | LED Crosswalk Sign | Energy Star Qualifying Crosswalk Sign | Commercial | New | Lodging/Hospitality | FL Zone 2 | Per Fixture | 0% | 102.2 | 64.24 | 37.96 | 0.37143 | 10 | 0 | 0 | 74 | Pennsylvania Public Utility Commission 2013 Incremental Cost Database | 0 | 0 | 145 | Pennsylvania Public Utility Commission 2013 Incremental Cost Database | 0 | 0 | 71 | fixture |  | 71
Equipment | LED Traffic and Crosswalk Lighting | LED Crosswalk Sign | Energy Star Qualifying Crosswalk Sign | Commercial | New | Miscellaneous | FL Zone 2 | Per Fixture | 0% | 102.2 | 64.24 | 37.96 | 0.37143 | 10 | 0 | 0 | 74 | Pennsylvania Public Utility Commission 2013 Incremental Cost Database | 0 | 0 | 145 | Pennsylvania Public Utility Commission 2013 Incremental Cost Database | 0 | 0 | 71 | fixture |  | 71
Equipment | LED Traffic and Crosswalk Lighting | LED Crosswalk Sign | Energy Star Qualifying Crosswalk Sign | Commercial | New | Offices | FL Zone 2 | Per Fixture | 0% | 102.2 | 64.24 | 37.96 | 0.37143 | 10 | 0 | 0 | 74 | Pennsylvania Public Utility Commission 2013 Incremental Cost Database | 0 | 0 | 145 | Pennsylvania Public Utility Commission 2013 Incremental Cost Database | 0 | 0 | 71 | fixture |  | 71
Equipment | LED Traffic and Crosswalk Lighting | LED Crosswalk Sign | Energy Star Qualifying Crosswalk Sign | Commercial | New | Restaurants | FL Zone 2 | Per Fixture | 0% | 102.2 | 64.24 | 37.96 | 0.37143 | 10 | 0 | 0 | 74 | Pennsylvania Public Utility Commission 2013 Incremental Cost Database | 0 | 0 | 145 | Pennsylvania Public Utility Commission 2013 Incremental Cost Database | 0 | 0 | 71 | fixture |  | 71
Equipment | LED Traffic and Crosswalk Lighting | LED Crosswalk Sign | Energy Star Qualifying Crosswalk Sign | Commercial | New | Retail | FL Zone 2 | Per Fixture | 0% | 102.2 | 64.24 | 37.96 | 0.37143 | 10 | 0 | 0 | 74 | Pennsylvania Public Utility Commission 2013 Incremental Cost Database | 0 | 0 | 145 | Pennsylvania Public Utility Commission 2013 Incremental Cost Database | 0 | 0 | 71 | fixture |  | 71
Equipment | LED Traffic and Crosswalk Lighting | LED Crosswalk Sign | Energy Star Qualifying Crosswalk Sign | Commercial | New | Schools K-12 | FL Zone 2 | Per Fixture | 0% | 102.2 | 64.24 | 37.96 | 0.37143 | 10 | 0 | 0 | 74 | Pennsylvania Public Utility Commission 2013 Incremental Cost Database | 0 | 0 | 145 | Pennsylvania Public Utility Commission 2013 Incremental Cost Database | 0 | 0 | 71 | fixture |  | 71
Equipment | LED Traffic and Crosswalk Lighting | LED Crosswalk Sign | Energy Star Qualifying Crosswalk Sign | Commercial | New | Warehouse | FL Zone 2 | Per Fixture | 0% | 102.2 | 64.24 | 37.96 | 0.37143 | 10 | 0 | 0 | 74 | Pennsylvania Public Utility Commission 2013 Incremental Cost Database | 0 | 0 | 145 | Pennsylvania Public Utility Commission 2013 Incremental Cost Database | 0 | 0 | 71 | fixture |  | 71
Equipment | Geothermal Heat Pump | Geothermal Heat Pump, 10 tons | Code-Compliant New Construction PTHP, 10 Tons, 13.4 SEER, COP | Commercial | Turnover | Assembly | FL Zone 2 | Per Unit | 30.5% | 14736.026 | 11653.9232 | 3082.1028 | 0.20915 | 15 | 1.3254 | 1.018 | 707.1 | 14 SEER split system heat pump, rate at $707.1/ton, reference: https://www.theacoutlet.com/rp1536aj1na-rh1p3617stanja-3-ton-14-seer-rheem-ruud-heat-pump-system.html | 419.728 | rate at $85.08/per labor hour, assume 14.8 hour work for 3 ton system, reference: https://www.homewyse.com/costs/cost_of_heat_pump_systems.html | 1506.67 | rate at $1506.67/ton, reference: https://iwae.com/shop/3-ton-22-3-eer-2-stage-climatemaster-tranquility-22-geothermal-heat-pump-vertical-package-unit-ha16163.html | 4500 | https://www.remodelingcalculator.org/geothermal-heating-cooling-costs/ | 4879.842 | ton | 10 | 48798.42
Equipment | Geothermal Heat Pump | Geothermal Heat Pump, 10 tons | Code-Compliant New Construction PTHP, 10 Tons, 13.4 SEER, COP | Commercial | Turnover | College and University | FL Zone 2 | Per Unit | 30.5% | 16325.2272 | 12906.5876 | 3418.6395 | 0.20941 | 15 | 0.60103 | 0.56244 | 707.1 | 14 SEER split system heat pump, rate at $707.1/ton, reference: https://www.theacoutlet.com/rp1536aj1na-rh1p3617stanja-3-ton-14-seer-rheem-ruud-heat-pump-system.html | 419.728 | rate at $85.08/per labor hour, assume 14.8 hour work for 3 ton system, reference: https://www.homewyse.com/costs/cost_of_heat_pump_systems.html | 1506.67 | rate at $1506.67/ton, reference: https://iwae.com/shop/3-ton-22-3-eer-2-stage-climatemaster-tranquility-22-geothermal-heat-pump-vertical-package-unit-ha16163.html | 4500 | https://www.remodelingcalculator.org/geothermal-heating-cooling-costs/ | 4879.842 | ton | 10 | 48798.42
Equipment | Geothermal Heat Pump | Geothermal Heat Pump, 10 tons | Code-Compliant New Construction PTHP, 10 Tons, 13.4 SEER, COP | Commercial | Turnover | Grocery | FL Zone 2 | Per Unit | 30.5% | 8386.633 | 6676.804 | 1709.8289 | 0.20388 | 15 | 0.7353 | 0.56477 | 707.1 | 14 SEER split system heat pump, rate at $707.1/ton, reference: https://www.theacoutlet.com/rp1536aj1na-rh1p3617stanja-3-ton-14-seer-rheem-ruud-heat-pump-system.html | 419.728 | rate at $85.08/per labor hour, assume 14.8 hour work for 3 ton system, reference: https://www.homewyse.com/costs/cost_of_heat_pump_systems.html | 1506.67 | rate at $1506.67/ton, reference: https://iwae.com/shop/3-ton-22-3-eer-2-stage-climatemaster-tranquility-22-geothermal-heat-pump-vertical-package-unit-ha16163.html | 4500 | https://www.remodelingcalculator.org/geothermal-heating-cooling-costs/ | 4879.842 | ton | 10 | 48798.42
Equipment | Geothermal Heat Pump | Geothermal Heat Pump, 10 tons | Code-Compliant New Construction PTHP, 10 Tons, 13.4 SEER, COP | Commercial | Turnover | Healthcare | FL Zone 2 | Per Unit | 30.5% | 31936.9793 | 25234.1712 | 6702.8082 | 0.20988 | 15 | 2.8825 | 2.214 | 707.1 | 14 SEER split system heat pump, rate at $707.1/ton, reference: https://www.theacoutlet.com/rp1536aj1na-rh1p3617stanja-3-ton-14-seer-rheem-ruud-heat-pump-system.html | 419.728 | rate at $85.08/per labor hour, assume 14.8 hour work for 3 ton system, reference: https://www.homewyse.com/costs/cost_of_heat_pump_systems.html | 1506.67 | rate at $1506.67/ton, reference: https://iwae.com/shop/3-ton-22-3-eer-2-stage-climatemaster-tranquility-22-geothermal-heat-pump-vertical-package-unit-ha16163.html | 4500 | https://www.remodelingcalculator.org/geothermal-heating-cooling-costs/ | 4879.842 | ton | 10 | 48798.42
Equipment | Geothermal Heat Pump | Geothermal Heat Pump, 10 tons | Code-Compliant New Construction PTHP, 10 Tons, 13.4 SEER, COP | Commercial | Turnover | Hospitals | FL Zone 2 | Per Unit | 30.5% | 30315.5504 | 23964.4126 | 6351.1378 | 0.2095 | 15 | 1.1166 | 1.0449 | 707.1 | 14 SEER split system heat pump, rate at $707.1/ton, reference: https://www.theacoutlet.com/rp1536aj1na-rh1p3617stanja-3-ton-14-seer-rheem-ruud-heat-pump-system.html | 419.728 | rate at $85.08/per labor hour, assume 14.8 hour work for 3 ton system, reference: https://www.homewyse.com/costs/cost_of_heat_pump_systems.html | 1506.67 | rate at $1506.67/ton, reference: https://iwae.com/shop/3-ton-22-3-eer-2-stage-climatemaster-tranquility-22-geothermal-heat-pump-vertical-package-unit-ha16163.html | 4500 | https://www.remodelingcalculator.org/geothermal-heating-cooling-costs/ | 4879.842 | ton | 10 | 48798.42
Equipment | Geothermal Heat Pump | Geothermal Heat Pump, 10 tons | Code-Compliant New Construction PTHP, 10 Tons, 13.4 SEER, COP | Commercial | Turnover | Institutional | FL Zone 2 | Per Unit | 30.5% | 8029.9345 | 6363.0213 | 1666.9131 | 0.20759 | 15 | 0.71685 | 0.5506 | 707.1 | 14 SEER split system heat pump, rate at $707.1/ton, reference: https://www.theacoutlet.com/rp1536aj1na-rh1p3617stanja-3-ton-14-seer-rheem-ruud-heat-pump-system.html | 419.728 | rate at $85.08/per labor hour, assume 14.8 hour work for 3 ton system, reference: https://www.homewyse.com/costs/cost_of_heat_pump_systems.html | 1506.67 | rate at $1506.67/ton, reference: https://iwae.com/shop/3-ton-22-3-eer-2-stage-climatemaster-tranquility-22-geothermal-heat-pump-vertical-package-unit-ha16163.html | 4500 | https://www.remodelingcalculator.org/geothermal-heating-cooling-costs/ | 4879.842 | ton | 10 | 48798.42
Equipment | Geothermal Heat Pump | Geothermal Heat Pump, 10 tons | Code-Compliant New Construction PTHP, 10 Tons, 13.4 SEER, COP | Commercial | Turnover | Lodging/Hospitality | FL Zone 2 | Per Unit | 30.5% | 24216.3661 | 19128.816 | 5087.5501 | 0.21009 | 15 | 2.1879 | 1.6805 | 707.1 | 14 SEER split system heat pump, rate at $707.1/ton, reference: https://www.theacoutlet.com/rp1536aj1na-rh1p3617stanja-3-ton-14-seer-rheem-ruud-heat-pump-system.html | 419.728 | rate at $85.08/per labor hour, assume 14.8 hour work for 3 ton system, reference: https://www.homewyse.com/costs/cost_of_heat_pump_systems.html | 1506.67 | rate at $1506.67/ton, reference: https://iwae.com/shop/3-ton-22-3-eer-2-stage-climatemaster-tranquility-22-geothermal-heat-pump-vertical-package-unit-ha16163.html | 4500 | https://www.remodelingcalculator.org/geothermal-heating-cooling-costs/ | 4879.842 | ton | 10 | 48798.42
Equipment | Geothermal Heat Pump | Geothermal Heat Pump, 10 tons | Code-Compliant New Construction PTHP, 10 Tons, 13.4 SEER, COP | Commercial | Turnover | Miscellaneous | FL Zone 2 | Per Unit | 30.5% | 8229.1495 | 6507.74 | 1721.4094 | 0.20918 | 15 | 0.74028 | 0.5686 | 707.1 | 14 SEER split system heat pump, rate at $707.1/ton, reference: https://www.theacoutlet.com/rp1536aj1na-rh1p3617stanja-3-ton-14-seer-rheem-ruud-heat-pump-system.html | 419.728 | rate at $85.08/per labor hour, assume 14.8 hour work for 3 ton system, reference: https://www.homewyse.com/costs/cost_of_heat_pump_systems.html | 1506.67 | rate at $1506.67/ton, reference: https://iwae.com/shop/3-ton-22-3-eer-2-stage-climatemaster-tranquility-22-geothermal-heat-pump-vertical-package-unit-ha16163.html | 4500 | https://www.remodelingcalculator.org/geothermal-heating-cooling-costs/ | 4879.842 | ton | 10 | 48798.42
Equipment | Geothermal Heat Pump | Geothermal Heat Pump, 10 tons | Code-Compliant New Construction PTHP, 10 Tons, 13.4 SEER, COP | Commercial | Turnover | Offices | FL Zone 2 | Per Unit | 30.5% | 16470.851 | 13005.3711 | 3465.48 | 0.2104 | 15 | 1.4903 | 1.1447 | 707.1 | 14 SEER split system heat pump, rate at $707.1/ton, reference: https://www.theacoutlet.com/rp1536aj1na-rh1p3617stanja-3-ton-14-seer-rheem-ruud-heat-pump-system.html | 419.728 | rate at $85.08/per labor hour, assume 14.8 hour work for 3 ton system, reference: https://www.homewyse.com/costs/cost_of_heat_pump_systems.html | 1506.67 | rate at $1506.67/ton, reference: https://iwae.com/shop/3-ton-22-3-eer-2-stage-climatemaster-tranquility-22-geothermal-heat-pump-vertical-package-unit-ha16163.html | 4500 | https://www.remodelingcalculator.org/geothermal-heating-cooling-costs/ | 4879.842 | ton | 10 | 48798.42
Equipment | Geothermal Heat Pump | Geothermal Heat Pump, 10 tons | Code-Compliant New Construction PTHP, 10 Tons, 13.4 SEER, COP | Commercial | Turnover | Restaurants | FL Zone 2 | Per Unit | 30.5% | 24315.942 | 19308.5515 | 5007.3906 | 0.20593 | 15 | 2.1534 | 1.654 | 707.1 | 14 SEER split system heat pump, rate at $707.1/ton, reference: https://www.theacoutlet.com/rp1536aj1na-rh1p3617stanja-3-ton-14-seer-rheem-ruud-heat-pump-system.html | 419.728 | rate at $85.08/per labor hour, assume 14.8 hour work for 3 ton system, reference: https://www.homewyse.com/costs/cost_of_heat_pump_systems.html | 1506.67 | rate at $1506.67/ton, reference: https://iwae.com/shop/3-ton-22-3-eer-2-stage-climatemaster-tranquility-22-geothermal-heat-pump-vertical-package-unit-ha16163.html | 4500 | https://www.remodelingcalculator.org/geothermal-heating-cooling-costs/ | 4879.842 | ton | 10 | 48798.42
Equipment | Geothermal Heat Pump | Geothermal Heat Pump, 10 tons | Code-Compliant New Construction PTHP, 10 Tons, 13.4 SEER, COP | Commercial | Turnover | Retail | FL Zone 2 | Per Unit | 30.5% | 18935.7857 | 15014.7912 | 3920.9945 | 0.20707 | 15 | 1.6862 | 1.2951 | 707.1 | 14 SEER split system heat pump, rate at $707.1/ton, reference: https://www.theacoutlet.com/rp1536aj1na-rh1p3617stanja-3-ton-14-seer-rheem-ruud-heat-pump-system.html | 419.728 | rate at $85.08/per labor hour, assume 14.8 hour work for 3 ton system, reference: https://www.homewyse.com/costs/cost_of_heat_pump_systems.html | 1506.67 | rate at $1506.67/ton, reference: https://iwae.com/shop/3-ton-22-3-eer-2-stage-climatemaster-tranquility-22-geothermal-heat-pump-vertical-package-unit-ha16163.html | 4500 | https://www.remodelingcalculator.org/geothermal-heating-cooling-costs/ | 4879.842 | ton | 10 | 48798.42
Equipment | Geothermal Heat Pump | Geothermal Heat Pump, 10 tons | Code-Compliant New Construction PTHP, 10 Tons, 13.4 SEER, COP | Commercial | Turnover | Schools K-12 | FL Zone 2 | Per Unit | 30.5% | 16485.3859 | 13076.2217 | 3409.1643 | 0.2068 | 15 | 1.4661 | 1.1261 | 707.1 | 14 SEER split system heat pump, rate at $707.1/ton, reference: https://www.theacoutlet.com/rp1536aj1na-rh1p3617stanja-3-ton-14-seer-rheem-ruud-heat-pump-system.html | 419.728 | rate at $85.08/per labor hour, assume 14.8 hour work for 3 ton system, reference: https://www.homewyse.com/costs/cost_of_heat_pump_systems.html | 1506.67 | rate at $1506.67/ton, reference: https://iwae.com/shop/3-ton-22-3-eer-2-stage-climatemaster-tranquility-22-geothermal-heat-pump-vertical-package-unit-ha16163.html | 4500 | https://www.remodelingcalculator.org/geothermal-heating-cooling-costs/ | 4879.842 | ton | 10 | 48798.42
Equipment | Geothermal Heat Pump | Geothermal Heat Pump, 10 tons | Code-Compliant New Construction PTHP, 10 Tons, 13.4 SEER, COP | Commercial | Turnover | Warehouse | FL Zone 2 | Per Unit | 30.5% | 3639.3589 | 2889.9051 | 749.4538 | 0.20593 | 15 | 0.3223 | 0.24755 | 707.1 | 14 SEER split system heat pump, rate at $707.1/ton, reference: https://www.theacoutlet.com/rp1536aj1na-rh1p3617stanja-3-ton-14-seer-rheem-ruud-heat-pump-system.html | 419.728 | rate at $85.08/per labor hour, assume 14.8 hour work for 3 ton system, reference: https://www.homewyse.com/costs/cost_of_heat_pump_systems.html | 1506.67 | rate at $1506.67/ton, reference: https://iwae.com/shop/3-ton-22-3-eer-2-stage-climatemaster-tranquility-22-geothermal-heat-pump-vertical-package-unit-ha16163.html | 4500 | https://www.remodelingcalculator.org/geothermal-heating-cooling-costs/ | 4879.842 | ton | 10 | 48798.42
Equipment | Geothermal Heat Pump | Geothermal Heat Pump, 10 tons | Code-Compliant New Construction PTHP, 10 Tons, 13.4 SEER, COP | Commercial | New | Assembly | FL Zone 2 | Per Unit | 30.5% | 14736.026 | 11653.9232 | 3082.1028 | 0.20915 | 15 | 1.3254 | 1.018 | 707.1 | 14 SEER split system heat pump, rate at $707.1/ton, reference: https://www.theacoutlet.com/rp1536aj1na-rh1p3617stanja-3-ton-14-seer-rheem-ruud-heat-pump-system.html | 419.728 | rate at $85.08/per labor hour, assume 14.8 hour work for 3 ton system, reference: https://www.homewyse.com/costs/cost_of_heat_pump_systems.html | 1506.67 | rate at $1506.67/ton, reference: https://iwae.com/shop/3-ton-22-3-eer-2-stage-climatemaster-tranquility-22-geothermal-heat-pump-vertical-package-unit-ha16163.html | 4500 | https://www.remodelingcalculator.org/geothermal-heating-cooling-costs/ | 4879.842 | ton | 10 | 48798.42
Equipment | Geothermal Heat Pump | Geothermal Heat Pump, 10 tons | Code-Compliant New Construction PTHP, 10 Tons, 13.4 SEER, COP | Commercial | New | College and University | FL Zone 2 | Per Unit | 30.5% | 16325.2272 | 12906.5876 | 3418.6395 | 0.20941 | 15 | 0.60103 | 0.56244 | 707.1 | 14 SEER split system heat pump, rate at $707.1/ton, reference: https://www.theacoutlet.com/rp1536aj1na-rh1p3617stanja-3-ton-14-seer-rheem-ruud-heat-pump-system.html | 419.728 | rate at $85.08/per labor hour, assume 14.8 hour work for 3 ton system, reference: https://www.homewyse.com/costs/cost_of_heat_pump_systems.html | 1506.67 | rate at $1506.67/ton, reference: https://iwae.com/shop/3-ton-22-3-eer-2-stage-climatemaster-tranquility-22-geothermal-heat-pump-vertical-package-unit-ha16163.html | 4500 | https://www.remodelingcalculator.org/geothermal-heating-cooling-costs/ | 4879.842 | ton | 10 | 48798.42
Equipment | Geothermal Heat Pump | Geothermal Heat Pump, 10 tons | Code-Compliant New Construction PTHP, 10 Tons, 13.4 SEER, COP | Commercial | New | Grocery | FL Zone 2 | Per Unit | 30.5% | 8386.633 | 6676.804 | 1709.8289 | 0.20388 | 15 | 0.7353 | 0.56477 | 707.1 | 14 SEER split system heat pump, rate at $707.1/ton, reference: https://www.theacoutlet.com/rp1536aj1na-rh1p3617stanja-3-ton-14-seer-rheem-ruud-heat-pump-system.html | 419.728 | rate at $85.08/per labor hour, assume 14.8 hour work for 3 ton system, reference: https://www.homewyse.com/costs/cost_of_heat_pump_systems.html | 1506.67 | rate at $1506.67/ton, reference: https://iwae.com/shop/3-ton-22-3-eer-2-stage-climatemaster-tranquility-22-geothermal-heat-pump-vertical-package-unit-ha16163.html | 4500 | https://www.remodelingcalculator.org/geothermal-heating-cooling-costs/ | 4879.842 | ton | 10 | 48798.42
Equipment | Geothermal Heat Pump | Geothermal Heat Pump, 10 tons | Code-Compliant New Construction PTHP, 10 Tons, 13.4 SEER, COP | Commercial | New | Healthcare | FL Zone 2 | Per Unit | 30.5% | 31936.9793 | 25234.1712 | 6702.8082 | 0.20988 | 15 | 2.8825 | 2.214 | 707.1 | 14 SEER split system heat pump, rate at $707.1/ton, reference: https://www.theacoutlet.com/rp1536aj1na-rh1p3617stanja-3-ton-14-seer-rheem-ruud-heat-pump-system.html | 419.728 | rate at $85.08/per labor hour, assume 14.8 hour work for 3 ton system, reference: https://www.homewyse.com/costs/cost_of_heat_pump_systems.html | 1506.67 | rate at $1506.67/ton, reference: https://iwae.com/shop/3-ton-22-3-eer-2-stage-climatemaster-tranquility-22-geothermal-heat-pump-vertical-package-unit-ha16163.html | 4500 | https://www.remodelingcalculator.org/geothermal-heating-cooling-costs/ | 4879.842 | ton | 10 | 48798.42
Equipment | Geothermal Heat Pump | Geothermal Heat Pump, 10 tons | Code-Compliant New Construction PTHP, 10 Tons, 13.4 SEER, COP | Commercial | New | Hospitals | FL Zone 2 | Per Unit | 30.5% | 30315.5504 | 23964.4126 | 6351.1378 | 0.2095 | 15 | 1.1166 | 1.0449 | 707.1 | 14 SEER split system heat pump, rate at $707.1/ton, reference: https://www.theacoutlet.com/rp1536aj1na-rh1p3617stanja-3-ton-14-seer-rheem-ruud-heat-pump-system.html | 419.728 | rate at $85.08/per labor hour, assume 14.8 hour work for 3 ton system, reference: https://www.homewyse.com/costs/cost_of_heat_pump_systems.html | 1506.67 | rate at $1506.67/ton, reference: https://iwae.com/shop/3-ton-22-3-eer-2-stage-climatemaster-tranquility-22-geothermal-heat-pump-vertical-package-unit-ha16163.html | 4500 | https://www.remodelingcalculator.org/geothermal-heating-cooling-costs/ | 4879.842 | ton | 10 | 48798.42
Equipment | Geothermal Heat Pump | Geothermal Heat Pump, 10 tons | Code-Compliant New Construction PTHP, 10 Tons, 13.4 SEER, COP | Commercial | New | Institutional | FL Zone 2 | Per Unit | 30.5% | 8029.9345 | 6363.0213 | 1666.9131 | 0.20759 | 15 | 0.71685 | 0.5506 | 707.1 | 14 SEER split system heat pump, rate at $707.1/ton, reference: https://www.theacoutlet.com/rp1536aj1na-rh1p3617stanja-3-ton-14-seer-rheem-ruud-heat-pump-system.html | 419.728 | rate at $85.08/per labor hour, assume 14.8 hour work for 3 ton system, reference: https://www.homewyse.com/costs/cost_of_heat_pump_systems.html | 1506.67 | rate at $1506.67/ton, reference: https://iwae.com/shop/3-ton-22-3-eer-2-stage-climatemaster-tranquility-22-geothermal-heat-pump-vertical-package-unit-ha16163.html | 4500 | https://www.remodelingcalculator.org/geothermal-heating-cooling-costs/ | 4879.842 | ton | 10 | 48798.42
Equipment | Geothermal Heat Pump | Geothermal Heat Pump, 10 tons | Code-Compliant New Construction PTHP, 10 Tons, 13.4 SEER, COP | Commercial | New | Lodging/Hospitality | FL Zone 2 | Per Unit | 30.5% | 24216.3661 | 19128.816 | 5087.5501 | 0.21009 | 15 | 2.1879 | 1.6805 | 707.1 | 14 SEER split system heat pump, rate at $707.1/ton, reference: https://www.theacoutlet.com/rp1536aj1na-rh1p3617stanja-3-ton-14-seer-rheem-ruud-heat-pump-system.html | 419.728 | rate at $85.08/per labor hour, assume 14.8 hour work for 3 ton system, reference: https://www.homewyse.com/costs/cost_of_heat_pump_systems.html | 1506.67 | rate at $1506.67/ton, reference: https://iwae.com/shop/3-ton-22-3-eer-2-stage-climatemaster-tranquility-22-geothermal-heat-pump-vertical-package-unit-ha16163.html | 4500 | https://www.remodelingcalculator.org/geothermal-heating-cooling-costs/ | 4879.842 | ton | 10 | 48798.42
Equipment | Geothermal Heat Pump | Geothermal Heat Pump, 10 tons | Code-Compliant New Construction PTHP, 10 Tons, 13.4 SEER, COP | Commercial | New | Miscellaneous | FL Zone 2 | Per Unit | 30.5% | 8229.1495 | 6507.74 | 1721.4094 | 0.20918 | 15 | 0.74028 | 0.5686 | 707.1 | 14 SEER split system heat pump, rate at $707.1/ton, reference: https://www.theacoutlet.com/rp1536aj1na-rh1p3617stanja-3-ton-14-seer-rheem-ruud-heat-pump-system.html | 419.728 | rate at $85.08/per labor hour, assume 14.8 hour work for 3 ton system, reference: https://www.homewyse.com/costs/cost_of_heat_pump_systems.html | 1506.67 | rate at $1506.67/ton, reference: https://iwae.com/shop/3-ton-22-3-eer-2-stage-climatemaster-tranquility-22-geothermal-heat-pump-vertical-package-unit-ha16163.html | 4500 | https://www.remodelingcalculator.org/geothermal-heating-cooling-costs/ | 4879.842 | ton | 10 | 48798.42
Equipment | Geothermal Heat Pump | Geothermal Heat Pump, 10 tons | Code-Compliant New Construction PTHP, 10 Tons, 13.4 SEER, COP | Commercial | New | Offices | FL Zone 2 | Per Unit | 30.5% | 16470.851 | 13005.3711 | 3465.48 | 0.2104 | 15 | 1.4903 | 1.1447 | 707.1 | 14 SEER split system heat pump, rate at $707.1/ton, reference: https://www.theacoutlet.com/rp1536aj1na-rh1p3617stanja-3-ton-14-seer-rheem-ruud-heat-pump-system.html | 419.728 | rate at $85.08/per labor hour, assume 14.8 hour work for 3 ton system, reference: https://www.homewyse.com/costs/cost_of_heat_pump_systems.html | 1506.67 | rate at $1506.67/ton, reference: https://iwae.com/shop/3-ton-22-3-eer-2-stage-climatemaster-tranquility-22-geothermal-heat-pump-vertical-package-unit-ha16163.html | 4500 | https://www.remodelingcalculator.org/geothermal-heating-cooling-costs/ | 4879.842 | ton | 10 | 48798.42
Equipment | Geothermal Heat Pump | Geothermal Heat Pump, 10 tons | Code-Compliant New Construction PTHP, 10 Tons, 13.4 SEER, COP | Commercial | New | Restaurants | FL Zone 2 | Per Unit | 30.5% | 24315.942 | 19308.5515 | 5007.3906 | 0.20593 | 15 | 2.1534 | 1.654 | 707.1 | 14 SEER split system heat pump, rate at $707.1/ton, reference: https://www.theacoutlet.com/rp1536aj1na-rh1p3617stanja-3-ton-14-seer-rheem-ruud-heat-pump-system.html | 419.728 | rate at $85.08/per labor hour, assume 14.8 hour work for 3 ton system, reference: https://www.homewyse.com/costs/cost_of_heat_pump_systems.html | 1506.67 | rate at $1506.67/ton, reference: https://iwae.com/shop/3-ton-22-3-eer-2-stage-climatemaster-tranquility-22-geothermal-heat-pump-vertical-package-unit-ha16163.html | 4500 | https://www.remodelingcalculator.org/geothermal-heating-cooling-costs/ | 4879.842 | ton | 10 | 48798.42
Equipment | Geothermal Heat Pump | Geothermal Heat Pump, 10 tons | Code-Compliant New Construction PTHP, 10 Tons, 13.4 SEER, COP | Commercial | New | Retail | FL Zone 2 | Per Unit | 30.5% | 18935.7857 | 15014.7912 | 3920.9945 | 0.20707 | 15 | 1.6862 | 1.2951 | 707.1 | 14 SEER split system heat pump, rate at $707.1/ton, reference: https://www.theacoutlet.com/rp1536aj1na-rh1p3617stanja-3-ton-14-seer-rheem-ruud-heat-pump-system.html | 419.728 | rate at $85.08/per labor hour, assume 14.8 hour work for 3 ton system, reference: https://www.homewyse.com/costs/cost_of_heat_pump_systems.html | 1506.67 | rate at $1506.67/ton, reference: https://iwae.com/shop/3-ton-22-3-eer-2-stage-climatemaster-tranquility-22-geothermal-heat-pump-vertical-package-unit-ha16163.html | 4500 | https://www.remodelingcalculator.org/geothermal-heating-cooling-costs/ | 4879.842 | ton | 10 | 48798.42
Equipment | Geothermal Heat Pump | Geothermal Heat Pump, 10 tons | Code-Compliant New Construction PTHP, 10 Tons, 13.4 SEER, COP | Commercial | New | Schools K-12 | FL Zone 2 | Per Unit | 30.5% | 16485.3859 | 13076.2217 | 3409.1643 | 0.2068 | 15 | 1.4661 | 1.1261 | 707.1 | 14 SEER split system heat pump, rate at $707.1/ton, reference: https://www.theacoutlet.com/rp1536aj1na-rh1p3617stanja-3-ton-14-seer-rheem-ruud-heat-pump-system.html | 419.728 | rate at $85.08/per labor hour, assume 14.8 hour work for 3 ton system, reference: https://www.homewyse.com/costs/cost_of_heat_pump_systems.html | 1506.67 | rate at $1506.67/ton, reference: https://iwae.com/shop/3-ton-22-3-eer-2-stage-climatemaster-tranquility-22-geothermal-heat-pump-vertical-package-unit-ha16163.html | 4500 | https://www.remodelingcalculator.org/geothermal-heating-cooling-costs/ | 4879.842 | ton | 10 | 48798.42
Equipment | Geothermal Heat Pump | Geothermal Heat Pump, 10 tons | Code-Compliant New Construction PTHP, 10 Tons, 13.4 SEER, COP | Commercial | New | Warehouse | FL Zone 2 | Per Unit | 30.5% | 3639.3589 | 2889.9051 | 749.4538 | 0.20593 | 15 | 0.3223 | 0.24755 | 707.1 | 14 SEER split system heat pump, rate at $707.1/ton, reference: https://www.theacoutlet.com/rp1536aj1na-rh1p3617stanja-3-ton-14-seer-rheem-ruud-heat-pump-system.html | 419.728 | rate at $85.08/per labor hour, assume 14.8 hour work for 3 ton system, reference: https://www.homewyse.com/costs/cost_of_heat_pump_systems.html | 1506.67 | rate at $1506.67/ton, reference: https://iwae.com/shop/3-ton-22-3-eer-2-stage-climatemaster-tranquility-22-geothermal-heat-pump-vertical-package-unit-ha16163.html | 4500 | https://www.remodelingcalculator.org/geothermal-heating-cooling-costs/ | 4879.842 | ton | 10 | 48798.42
Equipment | High Efficiency Chiller (Air Cooled, 50 tons) | High Efficiency Chiller (Air Cooled, 50 tons) | Code-Compliant Air Cooled Positive Displacement Chiller, 50 Tons, 12.5 EER | Commercial | Turnover | Assembly | FL Zone 2 | Per Unit | 31.91% | 155708.8128 | 142070.0847 | 13638.7281 | 0.087591 | 20 | 3.8818 | 3.9394 | 0 | Reference source included incremental cost only | 0 | 0 | 6800 | Mid-Atlantic TRM V7.0, 2017 | 0 | 0 | 6800 | unit (50 tons) |  | 6800
Equipment | High Efficiency Chiller (Air Cooled, 50 tons) | High Efficiency Chiller (Air Cooled, 50 tons) | Code-Compliant Air Cooled Positive Displacement Chiller, 50 Tons, 12.5 EER | Commercial | Turnover | College and University | FL Zone 2 | Per Unit | 28.37% | 172745.0487 | 157614.0955 | 15130.9532 | 0.087591 | 20 | 4.3065 | 4.3704 | 0 | Reference source included incremental cost only | 0 | 0 | 6800 | Mid-Atlantic TRM V7.0, 2017 | 0 | 0 | 6800 | unit (50 tons) |  | 6800
Equipment | High Efficiency Chiller (Air Cooled, 50 tons) | High Efficiency Chiller (Air Cooled, 50 tons) | Code-Compliant Air Cooled Positive Displacement Chiller, 50 Tons, 12.5 EER | Commercial | Turnover | Grocery | FL Zone 2 | Per Unit | 28.37% | 86015.1208 | 78480.9496 | 7534.1712 | 0.087591 | 20 | 2.1443 | 2.1761 | 0 | Reference source included incremental cost only | 0 | 0 | 6800 | Mid-Atlantic TRM V7.0, 2017 | 0 | 0 | 6800 | unit (50 tons) |  | 6800
Equipment | High Efficiency Chiller (Air Cooled, 50 tons) | High Efficiency Chiller (Air Cooled, 50 tons) | Code-Compliant Air Cooled Positive Displacement Chiller, 50 Tons, 12.5 EER | Commercial | Turnover | Healthcare | FL Zone 2 | Per Unit | 28.37% | 338818.5644 | 309141.0259 | 29677.5385 | 0.087591 | 20 | 8.4466 | 8.5719 | 0 | Reference source included incremental cost only | 0 | 0 | 6800 | Mid-Atlantic TRM V7.0, 2017 | 0 | 0 | 6800 | unit (50 tons) |  | 6800
Equipment | High Efficiency Chiller (Air Cooled, 50 tons) | High Efficiency Chiller (Air Cooled, 50 tons) | Code-Compliant Air Cooled Positive Displacement Chiller, 50 Tons, 12.5 EER | Commercial | Turnover | Hospitals | FL Zone 2 | Per Unit | 31.91% | 320948.3869 | 292836.1195 | 28112.2675 | 0.087591 | 20 | 8.0011 | 8.1198 | 0 | Reference source included incremental cost only | 0 | 0 | 6800 | Mid-Atlantic TRM V7.0, 2017 | 0 | 0 | 6800 | unit (50 tons) |  | 6800
Equipment | High Efficiency Chiller (Air Cooled, 50 tons) | High Efficiency Chiller (Air Cooled, 50 tons) | Code-Compliant Air Cooled Positive Displacement Chiller, 50 Tons, 12.5 EER | Commercial | Turnover | Institutional | FL Zone 2 | Per Unit | 31.91% | 84108.9685 | 76741.7596 | 7367.2089 | 0.087591 | 20 | 2.0968 | 2.1279 | 0 | Reference source included incremental cost only | 0 | 0 | 6800 | Mid-Atlantic TRM V7.0, 2017 | 0 | 0 | 6800 | unit (50 tons) |  | 6800
Equipment | High Efficiency Chiller (Air Cooled, 50 tons) | High Efficiency Chiller (Air Cooled, 50 tons) | Code-Compliant Air Cooled Positive Displacement Chiller, 50 Tons, 12.5 EER | Commercial | Turnover | Lodging/Hospitality | FL Zone 2 | Per Unit | 28.37% | 257211.4207 | 234681.9532 | 22529.4675 | 0.087591 | 20 | 6.4122 | 6.5073 | 0 | Reference source included incremental cost only | 0 | 0 | 6800 | Mid-Atlantic TRM V7.0, 2017 | 0 | 0 | 6800 | unit (50 tons) |  | 6800
Equipment | High Efficiency Chiller (Air Cooled, 50 tons) | High Efficiency Chiller (Air Cooled, 50 tons) | Code-Compliant Air Cooled Positive Displacement Chiller, 50 Tons, 12.5 EER | Commercial | Turnover | Miscellaneous | FL Zone 2 | Per Unit | 28.37% | 86968.1969 | 79350.5446 | 7617.6523 | 0.087591 | 20 | 2.1681 | 2.2003 | 0 | Reference source included incremental cost only | 0 | 0 | 6800 | Mid-Atlantic TRM V7.0, 2017 | 0 | 0 | 6800 | unit (50 tons) |  | 6800
Equipment | High Efficiency Chiller (Air Cooled, 50 tons) | High Efficiency Chiller (Air Cooled, 50 tons) | Code-Compliant Air Cooled Positive Displacement Chiller, 50 Tons, 12.5 EER | Commercial | Turnover | Offices | FL Zone 2 | Per Unit | 31.91% | 175246.8735 | 159896.7824 | 15350.0911 | 0.087591 | 20 | 4.3689 | 4.4337 | 0 | Reference source included incremental cost only | 0 | 0 | 6800 | Mid-Atlantic TRM V7.0, 2017 | 0 | 0 | 6800 | unit (50 tons) |  | 6800
Equipment | High Efficiency Chiller (Air Cooled, 50 tons) | High Efficiency Chiller (Air Cooled, 50 tons) | Code-Compliant Air Cooled Positive Displacement Chiller, 50 Tons, 12.5 EER | Commercial | Turnover | Restaurants | FL Zone 2 | Per Unit | 28.37% | 252326.9056 | 230225.2788 | 22101.6268 | 0.087591 | 20 | 6.2904 | 6.3837 | 0 | Reference source included incremental cost only | 0 | 0 | 6800 | Mid-Atlantic TRM V7.0, 2017 | 0 | 0 | 6800 | unit (50 tons) |  | 6800
Equipment | High Efficiency Chiller (Air Cooled, 50 tons) | High Efficiency Chiller (Air Cooled, 50 tons) | Code-Compliant Air Cooled Positive Displacement Chiller, 50 Tons, 12.5 EER | Commercial | Turnover | Retail | FL Zone 2 | Per Unit | 28.37% | 197763.2971 | 180440.9645 | 17322.3326 | 0.087591 | 20 | 4.9302 | 5.0033 | 0 | Reference source included incremental cost only | 0 | 0 | 6800 | Mid-Atlantic TRM V7.0, 2017 | 0 | 0 | 6800 | unit (50 tons) |  | 6800
Equipment | High Efficiency Chiller (Air Cooled, 50 tons) | High Efficiency Chiller (Air Cooled, 50 tons) | Code-Compliant Air Cooled Positive Displacement Chiller, 50 Tons, 12.5 EER | Commercial | Turnover | Schools K-12 | FL Zone 2 | Per Unit | 28.37% | 171911.107 | 156853.1999 | 15057.9072 | 0.087591 | 20 | 4.2857 | 4.3493 | 0 | Reference source included incremental cost only | 0 | 0 | 6800 | Mid-Atlantic TRM V7.0, 2017 | 0 | 0 | 6800 | unit (50 tons) |  | 6800
Equipment | High Efficiency Chiller (Air Cooled, 50 tons) | High Efficiency Chiller (Air Cooled, 50 tons) | Code-Compliant Air Cooled Positive Displacement Chiller, 50 Tons, 12.5 EER | Commercial | Turnover | Warehouse | FL Zone 2 | Per Unit | 28.37% | 37765.6417 | 34457.7023 | 3307.9394 | 0.087591 | 20 | 0.94149 | 0.95545 | 0 | Reference source included incremental cost only | 0 | 0 | 6800 | Mid-Atlantic TRM V7.0, 2017 | 0 | 0 | 6800 | unit (50 tons) |  | 6800
Equipment | High Efficiency Chiller (Air Cooled, 50 tons) | High Efficiency Chiller (Air Cooled, 50 tons) | Code-Compliant Air Cooled Positive Displacement Chiller, 50 Tons, 12.5 EER | Commercial | New | Assembly | FL Zone 2 | Per Unit | 31.91% | 155708.8128 | 142070.0847 | 13638.7281 | 0.087591 | 20 | 3.8818 | 3.9394 | 0 | Reference source included incremental cost only | 0 | 0 | 6800 | Mid-Atlantic TRM V7.0, 2017 | 0 | 0 | 6800 | unit (50 tons) |  | 6800
Equipment | High Efficiency Chiller (Air Cooled, 50 tons) | High Efficiency Chiller (Air Cooled, 50 tons) | Code-Compliant Air Cooled Positive Displacement Chiller, 50 Tons, 12.5 EER | Commercial | New | College and University | FL Zone 2 | Per Unit | 28.37% | 172745.0487 | 157614.0955 | 15130.9532 | 0.087591 | 20 | 4.3065 | 4.3704 | 0 | Reference source included incremental cost only | 0 | 0 | 6800 | Mid-Atlantic TRM V7.0, 2017 | 0 | 0 | 6800 | unit (50 tons) |  | 6800
Equipment | High Efficiency Chiller (Air Cooled, 50 tons) | High Efficiency Chiller (Air Cooled, 50 tons) | Code-Compliant Air Cooled Positive Displacement Chiller, 50 Tons, 12.5 EER | Commercial | New | Grocery | FL Zone 2 | Per Unit | 28.37% | 86015.1208 | 78480.9496 | 7534.1712 | 0.087591 | 20 | 2.1443 | 2.1761 | 0 | Reference source included incremental cost only | 0 | 0 | 6800 | Mid-Atlantic TRM V7.0, 2017 | 0 | 0 | 6800 | unit (50 tons) |  | 6800
Equipment | High Efficiency Chiller (Air Cooled, 50 tons) | High Efficiency Chiller (Air Cooled, 50 tons) | Code-Compliant Air Cooled Positive Displacement Chiller, 50 Tons, 12.5 EER | Commercial | New | Healthcare | FL Zone 2 | Per Unit | 28.37% | 338818.5644 | 309141.0259 | 29677.5385 | 0.087591 | 20 | 8.4466 | 8.5719 | 0 | Reference source included incremental cost only | 0 | 0 | 6800 | Mid-Atlantic TRM V7.0, 2017 | 0 | 0 | 6800 | unit (50 tons) |  | 6800
Equipment | High Efficiency Chiller (Air Cooled, 50 tons) | High Efficiency Chiller (Air Cooled, 50 tons) | Code-Compliant Air Cooled Positive Displacement Chiller, 50 Tons, 12.5 EER | Commercial | New | Hospitals | FL Zone 2 | Per Unit | 31.91% | 320948.3869 | 292836.1195 | 28112.2675 | 0.087591 | 20 | 8.0011 | 8.1198 | 0 | Reference source included incremental cost only | 0 | 0 | 6800 | Mid-Atlantic TRM V7.0, 2017 | 0 | 0 | 6800 | unit (50 tons) |  | 6800
Equipment | High Efficiency Chiller (Air Cooled, 50 tons) | High Efficiency Chiller (Air Cooled, 50 tons) | Code-Compliant Air Cooled Positive Displacement Chiller, 50 Tons, 12.5 EER | Commercial | New | Institutional | FL Zone 2 | Per Unit | 31.91% | 84108.9685 | 76741.7596 | 7367.2089 | 0.087591 | 20 | 2.0968 | 2.1279 | 0 | Reference source included incremental cost only | 0 | 0 | 6800 | Mid-Atlantic TRM V7.0, 2017 | 0 | 0 | 6800 | unit (50 tons) |  | 6800
Equipment | High Efficiency Chiller (Air Cooled, 50 tons) | High Efficiency Chiller (Air Cooled, 50 tons) | Code-Compliant Air Cooled Positive Displacement Chiller, 50 Tons, 12.5 EER | Commercial | New | Lodging/Hospitality | FL Zone 2 | Per Unit | 28.37% | 257211.4207 | 234681.9532 | 22529.4675 | 0.087591 | 20 | 6.4122 | 6.5073 | 0 | Reference source included incremental cost only | 0 | 0 | 6800 | Mid-Atlantic TRM V7.0, 2017 | 0 | 0 | 6800 | unit (50 tons) |  | 6800
Equipment | High Efficiency Chiller (Air Cooled, 50 tons) | High Efficiency Chiller (Air Cooled, 50 tons) | Code-Compliant Air Cooled Positive Displacement Chiller, 50 Tons, 12.5 EER | Commercial | New | Miscellaneous | FL Zone 2 | Per Unit | 28.37% | 86968.1969 | 79350.5446 | 7617.6523 | 0.087591 | 20 | 2.1681 | 2.2003 | 0 | Reference source included incremental cost only | 0 | 0 | 6800 | Mid-Atlantic TRM V7.0, 2017 | 0 | 0 | 6800 | unit (50 tons) |  | 6800
Equipment | High Efficiency Chiller (Air Cooled, 50 tons) | High Efficiency Chiller (Air Cooled, 50 tons) | Code-Compliant Air Cooled Positive Displacement Chiller, 50 Tons, 12.5 EER | Commercial | New | Offices | FL Zone 2 | Per Unit | 31.91% | 175246.8735 | 159896.7824 | 15350.0911 | 0.087591 | 20 | 4.3689 | 4.4337 | 0 | Reference source included incremental cost only | 0 | 0 | 6800 | Mid-Atlantic TRM V7.0, 2017 | 0 | 0 | 6800 | unit (50 tons) |  | 6800
Equipment | High Efficiency Chiller (Air Cooled, 50 tons) | High Efficiency Chiller (Air Cooled, 50 tons) | Code-Compliant Air Cooled Positive Displacement Chiller, 50 Tons, 12.5 EER | Commercial | New | Restaurants | FL Zone 2 | Per Unit | 28.37% | 252326.9056 | 230225.2788 | 22101.6268 | 0.087591 | 20 | 6.2904 | 6.3837 | 0 | Reference source included incremental cost only | 0 | 0 | 6800 | Mid-Atlantic TRM V7.0, 2017 | 0 | 0 | 6800 | unit (50 tons) |  | 6800
Equipment | High Efficiency Chiller (Air Cooled, 50 tons) | High Efficiency Chiller (Air Cooled, 50 tons) | Code-Compliant Air Cooled Positive Displacement Chiller, 50 Tons, 12.5 EER | Commercial | New | Retail | FL Zone 2 | Per Unit | 28.37% | 197763.2971 | 180440.9645 | 17322.3326 | 0.087591 | 20 | 4.9302 | 5.0033 | 0 | Reference source included incremental cost only | 0 | 0 | 6800 | Mid-Atlantic TRM V7.0, 2017 | 0 | 0 | 6800 | unit (50 tons) |  | 6800
Equipment | High Efficiency Chiller (Air Cooled, 50 tons) | High Efficiency Chiller (Air Cooled, 50 tons) | Code-Compliant Air Cooled Positive Displacement Chiller, 50 Tons, 12.5 EER | Commercial | New | Schools K-12 | FL Zone 2 | Per Unit | 28.37% | 171911.107 | 156853.1999 | 15057.9072 | 0.087591 | 20 | 4.2857 | 4.3493 | 0 | Reference source included incremental cost only | 0 | 0 | 6800 | Mid-Atlantic TRM V7.0, 2017 | 0 | 0 | 6800 | unit (50 tons) |  | 6800
Equipment | High Efficiency Chiller (Air Cooled, 50 tons) | High Efficiency Chiller (Air Cooled, 50 tons) | Code-Compliant Air Cooled Positive Displacement Chiller, 50 Tons, 12.5 EER | Commercial | New | Warehouse | FL Zone 2 | Per Unit | 28.37% | 37765.6417 | 34457.7023 | 3307.9394 | 0.087591 | 20 | 0.94149 | 0.95545 | 0 | Reference source included incremental cost only | 0 | 0 | 6800 | Mid-Atlantic TRM V7.0, 2017 | 0 | 0 | 6800 | unit (50 tons) |  | 6800
Equipment | High Efficiency Chiller (Water cooled-centrifugal, 200 tons) | Water Cooled Centrifugal Chiller with Integral VFD, 200 Tons, 0.57 kW/ton (IPLV) | Code-Compliant Water Cooled Centrifugal Chiller, 200 Tons, 0.596 kW/ton (IPLV) | Commercial | Turnover | Assembly | FL Zone 2 | Per Unit | 31.91% | 386676.8852 | 369808.4305 | 16868.4547 | 0.043624 | 20 | 6.6412 | 0.28766 | 0 | Reference source included incremental cost only | 0 | 0 | 9533.3333 | Mid-Atlantic TRM V7.0, 2017 | 0 | 0 | 9533.3333 | unit 200 tons) |  | 9533.3333
Equipment | High Efficiency Chiller (Water cooled-centrifugal, 200 tons) | Water Cooled Centrifugal Chiller with Integral VFD, 200 Tons, 0.57 kW/ton (IPLV) | Code-Compliant Water Cooled Centrifugal Chiller, 200 Tons, 0.596 kW/ton (IPLV) | Commercial | Turnover | College and University | FL Zone 2 | Per Unit | 28.37% | 428983.5375 | 410269.4906 | 18714.0469 | 0.043624 | 20 | 7.3679 | 0.31913 | 0 | Reference source included incremental cost only | 0 | 0 | 9533.3333 | Mid-Atlantic TRM V7.0, 2017 | 0 | 0 | 9533.3333 | unit 200 tons) |  | 9533.3333
Equipment | High Efficiency Chiller (Water cooled-centrifugal, 200 tons) | Water Cooled Centrifugal Chiller with Integral VFD, 200 Tons, 0.57 kW/ton (IPLV) | Code-Compliant Water Cooled Centrifugal Chiller, 200 Tons, 0.596 kW/ton (IPLV) | Commercial | Turnover | Grocery | FL Zone 2 | Per Unit | 28.37% | 213604.2166 | 204285.9118 | 9318.3048 | 0.043624 | 20 | 3.6687 | 0.15891 | 0 | Reference source included incremental cost only | 0 | 0 | 9533.3333 | Mid-Atlantic TRM V7.0, 2017 | 0 | 0 | 9533.3333 | unit 200 tons) |  | 9533.3333
Equipment | High Efficiency Chiller (Water cooled-centrifugal, 200 tons) | Water Cooled Centrifugal Chiller with Integral VFD, 200 Tons, 0.57 kW/ton (IPLV) | Code-Compliant Water Cooled Centrifugal Chiller, 200 Tons, 0.596 kW/ton (IPLV) | Commercial | Turnover | Healthcare | FL Zone 2 | Per Unit | 28.37% | 841399.4349 | 804694.0904 | 36705.3445 | 0.043624 | 20 | 14.4512 | 0.62594 | 0 | Reference source included incremental cost only | 0 | 0 | 9533.3333 | Mid-Atlantic TRM V7.0, 2017 | 0 | 0 | 9533.3333 | unit 200 tons) |  | 9533.3333
Equipment | High Efficiency Chiller (Water cooled-centrifugal, 200 tons) | Water Cooled Centrifugal Chiller with Integral VFD, 200 Tons, 0.57 kW/ton (IPLV) | Code-Compliant Water Cooled Centrifugal Chiller, 200 Tons, 0.596 kW/ton (IPLV) | Commercial | Turnover | Hospitals | FL Zone 2 | Per Unit | 31.91% | 797021.8276 | 762252.419 | 34769.4086 | 0.043624 | 20 | 13.689 | 0.59293 | 0 | Reference source included incremental cost only | 0 | 0 | 9533.3333 | Mid-Atlantic TRM V7.0, 2017 | 0 | 0 | 9533.3333 | unit 200 tons) |  | 9533.3333
Equipment | High Efficiency Chiller (Water cooled-centrifugal, 200 tons) | Water Cooled Centrifugal Chiller with Integral VFD, 200 Tons, 0.57 kW/ton (IPLV) | Code-Compliant Water Cooled Centrifugal Chiller, 200 Tons, 0.596 kW/ton (IPLV) | Commercial | Turnover | Institutional | FL Zone 2 | Per Unit | 31.91% | 208870.6052 | 199758.8002 | 9111.8049 | 0.043624 | 20 | 3.5874 | 0.15539 | 0 | Reference source included incremental cost only | 0 | 0 | 9533.3333 | Mid-Atlantic TRM V7.0, 2017 | 0 | 0 | 9533.3333 | unit 200 tons) |  | 9533.3333
Equipment | High Efficiency Chiller (Water cooled-centrifugal, 200 tons) | Water Cooled Centrifugal Chiller with Integral VFD, 200 Tons, 0.57 kW/ton (IPLV) | Code-Compliant Water Cooled Centrifugal Chiller, 200 Tons, 0.596 kW/ton (IPLV) | Commercial | Turnover | Lodging/Hospitality | FL Zone 2 | Per Unit | 28.37% | 638741.6948 | 610877.1242 | 27864.5706 | 0.043624 | 20 | 10.9705 | 0.47518 | 0 | Reference source included incremental cost only | 0 | 0 | 9533.3333 | Mid-Atlantic TRM V7.0, 2017 | 0 | 0 | 9533.3333 | unit 200 tons) |  | 9533.3333
Equipment | High Efficiency Chiller (Water cooled-centrifugal, 200 tons) | Water Cooled Centrifugal Chiller with Integral VFD, 200 Tons, 0.57 kW/ton (IPLV) | Code-Compliant Water Cooled Centrifugal Chiller, 200 Tons, 0.596 kW/ton (IPLV) | Commercial | Turnover | Miscellaneous | FL Zone 2 | Per Unit | 28.37% | 215971.0223 | 206549.4677 | 9421.5547 | 0.043624 | 20 | 3.7093 | 0.16067 | 0 | Reference source included incremental cost only | 0 | 0 | 9533.3333 | Mid-Atlantic TRM V7.0, 2017 | 0 | 0 | 9533.3333 | unit 200 tons) |  | 9533.3333
Equipment | High Efficiency Chiller (Water cooled-centrifugal, 200 tons) | Water Cooled Centrifugal Chiller with Integral VFD, 200 Tons, 0.57 kW/ton (IPLV) | Code-Compliant Water Cooled Centrifugal Chiller, 200 Tons, 0.596 kW/ton (IPLV) | Commercial | Turnover | Offices | FL Zone 2 | Per Unit | 31.91% | 435196.4025 | 416211.3246 | 18985.078 | 0.043624 | 20 | 7.4746 | 0.32376 | 0 | Reference source included incremental cost only | 0 | 0 | 9533.3333 | Mid-Atlantic TRM V7.0, 2017 | 0 | 0 | 9533.3333 | unit 200 tons) |  | 9533.3333
Equipment | High Efficiency Chiller (Water cooled-centrifugal, 200 tons) | Water Cooled Centrifugal Chiller with Integral VFD, 200 Tons, 0.57 kW/ton (IPLV) | Code-Compliant Water Cooled Centrifugal Chiller, 200 Tons, 0.596 kW/ton (IPLV) | Commercial | Turnover | Restaurants | FL Zone 2 | Per Unit | 28.37% | 626611.8155 | 599276.4007 | 27335.4148 | 0.043624 | 20 | 10.7622 | 0.46616 | 0 | Reference source included incremental cost only | 0 | 0 | 9533.3333 | Mid-Atlantic TRM V7.0, 2017 | 0 | 0 | 9533.3333 | unit 200 tons) |  | 9533.3333
Equipment | High Efficiency Chiller (Water cooled-centrifugal, 200 tons) | Water Cooled Centrifugal Chiller with Integral VFD, 200 Tons, 0.57 kW/ton (IPLV) | Code-Compliant Water Cooled Centrifugal Chiller, 200 Tons, 0.596 kW/ton (IPLV) | Commercial | Turnover | Retail | FL Zone 2 | Per Unit | 28.37% | 491112.1878 | 469687.8306 | 21424.3572 | 0.043624 | 20 | 8.4349 | 0.36535 | 0 | Reference source included incremental cost only | 0 | 0 | 9533.3333 | Mid-Atlantic TRM V7.0, 2017 | 0 | 0 | 9533.3333 | unit 200 tons) |  | 9533.3333
Equipment | High Efficiency Chiller (Water cooled-centrifugal, 200 tons) | Water Cooled Centrifugal Chiller with Integral VFD, 200 Tons, 0.57 kW/ton (IPLV) | Code-Compliant Water Cooled Centrifugal Chiller, 200 Tons, 0.596 kW/ton (IPLV) | Commercial | Turnover | Schools K-12 | FL Zone 2 | Per Unit | 28.37% | 426912.5825 | 408288.8792 | 18623.7033 | 0.043624 | 20 | 7.3323 | 0.31759 | 0 | Reference source included incremental cost only | 0 | 0 | 9533.3333 | Mid-Atlantic TRM V7.0, 2017 | 0 | 0 | 9533.3333 | unit 200 tons) |  | 9533.3333
Equipment | High Efficiency Chiller (Water cooled-centrifugal, 200 tons) | Water Cooled Centrifugal Chiller with Integral VFD, 200 Tons, 0.57 kW/ton (IPLV) | Code-Compliant Water Cooled Centrifugal Chiller, 200 Tons, 0.596 kW/ton (IPLV) | Commercial | Turnover | Warehouse | FL Zone 2 | Per Unit | 28.37% | 93784.6768 | 89693.399 | 4091.2778 | 0.043624 | 20 | 1.6108 | 0.069769 | 0 | Reference source included incremental cost only | 0 | 0 | 9533.3333 | Mid-Atlantic TRM V7.0, 2017 | 0 | 0 | 9533.3333 | unit 200 tons) |  | 9533.3333
Equipment | High Efficiency Chiller (Water cooled-centrifugal, 200 tons) | Water Cooled Centrifugal Chiller with Integral VFD, 200 Tons, 0.57 kW/ton (IPLV) | Code-Compliant Water Cooled Centrifugal Chiller, 200 Tons, 0.596 kW/ton (IPLV) | Commercial | New | Assembly | FL Zone 2 | Per Unit | 31.91% | 386676.8852 | 369808.4305 | 16868.4547 | 0.043624 | 20 | 6.6412 | 0.28766 | 0 | Reference source included incremental cost only | 0 | 0 | 9533.3333 | Mid-Atlantic TRM V7.0, 2017 | 0 | 0 | 9533.3333 | unit 200 tons) |  | 9533.3333
Equipment | High Efficiency Chiller (Water cooled-centrifugal, 200 tons) | Water Cooled Centrifugal Chiller with Integral VFD, 200 Tons, 0.57 kW/ton (IPLV) | Code-Compliant Water Cooled Centrifugal Chiller, 200 Tons, 0.596 kW/ton (IPLV) | Commercial | New | College and University | FL Zone 2 | Per Unit | 28.37% | 428983.5375 | 410269.4906 | 18714.0469 | 0.043624 | 20 | 7.3679 | 0.31913 | 0 | Reference source included incremental cost only | 0 | 0 | 9533.3333 | Mid-Atlantic TRM V7.0, 2017 | 0 | 0 | 9533.3333 | unit 200 tons) |  | 9533.3333
Equipment | High Efficiency Chiller (Water cooled-centrifugal, 200 tons) | Water Cooled Centrifugal Chiller with Integral VFD, 200 Tons, 0.57 kW/ton (IPLV) | Code-Compliant Water Cooled Centrifugal Chiller, 200 Tons, 0.596 kW/ton (IPLV) | Commercial | New | Grocery | FL Zone 2 | Per Unit | 28.37% | 213604.2166 | 204285.9118 | 9318.3048 | 0.043624 | 20 | 3.6687 | 0.15891 | 0 | Reference source included incremental cost only | 0 | 0 | 9533.3333 | Mid-Atlantic TRM V7.0, 2017 | 0 | 0 | 9533.3333 | unit 200 tons) |  | 9533.3333
Equipment | High Efficiency Chiller (Water cooled-centrifugal, 200 tons) | Water Cooled Centrifugal Chiller with Integral VFD, 200 Tons, 0.57 kW/ton (IPLV) | Code-Compliant Water Cooled Centrifugal Chiller, 200 Tons, 0.596 kW/ton (IPLV) | Commercial | New | Healthcare | FL Zone 2 | Per Unit | 28.37% | 841399.4349 | 804694.0904 | 36705.3445 | 0.043624 | 20 | 14.4512 | 0.62594 | 0 | Reference source included incremental cost only | 0 | 0 | 9533.3333 | Mid-Atlantic TRM V7.0, 2017 | 0 | 0 | 9533.3333 | unit 200 tons) |  | 9533.3333
Equipment | High Efficiency Chiller (Water cooled-centrifugal, 200 tons) | Water Cooled Centrifugal Chiller with Integral VFD, 200 Tons, 0.57 kW/ton (IPLV) | Code-Compliant Water Cooled Centrifugal Chiller, 200 Tons, 0.596 kW/ton (IPLV) | Commercial | New | Hospitals | FL Zone 2 | Per Unit | 31.91% | 797021.8276 | 762252.419 | 34769.4086 | 0.043624 | 20 | 13.689 | 0.59293 | 0 | Reference source included incremental cost only | 0 | 0 | 9533.3333 | Mid-Atlantic TRM V7.0, 2017 | 0 | 0 | 9533.3333 | unit 200 tons) |  | 9533.3333
Equipment | High Efficiency Chiller (Water cooled-centrifugal, 200 tons) | Water Cooled Centrifugal Chiller with Integral VFD, 200 Tons, 0.57 kW/ton (IPLV) | Code-Compliant Water Cooled Centrifugal Chiller, 200 Tons, 0.596 kW/ton (IPLV) | Commercial | New | Institutional | FL Zone 2 | Per Unit | 31.91% | 208870.6052 | 199758.8002 | 9111.8049 | 0.043624 | 20 | 3.5874 | 0.15539 | 0 | Reference source included incremental cost only | 0 | 0 | 9533.3333 | Mid-Atlantic TRM V7.0, 2017 | 0 | 0 | 9533.3333 | unit 200 tons) |  | 9533.3333
Equipment | High Efficiency Chiller (Water cooled-centrifugal, 200 tons) | Water Cooled Centrifugal Chiller with Integral VFD, 200 Tons, 0.57 kW/ton (IPLV) | Code-Compliant Water Cooled Centrifugal Chiller, 200 Tons, 0.596 kW/ton (IPLV) | Commercial | New | Lodging/Hospitality | FL Zone 2 | Per Unit | 28.37% | 638741.6948 | 610877.1242 | 27864.5706 | 0.043624 | 20 | 10.9705 | 0.47518 | 0 | Reference source included incremental cost only | 0 | 0 | 9533.3333 | Mid-Atlantic TRM V7.0, 2017 | 0 | 0 | 9533.3333 | unit 200 tons) |  | 9533.3333
Equipment | High Efficiency Chiller (Water cooled-centrifugal, 200 tons) | Water Cooled Centrifugal Chiller with Integral VFD, 200 Tons, 0.57 kW/ton (IPLV) | Code-Compliant Water Cooled Centrifugal Chiller, 200 Tons, 0.596 kW/ton (IPLV) | Commercial | New | Miscellaneous | FL Zone 2 | Per Unit | 28.37% | 215971.0223 | 206549.4677 | 9421.5547 | 0.043624 | 20 | 3.7093 | 0.16067 | 0 | Reference source included incremental cost only | 0 | 0 | 9533.3333 | Mid-Atlantic TRM V7.0, 2017 | 0 | 0 | 9533.3333 | unit 200 tons) |  | 9533.3333
Equipment | High Efficiency Chiller (Water cooled-centrifugal, 200 tons) | Water Cooled Centrifugal Chiller with Integral VFD, 200 Tons, 0.57 kW/ton (IPLV) | Code-Compliant Water Cooled Centrifugal Chiller, 200 Tons, 0.596 kW/ton (IPLV) | Commercial | New | Offices | FL Zone 2 | Per Unit | 31.91% | 435196.4025 | 416211.3246 | 18985.078 | 0.043624 | 20 | 7.4746 | 0.32376 | 0 | Reference source included incremental cost only | 0 | 0 | 9533.3333 | Mid-Atlantic TRM V7.0, 2017 | 0 | 0 | 9533.3333 | unit 200 tons) |  | 9533.3333
Equipment | High Efficiency Chiller (Water cooled-centrifugal, 200 tons) | Water Cooled Centrifugal Chiller with Integral VFD, 200 Tons, 0.57 kW/ton (IPLV) | Code-Compliant Water Cooled Centrifugal Chiller, 200 Tons, 0.596 kW/ton (IPLV) | Commercial | New | Restaurants | FL Zone 2 | Per Unit | 28.37% | 626611.8155 | 599276.4007 | 27335.4148 | 0.043624 | 20 | 10.7622 | 0.46616 | 0 | Reference source included incremental cost only | 0 | 0 | 9533.3333 | Mid-Atlantic TRM V7.0, 2017 | 0 | 0 | 9533.3333 | unit 200 tons) |  | 9533.3333
Equipment | High Efficiency Chiller (Water cooled-centrifugal, 200 tons) | Water Cooled Centrifugal Chiller with Integral VFD, 200 Tons, 0.57 kW/ton (IPLV) | Code-Compliant Water Cooled Centrifugal Chiller, 200 Tons, 0.596 kW/ton (IPLV) | Commercial | New | Retail | FL Zone 2 | Per Unit | 28.37% | 491112.1878 | 469687.8306 | 21424.3572 | 0.043624 | 20 | 8.4349 | 0.36535 | 0 | Reference source included incremental cost only | 0 | 0 | 9533.3333 | Mid-Atlantic TRM V7.0, 2017 | 0 | 0 | 9533.3333 | unit 200 tons) |  | 9533.3333
Equipment | High Efficiency Chiller (Water cooled-centrifugal, 200 tons) | Water Cooled Centrifugal Chiller with Integral VFD, 200 Tons, 0.57 kW/ton (IPLV) | Code-Compliant Water Cooled Centrifugal Chiller, 200 Tons, 0.596 kW/ton (IPLV) | Commercial | New | Schools K-12 | FL Zone 2 | Per Unit | 28.37% | 426912.5825 | 408288.8792 | 18623.7033 | 0.043624 | 20 | 7.3323 | 0.31759 | 0 | Reference source included incremental cost only | 0 | 0 | 9533.3333 | Mid-Atlantic TRM V7.0, 2017 | 0 | 0 | 9533.3333 | unit 200 tons) |  | 9533.3333
Equipment | High Efficiency Chiller (Water cooled-centrifugal, 200 tons) | Water Cooled Centrifugal Chiller with Integral VFD, 200 Tons, 0.57 kW/ton (IPLV) | Code-Compliant Water Cooled Centrifugal Chiller, 200 Tons, 0.596 kW/ton (IPLV) | Commercial | New | Warehouse | FL Zone 2 | Per Unit | 28.37% | 93784.6768 | 89693.399 | 4091.2778 | 0.043624 | 20 | 1.6108 | 0.069769 | 0 | Reference source included incremental cost only | 0 | 0 | 9533.3333 | Mid-Atlantic TRM V7.0, 2017 | 0 | 0 | 9533.3333 | unit 200 tons) |  | 9533.3333
Equipment | High Efficiency Chiller (Water cooled-positive displacement, 100 tons) | Water Cooled Positive Displacement Chiller with Integral VFD, 100 Tons, 0.5985 kW/ton (IPLV) | Code-Compliant Water Cooled Positive Displacement Chiller, 100 Tons, 0.615 kW/ton (IPLV) | Commercial | Turnover | Assembly | FL Zone 2 | Per Unit | 31.91% | 199501.9164 | 194149.426 | 5352.4904 | 0.026829 | 20 | 2.1073 | 0.091277 | 0 | Reference source included incremental cost only | 0 | 0 | 5200 | Mid-Atlantic TRM V7.0, 2017 | 0 | 0 | 5200 | unit (100 tons) |  | 5200
Equipment | High Efficiency Chiller (Water cooled-positive displacement, 100 tons) | Water Cooled Positive Displacement Chiller with Integral VFD, 100 Tons, 0.5985 kW/ton (IPLV) | Code-Compliant Water Cooled Positive Displacement Chiller, 100 Tons, 0.615 kW/ton (IPLV) | Commercial | Turnover | College and University | FL Zone 2 | Per Unit | 28.37% | 221329.5936 | 215391.4825 | 5938.111 | 0.026829 | 20 | 2.3379 | 0.10126 | 0 | Reference source included incremental cost only | 0 | 0 | 5200 | Mid-Atlantic TRM V7.0, 2017 | 0 | 0 | 5200 | unit (100 tons) |  | 5200
Equipment | High Efficiency Chiller (Water cooled-positive displacement, 100 tons) | Water Cooled Positive Displacement Chiller with Integral VFD, 100 Tons, 0.5985 kW/ton (IPLV) | Code-Compliant Water Cooled Positive Displacement Chiller, 100 Tons, 0.615 kW/ton (IPLV) | Commercial | Turnover | Grocery | FL Zone 2 | Per Unit | 28.37% | 110206.8735 | 107250.1037 | 2956.7698 | 0.026829 | 20 | 1.1641 | 0.050422 | 0 | Reference source included incremental cost only | 0 | 0 | 5200 | Mid-Atlantic TRM V7.0, 2017 | 0 | 0 | 5200 | unit (100 tons) |  | 5200
Equipment | High Efficiency Chiller (Water cooled-positive displacement, 100 tons) | Water Cooled Positive Displacement Chiller with Integral VFD, 100 Tons, 0.5985 kW/ton (IPLV) | Code-Compliant Water Cooled Positive Displacement Chiller, 100 Tons, 0.615 kW/ton (IPLV) | Commercial | Turnover | Healthcare | FL Zone 2 | Per Unit | 28.37% | 434111.2856 | 422464.3975 | 11646.8882 | 0.026829 | 20 | 4.5855 | 0.19862 | 0 | Reference source included incremental cost only | 0 | 0 | 5200 | Mid-Atlantic TRM V7.0, 2017 | 0 | 0 | 5200 | unit (100 tons) |  | 5200
Equipment | High Efficiency Chiller (Water cooled-positive displacement, 100 tons) | Water Cooled Positive Displacement Chiller with Integral VFD, 100 Tons, 0.5985 kW/ton (IPLV) | Code-Compliant Water Cooled Positive Displacement Chiller, 100 Tons, 0.615 kW/ton (IPLV) | Commercial | Turnover | Hospitals | FL Zone 2 | Per Unit | 31.91% | 411215.1208 | 400182.52 | 11032.6008 | 0.026829 | 20 | 4.3436 | 0.18814 | 0 | Reference source included incremental cost only | 0 | 0 | 5200 | Mid-Atlantic TRM V7.0, 2017 | 0 | 0 | 5200 | unit (100 tons) |  | 5200
Equipment | High Efficiency Chiller (Water cooled-positive displacement, 100 tons) | Water Cooled Positive Displacement Chiller with Integral VFD, 100 Tons, 0.5985 kW/ton (IPLV) | Code-Compliant Water Cooled Positive Displacement Chiller, 100 Tons, 0.615 kW/ton (IPLV) | Commercial | Turnover | Institutional | FL Zone 2 | Per Unit | 31.91% | 107764.6159 | 104873.3701 | 2891.2458 | 0.026829 | 20 | 1.1383 | 0.049305 | 0 | Reference source included incremental cost only | 0 | 0 | 5200 | Mid-Atlantic TRM V7.0, 2017 | 0 | 0 | 5200 | unit (100 tons) |  | 5200
Equipment | High Efficiency Chiller (Water cooled-positive displacement, 100 tons) | Water Cooled Positive Displacement Chiller with Integral VFD, 100 Tons, 0.5985 kW/ton (IPLV) | Code-Compliant Water Cooled Positive Displacement Chiller, 100 Tons, 0.615 kW/ton (IPLV) | Commercial | Turnover | Lodging/Hospitality | FL Zone 2 | Per Unit | 28.37% | 329552.1328 | 320710.4902 | 8841.6426 | 0.026829 | 20 | 3.481 | 0.15078 | 0 | Reference source included incremental cost only | 0 | 0 | 5200 | Mid-Atlantic TRM V7.0, 2017 | 0 | 0 | 5200 | unit (100 tons) |  | 5200
Equipment | High Efficiency Chiller (Water cooled-positive displacement, 100 tons) | Water Cooled Positive Displacement Chiller with Integral VFD, 100 Tons, 0.5985 kW/ton (IPLV) | Code-Compliant Water Cooled Positive Displacement Chiller, 100 Tons, 0.615 kW/ton (IPLV) | Commercial | Turnover | Miscellaneous | FL Zone 2 | Per Unit | 28.37% | 111428.0023 | 108438.4705 | 2989.5318 | 0.026829 | 20 | 1.177 | 0.050981 | 0 | Reference source included incremental cost only | 0 | 0 | 5200 | Mid-Atlantic TRM V7.0, 2017 | 0 | 0 | 5200 | unit (100 tons) |  | 5200
Equipment | High Efficiency Chiller (Water cooled-positive displacement, 100 tons) | Water Cooled Positive Displacement Chiller with Integral VFD, 100 Tons, 0.5985 kW/ton (IPLV) | Code-Compliant Water Cooled Positive Displacement Chiller, 100 Tons, 0.615 kW/ton (IPLV) | Commercial | Turnover | Offices | FL Zone 2 | Per Unit | 31.91% | 224535.0567 | 218510.9454 | 6024.1113 | 0.026829 | 20 | 2.3717 | 0.10273 | 0 | Reference source included incremental cost only | 0 | 0 | 5200 | Mid-Atlantic TRM V7.0, 2017 | 0 | 0 | 5200 | unit (100 tons) |  | 5200
Equipment | High Efficiency Chiller (Water cooled-positive displacement, 100 tons) | Water Cooled Positive Displacement Chiller with Integral VFD, 100 Tons, 0.5985 kW/ton (IPLV) | Code-Compliant Water Cooled Positive Displacement Chiller, 100 Tons, 0.615 kW/ton (IPLV) | Commercial | Turnover | Restaurants | FL Zone 2 | Per Unit | 28.37% | 323293.8477 | 314620.1104 | 8673.7374 | 0.026829 | 20 | 3.4149 | 0.14791 | 0 | Reference source included incremental cost only | 0 | 0 | 5200 | Mid-Atlantic TRM V7.0, 2017 | 0 | 0 | 5200 | unit (100 tons) |  | 5200
Equipment | High Efficiency Chiller (Water cooled-positive displacement, 100 tons) | Water Cooled Positive Displacement Chiller with Integral VFD, 100 Tons, 0.5985 kW/ton (IPLV) | Code-Compliant Water Cooled Positive Displacement Chiller, 100 Tons, 0.615 kW/ton (IPLV) | Commercial | Turnover | Retail | FL Zone 2 | Per Unit | 28.37% | 253384.2244 | 246586.111 | 6798.1133 | 0.026829 | 20 | 2.6765 | 0.11593 | 0 | Reference source included incremental cost only | 0 | 0 | 5200 | Mid-Atlantic TRM V7.0, 2017 | 0 | 0 | 5200 | unit (100 tons) |  | 5200
Equipment | High Efficiency Chiller (Water cooled-positive displacement, 100 tons) | Water Cooled Positive Displacement Chiller with Integral VFD, 100 Tons, 0.5985 kW/ton (IPLV) | Code-Compliant Water Cooled Positive Displacement Chiller, 100 Tons, 0.615 kW/ton (IPLV) | Commercial | Turnover | Schools K-12 | FL Zone 2 | Per Unit | 28.37% | 220261.1059 | 214351.6616 | 5909.4443 | 0.026829 | 20 | 2.3266 | 0.10077 | 0 | Reference source included incremental cost only | 0 | 0 | 5200 | Mid-Atlantic TRM V7.0, 2017 | 0 | 0 | 5200 | unit (100 tons) |  | 5200
Equipment | High Efficiency Chiller (Water cooled-positive displacement, 100 tons) | Water Cooled Positive Displacement Chiller with Integral VFD, 100 Tons, 0.5985 kW/ton (IPLV) | Code-Compliant Water Cooled Positive Displacement Chiller, 100 Tons, 0.615 kW/ton (IPLV) | Commercial | Turnover | Warehouse | FL Zone 2 | Per Unit | 28.37% | 48387.2284 | 47089.0345 | 1298.1939 | 0.026829 | 20 | 0.51111 | 0.022138 | 0 | Reference source included incremental cost only | 0 | 0 | 5200 | Mid-Atlantic TRM V7.0, 2017 | 0 | 0 | 5200 | unit (100 tons) |  | 5200
Equipment | High Efficiency Chiller (Water cooled-positive displacement, 100 tons) | Water Cooled Positive Displacement Chiller with Integral VFD, 100 Tons, 0.5985 kW/ton (IPLV) | Code-Compliant Water Cooled Positive Displacement Chiller, 100 Tons, 0.615 kW/ton (IPLV) | Commercial | New | Assembly | FL Zone 2 | Per Unit | 31.91% | 199501.9164 | 194149.426 | 5352.4904 | 0.026829 | 20 | 2.1073 | 0.091277 | 0 | Reference source included incremental cost only | 0 | 0 | 5200 | Mid-Atlantic TRM V7.0, 2017 | 0 | 0 | 5200 | unit (100 tons) |  | 5200
Equipment | High Efficiency Chiller (Water cooled-positive displacement, 100 tons) | Water Cooled Positive Displacement Chiller with Integral VFD, 100 Tons, 0.5985 kW/ton (IPLV) | Code-Compliant Water Cooled Positive Displacement Chiller, 100 Tons, 0.615 kW/ton (IPLV) | Commercial | New | College and University | FL Zone 2 | Per Unit | 28.37% | 221329.5936 | 215391.4825 | 5938.111 | 0.026829 | 20 | 2.3379 | 0.10126 | 0 | Reference source included incremental cost only | 0 | 0 | 5200 | Mid-Atlantic TRM V7.0, 2017 | 0 | 0 | 5200 | unit (100 tons) |  | 5200
Equipment | High Efficiency Chiller (Water cooled-positive displacement, 100 tons) | Water Cooled Positive Displacement Chiller with Integral VFD, 100 Tons, 0.5985 kW/ton (IPLV) | Code-Compliant Water Cooled Positive Displacement Chiller, 100 Tons, 0.615 kW/ton (IPLV) | Commercial | New | Grocery | FL Zone 2 | Per Unit | 28.37% | 110206.8735 | 107250.1037 | 2956.7698 | 0.026829 | 20 | 1.1641 | 0.050422 | 0 | Reference source included incremental cost only | 0 | 0 | 5200 | Mid-Atlantic TRM V7.0, 2017 | 0 | 0 | 5200 | unit (100 tons) |  | 5200
Equipment | High Efficiency Chiller (Water cooled-positive displacement, 100 tons) | Water Cooled Positive Displacement Chiller with Integral VFD, 100 Tons, 0.5985 kW/ton (IPLV) | Code-Compliant Water Cooled Positive Displacement Chiller, 100 Tons, 0.615 kW/ton (IPLV) | Commercial | New | Healthcare | FL Zone 2 | Per Unit | 28.37% | 434111.2856 | 422464.3975 | 11646.8882 | 0.026829 | 20 | 4.5855 | 0.19862 | 0 | Reference source included incremental cost only | 0 | 0 | 5200 | Mid-Atlantic TRM V7.0, 2017 | 0 | 0 | 5200 | unit (100 tons) |  | 5200
Equipment | High Efficiency Chiller (Water cooled-positive displacement, 100 tons) | Water Cooled Positive Displacement Chiller with Integral VFD, 100 Tons, 0.5985 kW/ton (IPLV) | Code-Compliant Water Cooled Positive Displacement Chiller, 100 Tons, 0.615 kW/ton (IPLV) | Commercial | New | Hospitals | FL Zone 2 | Per Unit | 31.91% | 411215.1208 | 400182.52 | 11032.6008 | 0.026829 | 20 | 4.3436 | 0.18814 | 0 | Reference source included incremental cost only | 0 | 0 | 5200 | Mid-Atlantic TRM V7.0, 2017 | 0 | 0 | 5200 | unit (100 tons) |  | 5200
Equipment | High Efficiency Chiller (Water cooled-positive displacement, 100 tons) | Water Cooled Positive Displacement Chiller with Integral VFD, 100 Tons, 0.5985 kW/ton (IPLV) | Code-Compliant Water Cooled Positive Displacement Chiller, 100 Tons, 0.615 kW/ton (IPLV) | Commercial | New | Institutional | FL Zone 2 | Per Unit | 31.91% | 107764.6159 | 104873.3701 | 2891.2458 | 0.026829 | 20 | 1.1383 | 0.049305 | 0 | Reference source included incremental cost only | 0 | 0 | 5200 | Mid-Atlantic TRM V7.0, 2017 | 0 | 0 | 5200 | unit (100 tons) |  | 5200
Equipment | High Efficiency Chiller (Water cooled-positive displacement, 100 tons) | Water Cooled Positive Displacement Chiller with Integral VFD, 100 Tons, 0.5985 kW/ton (IPLV) | Code-Compliant Water Cooled Positive Displacement Chiller, 100 Tons, 0.615 kW/ton (IPLV) | Commercial | New | Lodging/Hospitality | FL Zone 2 | Per Unit | 28.37% | 329552.1328 | 320710.4902 | 8841.6426 | 0.026829 | 20 | 3.481 | 0.15078 | 0 | Reference source included incremental cost only | 0 | 0 | 5200 | Mid-Atlantic TRM V7.0, 2017 | 0 | 0 | 5200 | unit (100 tons) |  | 5200
Equipment | High Efficiency Chiller (Water cooled-positive displacement, 100 tons) | Water Cooled Positive Displacement Chiller with Integral VFD, 100 Tons, 0.5985 kW/ton (IPLV) | Code-Compliant Water Cooled Positive Displacement Chiller, 100 Tons, 0.615 kW/ton (IPLV) | Commercial | New | Miscellaneous | FL Zone 2 | Per Unit | 28.37% | 111428.0023 | 108438.4705 | 2989.5318 | 0.026829 | 20 | 1.177 | 0.050981 | 0 | Reference source included incremental cost only | 0 | 0 | 5200 | Mid-Atlantic TRM V7.0, 2017 | 0 | 0 | 5200 | unit (100 tons) |  | 5200
Equipment | High Efficiency Chiller (Water cooled-positive displacement, 100 tons) | Water Cooled Positive Displacement Chiller with Integral VFD, 100 Tons, 0.5985 kW/ton (IPLV) | Code-Compliant Water Cooled Positive Displacement Chiller, 100 Tons, 0.615 kW/ton (IPLV) | Commercial | New | Offices | FL Zone 2 | Per Unit | 31.91% | 224535.0567 | 218510.9454 | 6024.1113 | 0.026829 | 20 | 2.3717 | 0.10273 | 0 | Reference source included incremental cost only | 0 | 0 | 5200 | Mid-Atlantic TRM V7.0, 2017 | 0 | 0 | 5200 | unit (100 tons) |  | 5200
Equipment | High Efficiency Chiller (Water cooled-positive displacement, 100 tons) | Water Cooled Positive Displacement Chiller with Integral VFD, 100 Tons, 0.5985 kW/ton (IPLV) | Code-Compliant Water Cooled Positive Displacement Chiller, 100 Tons, 0.615 kW/ton (IPLV) | Commercial | New | Restaurants | FL Zone 2 | Per Unit | 28.37% | 323293.8477 | 314620.1104 | 8673.7374 | 0.026829 | 20 | 3.4149 | 0.14791 | 0 | Reference source included incremental cost only | 0 | 0 | 5200 | Mid-Atlantic TRM V7.0, 2017 | 0 | 0 | 5200 | unit (100 tons) |  | 5200
Equipment | High Efficiency Chiller (Water cooled-positive displacement, 100 tons) | Water Cooled Positive Displacement Chiller with Integral VFD, 100 Tons, 0.5985 kW/ton (IPLV) | Code-Compliant Water Cooled Positive Displacement Chiller, 100 Tons, 0.615 kW/ton (IPLV) | Commercial | New | Retail | FL Zone 2 | Per Unit | 28.37% | 253384.2244 | 246586.111 | 6798.1133 | 0.026829 | 20 | 2.6765 | 0.11593 | 0 | Reference source included incremental cost only | 0 | 0 | 5200 | Mid-Atlantic TRM V7.0, 2017 | 0 | 0 | 5200 | unit (100 tons) |  | 5200
Equipment | High Efficiency Chiller (Water cooled-positive displacement, 100 tons) | Water Cooled Positive Displacement Chiller with Integral VFD, 100 Tons, 0.5985 kW/ton (IPLV) | Code-Compliant Water Cooled Positive Displacement Chiller, 100 Tons, 0.615 kW/ton (IPLV) | Commercial | New | Schools K-12 | FL Zone 2 | Per Unit | 28.37% | 220261.1059 | 214351.6616 | 5909.4443 | 0.026829 | 20 | 2.3266 | 0.10077 | 0 | Reference source included incremental cost only | 0 | 0 | 5200 | Mid-Atlantic TRM V7.0, 2017 | 0 | 0 | 5200 | unit (100 tons) |  | 5200
Equipment | High Efficiency Chiller (Water cooled-positive displacement, 100 tons) | Water Cooled Positive Displacement Chiller with Integral VFD, 100 Tons, 0.5985 kW/ton (IPLV) | Code-Compliant Water Cooled Positive Displacement Chiller, 100 Tons, 0.615 kW/ton (IPLV) | Commercial | New | Warehouse | FL Zone 2 | Per Unit | 28.37% | 48387.2284 | 47089.0345 | 1298.1939 | 0.026829 | 20 | 0.51111 | 0.022138 | 0 | Reference source included incremental cost only | 0 | 0 | 5200 | Mid-Atlantic TRM V7.0, 2017 | 0 | 0 | 5200 | unit (100 tons) |  | 5200
Equipment | High Efficiency Data Center Cooling | High Efficiency CRAC (computer room air conditioner) | Standard Efficiency CRAC | Commercial | Turnover | Assembly | FL Zone 2 | Per Unit | 0% | 463559.9844 | 333763.1887 | 129796.7956 | 0.28 | 20 | 29.7567 | 17.1868 | 0 | Reference source included incremental cost only | 0 | 0 | 213000 | USDOE estimates incremental Cost = $750 per ton. Actual cost may vary widely | 0 | 0 | 213000 | system (284 tons) |  | 213000
Equipment | High Efficiency Data Center Cooling | High Efficiency CRAC (computer room air conditioner) | Standard Efficiency CRAC | Commercial | Turnover | College and University | FL Zone 2 | Per Unit | 14.18% | 463559.9844 | 333763.1887 | 129796.7956 | 0.28 | 20 | 29.7567 | 17.1868 | 0 | Reference source included incremental cost only | 0 | 0 | 213000 | USDOE estimates incremental Cost = $750 per ton. Actual cost may vary widely | 0 | 0 | 213000 | system (284 tons) |  | 213000
Equipment | High Efficiency Data Center Cooling | High Efficiency CRAC (computer room air conditioner) | Standard Efficiency CRAC | Commercial | Turnover | Grocery | FL Zone 2 | Per Unit | 0% | 463559.9844 | 333763.1887 | 129796.7956 | 0.28 | 20 | 29.7567 | 17.1868 | 0 | Reference source included incremental cost only | 0 | 0 | 213000 | USDOE estimates incremental Cost = $750 per ton. Actual cost may vary widely | 0 | 0 | 213000 | system (284 tons) |  | 213000
Equipment | High Efficiency Data Center Cooling | High Efficiency CRAC (computer room air conditioner) | Standard Efficiency CRAC | Commercial | Turnover | Healthcare | FL Zone 2 | Per Unit | 14.18% | 463559.9844 | 333763.1887 | 129796.7956 | 0.28 | 20 | 29.7567 | 17.1868 | 0 | Reference source included incremental cost only | 0 | 0 | 213000 | USDOE estimates incremental Cost = $750 per ton. Actual cost may vary widely | 0 | 0 | 213000 | system (284 tons) |  | 213000
Equipment | High Efficiency Data Center Cooling | High Efficiency CRAC (computer room air conditioner) | Standard Efficiency CRAC | Commercial | Turnover | Hospitals | FL Zone 2 | Per Unit | 15.96% | 463559.9844 | 333763.1887 | 129796.7956 | 0.28 | 20 | 29.7567 | 17.1868 | 0 | Reference source included incremental cost only | 0 | 0 | 213000 | USDOE estimates incremental Cost = $750 per ton. Actual cost may vary widely | 0 | 0 | 213000 | system (284 tons) |  | 213000
Equipment | High Efficiency Data Center Cooling | High Efficiency CRAC (computer room air conditioner) | Standard Efficiency CRAC | Commercial | Turnover | Institutional | FL Zone 2 | Per Unit | 15.96% | 463559.9844 | 333763.1887 | 129796.7956 | 0.28 | 20 | 29.7567 | 17.1868 | 0 | Reference source included incremental cost only | 0 | 0 | 213000 | USDOE estimates incremental Cost = $750 per ton. Actual cost may vary widely | 0 | 0 | 213000 | system (284 tons) |  | 213000
Equipment | High Efficiency Data Center Cooling | High Efficiency CRAC (computer room air conditioner) | Standard Efficiency CRAC | Commercial | Turnover | Lodging/Hospitality | FL Zone 2 | Per Unit | 0% | 463559.9844 | 333763.1887 | 129796.7956 | 0.28 | 20 | 29.7567 | 17.1868 | 0 | Reference source included incremental cost only | 0 | 0 | 213000 | USDOE estimates incremental Cost = $750 per ton. Actual cost may vary widely | 0 | 0 | 213000 | system (284 tons) |  | 213000
Equipment | High Efficiency Data Center Cooling | High Efficiency CRAC (computer room air conditioner) | Standard Efficiency CRAC | Commercial | Turnover | Miscellaneous | FL Zone 2 | Per Unit | 0% | 463559.9844 | 333763.1887 | 129796.7956 | 0.28 | 20 | 29.7567 | 17.1868 | 0 | Reference source included incremental cost only | 0 | 0 | 213000 | USDOE estimates incremental Cost = $750 per ton. Actual cost may vary widely | 0 | 0 | 213000 | system (284 tons) |  | 213000
Equipment | High Efficiency Data Center Cooling | High Efficiency CRAC (computer room air conditioner) | Standard Efficiency CRAC | Commercial | Turnover | Offices | FL Zone 2 | Per Unit | 15.96% | 463559.9844 | 333763.1887 | 129796.7956 | 0.28 | 20 | 29.7567 | 17.1868 | 0 | Reference source included incremental cost only | 0 | 0 | 213000 | USDOE estimates incremental Cost = $750 per ton. Actual cost may vary widely | 0 | 0 | 213000 | system (284 tons) |  | 213000
Equipment | High Efficiency Data Center Cooling | High Efficiency CRAC (computer room air conditioner) | Standard Efficiency CRAC | Commercial | Turnover | Restaurants | FL Zone 2 | Per Unit | 0% | 463559.9844 | 333763.1887 | 129796.7956 | 0.28 | 20 | 29.7567 | 17.1868 | 0 | Reference source included incremental cost only | 0 | 0 | 213000 | USDOE estimates incremental Cost = $750 per ton. Actual cost may vary widely | 0 | 0 | 213000 | system (284 tons) |  | 213000
Equipment | High Efficiency Data Center Cooling | High Efficiency CRAC (computer room air conditioner) | Standard Efficiency CRAC | Commercial | Turnover | Retail | FL Zone 2 | Per Unit | 0% | 463559.9844 | 333763.1887 | 129796.7956 | 0.28 | 20 | 29.7567 | 17.1868 | 0 | Reference source included incremental cost only | 0 | 0 | 213000 | USDOE estimates incremental Cost = $750 per ton. Actual cost may vary widely | 0 | 0 | 213000 | system (284 tons) |  | 213000
Equipment | High Efficiency Data Center Cooling | High Efficiency CRAC (computer room air conditioner) | Standard Efficiency CRAC | Commercial | Turnover | Schools K-12 | FL Zone 2 | Per Unit | 14.18% | 463559.9844 | 333763.1887 | 129796.7956 | 0.28 | 20 | 29.7567 | 17.1868 | 0 | Reference source included incremental cost only | 0 | 0 | 213000 | USDOE estimates incremental Cost = $750 per ton. Actual cost may vary widely | 0 | 0 | 213000 | system (284 tons) |  | 213000
Equipment | High Efficiency Data Center Cooling | High Efficiency CRAC (computer room air conditioner) | Standard Efficiency CRAC | Commercial | Turnover | Warehouse | FL Zone 2 | Per Unit | 0% | 463559.9844 | 333763.1887 | 129796.7956 | 0.28 | 20 | 29.7567 | 17.1868 | 0 | Reference source included incremental cost only | 0 | 0 | 213000 | USDOE estimates incremental Cost = $750 per ton. Actual cost may vary widely | 0 | 0 | 213000 | system (284 tons) |  | 213000
Equipment | High Efficiency Data Center Cooling | High Efficiency CRAC (computer room air conditioner) | Standard Efficiency CRAC | Commercial | New | Assembly | FL Zone 2 | Per Unit | 0% | 463559.9844 | 333763.1887 | 129796.7956 | 0.28 | 20 | 29.7567 | 17.1868 | 0 | Reference source included incremental cost only | 0 | 0 | 213000 | USDOE estimates incremental Cost = $750 per ton. Actual cost may vary widely | 0 | 0 | 213000 | system (284 tons) |  | 213000
Equipment | High Efficiency Data Center Cooling | High Efficiency CRAC (computer room air conditioner) | Standard Efficiency CRAC | Commercial | New | College and University | FL Zone 2 | Per Unit | 14.18% | 463559.9844 | 333763.1887 | 129796.7956 | 0.28 | 20 | 29.7567 | 17.1868 | 0 | Reference source included incremental cost only | 0 | 0 | 213000 | USDOE estimates incremental Cost = $750 per ton. Actual cost may vary widely | 0 | 0 | 213000 | system (284 tons) |  | 213000
Equipment | High Efficiency Data Center Cooling | High Efficiency CRAC (computer room air conditioner) | Standard Efficiency CRAC | Commercial | New | Grocery | FL Zone 2 | Per Unit | 0% | 463559.9844 | 333763.1887 | 129796.7956 | 0.28 | 20 | 29.7567 | 17.1868 | 0 | Reference source included incremental cost only | 0 | 0 | 213000 | USDOE estimates incremental Cost = $750 per ton. Actual cost may vary widely | 0 | 0 | 213000 | system (284 tons) |  | 213000
Equipment | High Efficiency Data Center Cooling | High Efficiency CRAC (computer room air conditioner) | Standard Efficiency CRAC | Commercial | New | Healthcare | FL Zone 2 | Per Unit | 14.18% | 463559.9844 | 333763.1887 | 129796.7956 | 0.28 | 20 | 29.7567 | 17.1868 | 0 | Reference source included incremental cost only | 0 | 0 | 213000 | USDOE estimates incremental Cost = $750 per ton. Actual cost may vary widely | 0 | 0 | 213000 | system (284 tons) |  | 213000
Equipment | High Efficiency Data Center Cooling | High Efficiency CRAC (computer room air conditioner) | Standard Efficiency CRAC | Commercial | New | Hospitals | FL Zone 2 | Per Unit | 15.96% | 463559.9844 | 333763.1887 | 129796.7956 | 0.28 | 20 | 29.7567 | 17.1868 | 0 | Reference source included incremental cost only | 0 | 0 | 213000 | USDOE estimates incremental Cost = $750 per ton. Actual cost may vary widely | 0 | 0 | 213000 | system (284 tons) |  | 213000
Equipment | High Efficiency Data Center Cooling | High Efficiency CRAC (computer room air conditioner) | Standard Efficiency CRAC | Commercial | New | Institutional | FL Zone 2 | Per Unit | 15.96% | 463559.9844 | 333763.1887 | 129796.7956 | 0.28 | 20 | 29.7567 | 17.1868 | 0 | Reference source included incremental cost only | 0 | 0 | 213000 | USDOE estimates incremental Cost = $750 per ton. Actual cost may vary widely | 0 | 0 | 213000 | system (284 tons) |  | 213000
Equipment | High Efficiency Data Center Cooling | High Efficiency CRAC (computer room air conditioner) | Standard Efficiency CRAC | Commercial | New | Lodging/Hospitality | FL Zone 2 | Per Unit | 0% | 463559.9844 | 333763.1887 | 129796.7956 | 0.28 | 20 | 29.7567 | 17.1868 | 0 | Reference source included incremental cost only | 0 | 0 | 213000 | USDOE estimates incremental Cost = $750 per ton. Actual cost may vary widely | 0 | 0 | 213000 | system (284 tons) |  | 213000
Equipment | High Efficiency Data Center Cooling | High Efficiency CRAC (computer room air conditioner) | Standard Efficiency CRAC | Commercial | New | Miscellaneous | FL Zone 2 | Per Unit | 0% | 463559.9844 | 333763.1887 | 129796.7956 | 0.28 | 20 | 29.7567 | 17.1868 | 0 | Reference source included incremental cost only | 0 | 0 | 213000 | USDOE estimates incremental Cost = $750 per ton. Actual cost may vary widely | 0 | 0 | 213000 | system (284 tons) |  | 213000
Equipment | High Efficiency Data Center Cooling | High Efficiency CRAC (computer room air conditioner) | Standard Efficiency CRAC | Commercial | New | Offices | FL Zone 2 | Per Unit | 15.96% | 463559.9844 | 333763.1887 | 129796.7956 | 0.28 | 20 | 29.7567 | 17.1868 | 0 | Reference source included incremental cost only | 0 | 0 | 213000 | USDOE estimates incremental Cost = $750 per ton. Actual cost may vary widely | 0 | 0 | 213000 | system (284 tons) |  | 213000
Equipment | High Efficiency Data Center Cooling | High Efficiency CRAC (computer room air conditioner) | Standard Efficiency CRAC | Commercial | New | Restaurants | FL Zone 2 | Per Unit | 0% | 463559.9844 | 333763.1887 | 129796.7956 | 0.28 | 20 | 29.7567 | 17.1868 | 0 | Reference source included incremental cost only | 0 | 0 | 213000 | USDOE estimates incremental Cost = $750 per ton. Actual cost may vary widely | 0 | 0 | 213000 | system (284 tons) |  | 213000
Equipment | High Efficiency Data Center Cooling | High Efficiency CRAC (computer room air conditioner) | Standard Efficiency CRAC | Commercial | New | Retail | FL Zone 2 | Per Unit | 0% | 463559.9844 | 333763.1887 | 129796.7956 | 0.28 | 20 | 29.7567 | 17.1868 | 0 | Reference source included incremental cost only | 0 | 0 | 213000 | USDOE estimates incremental Cost = $750 per ton. Actual cost may vary widely | 0 | 0 | 213000 | system (284 tons) |  | 213000
Equipment | High Efficiency Data Center Cooling | High Efficiency CRAC (computer room air conditioner) | Standard Efficiency CRAC | Commercial | New | Schools K-12 | FL Zone 2 | Per Unit | 14.18% | 463559.9844 | 333763.1887 | 129796.7956 | 0.28 | 20 | 29.7567 | 17.1868 | 0 | Reference source included incremental cost only | 0 | 0 | 213000 | USDOE estimates incremental Cost = $750 per ton. Actual cost may vary widely | 0 | 0 | 213000 | system (284 tons) |  | 213000
Equipment | High Efficiency Data Center Cooling | High Efficiency CRAC (computer room air conditioner) | Standard Efficiency CRAC | Commercial | New | Warehouse | FL Zone 2 | Per Unit | 0% | 463559.9844 | 333763.1887 | 129796.7956 | 0.28 | 20 | 29.7567 | 17.1868 | 0 | Reference source included incremental cost only | 0 | 0 | 213000 | USDOE estimates incremental Cost = $750 per ton. Actual cost may vary widely | 0 | 0 | 213000 | system (284 tons) |  | 213000
Equipment | High Efficiency DX 135k- less than 240k BTU | High Efficiency DX ≥135k and <240k BTU/h Electric Heat | Code-Compliant Packaged or Split DX Unit, 15 Tons, 11 SEER | Commercial | Turnover | Assembly | FL Zone 2 | Per Unit | 94.56% | 53280.9093 | 51316.6489 | 1964.2604 | 0.036866 | 15 | 0.81225 | 0 | 14805.8 | Itron 2010 - 2012 Measure Cost Study Report, Appendix F | 0 | 0 | 18135.41 | Itron 2010 - 2012 Measure Cost Study Report, Appendix F | 0 | 0 | 3329.61 | unit |  | 3329.61
Equipment | High Efficiency DX 135k- less than 240k BTU | High Efficiency DX ≥135k and <240k BTU/h Electric Heat | Code-Compliant Packaged or Split DX Unit, 15 Tons, 11 SEER | Commercial | Turnover | College and University | FL Zone 2 | Per Unit | 94.56% | 59110.4196 | 56931.2478 | 2179.1719 | 0.036866 | 15 | 0.90112 | 0 | 14805.8 | Itron 2010 - 2012 Measure Cost Study Report, Appendix F | 0 | 0 | 18135.41 | Itron 2010 - 2012 Measure Cost Study Report, Appendix F | 0 | 0 | 3329.61 | unit |  | 3329.61
Equipment | High Efficiency DX 135k- less than 240k BTU | High Efficiency DX ≥135k and <240k BTU/h Electric Heat | Code-Compliant Packaged or Split DX Unit, 15 Tons, 11 SEER | Commercial | Turnover | Grocery | FL Zone 2 | Per Unit | 94.56% | 29432.9124 | 28347.8351 | 1085.0773 | 0.036866 | 15 | 0.44869 | 0 | 14805.8 | Itron 2010 - 2012 Measure Cost Study Report, Appendix F | 0 | 0 | 18135.41 | Itron 2010 - 2012 Measure Cost Study Report, Appendix F | 0 | 0 | 3329.61 | unit |  | 3329.61
Equipment | High Efficiency DX 135k- less than 240k BTU | High Efficiency DX ≥135k and <240k BTU/h Electric Heat | Code-Compliant Packaged or Split DX Unit, 15 Tons, 11 SEER | Commercial | Turnover | Healthcare | FL Zone 2 | Per Unit | 94.56% | 115937.9541 | 111663.7715 | 4274.1826 | 0.036866 | 15 | 1.7674 | 0 | 14805.8 | Itron 2010 - 2012 Measure Cost Study Report, Appendix F | 0 | 0 | 18135.41 | Itron 2010 - 2012 Measure Cost Study Report, Appendix F | 0 | 0 | 3329.61 | unit |  | 3329.61
Equipment | High Efficiency DX 135k- less than 240k BTU | High Efficiency DX ≥135k and <240k BTU/h Electric Heat | Code-Compliant Packaged or Split DX Unit, 15 Tons, 11 SEER | Commercial | Turnover | Hospitals | FL Zone 2 | Per Unit | 94.56% | 109823.0831 | 105774.3321 | 4048.751 | 0.036866 | 15 | 1.6742 | 0 | 14805.8 | Itron 2010 - 2012 Measure Cost Study Report, Appendix F | 0 | 0 | 18135.41 | Itron 2010 - 2012 Measure Cost Study Report, Appendix F | 0 | 0 | 3329.61 | unit |  | 3329.61
Equipment | High Efficiency DX 135k- less than 240k BTU | High Efficiency DX ≥135k and <240k BTU/h Electric Heat | Code-Compliant Packaged or Split DX Unit, 15 Tons, 11 SEER | Commercial | Turnover | Institutional | FL Zone 2 | Per Unit | 94.56% | 28780.6595 | 27719.6282 | 1061.0313 | 0.036866 | 15 | 0.43875 | 0 | 14805.8 | Itron 2010 - 2012 Measure Cost Study Report, Appendix F | 0 | 0 | 18135.41 | Itron 2010 - 2012 Measure Cost Study Report, Appendix F | 0 | 0 | 3329.61 | unit |  | 3329.61
Equipment | High Efficiency DX 135k- less than 240k BTU | High Efficiency DX ≥135k and <240k BTU/h Electric Heat | Code-Compliant Packaged or Split DX Unit, 15 Tons, 11 SEER | Commercial | Turnover | Lodging/Hospitality | FL Zone 2 | Per Unit | 94.56% | 88013.3766 | 84768.6648 | 3244.7118 | 0.036866 | 15 | 1.3417 | 0 | 14805.8 | Itron 2010 - 2012 Measure Cost Study Report, Appendix F | 0 | 0 | 18135.41 | Itron 2010 - 2012 Measure Cost Study Report, Appendix F | 0 | 0 | 3329.61 | unit |  | 3329.61
Equipment | High Efficiency DX 135k- less than 240k BTU | High Efficiency DX ≥135k and <240k BTU/h Electric Heat | Code-Compliant Packaged or Split DX Unit, 15 Tons, 11 SEER | Commercial | Turnover | Miscellaneous | FL Zone 2 | Per Unit | 94.56% | 29759.0389 | 28661.9385 | 1097.1003 | 0.036866 | 15 | 0.45367 | 0 | 14805.8 | Itron 2010 - 2012 Measure Cost Study Report, Appendix F | 0 | 0 | 18135.41 | Itron 2010 - 2012 Measure Cost Study Report, Appendix F | 0 | 0 | 3329.61 | unit |  | 3329.61
Equipment | High Efficiency DX 135k- less than 240k BTU | High Efficiency DX ≥135k and <240k BTU/h Electric Heat | Code-Compliant Packaged or Split DX Unit, 15 Tons, 11 SEER | Commercial | Turnover | Offices | FL Zone 2 | Per Unit | 94.56% | 59966.5016 | 57755.7693 | 2210.7323 | 0.036866 | 15 | 0.91417 | 0 | 14805.8 | Itron 2010 - 2012 Measure Cost Study Report, Appendix F | 0 | 0 | 18135.41 | Itron 2010 - 2012 Measure Cost Study Report, Appendix F | 0 | 0 | 3329.61 | unit |  | 3329.61
Equipment | High Efficiency DX 135k- less than 240k BTU | High Efficiency DX ≥135k and <240k BTU/h Electric Heat | Code-Compliant Packaged or Split DX Unit, 15 Tons, 11 SEER | Commercial | Turnover | Restaurants | FL Zone 2 | Per Unit | 94.56% | 86341.9785 | 83158.8847 | 3183.0938 | 0.036866 | 15 | 1.3163 | 0 | 14805.8 | Itron 2010 - 2012 Measure Cost Study Report, Appendix F | 0 | 0 | 18135.41 | Itron 2010 - 2012 Measure Cost Study Report, Appendix F | 0 | 0 | 3329.61 | unit |  | 3329.61
Equipment | High Efficiency DX 135k- less than 240k BTU | High Efficiency DX ≥135k and <240k BTU/h Electric Heat | Code-Compliant Packaged or Split DX Unit, 15 Tons, 11 SEER | Commercial | Turnover | Retail | FL Zone 2 | Per Unit | 94.56% | 67671.239 | 65176.463 | 2494.7761 | 0.036866 | 15 | 1.0316 | 0 | 14805.8 | Itron 2010 - 2012 Measure Cost Study Report, Appendix F | 0 | 0 | 18135.41 | Itron 2010 - 2012 Measure Cost Study Report, Appendix F | 0 | 0 | 3329.61 | unit |  | 3329.61
Equipment | High Efficiency DX 135k- less than 240k BTU | High Efficiency DX ≥135k and <240k BTU/h Electric Heat | Code-Compliant Packaged or Split DX Unit, 15 Tons, 11 SEER | Commercial | Turnover | Schools K-12 | FL Zone 2 | Per Unit | 94.56% | 58825.059 | 56656.4073 | 2168.6517 | 0.036866 | 15 | 0.89677 | 0 | 14805.8 | Itron 2010 - 2012 Measure Cost Study Report, Appendix F | 0 | 0 | 18135.41 | Itron 2010 - 2012 Measure Cost Study Report, Appendix F | 0 | 0 | 3329.61 | unit |  | 3329.61
Equipment | High Efficiency DX 135k- less than 240k BTU | High Efficiency DX ≥135k and <240k BTU/h Electric Heat | Code-Compliant Packaged or Split DX Unit, 15 Tons, 11 SEER | Commercial | Turnover | Warehouse | FL Zone 2 | Per Unit | 94.56% | 12922.7607 | 12446.3487 | 476.4121 | 0.036866 | 15 | 0.197 | 0 | 14805.8 | Itron 2010 - 2012 Measure Cost Study Report, Appendix F | 0 | 0 | 18135.41 | Itron 2010 - 2012 Measure Cost Study Report, Appendix F | 0 | 0 | 3329.61 | unit |  | 3329.61
Equipment | High Efficiency DX 135k- less than 240k BTU | High Efficiency DX ≥135k and <240k BTU/h Electric Heat | Code-Compliant Packaged or Split DX Unit, 15 Tons, 11 SEER | Commercial | New | Assembly | FL Zone 2 | Per Unit | 94.56% | 53280.9093 | 51316.6489 | 1964.2604 | 0.036866 | 15 | 0.81225 | 0 | 14805.8 | Itron 2010 - 2012 Measure Cost Study Report, Appendix F | 0 | 0 | 18135.41 | Itron 2010 - 2012 Measure Cost Study Report, Appendix F | 0 | 0 | 3329.61 | unit |  | 3329.61
Equipment | High Efficiency DX 135k- less than 240k BTU | High Efficiency DX ≥135k and <240k BTU/h Electric Heat | Code-Compliant Packaged or Split DX Unit, 15 Tons, 11 SEER | Commercial | New | College and University | FL Zone 2 | Per Unit | 94.56% | 59110.4196 | 56931.2478 | 2179.1719 | 0.036866 | 15 | 0.90112 | 0 | 14805.8 | Itron 2010 - 2012 Measure Cost Study Report, Appendix F | 0 | 0 | 18135.41 | Itron 2010 - 2012 Measure Cost Study Report, Appendix F | 0 | 0 | 3329.61 | unit |  | 3329.61
Equipment | High Efficiency DX 135k- less than 240k BTU | High Efficiency DX ≥135k and <240k BTU/h Electric Heat | Code-Compliant Packaged or Split DX Unit, 15 Tons, 11 SEER | Commercial | New | Grocery | FL Zone 2 | Per Unit | 94.56% | 29432.9124 | 28347.8351 | 1085.0773 | 0.036866 | 15 | 0.44869 | 0 | 14805.8 | Itron 2010 - 2012 Measure Cost Study Report, Appendix F | 0 | 0 | 18135.41 | Itron 2010 - 2012 Measure Cost Study Report, Appendix F | 0 | 0 | 3329.61 | unit |  | 3329.61
Equipment | High Efficiency DX 135k- less than 240k BTU | High Efficiency DX ≥135k and <240k BTU/h Electric Heat | Code-Compliant Packaged or Split DX Unit, 15 Tons, 11 SEER | Commercial | New | Healthcare | FL Zone 2 | Per Unit | 94.56% | 115937.9541 | 111663.7715 | 4274.1826 | 0.036866 | 15 | 1.7674 | 0 | 14805.8 | Itron 2010 - 2012 Measure Cost Study Report, Appendix F | 0 | 0 | 18135.41 | Itron 2010 - 2012 Measure Cost Study Report, Appendix F | 0 | 0 | 3329.61 | unit |  | 3329.61
Equipment | High Efficiency DX 135k- less than 240k BTU | High Efficiency DX ≥135k and <240k BTU/h Electric Heat | Code-Compliant Packaged or Split DX Unit, 15 Tons, 11 SEER | Commercial | New | Hospitals | FL Zone 2 | Per Unit | 94.56% | 109823.0831 | 105774.3321 | 4048.751 | 0.036866 | 15 | 1.6742 | 0 | 14805.8 | Itron 2010 - 2012 Measure Cost Study Report, Appendix F | 0 | 0 | 18135.41 | Itron 2010 - 2012 Measure Cost Study Report, Appendix F | 0 | 0 | 3329.61 | unit |  | 3329.61
Equipment | High Efficiency DX 135k- less than 240k BTU | High Efficiency DX ≥135k and <240k BTU/h Electric Heat | Code-Compliant Packaged or Split DX Unit, 15 Tons, 11 SEER | Commercial | New | Institutional | FL Zone 2 | Per Unit | 94.56% | 28780.6595 | 27719.6282 | 1061.0313 | 0.036866 | 15 | 0.43875 | 0 | 14805.8 | Itron 2010 - 2012 Measure Cost Study Report, Appendix F | 0 | 0 | 18135.41 | Itron 2010 - 2012 Measure Cost Study Report, Appendix F | 0 | 0 | 3329.61 | unit |  | 3329.61
Equipment | High Efficiency DX 135k- less than 240k BTU | High Efficiency DX ≥135k and <240k BTU/h Electric Heat | Code-Compliant Packaged or Split DX Unit, 15 Tons, 11 SEER | Commercial | New | Lodging/Hospitality | FL Zone 2 | Per Unit | 94.56% | 88013.3766 | 84768.6648 | 3244.7118 | 0.036866 | 15 | 1.3417 | 0 | 14805.8 | Itron 2010 - 2012 Measure Cost Study Report, Appendix F | 0 | 0 | 18135.41 | Itron 2010 - 2012 Measure Cost Study Report, Appendix F | 0 | 0 | 3329.61 | unit |  | 3329.61
Equipment | High Efficiency DX 135k- less than 240k BTU | High Efficiency DX ≥135k and <240k BTU/h Electric Heat | Code-Compliant Packaged or Split DX Unit, 15 Tons, 11 SEER | Commercial | New | Miscellaneous | FL Zone 2 | Per Unit | 94.56% | 29759.0389 | 28661.9385 | 1097.1003 | 0.036866 | 15 | 0.45367 | 0 | 14805.8 | Itron 2010 - 2012 Measure Cost Study Report, Appendix F | 0 | 0 | 18135.41 | Itron 2010 - 2012 Measure Cost Study Report, Appendix F | 0 | 0 | 3329.61 | unit |  | 3329.61
Equipment | High Efficiency DX 135k- less than 240k BTU | High Efficiency DX ≥135k and <240k BTU/h Electric Heat | Code-Compliant Packaged or Split DX Unit, 15 Tons, 11 SEER | Commercial | New | Offices | FL Zone 2 | Per Unit | 94.56% | 59966.5016 | 57755.7693 | 2210.7323 | 0.036866 | 15 | 0.91417 | 0 | 14805.8 | Itron 2010 - 2012 Measure Cost Study Report, Appendix F | 0 | 0 | 18135.41 | Itron 2010 - 2012 Measure Cost Study Report, Appendix F | 0 | 0 | 3329.61 | unit |  | 3329.61
Equipment | High Efficiency DX 135k- less than 240k BTU | High Efficiency DX ≥135k and <240k BTU/h Electric Heat | Code-Compliant Packaged or Split DX Unit, 15 Tons, 11 SEER | Commercial | New | Restaurants | FL Zone 2 | Per Unit | 94.56% | 86341.9785 | 83158.8847 | 3183.0938 | 0.036866 | 15 | 1.3163 | 0 | 14805.8 | Itron 2010 - 2012 Measure Cost Study Report, Appendix F | 0 | 0 | 18135.41 | Itron 2010 - 2012 Measure Cost Study Report, Appendix F | 0 | 0 | 3329.61 | unit |  | 3329.61
Equipment | High Efficiency DX 135k- less than 240k BTU | High Efficiency DX ≥135k and <240k BTU/h Electric Heat | Code-Compliant Packaged or Split DX Unit, 15 Tons, 11 SEER | Commercial | New | Retail | FL Zone 2 | Per Unit | 94.56% | 67671.239 | 65176.463 | 2494.7761 | 0.036866 | 15 | 1.0316 | 0 | 14805.8 | Itron 2010 - 2012 Measure Cost Study Report, Appendix F | 0 | 0 | 18135.41 | Itron 2010 - 2012 Measure Cost Study Report, Appendix F | 0 | 0 | 3329.61 | unit |  | 3329.61
Equipment | High Efficiency DX 135k- less than 240k BTU | High Efficiency DX ≥135k and <240k BTU/h Electric Heat | Code-Compliant Packaged or Split DX Unit, 15 Tons, 11 SEER | Commercial | New | Schools K-12 | FL Zone 2 | Per Unit | 94.56% | 58825.059 | 56656.4073 | 2168.6517 | 0.036866 | 15 | 0.89677 | 0 | 14805.8 | Itron 2010 - 2012 Measure Cost Study Report, Appendix F | 0 | 0 | 18135.41 | Itron 2010 - 2012 Measure Cost Study Report, Appendix F | 0 | 0 | 3329.61 | unit |  | 3329.61
Equipment | High Efficiency DX 135k- less than 240k BTU | High Efficiency DX ≥135k and <240k BTU/h Electric Heat | Code-Compliant Packaged or Split DX Unit, 15 Tons, 11 SEER | Commercial | New | Warehouse | FL Zone 2 | Per Unit | 94.56% | 12922.7607 | 12446.3487 | 476.4121 | 0.036866 | 15 | 0.197 | 0 | 14805.8 | Itron 2010 - 2012 Measure Cost Study Report, Appendix F | 0 | 0 | 18135.41 | Itron 2010 - 2012 Measure Cost Study Report, Appendix F | 0 | 0 | 3329.61 | unit |  | 3329.61
Equipment | High Efficiency PTAC | High Efficiency PTAC | Code-Compliant New Construction PTAC, 1.5 Tons, 11 SEER | Commercial | Turnover | Assembly | FL Zone 2 | Per Unit | 0% | 3475.6431 | 2654.1275 | 821.5157 | 0.23636 | 15 | 0.40872 | 0 | 1444.5 | Illinois 2018 Statewide TRM, Section 4.4.13 (cost per ton) | 0 | 0 | 1570.5 | Illinois 2018 Statewide TRM, Section 4.4.13 (cost per ton) | 0 | 0 | 126 | unit (1.5 ton) |  | 126
Equipment | High Efficiency PTAC | High Efficiency PTAC | Code-Compliant New Construction PTAC, 1.5 Tons, 11 SEER | Commercial | Turnover | College and University | FL Zone 2 | Per Unit | 0% | 3855.9163 | 2944.5179 | 911.3984 | 0.23636 | 15 | 0.26032 | 0 | 1444.5 | Illinois 2018 Statewide TRM, Section 4.4.13 (cost per ton) | 0 | 0 | 1570.5 | Illinois 2018 Statewide TRM, Section 4.4.13 (cost per ton) | 0 | 0 | 126 | unit (1.5 ton) |  | 126
Equipment | High Efficiency PTAC | High Efficiency PTAC | Code-Compliant New Construction PTAC, 1.5 Tons, 11 SEER | Commercial | Turnover | Grocery | FL Zone 2 | Per Unit | 0% | 1919.9804 | 1466.1668 | 453.8135 | 0.23636 | 15 | 0.22578 | 0 | 1444.5 | Illinois 2018 Statewide TRM, Section 4.4.13 (cost per ton) | 0 | 0 | 1570.5 | Illinois 2018 Statewide TRM, Section 4.4.13 (cost per ton) | 0 | 0 | 126 | unit (1.5 ton) |  | 126
Equipment | High Efficiency PTAC | High Efficiency PTAC | Code-Compliant New Construction PTAC, 1.5 Tons, 11 SEER | Commercial | Turnover | Healthcare | FL Zone 2 | Per Unit | 0% | 7562.9144 | 5775.3164 | 1787.5979 | 0.23636 | 15 | 0.88935 | 0 | 1444.5 | Illinois 2018 Statewide TRM, Section 4.4.13 (cost per ton) | 0 | 0 | 1570.5 | Illinois 2018 Statewide TRM, Section 4.4.13 (cost per ton) | 0 | 0 | 126 | unit (1.5 ton) |  | 126
Equipment | High Efficiency PTAC | High Efficiency PTAC | Code-Compliant New Construction PTAC, 1.5 Tons, 11 SEER | Commercial | Turnover | Hospitals | FL Zone 2 | Per Unit | 0% | 7164.0265 | 5470.7111 | 1693.3154 | 0.23636 | 15 | 0.48365 | 0 | 1444.5 | Illinois 2018 Statewide TRM, Section 4.4.13 (cost per ton) | 0 | 0 | 1570.5 | Illinois 2018 Statewide TRM, Section 4.4.13 (cost per ton) | 0 | 0 | 126 | unit (1.5 ton) |  | 126
Equipment | High Efficiency PTAC | High Efficiency PTAC | Code-Compliant New Construction PTAC, 1.5 Tons, 11 SEER | Commercial | Turnover | Institutional | FL Zone 2 | Per Unit | 0% | 1877.4323 | 1433.6756 | 443.7567 | 0.23636 | 15 | 0.22078 | 0 | 1444.5 | Illinois 2018 Statewide TRM, Section 4.4.13 (cost per ton) | 0 | 0 | 1570.5 | Illinois 2018 Statewide TRM, Section 4.4.13 (cost per ton) | 0 | 0 | 126 | unit (1.5 ton) |  | 126
Equipment | High Efficiency PTAC | High Efficiency PTAC | Code-Compliant New Construction PTAC, 1.5 Tons, 11 SEER | Commercial | Turnover | Lodging/Hospitality | FL Zone 2 | Per Unit | 0% | 5741.3264 | 4384.2856 | 1357.0408 | 0.23636 | 15 | 0.67515 | 0 | 1444.5 | Illinois 2018 Statewide TRM, Section 4.4.13 (cost per ton) | 0 | 0 | 1570.5 | Illinois 2018 Statewide TRM, Section 4.4.13 (cost per ton) | 0 | 0 | 126 | unit (1.5 ton) |  | 126
Equipment | High Efficiency PTAC | High Efficiency PTAC | Code-Compliant New Construction PTAC, 1.5 Tons, 11 SEER | Commercial | Turnover | Miscellaneous | FL Zone 2 | Per Unit | 0% | 1941.2544 | 1482.4124 | 458.8419 | 0.23636 | 15 | 0.18996 | 0 | 1444.5 | Illinois 2018 Statewide TRM, Section 4.4.13 (cost per ton) | 0 | 0 | 1570.5 | Illinois 2018 Statewide TRM, Section 4.4.13 (cost per ton) | 0 | 0 | 126 | unit (1.5 ton) |  | 126
Equipment | High Efficiency PTAC | High Efficiency PTAC | Code-Compliant New Construction PTAC, 1.5 Tons, 11 SEER | Commercial | Turnover | Offices | FL Zone 2 | Per Unit | 0% | 3911.7606 | 2987.1626 | 924.598 | 0.23636 | 15 | 0.38277 | 0 | 1444.5 | Illinois 2018 Statewide TRM, Section 4.4.13 (cost per ton) | 0 | 0 | 1570.5 | Illinois 2018 Statewide TRM, Section 4.4.13 (cost per ton) | 0 | 0 | 126 | unit (1.5 ton) |  | 126
Equipment | High Efficiency PTAC | High Efficiency PTAC | Code-Compliant New Construction PTAC, 1.5 Tons, 11 SEER | Commercial | Turnover | Restaurants | FL Zone 2 | Per Unit | 0% | 5632.297 | 4301.0268 | 1331.2702 | 0.23636 | 15 | 0.66233 | 0 | 1444.5 | Illinois 2018 Statewide TRM, Section 4.4.13 (cost per ton) | 0 | 0 | 1570.5 | Illinois 2018 Statewide TRM, Section 4.4.13 (cost per ton) | 0 | 0 | 126 | unit (1.5 ton) |  | 126
Equipment | High Efficiency PTAC | High Efficiency PTAC | Code-Compliant New Construction PTAC, 1.5 Tons, 11 SEER | Commercial | Turnover | Retail | FL Zone 2 | Per Unit | 0% | 4414.3593 | 3370.9653 | 1043.394 | 0.23636 | 15 | 0.5191 | 0 | 1444.5 | Illinois 2018 Statewide TRM, Section 4.4.13 (cost per ton) | 0 | 0 | 1570.5 | Illinois 2018 Statewide TRM, Section 4.4.13 (cost per ton) | 0 | 0 | 126 | unit (1.5 ton) |  | 126
Equipment | High Efficiency PTAC | High Efficiency PTAC | Code-Compliant New Construction PTAC, 1.5 Tons, 11 SEER | Commercial | Turnover | Schools K-12 | FL Zone 2 | Per Unit | 0% | 3837.3015 | 2930.303 | 906.9985 | 0.23636 | 15 | 0.45124 | 0 | 1444.5 | Illinois 2018 Statewide TRM, Section 4.4.13 (cost per ton) | 0 | 0 | 1570.5 | Illinois 2018 Statewide TRM, Section 4.4.13 (cost per ton) | 0 | 0 | 126 | unit (1.5 ton) |  | 126
Equipment | High Efficiency PTAC | High Efficiency PTAC | Code-Compliant New Construction PTAC, 1.5 Tons, 11 SEER | Commercial | Turnover | Warehouse | FL Zone 2 | Per Unit | 0% | 842.9831 | 643.7325 | 199.2505 | 0.23636 | 15 | 0.09913 | 0 | 1444.5 | Illinois 2018 Statewide TRM, Section 4.4.13 (cost per ton) | 0 | 0 | 1570.5 | Illinois 2018 Statewide TRM, Section 4.4.13 (cost per ton) | 0 | 0 | 126 | unit (1.5 ton) |  | 126
Equipment | High Efficiency PTAC | High Efficiency PTAC | Code-Compliant New Construction PTAC, 1.5 Tons, 11 SEER | Commercial | New | Assembly | FL Zone 2 | Per Unit | 0% | 3475.6431 | 2654.1275 | 821.5157 | 0.23636 | 15 | 0.40872 | 0 | 1444.5 | Illinois 2018 Statewide TRM, Section 4.4.13 (cost per ton) | 0 | 0 | 1570.5 | Illinois 2018 Statewide TRM, Section 4.4.13 (cost per ton) | 0 | 0 | 126 | unit (1.5 ton) |  | 126
Equipment | High Efficiency PTAC | High Efficiency PTAC | Code-Compliant New Construction PTAC, 1.5 Tons, 11 SEER | Commercial | New | College and University | FL Zone 2 | Per Unit | 0% | 3855.9163 | 2944.5179 | 911.3984 | 0.23636 | 15 | 0.26032 | 0 | 1444.5 | Illinois 2018 Statewide TRM, Section 4.4.13 (cost per ton) | 0 | 0 | 1570.5 | Illinois 2018 Statewide TRM, Section 4.4.13 (cost per ton) | 0 | 0 | 126 | unit (1.5 ton) |  | 126
Equipment | High Efficiency PTAC | High Efficiency PTAC | Code-Compliant New Construction PTAC, 1.5 Tons, 11 SEER | Commercial | New | Grocery | FL Zone 2 | Per Unit | 0% | 1919.9804 | 1466.1668 | 453.8135 | 0.23636 | 15 | 0.22578 | 0 | 1444.5 | Illinois 2018 Statewide TRM, Section 4.4.13 (cost per ton) | 0 | 0 | 1570.5 | Illinois 2018 Statewide TRM, Section 4.4.13 (cost per ton) | 0 | 0 | 126 | unit (1.5 ton) |  | 126
Equipment | High Efficiency PTAC | High Efficiency PTAC | Code-Compliant New Construction PTAC, 1.5 Tons, 11 SEER | Commercial | New | Healthcare | FL Zone 2 | Per Unit | 0% | 7562.9144 | 5775.3164 | 1787.5979 | 0.23636 | 15 | 0.88935 | 0 | 1444.5 | Illinois 2018 Statewide TRM, Section 4.4.13 (cost per ton) | 0 | 0 | 1570.5 | Illinois 2018 Statewide TRM, Section 4.4.13 (cost per ton) | 0 | 0 | 126 | unit (1.5 ton) |  | 126
Equipment | High Efficiency PTAC | High Efficiency PTAC | Code-Compliant New Construction PTAC, 1.5 Tons, 11 SEER | Commercial | New | Hospitals | FL Zone 2 | Per Unit | 0% | 7164.0265 | 5470.7111 | 1693.3154 | 0.23636 | 15 | 0.48365 | 0 | 1444.5 | Illinois 2018 Statewide TRM, Section 4.4.13 (cost per ton) | 0 | 0 | 1570.5 | Illinois 2018 Statewide TRM, Section 4.4.13 (cost per ton) | 0 | 0 | 126 | unit (1.5 ton) |  | 126
Equipment | High Efficiency PTAC | High Efficiency PTAC | Code-Compliant New Construction PTAC, 1.5 Tons, 11 SEER | Commercial | New | Institutional | FL Zone 2 | Per Unit | 0% | 1877.4323 | 1433.6756 | 443.7567 | 0.23636 | 15 | 0.22078 | 0 | 1444.5 | Illinois 2018 Statewide TRM, Section 4.4.13 (cost per ton) | 0 | 0 | 1570.5 | Illinois 2018 Statewide TRM, Section 4.4.13 (cost per ton) | 0 | 0 | 126 | unit (1.5 ton) |  | 126
Equipment | High Efficiency PTAC | High Efficiency PTAC | Code-Compliant New Construction PTAC, 1.5 Tons, 11 SEER | Commercial | New | Lodging/Hospitality | FL Zone 2 | Per Unit | 0% | 5741.3264 | 4384.2856 | 1357.0408 | 0.23636 | 15 | 0.67515 | 0 | 1444.5 | Illinois 2018 Statewide TRM, Section 4.4.13 (cost per ton) | 0 | 0 | 1570.5 | Illinois 2018 Statewide TRM, Section 4.4.13 (cost per ton) | 0 | 0 | 126 | unit (1.5 ton) |  | 126
Equipment | High Efficiency PTAC | High Efficiency PTAC | Code-Compliant New Construction PTAC, 1.5 Tons, 11 SEER | Commercial | New | Miscellaneous | FL Zone 2 | Per Unit | 0% | 1941.2544 | 1482.4124 | 458.8419 | 0.23636 | 15 | 0.18996 | 0 | 1444.5 | Illinois 2018 Statewide TRM, Section 4.4.13 (cost per ton) | 0 | 0 | 1570.5 | Illinois 2018 Statewide TRM, Section 4.4.13 (cost per ton) | 0 | 0 | 126 | unit (1.5 ton) |  | 126
Equipment | High Efficiency PTAC | High Efficiency PTAC | Code-Compliant New Construction PTAC, 1.5 Tons, 11 SEER | Commercial | New | Offices | FL Zone 2 | Per Unit | 0% | 3911.7606 | 2987.1626 | 924.598 | 0.23636 | 15 | 0.38277 | 0 | 1444.5 | Illinois 2018 Statewide TRM, Section 4.4.13 (cost per ton) | 0 | 0 | 1570.5 | Illinois 2018 Statewide TRM, Section 4.4.13 (cost per ton) | 0 | 0 | 126 | unit (1.5 ton) |  | 126
Equipment | High Efficiency PTAC | High Efficiency PTAC | Code-Compliant New Construction PTAC, 1.5 Tons, 11 SEER | Commercial | New | Restaurants | FL Zone 2 | Per Unit | 0% | 5632.297 | 4301.0268 | 1331.2702 | 0.23636 | 15 | 0.66233 | 0 | 1444.5 | Illinois 2018 Statewide TRM, Section 4.4.13 (cost per ton) | 0 | 0 | 1570.5 | Illinois 2018 Statewide TRM, Section 4.4.13 (cost per ton) | 0 | 0 | 126 | unit (1.5 ton) |  | 126
Equipment | High Efficiency PTAC | High Efficiency PTAC | Code-Compliant New Construction PTAC, 1.5 Tons, 11 SEER | Commercial | New | Retail | FL Zone 2 | Per Unit | 0% | 4414.3593 | 3370.9653 | 1043.394 | 0.23636 | 15 | 0.5191 | 0 | 1444.5 | Illinois 2018 Statewide TRM, Section 4.4.13 (cost per ton) | 0 | 0 | 1570.5 | Illinois 2018 Statewide TRM, Section 4.4.13 (cost per ton) | 0 | 0 | 126 | unit (1.5 ton) |  | 126
Equipment | High Efficiency PTAC | High Efficiency PTAC | Code-Compliant New Construction PTAC, 1.5 Tons, 11 SEER | Commercial | New | Schools K-12 | FL Zone 2 | Per Unit | 0% | 3837.3015 | 2930.303 | 906.9985 | 0.23636 | 15 | 0.45124 | 0 | 1444.5 | Illinois 2018 Statewide TRM, Section 4.4.13 (cost per ton) | 0 | 0 | 1570.5 | Illinois 2018 Statewide TRM, Section 4.4.13 (cost per ton) | 0 | 0 | 126 | unit (1.5 ton) |  | 126
Equipment | High Efficiency PTAC | High Efficiency PTAC | Code-Compliant New Construction PTAC, 1.5 Tons, 11 SEER | Commercial | New | Warehouse | FL Zone 2 | Per Unit | 0% | 842.9831 | 643.7325 | 199.2505 | 0.23636 | 15 | 0.09913 | 0 | 1444.5 | Illinois 2018 Statewide TRM, Section 4.4.13 (cost per ton) | 0 | 0 | 1570.5 | Illinois 2018 Statewide TRM, Section 4.4.13 (cost per ton) | 0 | 0 | 126 | unit (1.5 ton) |  | 126
Equipment | High Efficiency PTHP | High Efficiency PTHP | Code-Compliant New Construction PTHP, 1.5 Tons, 11 SEER, 3.2 COP | Commercial | Turnover | Assembly | FL Zone 2 | Per Unit | 0% | 3511.6502 | 2686.7589 | 824.8913 | 0.2349 | 15 | 0.41028 | 0.00015022 | 1444.5 | Illinois 2018 Statewide TRM, Section 4.4.13 (cost per ton) | 0 | 0 | 1570.5 | Illinois 2018 Statewide TRM, Section 4.4.13 (cost per ton) | 0 | 0 | 126 | unit (1.5 ton) |  | 126
Equipment | High Efficiency PTHP | High Efficiency PTHP | Code-Compliant New Construction PTHP, 1.5 Tons, 11 SEER, 3.2 COP | Commercial | Turnover | College and University | FL Zone 2 | Per Unit | 0% | 3891.9233 | 2977.1492 | 914.774 | 0.23504 | 15 | 0.26026 | 0.078693 | 1444.5 | Illinois 2018 Statewide TRM, Section 4.4.13 (cost per ton) | 0 | 0 | 1570.5 | Illinois 2018 Statewide TRM, Section 4.4.13 (cost per ton) | 0 | 0 | 126 | unit (1.5 ton) |  | 126
Equipment | High Efficiency PTHP | High Efficiency PTHP | Code-Compliant New Construction PTHP, 1.5 Tons, 11 SEER, 3.2 COP | Commercial | Turnover | Grocery | FL Zone 2 | Per Unit | 0% | 1981.9125 | 1522.2928 | 459.6197 | 0.23191 | 15 | 0.2286 | 8.37e-05 | 1444.5 | Illinois 2018 Statewide TRM, Section 4.4.13 (cost per ton) | 0 | 0 | 1570.5 | Illinois 2018 Statewide TRM, Section 4.4.13 (cost per ton) | 0 | 0 | 126 | unit (1.5 ton) |  | 126
Equipment | High Efficiency PTHP | High Efficiency PTHP | Code-Compliant New Construction PTHP, 1.5 Tons, 11 SEER, 3.2 COP | Commercial | Turnover | Healthcare | FL Zone 2 | Per Unit | 0% | 7619.3734 | 5826.4824 | 1792.891 | 0.23531 | 15 | 0.89173 | 0.0003265 | 1444.5 | Illinois 2018 Statewide TRM, Section 4.4.13 (cost per ton) | 0 | 0 | 1570.5 | Illinois 2018 Statewide TRM, Section 4.4.13 (cost per ton) | 0 | 0 | 126 | unit (1.5 ton) |  | 126
Equipment | High Efficiency PTHP | High Efficiency PTHP | Code-Compliant New Construction PTHP, 1.5 Tons, 11 SEER, 3.2 COP | Commercial | Turnover | Hospitals | FL Zone 2 | Per Unit | 0% | 7228.263 | 5528.9255 | 1699.3375 | 0.2351 | 15 | 0.48347 | 0.14619 | 1444.5 | Illinois 2018 Statewide TRM, Section 4.4.13 (cost per ton) | 0 | 0 | 1570.5 | Illinois 2018 Statewide TRM, Section 4.4.13 (cost per ton) | 0 | 0 | 126 | unit (1.5 ton) |  | 126
Equipment | High Efficiency PTHP | High Efficiency PTHP | Code-Compliant New Construction PTHP, 1.5 Tons, 11 SEER, 3.2 COP | Commercial | Turnover | Institutional | FL Zone 2 | Per Unit | 0% | 1908.8305 | 1462.1301 | 446.7003 | 0.23402 | 15 | 0.22217 | 8.1347e-05 | 1444.5 | Illinois 2018 Statewide TRM, Section 4.4.13 (cost per ton) | 0 | 0 | 1570.5 | Illinois 2018 Statewide TRM, Section 4.4.13 (cost per ton) | 0 | 0 | 126 | unit (1.5 ton) |  | 126
Equipment | High Efficiency PTHP | High Efficiency PTHP | Code-Compliant New Construction PTHP, 1.5 Tons, 11 SEER, 3.2 COP | Commercial | Turnover | Lodging/Hospitality | FL Zone 2 | Per Unit | 0% | 5779.3498 | 4418.7443 | 1360.6055 | 0.23543 | 15 | 0.67672 | 0.00024778 | 1444.5 | Illinois 2018 Statewide TRM, Section 4.4.13 (cost per ton) | 0 | 0 | 1570.5 | Illinois 2018 Statewide TRM, Section 4.4.13 (cost per ton) | 0 | 0 | 126 | unit (1.5 ton) |  | 126
Equipment | High Efficiency PTHP | High Efficiency PTHP | Code-Compliant New Construction PTHP, 1.5 Tons, 11 SEER, 3.2 COP | Commercial | Turnover | Miscellaneous | FL Zone 2 | Per Unit | 0% | 1961.1303 | 1500.425 | 460.7053 | 0.23492 | 15 | 0.22914 | 8.3898e-05 | 1444.5 | Illinois 2018 Statewide TRM, Section 4.4.13 (cost per ton) | 0 | 0 | 1570.5 | Illinois 2018 Statewide TRM, Section 4.4.13 (cost per ton) | 0 | 0 | 126 | unit (1.5 ton) |  | 126
Equipment | High Efficiency PTHP | High Efficiency PTHP | Code-Compliant New Construction PTHP, 1.5 Tons, 11 SEER, 3.2 COP | Commercial | Turnover | Offices | FL Zone 2 | Per Unit | 0% | 3932.7887 | 3006.2193 | 926.5693 | 0.2356 | 15 | 0.46085 | 0.00016873 | 1444.5 | Illinois 2018 Statewide TRM, Section 4.4.13 (cost per ton) | 0 | 0 | 1570.5 | Illinois 2018 Statewide TRM, Section 4.4.13 (cost per ton) | 0 | 0 | 126 | unit (1.5 ton) |  | 126
Equipment | High Efficiency PTHP | High Efficiency PTHP | Code-Compliant New Construction PTHP, 1.5 Tons, 11 SEER, 3.2 COP | Commercial | Turnover | Restaurants | FL Zone 2 | Per Unit | 0% | 5765.0909 | 4421.3713 | 1343.7196 | 0.23308 | 15 | 0.66832 | 0.0002447 | 1444.5 | Illinois 2018 Statewide TRM, Section 4.4.13 (cost per ton) | 0 | 0 | 1570.5 | Illinois 2018 Statewide TRM, Section 4.4.13 (cost per ton) | 0 | 0 | 126 | unit (1.5 ton) |  | 126
Equipment | High Efficiency PTHP | High Efficiency PTHP | Code-Compliant New Construction PTHP, 1.5 Tons, 11 SEER, 3.2 COP | Commercial | Turnover | Retail | FL Zone 2 | Per Unit | 0% | 4497.6075 | 3446.409 | 1051.1985 | 0.23372 | 15 | 0.52283 | 0.00019143 | 1444.5 | Illinois 2018 Statewide TRM, Section 4.4.13 (cost per ton) | 0 | 0 | 1570.5 | Illinois 2018 Statewide TRM, Section 4.4.13 (cost per ton) | 0 | 0 | 126 | unit (1.5 ton) |  | 126
Equipment | High Efficiency PTHP | High Efficiency PTHP | Code-Compliant New Construction PTHP, 1.5 Tons, 11 SEER, 3.2 COP | Commercial | Turnover | Schools K-12 | FL Zone 2 | Per Unit | 0% | 3913.9244 | 2999.7425 | 914.1819 | 0.23357 | 15 | 0.45469 | 0.00016648 | 1444.5 | Illinois 2018 Statewide TRM, Section 4.4.13 (cost per ton) | 0 | 0 | 1570.5 | Illinois 2018 Statewide TRM, Section 4.4.13 (cost per ton) | 0 | 0 | 126 | unit (1.5 ton) |  | 126
Equipment | High Efficiency PTHP | High Efficiency PTHP | Code-Compliant New Construction PTHP, 1.5 Tons, 11 SEER, 3.2 COP | Commercial | Turnover | Warehouse | FL Zone 2 | Per Unit | 0% | 862.8589 | 661.745 | 201.1139 | 0.23308 | 15 | 0.10003 | 3.6624e-05 | 1444.5 | Illinois 2018 Statewide TRM, Section 4.4.13 (cost per ton) | 0 | 0 | 1570.5 | Illinois 2018 Statewide TRM, Section 4.4.13 (cost per ton) | 0 | 0 | 126 | unit (1.5 ton) |  | 126
Equipment | High Efficiency PTHP | High Efficiency PTHP | Code-Compliant New Construction PTHP, 1.5 Tons, 11 SEER, 3.2 COP | Commercial | New | Assembly | FL Zone 2 | Per Unit | 0% | 3511.6502 | 2686.7589 | 824.8913 | 0.2349 | 15 | 0.41028 | 0.00015022 | 1444.5 | Illinois 2018 Statewide TRM, Section 4.4.13 (cost per ton) | 0 | 0 | 1570.5 | Illinois 2018 Statewide TRM, Section 4.4.13 (cost per ton) | 0 | 0 | 126 | unit (1.5 ton) |  | 126
Equipment | High Efficiency PTHP | High Efficiency PTHP | Code-Compliant New Construction PTHP, 1.5 Tons, 11 SEER, 3.2 COP | Commercial | New | College and University | FL Zone 2 | Per Unit | 0% | 3891.9233 | 2977.1492 | 914.774 | 0.23504 | 15 | 0.26026 | 0.078693 | 1444.5 | Illinois 2018 Statewide TRM, Section 4.4.13 (cost per ton) | 0 | 0 | 1570.5 | Illinois 2018 Statewide TRM, Section 4.4.13 (cost per ton) | 0 | 0 | 126 | unit (1.5 ton) |  | 126
Equipment | High Efficiency PTHP | High Efficiency PTHP | Code-Compliant New Construction PTHP, 1.5 Tons, 11 SEER, 3.2 COP | Commercial | New | Grocery | FL Zone 2 | Per Unit | 0% | 1981.9125 | 1522.2928 | 459.6197 | 0.23191 | 15 | 0.2286 | 8.37e-05 | 1444.5 | Illinois 2018 Statewide TRM, Section 4.4.13 (cost per ton) | 0 | 0 | 1570.5 | Illinois 2018 Statewide TRM, Section 4.4.13 (cost per ton) | 0 | 0 | 126 | unit (1.5 ton) |  | 126
Equipment | High Efficiency PTHP | High Efficiency PTHP | Code-Compliant New Construction PTHP, 1.5 Tons, 11 SEER, 3.2 COP | Commercial | New | Healthcare | FL Zone 2 | Per Unit | 0% | 7619.3734 | 5826.4824 | 1792.891 | 0.23531 | 15 | 0.89173 | 0.0003265 | 1444.5 | Illinois 2018 Statewide TRM, Section 4.4.13 (cost per ton) | 0 | 0 | 1570.5 | Illinois 2018 Statewide TRM, Section 4.4.13 (cost per ton) | 0 | 0 | 126 | unit (1.5 ton) |  | 126
Equipment | High Efficiency PTHP | High Efficiency PTHP | Code-Compliant New Construction PTHP, 1.5 Tons, 11 SEER, 3.2 COP | Commercial | New | Hospitals | FL Zone 2 | Per Unit | 0% | 7228.263 | 5528.9255 | 1699.3375 | 0.2351 | 15 | 0.48347 | 0.14619 | 1444.5 | Illinois 2018 Statewide TRM, Section 4.4.13 (cost per ton) | 0 | 0 | 1570.5 | Illinois 2018 Statewide TRM, Section 4.4.13 (cost per ton) | 0 | 0 | 126 | unit (1.5 ton) |  | 126
Equipment | High Efficiency PTHP | High Efficiency PTHP | Code-Compliant New Construction PTHP, 1.5 Tons, 11 SEER, 3.2 COP | Commercial | New | Institutional | FL Zone 2 | Per Unit | 0% | 1908.8305 | 1462.1301 | 446.7003 | 0.23402 | 15 | 0.22217 | 8.1347e-05 | 1444.5 | Illinois 2018 Statewide TRM, Section 4.4.13 (cost per ton) | 0 | 0 | 1570.5 | Illinois 2018 Statewide TRM, Section 4.4.13 (cost per ton) | 0 | 0 | 126 | unit (1.5 ton) |  | 126
Equipment | High Efficiency PTHP | High Efficiency PTHP | Code-Compliant New Construction PTHP, 1.5 Tons, 11 SEER, 3.2 COP | Commercial | New | Lodging/Hospitality | FL Zone 2 | Per Unit | 0% | 5779.3498 | 4418.7443 | 1360.6055 | 0.23543 | 15 | 0.67672 | 0.00024778 | 1444.5 | Illinois 2018 Statewide TRM, Section 4.4.13 (cost per ton) | 0 | 0 | 1570.5 | Illinois 2018 Statewide TRM, Section 4.4.13 (cost per ton) | 0 | 0 | 126 | unit (1.5 ton) |  | 126
Equipment | High Efficiency PTHP | High Efficiency PTHP | Code-Compliant New Construction PTHP, 1.5 Tons, 11 SEER, 3.2 COP | Commercial | New | Miscellaneous | FL Zone 2 | Per Unit | 0% | 1961.1303 | 1500.425 | 460.7053 | 0.23492 | 15 | 0.22914 | 8.3898e-05 | 1444.5 | Illinois 2018 Statewide TRM, Section 4.4.13 (cost per ton) | 0 | 0 | 1570.5 | Illinois 2018 Statewide TRM, Section 4.4.13 (cost per ton) | 0 | 0 | 126 | unit (1.5 ton) |  | 126
Equipment | High Efficiency PTHP | High Efficiency PTHP | Code-Compliant New Construction PTHP, 1.5 Tons, 11 SEER, 3.2 COP | Commercial | New | Offices | FL Zone 2 | Per Unit | 0% | 3932.7887 | 3006.2193 | 926.5693 | 0.2356 | 15 | 0.46085 | 0.00016873 | 1444.5 | Illinois 2018 Statewide TRM, Section 4.4.13 (cost per ton) | 0 | 0 | 1570.5 | Illinois 2018 Statewide TRM, Section 4.4.13 (cost per ton) | 0 | 0 | 126 | unit (1.5 ton) |  | 126
Equipment | High Efficiency PTHP | High Efficiency PTHP | Code-Compliant New Construction PTHP, 1.5 Tons, 11 SEER, 3.2 COP | Commercial | New | Restaurants | FL Zone 2 | Per Unit | 0% | 5765.0909 | 4421.3713 | 1343.7196 | 0.23308 | 15 | 0.66832 | 0.0002447 | 1444.5 | Illinois 2018 Statewide TRM, Section 4.4.13 (cost per ton) | 0 | 0 | 1570.5 | Illinois 2018 Statewide TRM, Section 4.4.13 (cost per ton) | 0 | 0 | 126 | unit (1.5 ton) |  | 126
Equipment | High Efficiency PTHP | High Efficiency PTHP | Code-Compliant New Construction PTHP, 1.5 Tons, 11 SEER, 3.2 COP | Commercial | New | Retail | FL Zone 2 | Per Unit | 0% | 4497.6075 | 3446.409 | 1051.1985 | 0.23372 | 15 | 0.52283 | 0.00019143 | 1444.5 | Illinois 2018 Statewide TRM, Section 4.4.13 (cost per ton) | 0 | 0 | 1570.5 | Illinois 2018 Statewide TRM, Section 4.4.13 (cost per ton) | 0 | 0 | 126 | unit (1.5 ton) |  | 126
Equipment | High Efficiency PTHP | High Efficiency PTHP | Code-Compliant New Construction PTHP, 1.5 Tons, 11 SEER, 3.2 COP | Commercial | New | Schools K-12 | FL Zone 2 | Per Unit | 0% | 3913.9244 | 2999.7425 | 914.1819 | 0.23357 | 15 | 0.45469 | 0.00016648 | 1444.5 | Illinois 2018 Statewide TRM, Section 4.4.13 (cost per ton) | 0 | 0 | 1570.5 | Illinois 2018 Statewide TRM, Section 4.4.13 (cost per ton) | 0 | 0 | 126 | unit (1.5 ton) |  | 126
Equipment | High Efficiency PTHP | High Efficiency PTHP | Code-Compliant New Construction PTHP, 1.5 Tons, 11 SEER, 3.2 COP | Commercial | New | Warehouse | FL Zone 2 | Per Unit | 0% | 862.8589 | 661.745 | 201.1139 | 0.23308 | 15 | 0.10003 | 3.6624e-05 | 1444.5 | Illinois 2018 Statewide TRM, Section 4.4.13 (cost per ton) | 0 | 0 | 1570.5 | Illinois 2018 Statewide TRM, Section 4.4.13 (cost per ton) | 0 | 0 | 126 | unit (1.5 ton) |  | 126
Equipment | Variable Refrigerant Flow (VRF) HVAC Systems | Variable Refrigerant Flow (VRF) HVAC Systems | Code-Compliant New Construction PTHP, 4 Tons, 10.1 SEER, COP | Commercial | Turnover | Assembly | FL Zone 2 | Per Unit | 49.09% | 7852.3095 | 4964.8677 | 2887.4418 | 0.36772 | 15 | 0.87862 | 0.88806 | 3852 | Illinois 2018 Statewide TRM, Section 4.4.13 (cost per ton) | 0 | 0 | 7147 | Mid-Atlantic TRM v7.0, 2017 (average for 24kBtu across efficiency types) | 0 | 0 | 3295 | unit (4 tons) |  | 3295
Equipment | Variable Refrigerant Flow (VRF) HVAC Systems | Variable Refrigerant Flow (VRF) HVAC Systems | Code-Compliant New Construction PTHP, 4 Tons, 10.1 SEER, COP | Commercial | Turnover | College and University | FL Zone 2 | Per Unit | 49.09% | 8695.6875 | 5497.2501 | 3198.4374 | 0.36782 | 15 | 0.6786 | 0.49856 | 3852 | Illinois 2018 Statewide TRM, Section 4.4.13 (cost per ton) | 0 | 0 | 7147 | Mid-Atlantic TRM v7.0, 2017 (average for 24kBtu across efficiency types) | 0 | 0 | 3295 | unit (4 tons) |  | 3295
Equipment | Variable Refrigerant Flow (VRF) HVAC Systems | Variable Refrigerant Flow (VRF) HVAC Systems | Code-Compliant New Construction PTHP, 4 Tons, 10.1 SEER, COP | Commercial | Turnover | Grocery | FL Zone 2 | Per Unit | 49.09% | 4505.7725 | 2858.1963 | 1647.5762 | 0.36566 | 15 | 0.50134 | 0.50673 | 3852 | Illinois 2018 Statewide TRM, Section 4.4.13 (cost per ton) | 0 | 0 | 7147 | Mid-Atlantic TRM v7.0, 2017 (average for 24kBtu across efficiency types) | 0 | 0 | 3295 | unit (4 tons) |  | 3295
Equipment | Variable Refrigerant Flow (VRF) HVAC Systems | Variable Refrigerant Flow (VRF) HVAC Systems | Code-Compliant New Construction PTHP, 4 Tons, 10.1 SEER, COP | Commercial | Turnover | Healthcare | FL Zone 2 | Per Unit | 49.09% | 16998.9137 | 10743.2609 | 6255.6528 | 0.368 | 15 | 1.9035 | 1.924 | 3852 | Illinois 2018 Statewide TRM, Section 4.4.13 (cost per ton) | 0 | 0 | 7147 | Mid-Atlantic TRM v7.0, 2017 (average for 24kBtu across efficiency types) | 0 | 0 | 3295 | unit (4 tons) |  | 3295
Equipment | Variable Refrigerant Flow (VRF) HVAC Systems | Variable Refrigerant Flow (VRF) HVAC Systems | Code-Compliant New Construction PTHP, 4 Tons, 10.1 SEER, COP | Commercial | Turnover | Hospitals | FL Zone 2 | Per Unit | 49.09% | 16145.3451 | 10206.1948 | 5939.1504 | 0.36786 | 15 | 1.8072 | 1.8266 | 3852 | Illinois 2018 Statewide TRM, Section 4.4.13 (cost per ton) | 0 | 0 | 7147 | Mid-Atlantic TRM v7.0, 2017 (average for 24kBtu across efficiency types) | 0 | 0 | 3295 | unit (4 tons) |  | 3295
Equipment | Variable Refrigerant Flow (VRF) HVAC Systems | Variable Refrigerant Flow (VRF) HVAC Systems | Code-Compliant New Construction PTHP, 4 Tons, 10.1 SEER, COP | Commercial | Turnover | Institutional | FL Zone 2 | Per Unit | 49.09% | 4289.3368 | 2714.7047 | 1574.6321 | 0.3671 | 15 | 0.47915 | 0.48429 | 3852 | Illinois 2018 Statewide TRM, Section 4.4.13 (cost per ton) | 0 | 0 | 7147 | Mid-Atlantic TRM v7.0, 2017 (average for 24kBtu across efficiency types) | 0 | 0 | 3295 | unit (4 tons) |  | 3295
Equipment | Variable Refrigerant Flow (VRF) HVAC Systems | Variable Refrigerant Flow (VRF) HVAC Systems | Code-Compliant New Construction PTHP, 4 Tons, 10.1 SEER, COP | Commercial | Turnover | Lodging/Hospitality | FL Zone 2 | Per Unit | 49.09% | 12885.2524 | 8142.3664 | 4742.8861 | 0.36809 | 15 | 1.0063 | 0.7393 | 3852 | Illinois 2018 Statewide TRM, Section 4.4.13 (cost per ton) | 0 | 0 | 7147 | Mid-Atlantic TRM v7.0, 2017 (average for 24kBtu across efficiency types) | 0 | 0 | 3295 | unit (4 tons) |  | 3295
Equipment | Variable Refrigerant Flow (VRF) HVAC Systems | Variable Refrigerant Flow (VRF) HVAC Systems | Code-Compliant New Construction PTHP, 4 Tons, 10.1 SEER, COP | Commercial | Turnover | Miscellaneous | FL Zone 2 | Per Unit | 49.09% | 4384.818 | 2772.3861 | 1612.4319 | 0.36773 | 15 | 0.49065 | 0.49592 | 3852 | Illinois 2018 Statewide TRM, Section 4.4.13 (cost per ton) | 0 | 0 | 7147 | Mid-Atlantic TRM v7.0, 2017 (average for 24kBtu across efficiency types) | 0 | 0 | 3295 | unit (4 tons) |  | 3295
Equipment | Variable Refrigerant Flow (VRF) HVAC Systems | Variable Refrigerant Flow (VRF) HVAC Systems | Code-Compliant New Construction PTHP, 4 Tons, 10.1 SEER, COP | Commercial | Turnover | Offices | FL Zone 2 | Per Unit | 49.09% | 8759.656 | 5534.2617 | 3225.3943 | 0.36821 | 15 | 0.98146 | 0.992 | 3852 | Illinois 2018 Statewide TRM, Section 4.4.13 (cost per ton) | 0 | 0 | 7147 | Mid-Atlantic TRM v7.0, 2017 (average for 24kBtu across efficiency types) | 0 | 0 | 3295 | unit (4 tons) |  | 3295
Equipment | Variable Refrigerant Flow (VRF) HVAC Systems | Variable Refrigerant Flow (VRF) HVAC Systems | Code-Compliant New Construction PTHP, 4 Tons, 10.1 SEER, COP | Commercial | Turnover | Restaurants | FL Zone 2 | Per Unit | 49.09% | 13022.3275 | 8250.2072 | 4772.1203 | 0.36646 | 15 | 1.4521 | 1.4677 | 3852 | Illinois 2018 Statewide TRM, Section 4.4.13 (cost per ton) | 0 | 0 | 7147 | Mid-Atlantic TRM v7.0, 2017 (average for 24kBtu across efficiency types) | 0 | 0 | 3295 | unit (4 tons) |  | 3295
Equipment | Variable Refrigerant Flow (VRF) HVAC Systems | Variable Refrigerant Flow (VRF) HVAC Systems | Code-Compliant New Construction PTHP, 4 Tons, 10.1 SEER, COP | Commercial | Turnover | Retail | FL Zone 2 | Per Unit | 49.09% | 10123.0803 | 6408.9154 | 3714.1648 | 0.3669 | 15 | 1.1302 | 1.1423 | 3852 | Illinois 2018 Statewide TRM, Section 4.4.13 (cost per ton) | 0 | 0 | 7147 | Mid-Atlantic TRM v7.0, 2017 (average for 24kBtu across efficiency types) | 0 | 0 | 3295 | unit (4 tons) |  | 3295
Equipment | Variable Refrigerant Flow (VRF) HVAC Systems | Variable Refrigerant Flow (VRF) HVAC Systems | Code-Compliant New Construction PTHP, 4 Tons, 10.1 SEER, COP | Commercial | Turnover | Schools K-12 | FL Zone 2 | Per Unit | 49.09% | 8816.7816 | 5582.8245 | 3233.9571 | 0.3668 | 15 | 0.98407 | 0.99463 | 3852 | Illinois 2018 Statewide TRM, Section 4.4.13 (cost per ton) | 0 | 0 | 7147 | Mid-Atlantic TRM v7.0, 2017 (average for 24kBtu across efficiency types) | 0 | 0 | 3295 | unit (4 tons) |  | 3295
Equipment | Variable Refrigerant Flow (VRF) HVAC Systems | Variable Refrigerant Flow (VRF) HVAC Systems | Code-Compliant New Construction PTHP, 4 Tons, 10.1 SEER, COP | Commercial | Turnover | Warehouse | FL Zone 2 | Per Unit | 49.09% | 1949.048 | 1234.8063 | 714.2417 | 0.36646 | 15 | 0.21734 | 0.21967 | 3852 | Illinois 2018 Statewide TRM, Section 4.4.13 (cost per ton) | 0 | 0 | 7147 | Mid-Atlantic TRM v7.0, 2017 (average for 24kBtu across efficiency types) | 0 | 0 | 3295 | unit (4 tons) |  | 3295
Equipment | Variable Refrigerant Flow (VRF) HVAC Systems | Variable Refrigerant Flow (VRF) HVAC Systems | Code-Compliant New Construction PTHP, 4 Tons, 10.1 SEER, COP | Commercial | New | Assembly | FL Zone 2 | Per Unit | 49.09% | 7852.3095 | 4964.8677 | 2887.4418 | 0.36772 | 15 | 0.87862 | 0.88806 | 3852 | Illinois 2018 Statewide TRM, Section 4.4.13 (cost per ton) | 0 | 0 | 7147 | Mid-Atlantic TRM v7.0, 2017 (average for 24kBtu across efficiency types) | 0 | 0 | 3295 | unit (4 tons) |  | 3295
Equipment | Variable Refrigerant Flow (VRF) HVAC Systems | Variable Refrigerant Flow (VRF) HVAC Systems | Code-Compliant New Construction PTHP, 4 Tons, 10.1 SEER, COP | Commercial | New | College and University | FL Zone 2 | Per Unit | 49.09% | 8695.6875 | 5497.2501 | 3198.4374 | 0.36782 | 15 | 0.6786 | 0.49856 | 3852 | Illinois 2018 Statewide TRM, Section 4.4.13 (cost per ton) | 0 | 0 | 7147 | Mid-Atlantic TRM v7.0, 2017 (average for 24kBtu across efficiency types) | 0 | 0 | 3295 | unit (4 tons) |  | 3295
Equipment | Variable Refrigerant Flow (VRF) HVAC Systems | Variable Refrigerant Flow (VRF) HVAC Systems | Code-Compliant New Construction PTHP, 4 Tons, 10.1 SEER, COP | Commercial | New | Grocery | FL Zone 2 | Per Unit | 49.09% | 4505.7725 | 2858.1963 | 1647.5762 | 0.36566 | 15 | 0.50134 | 0.50673 | 3852 | Illinois 2018 Statewide TRM, Section 4.4.13 (cost per ton) | 0 | 0 | 7147 | Mid-Atlantic TRM v7.0, 2017 (average for 24kBtu across efficiency types) | 0 | 0 | 3295 | unit (4 tons) |  | 3295
Equipment | Variable Refrigerant Flow (VRF) HVAC Systems | Variable Refrigerant Flow (VRF) HVAC Systems | Code-Compliant New Construction PTHP, 4 Tons, 10.1 SEER, COP | Commercial | New | Healthcare | FL Zone 2 | Per Unit | 49.09% | 16998.9137 | 10743.2609 | 6255.6528 | 0.368 | 15 | 1.9035 | 1.924 | 3852 | Illinois 2018 Statewide TRM, Section 4.4.13 (cost per ton) | 0 | 0 | 7147 | Mid-Atlantic TRM v7.0, 2017 (average for 24kBtu across efficiency types) | 0 | 0 | 3295 | unit (4 tons) |  | 3295
Equipment | Variable Refrigerant Flow (VRF) HVAC Systems | Variable Refrigerant Flow (VRF) HVAC Systems | Code-Compliant New Construction PTHP, 4 Tons, 10.1 SEER, COP | Commercial | New | Hospitals | FL Zone 2 | Per Unit | 49.09% | 16145.3451 | 10206.1948 | 5939.1504 | 0.36786 | 15 | 1.8072 | 1.8266 | 3852 | Illinois 2018 Statewide TRM, Section 4.4.13 (cost per ton) | 0 | 0 | 7147 | Mid-Atlantic TRM v7.0, 2017 (average for 24kBtu across efficiency types) | 0 | 0 | 3295 | unit (4 tons) |  | 3295
Equipment | Variable Refrigerant Flow (VRF) HVAC Systems | Variable Refrigerant Flow (VRF) HVAC Systems | Code-Compliant New Construction PTHP, 4 Tons, 10.1 SEER, COP | Commercial | New | Institutional | FL Zone 2 | Per Unit | 49.09% | 4289.3368 | 2714.7047 | 1574.6321 | 0.3671 | 15 | 0.47915 | 0.48429 | 3852 | Illinois 2018 Statewide TRM, Section 4.4.13 (cost per ton) | 0 | 0 | 7147 | Mid-Atlantic TRM v7.0, 2017 (average for 24kBtu across efficiency types) | 0 | 0 | 3295 | unit (4 tons) |  | 3295
Equipment | Variable Refrigerant Flow (VRF) HVAC Systems | Variable Refrigerant Flow (VRF) HVAC Systems | Code-Compliant New Construction PTHP, 4 Tons, 10.1 SEER, COP | Commercial | New | Lodging/Hospitality | FL Zone 2 | Per Unit | 49.09% | 12885.2524 | 8142.3664 | 4742.8861 | 0.36809 | 15 | 1.0063 | 0.7393 | 3852 | Illinois 2018 Statewide TRM, Section 4.4.13 (cost per ton) | 0 | 0 | 7147 | Mid-Atlantic TRM v7.0, 2017 (average for 24kBtu across efficiency types) | 0 | 0 | 3295 | unit (4 tons) |  | 3295
Equipment | Variable Refrigerant Flow (VRF) HVAC Systems | Variable Refrigerant Flow (VRF) HVAC Systems | Code-Compliant New Construction PTHP, 4 Tons, 10.1 SEER, COP | Commercial | New | Miscellaneous | FL Zone 2 | Per Unit | 49.09% | 4384.818 | 2772.3861 | 1612.4319 | 0.36773 | 15 | 0.49065 | 0.49592 | 3852 | Illinois 2018 Statewide TRM, Section 4.4.13 (cost per ton) | 0 | 0 | 7147 | Mid-Atlantic TRM v7.0, 2017 (average for 24kBtu across efficiency types) | 0 | 0 | 3295 | unit (4 tons) |  | 3295
Equipment | Variable Refrigerant Flow (VRF) HVAC Systems | Variable Refrigerant Flow (VRF) HVAC Systems | Code-Compliant New Construction PTHP, 4 Tons, 10.1 SEER, COP | Commercial | New | Offices | FL Zone 2 | Per Unit | 49.09% | 8759.656 | 5534.2617 | 3225.3943 | 0.36821 | 15 | 0.98146 | 0.992 | 3852 | Illinois 2018 Statewide TRM, Section 4.4.13 (cost per ton) | 0 | 0 | 7147 | Mid-Atlantic TRM v7.0, 2017 (average for 24kBtu across efficiency types) | 0 | 0 | 3295 | unit (4 tons) |  | 3295
Equipment | Variable Refrigerant Flow (VRF) HVAC Systems | Variable Refrigerant Flow (VRF) HVAC Systems | Code-Compliant New Construction PTHP, 4 Tons, 10.1 SEER, COP | Commercial | New | Restaurants | FL Zone 2 | Per Unit | 49.09% | 13022.3275 | 8250.2072 | 4772.1203 | 0.36646 | 15 | 1.4521 | 1.4677 | 3852 | Illinois 2018 Statewide TRM, Section 4.4.13 (cost per ton) | 0 | 0 | 7147 | Mid-Atlantic TRM v7.0, 2017 (average for 24kBtu across efficiency types) | 0 | 0 | 3295 | unit (4 tons) |  | 3295
Equipment | Variable Refrigerant Flow (VRF) HVAC Systems | Variable Refrigerant Flow (VRF) HVAC Systems | Code-Compliant New Construction PTHP, 4 Tons, 10.1 SEER, COP | Commercial | New | Retail | FL Zone 2 | Per Unit | 49.09% | 10123.0803 | 6408.9154 | 3714.1648 | 0.3669 | 15 | 1.1302 | 1.1423 | 3852 | Illinois 2018 Statewide TRM, Section 4.4.13 (cost per ton) | 0 | 0 | 7147 | Mid-Atlantic TRM v7.0, 2017 (average for 24kBtu across efficiency types) | 0 | 0 | 3295 | unit (4 tons) |  | 3295
Equipment | Variable Refrigerant Flow (VRF) HVAC Systems | Variable Refrigerant Flow (VRF) HVAC Systems | Code-Compliant New Construction PTHP, 4 Tons, 10.1 SEER, COP | Commercial | New | Schools K-12 | FL Zone 2 | Per Unit | 49.09% | 8816.7816 | 5582.8245 | 3233.9571 | 0.3668 | 15 | 0.98407 | 0.99463 | 3852 | Illinois 2018 Statewide TRM, Section 4.4.13 (cost per ton) | 0 | 0 | 7147 | Mid-Atlantic TRM v7.0, 2017 (average for 24kBtu across efficiency types) | 0 | 0 | 3295 | unit (4 tons) |  | 3295
Equipment | Variable Refrigerant Flow (VRF) HVAC Systems | Variable Refrigerant Flow (VRF) HVAC Systems | Code-Compliant New Construction PTHP, 4 Tons, 10.1 SEER, COP | Commercial | New | Warehouse | FL Zone 2 | Per Unit | 49.09% | 1949.048 | 1234.8063 | 714.2417 | 0.36646 | 15 | 0.21734 | 0.21967 | 3852 | Illinois 2018 Statewide TRM, Section 4.4.13 (cost per ton) | 0 | 0 | 7147 | Mid-Atlantic TRM v7.0, 2017 (average for 24kBtu across efficiency types) | 0 | 0 | 3295 | unit (4 tons) |  | 3295
Equipment | CFL-23W | 23W CFL | EISA-2020 compliant baseline lamp (100W equivalent) | Commercial | Turnover | Assembly | FL Zone 2 | Per Lamp | 0% | 86.28 | 66.148 | 20.132 | 0.23333 | 7.8 | 0.0048304 | 0.0011168 | 1.49 | https://www.homedepot.com/p/EcoSmart-100-Watt-Equivalent-A19-Halogen-Light-Bulb-4-Pack-324442/302639927 | 0 | No Labor Cost | 2.34 | https://www.homedepot.com/p/Philips-100W-Equivalent-Soft-White-2700K-T2-Spiral-CFL-Light-Bulb-4-Pack-434738/202827179 | 0 | No Labor Cost | 0.85 | bulb |  | 0.85
Equipment | CFL-23W | 23W CFL | EISA-2020 compliant baseline lamp (100W equivalent) | Commercial | Turnover | College and University | FL Zone 2 | Per Lamp | 0% | 132.24 | 101.384 | 30.856 | 0.23333 | 7.8 | 0.0031363 | 0.0030714 | 1.49 | https://www.homedepot.com/p/EcoSmart-100-Watt-Equivalent-A19-Halogen-Light-Bulb-4-Pack-324442/302639927 | 0 | No Labor Cost | 2.34 | https://www.homedepot.com/p/Philips-100W-Equivalent-Soft-White-2700K-T2-Spiral-CFL-Light-Bulb-4-Pack-434738/202827179 | 0 | No Labor Cost | 0.85 | bulb |  | 0.85
Equipment | CFL-23W | 23W CFL | EISA-2020 compliant baseline lamp (100W equivalent) | Commercial | Turnover | Grocery | FL Zone 2 | Per Lamp | 0% | 166.32 | 127.512 | 38.808 | 0.23333 | 7.8 | 0.0093469 | 2.5304e-06 | 1.49 | https://www.homedepot.com/p/EcoSmart-100-Watt-Equivalent-A19-Halogen-Light-Bulb-4-Pack-324442/302639927 | 0 | No Labor Cost | 2.34 | https://www.homedepot.com/p/Philips-100W-Equivalent-Soft-White-2700K-T2-Spiral-CFL-Light-Bulb-4-Pack-434738/202827179 | 0 | No Labor Cost | 0.85 | bulb |  | 0.85
Equipment | CFL-23W | 23W CFL | EISA-2020 compliant baseline lamp (100W equivalent) | Commercial | Turnover | Healthcare | FL Zone 2 | Per Lamp | 0% | 150.84 | 115.644 | 35.196 | 0.23333 | 7.8 | 0.0084448 | 0.0019525 | 1.49 | https://www.homedepot.com/p/EcoSmart-100-Watt-Equivalent-A19-Halogen-Light-Bulb-4-Pack-324442/302639927 | 0 | No Labor Cost | 2.34 | https://www.homedepot.com/p/Philips-100W-Equivalent-Soft-White-2700K-T2-Spiral-CFL-Light-Bulb-4-Pack-434738/202827179 | 0 | No Labor Cost | 0.85 | bulb |  | 0.85
Equipment | CFL-23W | 23W CFL | EISA-2020 compliant baseline lamp (100W equivalent) | Commercial | Turnover | Hospitals | FL Zone 2 | Per Lamp | 0% | 204.06 | 156.446 | 47.614 | 0.23333 | 7.8 | 0.0048396 | 0.0047395 | 1.49 | https://www.homedepot.com/p/EcoSmart-100-Watt-Equivalent-A19-Halogen-Light-Bulb-4-Pack-324442/302639927 | 0 | No Labor Cost | 2.34 | https://www.homedepot.com/p/Philips-100W-Equivalent-Soft-White-2700K-T2-Spiral-CFL-Light-Bulb-4-Pack-434738/202827179 | 0 | No Labor Cost | 0.85 | bulb |  | 0.85
Equipment | CFL-23W | 23W CFL | EISA-2020 compliant baseline lamp (100W equivalent) | Commercial | Turnover | Institutional | FL Zone 2 | Per Lamp | 0% | 98.97 | 75.877 | 23.093 | 0.23333 | 7.8 | 0.0055408 | 0.0012811 | 1.49 | https://www.homedepot.com/p/EcoSmart-100-Watt-Equivalent-A19-Halogen-Light-Bulb-4-Pack-324442/302639927 | 0 | No Labor Cost | 2.34 | https://www.homedepot.com/p/Philips-100W-Equivalent-Soft-White-2700K-T2-Spiral-CFL-Light-Bulb-4-Pack-434738/202827179 | 0 | No Labor Cost | 0.85 | bulb |  | 0.85
Equipment | CFL-23W | 23W CFL | EISA-2020 compliant baseline lamp (100W equivalent) | Commercial | Turnover | Lodging/Hospitality | FL Zone 2 | Per Lamp | 0% | 112.62 | 86.342 | 26.278 | 0.23333 | 7.8 | 0.006329 | 1.7134e-06 | 1.49 | https://www.homedepot.com/p/EcoSmart-100-Watt-Equivalent-A19-Halogen-Light-Bulb-4-Pack-324442/302639927 | 0 | No Labor Cost | 2.34 | https://www.homedepot.com/p/Philips-100W-Equivalent-Soft-White-2700K-T2-Spiral-CFL-Light-Bulb-4-Pack-434738/202827179 | 0 | No Labor Cost | 0.85 | bulb |  | 0.85
Equipment | CFL-23W | 23W CFL | EISA-2020 compliant baseline lamp (100W equivalent) | Commercial | Turnover | Miscellaneous | FL Zone 2 | Per Lamp | 0% | 132.24 | 101.384 | 30.856 | 0.23333 | 7.8 | 0.0074035 | 0.0017117 | 1.49 | https://www.homedepot.com/p/EcoSmart-100-Watt-Equivalent-A19-Halogen-Light-Bulb-4-Pack-324442/302639927 | 0 | No Labor Cost | 2.34 | https://www.homedepot.com/p/Philips-100W-Equivalent-Soft-White-2700K-T2-Spiral-CFL-Light-Bulb-4-Pack-434738/202827179 | 0 | No Labor Cost | 0.85 | bulb |  | 0.85
Equipment | CFL-23W | 23W CFL | EISA-2020 compliant baseline lamp (100W equivalent) | Commercial | Turnover | Offices | FL Zone 2 | Per Lamp | 0% | 97.59 | 74.819 | 22.771 | 0.23333 | 7.8 | 0.0054636 | 0.0012632 | 1.49 | https://www.homedepot.com/p/EcoSmart-100-Watt-Equivalent-A19-Halogen-Light-Bulb-4-Pack-324442/302639927 | 0 | No Labor Cost | 2.34 | https://www.homedepot.com/p/Philips-100W-Equivalent-Soft-White-2700K-T2-Spiral-CFL-Light-Bulb-4-Pack-434738/202827179 | 0 | No Labor Cost | 0.85 | bulb |  | 0.85
Equipment | CFL-23W | 23W CFL | EISA-2020 compliant baseline lamp (100W equivalent) | Commercial | Turnover | Restaurants | FL Zone 2 | Per Lamp | 0% | 100.71 | 77.211 | 23.499 | 0.23333 | 7.8 | 0.0056597 | 1.5322e-06 | 1.49 | https://www.homedepot.com/p/EcoSmart-100-Watt-Equivalent-A19-Halogen-Light-Bulb-4-Pack-324442/302639927 | 0 | No Labor Cost | 2.34 | https://www.homedepot.com/p/Philips-100W-Equivalent-Soft-White-2700K-T2-Spiral-CFL-Light-Bulb-4-Pack-434738/202827179 | 0 | No Labor Cost | 0.85 | bulb |  | 0.85
Equipment | CFL-23W | 23W CFL | EISA-2020 compliant baseline lamp (100W equivalent) | Commercial | Turnover | Retail | FL Zone 2 | Per Lamp | 0% | 149.52 | 114.632 | 34.888 | 0.23333 | 7.8 | 0.0084028 | 2.2748e-06 | 1.49 | https://www.homedepot.com/p/EcoSmart-100-Watt-Equivalent-A19-Halogen-Light-Bulb-4-Pack-324442/302639927 | 0 | No Labor Cost | 2.34 | https://www.homedepot.com/p/Philips-100W-Equivalent-Soft-White-2700K-T2-Spiral-CFL-Light-Bulb-4-Pack-434738/202827179 | 0 | No Labor Cost | 0.85 | bulb |  | 0.85
Equipment | CFL-23W | 23W CFL | EISA-2020 compliant baseline lamp (100W equivalent) | Commercial | Turnover | Schools K-12 | FL Zone 2 | Per Lamp | 0% | 71.37 | 54.717 | 16.653 | 0.23333 | 7.8 | 0.0039956 | 0.00092383 | 1.49 | https://www.homedepot.com/p/EcoSmart-100-Watt-Equivalent-A19-Halogen-Light-Bulb-4-Pack-324442/302639927 | 0 | No Labor Cost | 2.34 | https://www.homedepot.com/p/Philips-100W-Equivalent-Soft-White-2700K-T2-Spiral-CFL-Light-Bulb-4-Pack-434738/202827179 | 0 | No Labor Cost | 0.85 | bulb |  | 0.85
Equipment | CFL-23W | 23W CFL | EISA-2020 compliant baseline lamp (100W equivalent) | Commercial | Turnover | Warehouse | FL Zone 2 | Per Lamp | 0% | 114.72 | 87.952 | 26.768 | 0.23333 | 7.8 | 0.0064226 | 0.001485 | 1.49 | https://www.homedepot.com/p/EcoSmart-100-Watt-Equivalent-A19-Halogen-Light-Bulb-4-Pack-324442/302639927 | 0 | No Labor Cost | 2.34 | https://www.homedepot.com/p/Philips-100W-Equivalent-Soft-White-2700K-T2-Spiral-CFL-Light-Bulb-4-Pack-434738/202827179 | 0 | No Labor Cost | 0.85 | bulb |  | 0.85
Equipment | CFL-23W | 23W CFL | EISA-2020 compliant baseline lamp (100W equivalent) | Commercial | New | Assembly | FL Zone 2 | Per Lamp | 0% | 86.28 | 66.148 | 20.132 | 0.23333 | 7.8 | 0.0048304 | 0.0011168 | 1.49 | https://www.homedepot.com/p/EcoSmart-100-Watt-Equivalent-A19-Halogen-Light-Bulb-4-Pack-324442/302639927 | 0 | No Labor Cost | 2.34 | https://www.homedepot.com/p/Philips-100W-Equivalent-Soft-White-2700K-T2-Spiral-CFL-Light-Bulb-4-Pack-434738/202827179 | 0 | No Labor Cost | 0.85 | bulb |  | 0.85
Equipment | CFL-23W | 23W CFL | EISA-2020 compliant baseline lamp (100W equivalent) | Commercial | New | College and University | FL Zone 2 | Per Lamp | 0% | 132.24 | 101.384 | 30.856 | 0.23333 | 7.8 | 0.0031363 | 0.0030714 | 1.49 | https://www.homedepot.com/p/EcoSmart-100-Watt-Equivalent-A19-Halogen-Light-Bulb-4-Pack-324442/302639927 | 0 | No Labor Cost | 2.34 | https://www.homedepot.com/p/Philips-100W-Equivalent-Soft-White-2700K-T2-Spiral-CFL-Light-Bulb-4-Pack-434738/202827179 | 0 | No Labor Cost | 0.85 | bulb |  | 0.85
Equipment | CFL-23W | 23W CFL | EISA-2020 compliant baseline lamp (100W equivalent) | Commercial | New | Grocery | FL Zone 2 | Per Lamp | 0% | 166.32 | 127.512 | 38.808 | 0.23333 | 7.8 | 0.0093469 | 2.5304e-06 | 1.49 | https://www.homedepot.com/p/EcoSmart-100-Watt-Equivalent-A19-Halogen-Light-Bulb-4-Pack-324442/302639927 | 0 | No Labor Cost | 2.34 | https://www.homedepot.com/p/Philips-100W-Equivalent-Soft-White-2700K-T2-Spiral-CFL-Light-Bulb-4-Pack-434738/202827179 | 0 | No Labor Cost | 0.85 | bulb |  | 0.85
Equipment | CFL-23W | 23W CFL | EISA-2020 compliant baseline lamp (100W equivalent) | Commercial | New | Healthcare | FL Zone 2 | Per Lamp | 0% | 150.84 | 115.644 | 35.196 | 0.23333 | 7.8 | 0.0084448 | 0.0019525 | 1.49 | https://www.homedepot.com/p/EcoSmart-100-Watt-Equivalent-A19-Halogen-Light-Bulb-4-Pack-324442/302639927 | 0 | No Labor Cost | 2.34 | https://www.homedepot.com/p/Philips-100W-Equivalent-Soft-White-2700K-T2-Spiral-CFL-Light-Bulb-4-Pack-434738/202827179 | 0 | No Labor Cost | 0.85 | bulb |  | 0.85
Equipment | CFL-23W | 23W CFL | EISA-2020 compliant baseline lamp (100W equivalent) | Commercial | New | Hospitals | FL Zone 2 | Per Lamp | 0% | 204.06 | 156.446 | 47.614 | 0.23333 | 7.8 | 0.0048396 | 0.0047395 | 1.49 | https://www.homedepot.com/p/EcoSmart-100-Watt-Equivalent-A19-Halogen-Light-Bulb-4-Pack-324442/302639927 | 0 | No Labor Cost | 2.34 | https://www.homedepot.com/p/Philips-100W-Equivalent-Soft-White-2700K-T2-Spiral-CFL-Light-Bulb-4-Pack-434738/202827179 | 0 | No Labor Cost | 0.85 | bulb |  | 0.85
Equipment | CFL-23W | 23W CFL | EISA-2020 compliant baseline lamp (100W equivalent) | Commercial | New | Institutional | FL Zone 2 | Per Lamp | 0% | 98.97 | 75.877 | 23.093 | 0.23333 | 7.8 | 0.0055408 | 0.0012811 | 1.49 | https://www.homedepot.com/p/EcoSmart-100-Watt-Equivalent-A19-Halogen-Light-Bulb-4-Pack-324442/302639927 | 0 | No Labor Cost | 2.34 | https://www.homedepot.com/p/Philips-100W-Equivalent-Soft-White-2700K-T2-Spiral-CFL-Light-Bulb-4-Pack-434738/202827179 | 0 | No Labor Cost | 0.85 | bulb |  | 0.85
Equipment | CFL-23W | 23W CFL | EISA-2020 compliant baseline lamp (100W equivalent) | Commercial | New | Lodging/Hospitality | FL Zone 2 | Per Lamp | 0% | 112.62 | 86.342 | 26.278 | 0.23333 | 7.8 | 0.006329 | 1.7134e-06 | 1.49 | https://www.homedepot.com/p/EcoSmart-100-Watt-Equivalent-A19-Halogen-Light-Bulb-4-Pack-324442/302639927 | 0 | No Labor Cost | 2.34 | https://www.homedepot.com/p/Philips-100W-Equivalent-Soft-White-2700K-T2-Spiral-CFL-Light-Bulb-4-Pack-434738/202827179 | 0 | No Labor Cost | 0.85 | bulb |  | 0.85
Equipment | CFL-23W | 23W CFL | EISA-2020 compliant baseline lamp (100W equivalent) | Commercial | New | Miscellaneous | FL Zone 2 | Per Lamp | 0% | 132.24 | 101.384 | 30.856 | 0.23333 | 7.8 | 0.0074035 | 0.0017117 | 1.49 | https://www.homedepot.com/p/EcoSmart-100-Watt-Equivalent-A19-Halogen-Light-Bulb-4-Pack-324442/302639927 | 0 | No Labor Cost | 2.34 | https://www.homedepot.com/p/Philips-100W-Equivalent-Soft-White-2700K-T2-Spiral-CFL-Light-Bulb-4-Pack-434738/202827179 | 0 | No Labor Cost | 0.85 | bulb |  | 0.85
Equipment | CFL-23W | 23W CFL | EISA-2020 compliant baseline lamp (100W equivalent) | Commercial | New | Offices | FL Zone 2 | Per Lamp | 0% | 97.59 | 74.819 | 22.771 | 0.23333 | 7.8 | 0.0054636 | 0.0012632 | 1.49 | https://www.homedepot.com/p/EcoSmart-100-Watt-Equivalent-A19-Halogen-Light-Bulb-4-Pack-324442/302639927 | 0 | No Labor Cost | 2.34 | https://www.homedepot.com/p/Philips-100W-Equivalent-Soft-White-2700K-T2-Spiral-CFL-Light-Bulb-4-Pack-434738/202827179 | 0 | No Labor Cost | 0.85 | bulb |  | 0.85
Equipment | CFL-23W | 23W CFL | EISA-2020 compliant baseline lamp (100W equivalent) | Commercial | New | Restaurants | FL Zone 2 | Per Lamp | 0% | 100.71 | 77.211 | 23.499 | 0.23333 | 7.8 | 0.0056597 | 1.5322e-06 | 1.49 | https://www.homedepot.com/p/EcoSmart-100-Watt-Equivalent-A19-Halogen-Light-Bulb-4-Pack-324442/302639927 | 0 | No Labor Cost | 2.34 | https://www.homedepot.com/p/Philips-100W-Equivalent-Soft-White-2700K-T2-Spiral-CFL-Light-Bulb-4-Pack-434738/202827179 | 0 | No Labor Cost | 0.85 | bulb |  | 0.85
Equipment | CFL-23W | 23W CFL | EISA-2020 compliant baseline lamp (100W equivalent) | Commercial | New | Retail | FL Zone 2 | Per Lamp | 0% | 149.52 | 114.632 | 34.888 | 0.23333 | 7.8 | 0.0084028 | 2.2748e-06 | 1.49 | https://www.homedepot.com/p/EcoSmart-100-Watt-Equivalent-A19-Halogen-Light-Bulb-4-Pack-324442/302639927 | 0 | No Labor Cost | 2.34 | https://www.homedepot.com/p/Philips-100W-Equivalent-Soft-White-2700K-T2-Spiral-CFL-Light-Bulb-4-Pack-434738/202827179 | 0 | No Labor Cost | 0.85 | bulb |  | 0.85
Equipment | CFL-23W | 23W CFL | EISA-2020 compliant baseline lamp (100W equivalent) | Commercial | New | Schools K-12 | FL Zone 2 | Per Lamp | 0% | 71.37 | 54.717 | 16.653 | 0.23333 | 7.8 | 0.0039956 | 0.00092383 | 1.49 | https://www.homedepot.com/p/EcoSmart-100-Watt-Equivalent-A19-Halogen-Light-Bulb-4-Pack-324442/302639927 | 0 | No Labor Cost | 2.34 | https://www.homedepot.com/p/Philips-100W-Equivalent-Soft-White-2700K-T2-Spiral-CFL-Light-Bulb-4-Pack-434738/202827179 | 0 | No Labor Cost | 0.85 | bulb |  | 0.85
Equipment | CFL-23W | 23W CFL | EISA-2020 compliant baseline lamp (100W equivalent) | Commercial | New | Warehouse | FL Zone 2 | Per Lamp | 0% | 114.72 | 87.952 | 26.768 | 0.23333 | 7.8 | 0.0064226 | 0.001485 | 1.49 | https://www.homedepot.com/p/EcoSmart-100-Watt-Equivalent-A19-Halogen-Light-Bulb-4-Pack-324442/302639927 | 0 | No Labor Cost | 2.34 | https://www.homedepot.com/p/Philips-100W-Equivalent-Soft-White-2700K-T2-Spiral-CFL-Light-Bulb-4-Pack-434738/202827179 | 0 | No Labor Cost | 0.85 | bulb |  | 0.85
Equipment | High Bay Fluorescent (T5) | One 4' 4-Lamp High Bay T5 Fixture | Average Lumen Equivalent High Intensity Discharge Fixture | Commercial | Turnover | Assembly | FL Zone 2 | Per Unit | 0% | 898.2707 | 322.112 | 576.1587 | 0.64141 | 15 | 0.10655 | 0.10454 | 125 | Illinois 2018 Statewide TRM, Section 4.5.12 (4-lamp T5 high bay) | 82.76 | rate at $82.76/per labor hour assume 1 hours work, https://www.homewyse.com/services/cost_to_install_lighting_control_system.html | 225 | Illinois 2018 Statewide TRM, Section 4.5.12 (4-lamp T5 high bay) | 82.76 | rate at $82.76/per labor hour assume 1 hours work, https://www.homewyse.com/services/cost_to_install_lighting_control_system.html | 100 | fixture |  | 100
Equipment | High Bay Fluorescent (T5) | One 4' 4-Lamp High Bay T5 Fixture | Average Lumen Equivalent High Intensity Discharge Fixture | Commercial | Turnover | College and University | FL Zone 2 | Per Unit | 0% | 1376.7653 | 493.696 | 883.0693 | 0.64141 | 15 | 0.16331 | 0.16022 | 125 | Illinois 2018 Statewide TRM, Section 4.5.12 (4-lamp T5 high bay) | 82.76 | rate at $82.76/per labor hour assume 1 hours work, https://www.homewyse.com/services/cost_to_install_lighting_control_system.html | 225 | Illinois 2018 Statewide TRM, Section 4.5.12 (4-lamp T5 high bay) | 82.76 | rate at $82.76/per labor hour assume 1 hours work, https://www.homewyse.com/services/cost_to_install_lighting_control_system.html | 100 | fixture |  | 100
Equipment | High Bay Fluorescent (T5) | One 4' 4-Lamp High Bay T5 Fixture | Average Lumen Equivalent High Intensity Discharge Fixture | Commercial | Turnover | Grocery | FL Zone 2 | Per Unit | 0% | 1731.576 | 620.928 | 1110.648 | 0.64141 | 15 | 0.20539 | 0.20151 | 125 | Illinois 2018 Statewide TRM, Section 4.5.12 (4-lamp T5 high bay) | 82.76 | rate at $82.76/per labor hour assume 1 hours work, https://www.homewyse.com/services/cost_to_install_lighting_control_system.html | 225 | Illinois 2018 Statewide TRM, Section 4.5.12 (4-lamp T5 high bay) | 82.76 | rate at $82.76/per labor hour assume 1 hours work, https://www.homewyse.com/services/cost_to_install_lighting_control_system.html | 100 | fixture |  | 100
Equipment | High Bay Fluorescent (T5) | One 4' 4-Lamp High Bay T5 Fixture | Average Lumen Equivalent High Intensity Discharge Fixture | Commercial | Turnover | Healthcare | FL Zone 2 | Per Unit | 0% | 1570.412 | 563.136 | 1007.276 | 0.64141 | 15 | 0.18628 | 0.18276 | 125 | Illinois 2018 Statewide TRM, Section 4.5.12 (4-lamp T5 high bay) | 82.76 | rate at $82.76/per labor hour assume 1 hours work, https://www.homewyse.com/services/cost_to_install_lighting_control_system.html | 225 | Illinois 2018 Statewide TRM, Section 4.5.12 (4-lamp T5 high bay) | 82.76 | rate at $82.76/per labor hour assume 1 hours work, https://www.homewyse.com/services/cost_to_install_lighting_control_system.html | 100 | fixture |  | 100
Equipment | High Bay Fluorescent (T5) | One 4' 4-Lamp High Bay T5 Fixture | Average Lumen Equivalent High Intensity Discharge Fixture | Commercial | Turnover | Hospitals | FL Zone 2 | Per Unit | 0% | 2124.4913 | 761.824 | 1362.6673 | 0.64141 | 15 | 0.252 | 0.24724 | 125 | Illinois 2018 Statewide TRM, Section 4.5.12 (4-lamp T5 high bay) | 82.76 | rate at $82.76/per labor hour assume 1 hours work, https://www.homewyse.com/services/cost_to_install_lighting_control_system.html | 225 | Illinois 2018 Statewide TRM, Section 4.5.12 (4-lamp T5 high bay) | 82.76 | rate at $82.76/per labor hour assume 1 hours work, https://www.homewyse.com/services/cost_to_install_lighting_control_system.html | 100 | fixture |  | 100
Equipment | High Bay Fluorescent (T5) | One 4' 4-Lamp High Bay T5 Fixture | Average Lumen Equivalent High Intensity Discharge Fixture | Commercial | Turnover | Institutional | FL Zone 2 | Per Unit | 0% | 1030.3877 | 369.488 | 660.8997 | 0.64141 | 15 | 0.12222 | 0.11991 | 125 | Illinois 2018 Statewide TRM, Section 4.5.12 (4-lamp T5 high bay) | 82.76 | rate at $82.76/per labor hour assume 1 hours work, https://www.homewyse.com/services/cost_to_install_lighting_control_system.html | 225 | Illinois 2018 Statewide TRM, Section 4.5.12 (4-lamp T5 high bay) | 82.76 | rate at $82.76/per labor hour assume 1 hours work, https://www.homewyse.com/services/cost_to_install_lighting_control_system.html | 100 | fixture |  | 100
Equipment | High Bay Fluorescent (T5) | One 4' 4-Lamp High Bay T5 Fixture | Average Lumen Equivalent High Intensity Discharge Fixture | Commercial | Turnover | Lodging/Hospitality | FL Zone 2 | Per Unit | 0% | 1172.4993 | 420.448 | 752.0513 | 0.64141 | 15 | 0.13908 | 0.13645 | 125 | Illinois 2018 Statewide TRM, Section 4.5.12 (4-lamp T5 high bay) | 82.76 | rate at $82.76/per labor hour assume 1 hours work, https://www.homewyse.com/services/cost_to_install_lighting_control_system.html | 225 | Illinois 2018 Statewide TRM, Section 4.5.12 (4-lamp T5 high bay) | 82.76 | rate at $82.76/per labor hour assume 1 hours work, https://www.homewyse.com/services/cost_to_install_lighting_control_system.html | 100 | fixture |  | 100
Equipment | High Bay Fluorescent (T5) | One 4' 4-Lamp High Bay T5 Fixture | Average Lumen Equivalent High Intensity Discharge Fixture | Commercial | Turnover | Miscellaneous | FL Zone 2 | Per Unit | 0% | 1376.7653 | 493.696 | 883.0693 | 0.64141 | 15 | 0.16331 | 0.16022 | 125 | Illinois 2018 Statewide TRM, Section 4.5.12 (4-lamp T5 high bay) | 82.76 | rate at $82.76/per labor hour assume 1 hours work, https://www.homewyse.com/services/cost_to_install_lighting_control_system.html | 225 | Illinois 2018 Statewide TRM, Section 4.5.12 (4-lamp T5 high bay) | 82.76 | rate at $82.76/per labor hour assume 1 hours work, https://www.homewyse.com/services/cost_to_install_lighting_control_system.html | 100 | fixture |  | 100
Equipment | High Bay Fluorescent (T5) | One 4' 4-Lamp High Bay T5 Fixture | Average Lumen Equivalent High Intensity Discharge Fixture | Commercial | Turnover | Offices | FL Zone 2 | Per Unit | 0% | 1016.0203 | 364.336 | 651.6843 | 0.64141 | 15 | 0.12052 | 0.11824 | 125 | Illinois 2018 Statewide TRM, Section 4.5.12 (4-lamp T5 high bay) | 82.76 | rate at $82.76/per labor hour assume 1 hours work, https://www.homewyse.com/services/cost_to_install_lighting_control_system.html | 225 | Illinois 2018 Statewide TRM, Section 4.5.12 (4-lamp T5 high bay) | 82.76 | rate at $82.76/per labor hour assume 1 hours work, https://www.homewyse.com/services/cost_to_install_lighting_control_system.html | 100 | fixture |  | 100
Equipment | High Bay Fluorescent (T5) | One 4' 4-Lamp High Bay T5 Fixture | Average Lumen Equivalent High Intensity Discharge Fixture | Commercial | Turnover | Restaurants | FL Zone 2 | Per Unit | 0% | 1048.503 | 375.984 | 672.519 | 0.64141 | 15 | 0.12437 | 0.12202 | 125 | Illinois 2018 Statewide TRM, Section 4.5.12 (4-lamp T5 high bay) | 82.76 | rate at $82.76/per labor hour assume 1 hours work, https://www.homewyse.com/services/cost_to_install_lighting_control_system.html | 225 | Illinois 2018 Statewide TRM, Section 4.5.12 (4-lamp T5 high bay) | 82.76 | rate at $82.76/per labor hour assume 1 hours work, https://www.homewyse.com/services/cost_to_install_lighting_control_system.html | 100 | fixture |  | 100
Equipment | High Bay Fluorescent (T5) | One 4' 4-Lamp High Bay T5 Fixture | Average Lumen Equivalent High Intensity Discharge Fixture | Commercial | Turnover | Retail | FL Zone 2 | Per Unit | 0% | 1556.6693 | 558.208 | 998.4613 | 0.64141 | 15 | 0.18465 | 0.18116 | 125 | Illinois 2018 Statewide TRM, Section 4.5.12 (4-lamp T5 high bay) | 82.76 | rate at $82.76/per labor hour assume 1 hours work, https://www.homewyse.com/services/cost_to_install_lighting_control_system.html | 225 | Illinois 2018 Statewide TRM, Section 4.5.12 (4-lamp T5 high bay) | 82.76 | rate at $82.76/per labor hour assume 1 hours work, https://www.homewyse.com/services/cost_to_install_lighting_control_system.html | 100 | fixture |  | 100
Equipment | High Bay Fluorescent (T5) | One 4' 4-Lamp High Bay T5 Fixture | Average Lumen Equivalent High Intensity Discharge Fixture | Commercial | Turnover | Schools K-12 | FL Zone 2 | Per Unit | 0% | 743.041 | 266.448 | 476.593 | 0.64141 | 15 | 0.088136 | 0.086472 | 125 | Illinois 2018 Statewide TRM, Section 4.5.12 (4-lamp T5 high bay) | 82.76 | rate at $82.76/per labor hour assume 1 hours work, https://www.homewyse.com/services/cost_to_install_lighting_control_system.html | 225 | Illinois 2018 Statewide TRM, Section 4.5.12 (4-lamp T5 high bay) | 82.76 | rate at $82.76/per labor hour assume 1 hours work, https://www.homewyse.com/services/cost_to_install_lighting_control_system.html | 100 | fixture |  | 100
Equipment | High Bay Fluorescent (T5) | One 4' 4-Lamp High Bay T5 Fixture | Average Lumen Equivalent High Intensity Discharge Fixture | Commercial | Turnover | Warehouse | FL Zone 2 | Per Unit | 0% | 1194.3627 | 428.288 | 766.0747 | 0.64141 | 15 | 0.14167 | 0.13899 | 125 | Illinois 2018 Statewide TRM, Section 4.5.12 (4-lamp T5 high bay) | 82.76 | rate at $82.76/per labor hour assume 1 hours work, https://www.homewyse.com/services/cost_to_install_lighting_control_system.html | 225 | Illinois 2018 Statewide TRM, Section 4.5.12 (4-lamp T5 high bay) | 82.76 | rate at $82.76/per labor hour assume 1 hours work, https://www.homewyse.com/services/cost_to_install_lighting_control_system.html | 100 | fixture |  | 100
Equipment | High Bay Fluorescent (T5) | One 4' 4-Lamp High Bay T5 Fixture | Average Lumen Equivalent High Intensity Discharge Fixture | Commercial | New | Assembly | FL Zone 2 | Per Unit | 0% | 898.2707 | 322.112 | 576.1587 | 0.64141 | 15 | 0.10655 | 0.10454 | 125 | Illinois 2018 Statewide TRM, Section 4.5.12 (4-lamp T5 high bay) | 82.76 | rate at $82.76/per labor hour assume 1 hours work, https://www.homewyse.com/services/cost_to_install_lighting_control_system.html | 225 | Illinois 2018 Statewide TRM, Section 4.5.12 (4-lamp T5 high bay) | 82.76 | rate at $82.76/per labor hour assume 1 hours work, https://www.homewyse.com/services/cost_to_install_lighting_control_system.html | 100 | fixture |  | 100
Equipment | High Bay Fluorescent (T5) | One 4' 4-Lamp High Bay T5 Fixture | Average Lumen Equivalent High Intensity Discharge Fixture | Commercial | New | College and University | FL Zone 2 | Per Unit | 0% | 1376.7653 | 493.696 | 883.0693 | 0.64141 | 15 | 0.16331 | 0.16022 | 125 | Illinois 2018 Statewide TRM, Section 4.5.12 (4-lamp T5 high bay) | 82.76 | rate at $82.76/per labor hour assume 1 hours work, https://www.homewyse.com/services/cost_to_install_lighting_control_system.html | 225 | Illinois 2018 Statewide TRM, Section 4.5.12 (4-lamp T5 high bay) | 82.76 | rate at $82.76/per labor hour assume 1 hours work, https://www.homewyse.com/services/cost_to_install_lighting_control_system.html | 100 | fixture |  | 100
Equipment | High Bay Fluorescent (T5) | One 4' 4-Lamp High Bay T5 Fixture | Average Lumen Equivalent High Intensity Discharge Fixture | Commercial | New | Grocery | FL Zone 2 | Per Unit | 0% | 1731.576 | 620.928 | 1110.648 | 0.64141 | 15 | 0.20539 | 0.20151 | 125 | Illinois 2018 Statewide TRM, Section 4.5.12 (4-lamp T5 high bay) | 82.76 | rate at $82.76/per labor hour assume 1 hours work, https://www.homewyse.com/services/cost_to_install_lighting_control_system.html | 225 | Illinois 2018 Statewide TRM, Section 4.5.12 (4-lamp T5 high bay) | 82.76 | rate at $82.76/per labor hour assume 1 hours work, https://www.homewyse.com/services/cost_to_install_lighting_control_system.html | 100 | fixture |  | 100
Equipment | High Bay Fluorescent (T5) | One 4' 4-Lamp High Bay T5 Fixture | Average Lumen Equivalent High Intensity Discharge Fixture | Commercial | New | Healthcare | FL Zone 2 | Per Unit | 0% | 1570.412 | 563.136 | 1007.276 | 0.64141 | 15 | 0.18628 | 0.18276 | 125 | Illinois 2018 Statewide TRM, Section 4.5.12 (4-lamp T5 high bay) | 82.76 | rate at $82.76/per labor hour assume 1 hours work, https://www.homewyse.com/services/cost_to_install_lighting_control_system.html | 225 | Illinois 2018 Statewide TRM, Section 4.5.12 (4-lamp T5 high bay) | 82.76 | rate at $82.76/per labor hour assume 1 hours work, https://www.homewyse.com/services/cost_to_install_lighting_control_system.html | 100 | fixture |  | 100
Equipment | High Bay Fluorescent (T5) | One 4' 4-Lamp High Bay T5 Fixture | Average Lumen Equivalent High Intensity Discharge Fixture | Commercial | New | Hospitals | FL Zone 2 | Per Unit | 0% | 2124.4913 | 761.824 | 1362.6673 | 0.64141 | 15 | 0.252 | 0.24724 | 125 | Illinois 2018 Statewide TRM, Section 4.5.12 (4-lamp T5 high bay) | 82.76 | rate at $82.76/per labor hour assume 1 hours work, https://www.homewyse.com/services/cost_to_install_lighting_control_system.html | 225 | Illinois 2018 Statewide TRM, Section 4.5.12 (4-lamp T5 high bay) | 82.76 | rate at $82.76/per labor hour assume 1 hours work, https://www.homewyse.com/services/cost_to_install_lighting_control_system.html | 100 | fixture |  | 100
Equipment | High Bay Fluorescent (T5) | One 4' 4-Lamp High Bay T5 Fixture | Average Lumen Equivalent High Intensity Discharge Fixture | Commercial | New | Institutional | FL Zone 2 | Per Unit | 0% | 1030.3877 | 369.488 | 660.8997 | 0.64141 | 15 | 0.12222 | 0.11991 | 125 | Illinois 2018 Statewide TRM, Section 4.5.12 (4-lamp T5 high bay) | 82.76 | rate at $82.76/per labor hour assume 1 hours work, https://www.homewyse.com/services/cost_to_install_lighting_control_system.html | 225 | Illinois 2018 Statewide TRM, Section 4.5.12 (4-lamp T5 high bay) | 82.76 | rate at $82.76/per labor hour assume 1 hours work, https://www.homewyse.com/services/cost_to_install_lighting_control_system.html | 100 | fixture |  | 100
Equipment | High Bay Fluorescent (T5) | One 4' 4-Lamp High Bay T5 Fixture | Average Lumen Equivalent High Intensity Discharge Fixture | Commercial | New | Lodging/Hospitality | FL Zone 2 | Per Unit | 0% | 1172.4993 | 420.448 | 752.0513 | 0.64141 | 15 | 0.13908 | 0.13645 | 125 | Illinois 2018 Statewide TRM, Section 4.5.12 (4-lamp T5 high bay) | 82.76 | rate at $82.76/per labor hour assume 1 hours work, https://www.homewyse.com/services/cost_to_install_lighting_control_system.html | 225 | Illinois 2018 Statewide TRM, Section 4.5.12 (4-lamp T5 high bay) | 82.76 | rate at $82.76/per labor hour assume 1 hours work, https://www.homewyse.com/services/cost_to_install_lighting_control_system.html | 100 | fixture |  | 100
Equipment | High Bay Fluorescent (T5) | One 4' 4-Lamp High Bay T5 Fixture | Average Lumen Equivalent High Intensity Discharge Fixture | Commercial | New | Miscellaneous | FL Zone 2 | Per Unit | 0% | 1376.7653 | 493.696 | 883.0693 | 0.64141 | 15 | 0.16331 | 0.16022 | 125 | Illinois 2018 Statewide TRM, Section 4.5.12 (4-lamp T5 high bay) | 82.76 | rate at $82.76/per labor hour assume 1 hours work, https://www.homewyse.com/services/cost_to_install_lighting_control_system.html | 225 | Illinois 2018 Statewide TRM, Section 4.5.12 (4-lamp T5 high bay) | 82.76 | rate at $82.76/per labor hour assume 1 hours work, https://www.homewyse.com/services/cost_to_install_lighting_control_system.html | 100 | fixture |  | 100
Equipment | High Bay Fluorescent (T5) | One 4' 4-Lamp High Bay T5 Fixture | Average Lumen Equivalent High Intensity Discharge Fixture | Commercial | New | Offices | FL Zone 2 | Per Unit | 0% | 1016.0203 | 364.336 | 651.6843 | 0.64141 | 15 | 0.12052 | 0.11824 | 125 | Illinois 2018 Statewide TRM, Section 4.5.12 (4-lamp T5 high bay) | 82.76 | rate at $82.76/per labor hour assume 1 hours work, https://www.homewyse.com/services/cost_to_install_lighting_control_system.html | 225 | Illinois 2018 Statewide TRM, Section 4.5.12 (4-lamp T5 high bay) | 82.76 | rate at $82.76/per labor hour assume 1 hours work, https://www.homewyse.com/services/cost_to_install_lighting_control_system.html | 100 | fixture |  | 100
Equipment | High Bay Fluorescent (T5) | One 4' 4-Lamp High Bay T5 Fixture | Average Lumen Equivalent High Intensity Discharge Fixture | Commercial | New | Restaurants | FL Zone 2 | Per Unit | 0% | 1048.503 | 375.984 | 672.519 | 0.64141 | 15 | 0.12437 | 0.12202 | 125 | Illinois 2018 Statewide TRM, Section 4.5.12 (4-lamp T5 high bay) | 82.76 | rate at $82.76/per labor hour assume 1 hours work, https://www.homewyse.com/services/cost_to_install_lighting_control_system.html | 225 | Illinois 2018 Statewide TRM, Section 4.5.12 (4-lamp T5 high bay) | 82.76 | rate at $82.76/per labor hour assume 1 hours work, https://www.homewyse.com/services/cost_to_install_lighting_control_system.html | 100 | fixture |  | 100
Equipment | High Bay Fluorescent (T5) | One 4' 4-Lamp High Bay T5 Fixture | Average Lumen Equivalent High Intensity Discharge Fixture | Commercial | New | Retail | FL Zone 2 | Per Unit | 0% | 1556.6693 | 558.208 | 998.4613 | 0.64141 | 15 | 0.18465 | 0.18116 | 125 | Illinois 2018 Statewide TRM, Section 4.5.12 (4-lamp T5 high bay) | 82.76 | rate at $82.76/per labor hour assume 1 hours work, https://www.homewyse.com/services/cost_to_install_lighting_control_system.html | 225 | Illinois 2018 Statewide TRM, Section 4.5.12 (4-lamp T5 high bay) | 82.76 | rate at $82.76/per labor hour assume 1 hours work, https://www.homewyse.com/services/cost_to_install_lighting_control_system.html | 100 | fixture |  | 100
Equipment | High Bay Fluorescent (T5) | One 4' 4-Lamp High Bay T5 Fixture | Average Lumen Equivalent High Intensity Discharge Fixture | Commercial | New | Schools K-12 | FL Zone 2 | Per Unit | 0% | 743.041 | 266.448 | 476.593 | 0.64141 | 15 | 0.088136 | 0.086472 | 125 | Illinois 2018 Statewide TRM, Section 4.5.12 (4-lamp T5 high bay) | 82.76 | rate at $82.76/per labor hour assume 1 hours work, https://www.homewyse.com/services/cost_to_install_lighting_control_system.html | 225 | Illinois 2018 Statewide TRM, Section 4.5.12 (4-lamp T5 high bay) | 82.76 | rate at $82.76/per labor hour assume 1 hours work, https://www.homewyse.com/services/cost_to_install_lighting_control_system.html | 100 | fixture |  | 100
Equipment | High Bay Fluorescent (T5) | One 4' 4-Lamp High Bay T5 Fixture | Average Lumen Equivalent High Intensity Discharge Fixture | Commercial | New | Warehouse | FL Zone 2 | Per Unit | 0% | 1194.3627 | 428.288 | 766.0747 | 0.64141 | 15 | 0.14167 | 0.13899 | 125 | Illinois 2018 Statewide TRM, Section 4.5.12 (4-lamp T5 high bay) | 82.76 | rate at $82.76/per labor hour assume 1 hours work, https://www.homewyse.com/services/cost_to_install_lighting_control_system.html | 225 | Illinois 2018 Statewide TRM, Section 4.5.12 (4-lamp T5 high bay) | 82.76 | rate at $82.76/per labor hour assume 1 hours work, https://www.homewyse.com/services/cost_to_install_lighting_control_system.html | 100 | fixture |  | 100
Equipment | High Bay LED | One 150W High Bay LED Fixture | Weighted Existing Fluorescent High-Bay Fixture | Commercial | Turnover | Assembly | FL Zone 2 | Per Fixture | 65.91% | 898.2707 | 316.36 | 581.9107 | 0.64781 | 15 | 0.10761 | 0.10558 | 149 | Mid-Atlantic TRM V7.0, 2017 for LED High Bay fixture up to 220w | 82.76 | rate at $82.76/per labor hour assume 1 hours work, https://www.homewyse.com/services/cost_to_install_lighting_control_system.html | 298 | Mid-Atlantic TRM V7.0, 2017 for LED High Bay fixture up to 220w | 82.76 | rate at $82.76/per labor hour assume 1 hours work, https://www.homewyse.com/services/cost_to_install_lighting_control_system.html | 149 | fixture |  | 149
Equipment | High Bay LED | One 150W High Bay LED Fixture | Weighted Existing Fluorescent High-Bay Fixture | Commercial | Turnover | College and University | FL Zone 2 | Per Fixture | 0% | 1376.7653 | 484.88 | 891.8853 | 0.64781 | 15 | 0.16494 | 0.16182 | 149 | Mid-Atlantic TRM V7.0, 2017 for LED High Bay fixture up to 220w | 82.76 | rate at $82.76/per labor hour assume 1 hours work, https://www.homewyse.com/services/cost_to_install_lighting_control_system.html | 298 | Mid-Atlantic TRM V7.0, 2017 for LED High Bay fixture up to 220w | 82.76 | rate at $82.76/per labor hour assume 1 hours work, https://www.homewyse.com/services/cost_to_install_lighting_control_system.html | 149 | fixture |  | 149
Equipment | High Bay LED | One 150W High Bay LED Fixture | Weighted Existing Fluorescent High-Bay Fixture | Commercial | Turnover | Grocery | FL Zone 2 | Per Fixture | 0% | 1731.576 | 609.84 | 1121.736 | 0.64781 | 15 | 0.20744 | 0.20353 | 149 | Mid-Atlantic TRM V7.0, 2017 for LED High Bay fixture up to 220w | 82.76 | rate at $82.76/per labor hour assume 1 hours work, https://www.homewyse.com/services/cost_to_install_lighting_control_system.html | 298 | Mid-Atlantic TRM V7.0, 2017 for LED High Bay fixture up to 220w | 82.76 | rate at $82.76/per labor hour assume 1 hours work, https://www.homewyse.com/services/cost_to_install_lighting_control_system.html | 149 | fixture |  | 149
Equipment | High Bay LED | One 150W High Bay LED Fixture | Weighted Existing Fluorescent High-Bay Fixture | Commercial | Turnover | Healthcare | FL Zone 2 | Per Fixture | 0% | 1570.412 | 553.08 | 1017.332 | 0.64781 | 15 | 0.18814 | 0.18458 | 149 | Mid-Atlantic TRM V7.0, 2017 for LED High Bay fixture up to 220w | 82.76 | rate at $82.76/per labor hour assume 1 hours work, https://www.homewyse.com/services/cost_to_install_lighting_control_system.html | 298 | Mid-Atlantic TRM V7.0, 2017 for LED High Bay fixture up to 220w | 82.76 | rate at $82.76/per labor hour assume 1 hours work, https://www.homewyse.com/services/cost_to_install_lighting_control_system.html | 149 | fixture |  | 149
Equipment | High Bay LED | One 150W High Bay LED Fixture | Weighted Existing Fluorescent High-Bay Fixture | Commercial | Turnover | Hospitals | FL Zone 2 | Per Fixture | 0% | 2124.4913 | 748.22 | 1376.2713 | 0.64781 | 15 | 0.25451 | 0.24971 | 149 | Mid-Atlantic TRM V7.0, 2017 for LED High Bay fixture up to 220w | 82.76 | rate at $82.76/per labor hour assume 1 hours work, https://www.homewyse.com/services/cost_to_install_lighting_control_system.html | 298 | Mid-Atlantic TRM V7.0, 2017 for LED High Bay fixture up to 220w | 82.76 | rate at $82.76/per labor hour assume 1 hours work, https://www.homewyse.com/services/cost_to_install_lighting_control_system.html | 149 | fixture |  | 149
Equipment | High Bay LED | One 150W High Bay LED Fixture | Weighted Existing Fluorescent High-Bay Fixture | Commercial | Turnover | Institutional | FL Zone 2 | Per Fixture | 0% | 1030.3877 | 362.89 | 667.4977 | 0.64781 | 15 | 0.12344 | 0.12111 | 149 | Mid-Atlantic TRM V7.0, 2017 for LED High Bay fixture up to 220w | 82.76 | rate at $82.76/per labor hour assume 1 hours work, https://www.homewyse.com/services/cost_to_install_lighting_control_system.html | 298 | Mid-Atlantic TRM V7.0, 2017 for LED High Bay fixture up to 220w | 82.76 | rate at $82.76/per labor hour assume 1 hours work, https://www.homewyse.com/services/cost_to_install_lighting_control_system.html | 149 | fixture |  | 149
Equipment | High Bay LED | One 150W High Bay LED Fixture | Weighted Existing Fluorescent High-Bay Fixture | Commercial | Turnover | Lodging/Hospitality | FL Zone 2 | Per Fixture | 0% | 1172.4993 | 412.94 | 759.5593 | 0.64781 | 15 | 0.14047 | 0.13781 | 149 | Mid-Atlantic TRM V7.0, 2017 for LED High Bay fixture up to 220w | 82.76 | rate at $82.76/per labor hour assume 1 hours work, https://www.homewyse.com/services/cost_to_install_lighting_control_system.html | 298 | Mid-Atlantic TRM V7.0, 2017 for LED High Bay fixture up to 220w | 82.76 | rate at $82.76/per labor hour assume 1 hours work, https://www.homewyse.com/services/cost_to_install_lighting_control_system.html | 149 | fixture |  | 149
Equipment | High Bay LED | One 150W High Bay LED Fixture | Weighted Existing Fluorescent High-Bay Fixture | Commercial | Turnover | Miscellaneous | FL Zone 2 | Per Fixture | 0% | 1376.7653 | 484.88 | 891.8853 | 0.64781 | 15 | 0.16494 | 0.16182 | 149 | Mid-Atlantic TRM V7.0, 2017 for LED High Bay fixture up to 220w | 82.76 | rate at $82.76/per labor hour assume 1 hours work, https://www.homewyse.com/services/cost_to_install_lighting_control_system.html | 298 | Mid-Atlantic TRM V7.0, 2017 for LED High Bay fixture up to 220w | 82.76 | rate at $82.76/per labor hour assume 1 hours work, https://www.homewyse.com/services/cost_to_install_lighting_control_system.html | 149 | fixture |  | 149
Equipment | High Bay LED | One 150W High Bay LED Fixture | Weighted Existing Fluorescent High-Bay Fixture | Commercial | Turnover | Offices | FL Zone 2 | Per Fixture | 0% | 1016.0203 | 357.83 | 658.1903 | 0.64781 | 15 | 0.12172 | 0.11942 | 149 | Mid-Atlantic TRM V7.0, 2017 for LED High Bay fixture up to 220w | 82.76 | rate at $82.76/per labor hour assume 1 hours work, https://www.homewyse.com/services/cost_to_install_lighting_control_system.html | 298 | Mid-Atlantic TRM V7.0, 2017 for LED High Bay fixture up to 220w | 82.76 | rate at $82.76/per labor hour assume 1 hours work, https://www.homewyse.com/services/cost_to_install_lighting_control_system.html | 149 | fixture |  | 149
Equipment | High Bay LED | One 150W High Bay LED Fixture | Weighted Existing Fluorescent High-Bay Fixture | Commercial | Turnover | Restaurants | FL Zone 2 | Per Fixture | 0% | 1048.503 | 369.27 | 679.233 | 0.64781 | 15 | 0.12561 | 0.12324 | 149 | Mid-Atlantic TRM V7.0, 2017 for LED High Bay fixture up to 220w | 82.76 | rate at $82.76/per labor hour assume 1 hours work, https://www.homewyse.com/services/cost_to_install_lighting_control_system.html | 298 | Mid-Atlantic TRM V7.0, 2017 for LED High Bay fixture up to 220w | 82.76 | rate at $82.76/per labor hour assume 1 hours work, https://www.homewyse.com/services/cost_to_install_lighting_control_system.html | 149 | fixture |  | 149
Equipment | High Bay LED | One 150W High Bay LED Fixture | Weighted Existing Fluorescent High-Bay Fixture | Commercial | Turnover | Retail | FL Zone 2 | Per Fixture | 65.91% | 1556.6693 | 548.24 | 1008.4293 | 0.64781 | 15 | 0.18649 | 0.18297 | 149 | Mid-Atlantic TRM V7.0, 2017 for LED High Bay fixture up to 220w | 82.76 | rate at $82.76/per labor hour assume 1 hours work, https://www.homewyse.com/services/cost_to_install_lighting_control_system.html | 298 | Mid-Atlantic TRM V7.0, 2017 for LED High Bay fixture up to 220w | 82.76 | rate at $82.76/per labor hour assume 1 hours work, https://www.homewyse.com/services/cost_to_install_lighting_control_system.html | 149 | fixture |  | 149
Equipment | High Bay LED | One 150W High Bay LED Fixture | Weighted Existing Fluorescent High-Bay Fixture | Commercial | Turnover | Schools K-12 | FL Zone 2 | Per Fixture | 0% | 743.041 | 261.69 | 481.351 | 0.64781 | 15 | 0.089016 | 0.087335 | 149 | Mid-Atlantic TRM V7.0, 2017 for LED High Bay fixture up to 220w | 82.76 | rate at $82.76/per labor hour assume 1 hours work, https://www.homewyse.com/services/cost_to_install_lighting_control_system.html | 298 | Mid-Atlantic TRM V7.0, 2017 for LED High Bay fixture up to 220w | 82.76 | rate at $82.76/per labor hour assume 1 hours work, https://www.homewyse.com/services/cost_to_install_lighting_control_system.html | 149 | fixture |  | 149
Equipment | High Bay LED | One 150W High Bay LED Fixture | Weighted Existing Fluorescent High-Bay Fixture | Commercial | Turnover | Warehouse | FL Zone 2 | Per Fixture | 65.91% | 1194.3627 | 420.64 | 773.7227 | 0.64781 | 15 | 0.14308 | 0.14038 | 149 | Mid-Atlantic TRM V7.0, 2017 for LED High Bay fixture up to 220w | 82.76 | rate at $82.76/per labor hour assume 1 hours work, https://www.homewyse.com/services/cost_to_install_lighting_control_system.html | 298 | Mid-Atlantic TRM V7.0, 2017 for LED High Bay fixture up to 220w | 82.76 | rate at $82.76/per labor hour assume 1 hours work, https://www.homewyse.com/services/cost_to_install_lighting_control_system.html | 149 | fixture |  | 149
Equipment | High Bay LED | One 150W High Bay LED Fixture | Weighted Existing Fluorescent High-Bay Fixture | Commercial | New | Assembly | FL Zone 2 | Per Fixture | 0% | 898.2707 | 316.36 | 581.9107 | 0.64781 | 15 | 0.10761 | 0.10558 | 149 | Mid-Atlantic TRM V7.0, 2017 for LED High Bay fixture up to 220w | 82.76 | rate at $82.76/per labor hour assume 1 hours work, https://www.homewyse.com/services/cost_to_install_lighting_control_system.html | 298 | Mid-Atlantic TRM V7.0, 2017 for LED High Bay fixture up to 220w | 82.76 | rate at $82.76/per labor hour assume 1 hours work, https://www.homewyse.com/services/cost_to_install_lighting_control_system.html | 149 | fixture |  | 149
Equipment | High Bay LED | One 150W High Bay LED Fixture | Weighted Existing Fluorescent High-Bay Fixture | Commercial | New | College and University | FL Zone 2 | Per Fixture | 0% | 1376.7653 | 484.88 | 891.8853 | 0.64781 | 15 | 0.16494 | 0.16182 | 149 | Mid-Atlantic TRM V7.0, 2017 for LED High Bay fixture up to 220w | 82.76 | rate at $82.76/per labor hour assume 1 hours work, https://www.homewyse.com/services/cost_to_install_lighting_control_system.html | 298 | Mid-Atlantic TRM V7.0, 2017 for LED High Bay fixture up to 220w | 82.76 | rate at $82.76/per labor hour assume 1 hours work, https://www.homewyse.com/services/cost_to_install_lighting_control_system.html | 149 | fixture |  | 149
Equipment | High Bay LED | One 150W High Bay LED Fixture | Weighted Existing Fluorescent High-Bay Fixture | Commercial | New | Grocery | FL Zone 2 | Per Fixture | 0% | 1731.576 | 609.84 | 1121.736 | 0.64781 | 15 | 0.20744 | 0.20353 | 149 | Mid-Atlantic TRM V7.0, 2017 for LED High Bay fixture up to 220w | 82.76 | rate at $82.76/per labor hour assume 1 hours work, https://www.homewyse.com/services/cost_to_install_lighting_control_system.html | 298 | Mid-Atlantic TRM V7.0, 2017 for LED High Bay fixture up to 220w | 82.76 | rate at $82.76/per labor hour assume 1 hours work, https://www.homewyse.com/services/cost_to_install_lighting_control_system.html | 149 | fixture |  | 149
Equipment | High Bay LED | One 150W High Bay LED Fixture | Weighted Existing Fluorescent High-Bay Fixture | Commercial | New | Healthcare | FL Zone 2 | Per Fixture | 0% | 1570.412 | 553.08 | 1017.332 | 0.64781 | 15 | 0.18814 | 0.18458 | 149 | Mid-Atlantic TRM V7.0, 2017 for LED High Bay fixture up to 220w | 82.76 | rate at $82.76/per labor hour assume 1 hours work, https://www.homewyse.com/services/cost_to_install_lighting_control_system.html | 298 | Mid-Atlantic TRM V7.0, 2017 for LED High Bay fixture up to 220w | 82.76 | rate at $82.76/per labor hour assume 1 hours work, https://www.homewyse.com/services/cost_to_install_lighting_control_system.html | 149 | fixture |  | 149
Equipment | High Bay LED | One 150W High Bay LED Fixture | Weighted Existing Fluorescent High-Bay Fixture | Commercial | New | Hospitals | FL Zone 2 | Per Fixture | 0% | 2124.4913 | 748.22 | 1376.2713 | 0.64781 | 15 | 0.25451 | 0.24971 | 149 | Mid-Atlantic TRM V7.0, 2017 for LED High Bay fixture up to 220w | 82.76 | rate at $82.76/per labor hour assume 1 hours work, https://www.homewyse.com/services/cost_to_install_lighting_control_system.html | 298 | Mid-Atlantic TRM V7.0, 2017 for LED High Bay fixture up to 220w | 82.76 | rate at $82.76/per labor hour assume 1 hours work, https://www.homewyse.com/services/cost_to_install_lighting_control_system.html | 149 | fixture |  | 149
Equipment | High Bay LED | One 150W High Bay LED Fixture | Weighted Existing Fluorescent High-Bay Fixture | Commercial | New | Institutional | FL Zone 2 | Per Fixture | 0% | 1030.3877 | 362.89 | 667.4977 | 0.64781 | 15 | 0.12344 | 0.12111 | 149 | Mid-Atlantic TRM V7.0, 2017 for LED High Bay fixture up to 220w | 82.76 | rate at $82.76/per labor hour assume 1 hours work, https://www.homewyse.com/services/cost_to_install_lighting_control_system.html | 298 | Mid-Atlantic TRM V7.0, 2017 for LED High Bay fixture up to 220w | 82.76 | rate at $82.76/per labor hour assume 1 hours work, https://www.homewyse.com/services/cost_to_install_lighting_control_system.html | 149 | fixture |  | 149
Equipment | High Bay LED | One 150W High Bay LED Fixture | Weighted Existing Fluorescent High-Bay Fixture | Commercial | New | Lodging/Hospitality | FL Zone 2 | Per Fixture | 0% | 1172.4993 | 412.94 | 759.5593 | 0.64781 | 15 | 0.14047 | 0.13781 | 149 | Mid-Atlantic TRM V7.0, 2017 for LED High Bay fixture up to 220w | 82.76 | rate at $82.76/per labor hour assume 1 hours work, https://www.homewyse.com/services/cost_to_install_lighting_control_system.html | 298 | Mid-Atlantic TRM V7.0, 2017 for LED High Bay fixture up to 220w | 82.76 | rate at $82.76/per labor hour assume 1 hours work, https://www.homewyse.com/services/cost_to_install_lighting_control_system.html | 149 | fixture |  | 149
Equipment | High Bay LED | One 150W High Bay LED Fixture | Weighted Existing Fluorescent High-Bay Fixture | Commercial | New | Miscellaneous | FL Zone 2 | Per Fixture | 0% | 1376.7653 | 484.88 | 891.8853 | 0.64781 | 15 | 0.16494 | 0.16182 | 149 | Mid-Atlantic TRM V7.0, 2017 for LED High Bay fixture up to 220w | 82.76 | rate at $82.76/per labor hour assume 1 hours work, https://www.homewyse.com/services/cost_to_install_lighting_control_system.html | 298 | Mid-Atlantic TRM V7.0, 2017 for LED High Bay fixture up to 220w | 82.76 | rate at $82.76/per labor hour assume 1 hours work, https://www.homewyse.com/services/cost_to_install_lighting_control_system.html | 149 | fixture |  | 149
Equipment | High Bay LED | One 150W High Bay LED Fixture | Weighted Existing Fluorescent High-Bay Fixture | Commercial | New | Offices | FL Zone 2 | Per Fixture | 0% | 1016.0203 | 357.83 | 658.1903 | 0.64781 | 15 | 0.12172 | 0.11942 | 149 | Mid-Atlantic TRM V7.0, 2017 for LED High Bay fixture up to 220w | 82.76 | rate at $82.76/per labor hour assume 1 hours work, https://www.homewyse.com/services/cost_to_install_lighting_control_system.html | 298 | Mid-Atlantic TRM V7.0, 2017 for LED High Bay fixture up to 220w | 82.76 | rate at $82.76/per labor hour assume 1 hours work, https://www.homewyse.com/services/cost_to_install_lighting_control_system.html | 149 | fixture |  | 149
Equipment | High Bay LED | One 150W High Bay LED Fixture | Weighted Existing Fluorescent High-Bay Fixture | Commercial | New | Restaurants | FL Zone 2 | Per Fixture | 0% | 1048.503 | 369.27 | 679.233 | 0.64781 | 15 | 0.12561 | 0.12324 | 149 | Mid-Atlantic TRM V7.0, 2017 for LED High Bay fixture up to 220w | 82.76 | rate at $82.76/per labor hour assume 1 hours work, https://www.homewyse.com/services/cost_to_install_lighting_control_system.html | 298 | Mid-Atlantic TRM V7.0, 2017 for LED High Bay fixture up to 220w | 82.76 | rate at $82.76/per labor hour assume 1 hours work, https://www.homewyse.com/services/cost_to_install_lighting_control_system.html | 149 | fixture |  | 149
Equipment | High Bay LED | One 150W High Bay LED Fixture | Weighted Existing Fluorescent High-Bay Fixture | Commercial | New | Retail | FL Zone 2 | Per Fixture | 0% | 1556.6693 | 548.24 | 1008.4293 | 0.64781 | 15 | 0.18649 | 0.18297 | 149 | Mid-Atlantic TRM V7.0, 2017 for LED High Bay fixture up to 220w | 82.76 | rate at $82.76/per labor hour assume 1 hours work, https://www.homewyse.com/services/cost_to_install_lighting_control_system.html | 298 | Mid-Atlantic TRM V7.0, 2017 for LED High Bay fixture up to 220w | 82.76 | rate at $82.76/per labor hour assume 1 hours work, https://www.homewyse.com/services/cost_to_install_lighting_control_system.html | 149 | fixture |  | 149
Equipment | High Bay LED | One 150W High Bay LED Fixture | Weighted Existing Fluorescent High-Bay Fixture | Commercial | New | Schools K-12 | FL Zone 2 | Per Fixture | 0% | 743.041 | 261.69 | 481.351 | 0.64781 | 15 | 0.089016 | 0.087335 | 149 | Mid-Atlantic TRM V7.0, 2017 for LED High Bay fixture up to 220w | 82.76 | rate at $82.76/per labor hour assume 1 hours work, https://www.homewyse.com/services/cost_to_install_lighting_control_system.html | 298 | Mid-Atlantic TRM V7.0, 2017 for LED High Bay fixture up to 220w | 82.76 | rate at $82.76/per labor hour assume 1 hours work, https://www.homewyse.com/services/cost_to_install_lighting_control_system.html | 149 | fixture |  | 149
Equipment | High Bay LED | One 150W High Bay LED Fixture | Weighted Existing Fluorescent High-Bay Fixture | Commercial | New | Warehouse | FL Zone 2 | Per Fixture | 0% | 1194.3627 | 420.64 | 773.7227 | 0.64781 | 15 | 0.14308 | 0.14038 | 149 | Mid-Atlantic TRM V7.0, 2017 for LED High Bay fixture up to 220w | 82.76 | rate at $82.76/per labor hour assume 1 hours work, https://www.homewyse.com/services/cost_to_install_lighting_control_system.html | 298 | Mid-Atlantic TRM V7.0, 2017 for LED High Bay fixture up to 220w | 82.76 | rate at $82.76/per labor hour assume 1 hours work, https://www.homewyse.com/services/cost_to_install_lighting_control_system.html | 149 | fixture |  | 149
Equipment | LED - 14W | 14W LED | EISA-2020 compliant baseline lamp (100W equivalent) | Commercial | Turnover | Assembly | FL Zone 2 | Per Lamp | 86.42% | 86.28 | 40.264 | 46.016 | 0.53333 | 15 | 0.011041 | 0.0025527 | 1.49 | https://www.homedepot.com/p/EcoSmart-100-Watt-Equivalent-A19-Halogen-Light-Bulb-4-Pack-324442/302639927 | 0 | No Labor Cost | 3.37 | https://www.homedepot.com/p/EcoSmart-100-Watt-Equivalent-A19-Non-Dimmable-LED-Light-Bulb-Daylight-4-Pack-A7A19A100WUL03/303574633 | 0 | No Labor Cost | 1.88 | bulb |  | 1.88
Equipment | LED - 14W | 14W LED | EISA-2020 compliant baseline lamp (100W equivalent) | Commercial | Turnover | College and University | FL Zone 2 | Per Lamp | 86.42% | 132.24 | 61.712 | 70.528 | 0.53333 | 15 | 0.0071686 | 0.0070204 | 1.49 | https://www.homedepot.com/p/EcoSmart-100-Watt-Equivalent-A19-Halogen-Light-Bulb-4-Pack-324442/302639927 | 0 | No Labor Cost | 3.37 | https://www.homedepot.com/p/EcoSmart-100-Watt-Equivalent-A19-Non-Dimmable-LED-Light-Bulb-Daylight-4-Pack-A7A19A100WUL03/303574633 | 0 | No Labor Cost | 1.88 | bulb |  | 1.88
Equipment | LED - 14W | 14W LED | EISA-2020 compliant baseline lamp (100W equivalent) | Commercial | Turnover | Grocery | FL Zone 2 | Per Lamp | 86.42% | 166.32 | 77.616 | 88.704 | 0.53333 | 15 | 0.021364 | 5.7838e-06 | 1.49 | https://www.homedepot.com/p/EcoSmart-100-Watt-Equivalent-A19-Halogen-Light-Bulb-4-Pack-324442/302639927 | 0 | No Labor Cost | 3.37 | https://www.homedepot.com/p/EcoSmart-100-Watt-Equivalent-A19-Non-Dimmable-LED-Light-Bulb-Daylight-4-Pack-A7A19A100WUL03/303574633 | 0 | No Labor Cost | 1.88 | bulb |  | 1.88
Equipment | LED - 14W | 14W LED | EISA-2020 compliant baseline lamp (100W equivalent) | Commercial | Turnover | Healthcare | FL Zone 2 | Per Lamp | 86.42% | 150.84 | 70.392 | 80.448 | 0.53333 | 15 | 0.019302 | 0.0044629 | 1.49 | https://www.homedepot.com/p/EcoSmart-100-Watt-Equivalent-A19-Halogen-Light-Bulb-4-Pack-324442/302639927 | 0 | No Labor Cost | 3.37 | https://www.homedepot.com/p/EcoSmart-100-Watt-Equivalent-A19-Non-Dimmable-LED-Light-Bulb-Daylight-4-Pack-A7A19A100WUL03/303574633 | 0 | No Labor Cost | 1.88 | bulb |  | 1.88
Equipment | LED - 14W | 14W LED | EISA-2020 compliant baseline lamp (100W equivalent) | Commercial | Turnover | Hospitals | FL Zone 2 | Per Lamp | 86.42% | 204.06 | 95.228 | 108.832 | 0.53333 | 15 | 0.011062 | 0.010833 | 1.49 | https://www.homedepot.com/p/EcoSmart-100-Watt-Equivalent-A19-Halogen-Light-Bulb-4-Pack-324442/302639927 | 0 | No Labor Cost | 3.37 | https://www.homedepot.com/p/EcoSmart-100-Watt-Equivalent-A19-Non-Dimmable-LED-Light-Bulb-Daylight-4-Pack-A7A19A100WUL03/303574633 | 0 | No Labor Cost | 1.88 | bulb |  | 1.88
Equipment | LED - 14W | 14W LED | EISA-2020 compliant baseline lamp (100W equivalent) | Commercial | Turnover | Institutional | FL Zone 2 | Per Lamp | 86.42% | 98.97 | 46.186 | 52.784 | 0.53333 | 15 | 0.012665 | 0.0029282 | 1.49 | https://www.homedepot.com/p/EcoSmart-100-Watt-Equivalent-A19-Halogen-Light-Bulb-4-Pack-324442/302639927 | 0 | No Labor Cost | 3.37 | https://www.homedepot.com/p/EcoSmart-100-Watt-Equivalent-A19-Non-Dimmable-LED-Light-Bulb-Daylight-4-Pack-A7A19A100WUL03/303574633 | 0 | No Labor Cost | 1.88 | bulb |  | 1.88
Equipment | LED - 14W | 14W LED | EISA-2020 compliant baseline lamp (100W equivalent) | Commercial | Turnover | Lodging/Hospitality | FL Zone 2 | Per Lamp | 86.42% | 112.62 | 52.556 | 60.064 | 0.53333 | 15 | 0.014466 | 3.9164e-06 | 1.49 | https://www.homedepot.com/p/EcoSmart-100-Watt-Equivalent-A19-Halogen-Light-Bulb-4-Pack-324442/302639927 | 0 | No Labor Cost | 3.37 | https://www.homedepot.com/p/EcoSmart-100-Watt-Equivalent-A19-Non-Dimmable-LED-Light-Bulb-Daylight-4-Pack-A7A19A100WUL03/303574633 | 0 | No Labor Cost | 1.88 | bulb |  | 1.88
Equipment | LED - 14W | 14W LED | EISA-2020 compliant baseline lamp (100W equivalent) | Commercial | Turnover | Miscellaneous | FL Zone 2 | Per Lamp | 86.42% | 132.24 | 61.712 | 70.528 | 0.53333 | 15 | 0.016922 | 0.0039125 | 1.49 | https://www.homedepot.com/p/EcoSmart-100-Watt-Equivalent-A19-Halogen-Light-Bulb-4-Pack-324442/302639927 | 0 | No Labor Cost | 3.37 | https://www.homedepot.com/p/EcoSmart-100-Watt-Equivalent-A19-Non-Dimmable-LED-Light-Bulb-Daylight-4-Pack-A7A19A100WUL03/303574633 | 0 | No Labor Cost | 1.88 | bulb |  | 1.88
Equipment | LED - 14W | 14W LED | EISA-2020 compliant baseline lamp (100W equivalent) | Commercial | Turnover | Offices | FL Zone 2 | Per Lamp | 86.42% | 97.59 | 45.542 | 52.048 | 0.53333 | 15 | 0.012488 | 0.0028874 | 1.49 | https://www.homedepot.com/p/EcoSmart-100-Watt-Equivalent-A19-Halogen-Light-Bulb-4-Pack-324442/302639927 | 0 | No Labor Cost | 3.37 | https://www.homedepot.com/p/EcoSmart-100-Watt-Equivalent-A19-Non-Dimmable-LED-Light-Bulb-Daylight-4-Pack-A7A19A100WUL03/303574633 | 0 | No Labor Cost | 1.88 | bulb |  | 1.88
Equipment | LED - 14W | 14W LED | EISA-2020 compliant baseline lamp (100W equivalent) | Commercial | Turnover | Restaurants | FL Zone 2 | Per Lamp | 61.73% | 100.71 | 46.998 | 53.712 | 0.53333 | 15 | 0.012937 | 3.5022e-06 | 1.49 | https://www.homedepot.com/p/EcoSmart-100-Watt-Equivalent-A19-Halogen-Light-Bulb-4-Pack-324442/302639927 | 0 | No Labor Cost | 3.37 | https://www.homedepot.com/p/EcoSmart-100-Watt-Equivalent-A19-Non-Dimmable-LED-Light-Bulb-Daylight-4-Pack-A7A19A100WUL03/303574633 | 0 | No Labor Cost | 1.88 | bulb |  | 1.88
Equipment | LED - 14W | 14W LED | EISA-2020 compliant baseline lamp (100W equivalent) | Commercial | Turnover | Retail | FL Zone 2 | Per Lamp | 61.73% | 149.52 | 69.776 | 79.744 | 0.53333 | 15 | 0.019206 | 5.1996e-06 | 1.49 | https://www.homedepot.com/p/EcoSmart-100-Watt-Equivalent-A19-Halogen-Light-Bulb-4-Pack-324442/302639927 | 0 | No Labor Cost | 3.37 | https://www.homedepot.com/p/EcoSmart-100-Watt-Equivalent-A19-Non-Dimmable-LED-Light-Bulb-Daylight-4-Pack-A7A19A100WUL03/303574633 | 0 | No Labor Cost | 1.88 | bulb |  | 1.88
Equipment | LED - 14W | 14W LED | EISA-2020 compliant baseline lamp (100W equivalent) | Commercial | Turnover | Schools K-12 | FL Zone 2 | Per Lamp | 86.42% | 71.37 | 33.306 | 38.064 | 0.53333 | 15 | 0.0091329 | 0.0021116 | 1.49 | https://www.homedepot.com/p/EcoSmart-100-Watt-Equivalent-A19-Halogen-Light-Bulb-4-Pack-324442/302639927 | 0 | No Labor Cost | 3.37 | https://www.homedepot.com/p/EcoSmart-100-Watt-Equivalent-A19-Non-Dimmable-LED-Light-Bulb-Daylight-4-Pack-A7A19A100WUL03/303574633 | 0 | No Labor Cost | 1.88 | bulb |  | 1.88
Equipment | LED - 14W | 14W LED | EISA-2020 compliant baseline lamp (100W equivalent) | Commercial | Turnover | Warehouse | FL Zone 2 | Per Lamp | 86.42% | 114.72 | 53.536 | 61.184 | 0.53333 | 15 | 0.01468 | 0.0033942 | 1.49 | https://www.homedepot.com/p/EcoSmart-100-Watt-Equivalent-A19-Halogen-Light-Bulb-4-Pack-324442/302639927 | 0 | No Labor Cost | 3.37 | https://www.homedepot.com/p/EcoSmart-100-Watt-Equivalent-A19-Non-Dimmable-LED-Light-Bulb-Daylight-4-Pack-A7A19A100WUL03/303574633 | 0 | No Labor Cost | 1.88 | bulb |  | 1.88
Equipment | LED - 14W | 14W LED | EISA-2020 compliant baseline lamp (100W equivalent) | Commercial | New | Assembly | FL Zone 2 | Per Lamp | 0% | 86.28 | 40.264 | 46.016 | 0.53333 | 15 | 0.011041 | 0.0025527 | 1.49 | https://www.homedepot.com/p/EcoSmart-100-Watt-Equivalent-A19-Halogen-Light-Bulb-4-Pack-324442/302639927 | 0 | No Labor Cost | 3.37 | https://www.homedepot.com/p/EcoSmart-100-Watt-Equivalent-A19-Non-Dimmable-LED-Light-Bulb-Daylight-4-Pack-A7A19A100WUL03/303574633 | 0 | No Labor Cost | 1.88 | bulb |  | 1.88
Equipment | LED - 14W | 14W LED | EISA-2020 compliant baseline lamp (100W equivalent) | Commercial | New | College and University | FL Zone 2 | Per Lamp | 0% | 132.24 | 61.712 | 70.528 | 0.53333 | 15 | 0.0071686 | 0.0070204 | 1.49 | https://www.homedepot.com/p/EcoSmart-100-Watt-Equivalent-A19-Halogen-Light-Bulb-4-Pack-324442/302639927 | 0 | No Labor Cost | 3.37 | https://www.homedepot.com/p/EcoSmart-100-Watt-Equivalent-A19-Non-Dimmable-LED-Light-Bulb-Daylight-4-Pack-A7A19A100WUL03/303574633 | 0 | No Labor Cost | 1.88 | bulb |  | 1.88
Equipment | LED - 14W | 14W LED | EISA-2020 compliant baseline lamp (100W equivalent) | Commercial | New | Grocery | FL Zone 2 | Per Lamp | 0% | 166.32 | 77.616 | 88.704 | 0.53333 | 15 | 0.021364 | 5.7838e-06 | 1.49 | https://www.homedepot.com/p/EcoSmart-100-Watt-Equivalent-A19-Halogen-Light-Bulb-4-Pack-324442/302639927 | 0 | No Labor Cost | 3.37 | https://www.homedepot.com/p/EcoSmart-100-Watt-Equivalent-A19-Non-Dimmable-LED-Light-Bulb-Daylight-4-Pack-A7A19A100WUL03/303574633 | 0 | No Labor Cost | 1.88 | bulb |  | 1.88
Equipment | LED - 14W | 14W LED | EISA-2020 compliant baseline lamp (100W equivalent) | Commercial | New | Healthcare | FL Zone 2 | Per Lamp | 0% | 150.84 | 70.392 | 80.448 | 0.53333 | 15 | 0.019302 | 0.0044629 | 1.49 | https://www.homedepot.com/p/EcoSmart-100-Watt-Equivalent-A19-Halogen-Light-Bulb-4-Pack-324442/302639927 | 0 | No Labor Cost | 3.37 | https://www.homedepot.com/p/EcoSmart-100-Watt-Equivalent-A19-Non-Dimmable-LED-Light-Bulb-Daylight-4-Pack-A7A19A100WUL03/303574633 | 0 | No Labor Cost | 1.88 | bulb |  | 1.88
Equipment | LED - 14W | 14W LED | EISA-2020 compliant baseline lamp (100W equivalent) | Commercial | New | Hospitals | FL Zone 2 | Per Lamp | 0% | 204.06 | 95.228 | 108.832 | 0.53333 | 15 | 0.011062 | 0.010833 | 1.49 | https://www.homedepot.com/p/EcoSmart-100-Watt-Equivalent-A19-Halogen-Light-Bulb-4-Pack-324442/302639927 | 0 | No Labor Cost | 3.37 | https://www.homedepot.com/p/EcoSmart-100-Watt-Equivalent-A19-Non-Dimmable-LED-Light-Bulb-Daylight-4-Pack-A7A19A100WUL03/303574633 | 0 | No Labor Cost | 1.88 | bulb |  | 1.88
Equipment | LED - 14W | 14W LED | EISA-2020 compliant baseline lamp (100W equivalent) | Commercial | New | Institutional | FL Zone 2 | Per Lamp | 0% | 98.97 | 46.186 | 52.784 | 0.53333 | 15 | 0.012665 | 0.0029282 | 1.49 | https://www.homedepot.com/p/EcoSmart-100-Watt-Equivalent-A19-Halogen-Light-Bulb-4-Pack-324442/302639927 | 0 | No Labor Cost | 3.37 | https://www.homedepot.com/p/EcoSmart-100-Watt-Equivalent-A19-Non-Dimmable-LED-Light-Bulb-Daylight-4-Pack-A7A19A100WUL03/303574633 | 0 | No Labor Cost | 1.88 | bulb |  | 1.88
Equipment | LED - 14W | 14W LED | EISA-2020 compliant baseline lamp (100W equivalent) | Commercial | New | Lodging/Hospitality | FL Zone 2 | Per Lamp | 0% | 112.62 | 52.556 | 60.064 | 0.53333 | 15 | 0.014466 | 3.9164e-06 | 1.49 | https://www.homedepot.com/p/EcoSmart-100-Watt-Equivalent-A19-Halogen-Light-Bulb-4-Pack-324442/302639927 | 0 | No Labor Cost | 3.37 | https://www.homedepot.com/p/EcoSmart-100-Watt-Equivalent-A19-Non-Dimmable-LED-Light-Bulb-Daylight-4-Pack-A7A19A100WUL03/303574633 | 0 | No Labor Cost | 1.88 | bulb |  | 1.88
Equipment | LED - 14W | 14W LED | EISA-2020 compliant baseline lamp (100W equivalent) | Commercial | New | Miscellaneous | FL Zone 2 | Per Lamp | 0% | 132.24 | 61.712 | 70.528 | 0.53333 | 15 | 0.016922 | 0.0039125 | 1.49 | https://www.homedepot.com/p/EcoSmart-100-Watt-Equivalent-A19-Halogen-Light-Bulb-4-Pack-324442/302639927 | 0 | No Labor Cost | 3.37 | https://www.homedepot.com/p/EcoSmart-100-Watt-Equivalent-A19-Non-Dimmable-LED-Light-Bulb-Daylight-4-Pack-A7A19A100WUL03/303574633 | 0 | No Labor Cost | 1.88 | bulb |  | 1.88
Equipment | LED - 14W | 14W LED | EISA-2020 compliant baseline lamp (100W equivalent) | Commercial | New | Offices | FL Zone 2 | Per Lamp | 0% | 97.59 | 45.542 | 52.048 | 0.53333 | 15 | 0.012488 | 0.0028874 | 1.49 | https://www.homedepot.com/p/EcoSmart-100-Watt-Equivalent-A19-Halogen-Light-Bulb-4-Pack-324442/302639927 | 0 | No Labor Cost | 3.37 | https://www.homedepot.com/p/EcoSmart-100-Watt-Equivalent-A19-Non-Dimmable-LED-Light-Bulb-Daylight-4-Pack-A7A19A100WUL03/303574633 | 0 | No Labor Cost | 1.88 | bulb |  | 1.88
Equipment | LED - 14W | 14W LED | EISA-2020 compliant baseline lamp (100W equivalent) | Commercial | New | Restaurants | FL Zone 2 | Per Lamp | 0% | 100.71 | 46.998 | 53.712 | 0.53333 | 15 | 0.012937 | 3.5022e-06 | 1.49 | https://www.homedepot.com/p/EcoSmart-100-Watt-Equivalent-A19-Halogen-Light-Bulb-4-Pack-324442/302639927 | 0 | No Labor Cost | 3.37 | https://www.homedepot.com/p/EcoSmart-100-Watt-Equivalent-A19-Non-Dimmable-LED-Light-Bulb-Daylight-4-Pack-A7A19A100WUL03/303574633 | 0 | No Labor Cost | 1.88 | bulb |  | 1.88
Equipment | LED - 14W | 14W LED | EISA-2020 compliant baseline lamp (100W equivalent) | Commercial | New | Retail | FL Zone 2 | Per Lamp | 0% | 149.52 | 69.776 | 79.744 | 0.53333 | 15 | 0.019206 | 5.1996e-06 | 1.49 | https://www.homedepot.com/p/EcoSmart-100-Watt-Equivalent-A19-Halogen-Light-Bulb-4-Pack-324442/302639927 | 0 | No Labor Cost | 3.37 | https://www.homedepot.com/p/EcoSmart-100-Watt-Equivalent-A19-Non-Dimmable-LED-Light-Bulb-Daylight-4-Pack-A7A19A100WUL03/303574633 | 0 | No Labor Cost | 1.88 | bulb |  | 1.88
Equipment | LED - 14W | 14W LED | EISA-2020 compliant baseline lamp (100W equivalent) | Commercial | New | Schools K-12 | FL Zone 2 | Per Lamp | 0% | 71.37 | 33.306 | 38.064 | 0.53333 | 15 | 0.0091329 | 0.0021116 | 1.49 | https://www.homedepot.com/p/EcoSmart-100-Watt-Equivalent-A19-Halogen-Light-Bulb-4-Pack-324442/302639927 | 0 | No Labor Cost | 3.37 | https://www.homedepot.com/p/EcoSmart-100-Watt-Equivalent-A19-Non-Dimmable-LED-Light-Bulb-Daylight-4-Pack-A7A19A100WUL03/303574633 | 0 | No Labor Cost | 1.88 | bulb |  | 1.88
Equipment | LED - 14W | 14W LED | EISA-2020 compliant baseline lamp (100W equivalent) | Commercial | New | Warehouse | FL Zone 2 | Per Lamp | 0% | 114.72 | 53.536 | 61.184 | 0.53333 | 15 | 0.01468 | 0.0033942 | 1.49 | https://www.homedepot.com/p/EcoSmart-100-Watt-Equivalent-A19-Halogen-Light-Bulb-4-Pack-324442/302639927 | 0 | No Labor Cost | 3.37 | https://www.homedepot.com/p/EcoSmart-100-Watt-Equivalent-A19-Non-Dimmable-LED-Light-Bulb-Daylight-4-Pack-A7A19A100WUL03/303574633 | 0 | No Labor Cost | 1.88 | bulb |  | 1.88
Equipment | LED Display Lighting (Interior) | One Letter of LED Signage, < 2ft in Height | One Letter of Neon or Argon-mercury Signage, < 2ft in Height | Commercial | Turnover | Assembly | FL Zone 2 | Per Fixture | 2.129% | 310.608 | 40.264 | 270.344 | 0.87037 | 15 | 0.066388 | 0.014997 | 295 | Market Research, 2014, Grainger | 0 | 0 | 330 | Pennsylvania Public Utility Commission 2013 Incremental Cost Database | 0 | 0 | 35 | fixture |  | 35
Equipment | LED Display Lighting (Interior) | One Letter of LED Signage, < 2ft in Height | One Letter of Neon or Argon-mercury Signage, < 2ft in Height | Commercial | Turnover | College and University | FL Zone 2 | Per Fixture | 2.129% | 476.064 | 61.712 | 414.352 | 0.87037 | 15 | 0.043517 | 0.04079 | 295 | Market Research, 2014, Grainger | 0 | 0 | 330 | Pennsylvania Public Utility Commission 2013 Incremental Cost Database | 0 | 0 | 35 | fixture |  | 35
Equipment | LED Display Lighting (Interior) | One Letter of LED Signage, < 2ft in Height | One Letter of Neon or Argon-mercury Signage, < 2ft in Height | Commercial | Turnover | Grocery | FL Zone 2 | Per Fixture | 2.129% | 598.752 | 77.616 | 521.136 | 0.87037 | 15 | 0.1264 | 9.1014e-06 | 295 | Market Research, 2014, Grainger | 0 | 0 | 330 | Pennsylvania Public Utility Commission 2013 Incremental Cost Database | 0 | 0 | 35 | fixture |  | 35
Equipment | LED Display Lighting (Interior) | One Letter of LED Signage, < 2ft in Height | One Letter of Neon or Argon-mercury Signage, < 2ft in Height | Commercial | Turnover | Healthcare | FL Zone 2 | Per Fixture | 2.129% | 543.024 | 70.392 | 472.632 | 0.87037 | 15 | 0.11606 | 0.026219 | 295 | Market Research, 2014, Grainger | 0 | 0 | 330 | Pennsylvania Public Utility Commission 2013 Incremental Cost Database | 0 | 0 | 35 | fixture |  | 35
Equipment | LED Display Lighting (Interior) | One Letter of LED Signage, < 2ft in Height | One Letter of Neon or Argon-mercury Signage, < 2ft in Height | Commercial | Turnover | Hospitals | FL Zone 2 | Per Fixture | 2.129% | 734.616 | 95.228 | 639.388 | 0.87037 | 15 | 0.067152 | 0.062943 | 295 | Market Research, 2014, Grainger | 0 | 0 | 330 | Pennsylvania Public Utility Commission 2013 Incremental Cost Database | 0 | 0 | 35 | fixture |  | 35
Equipment | LED Display Lighting (Interior) | One Letter of LED Signage, < 2ft in Height | One Letter of Neon or Argon-mercury Signage, < 2ft in Height | Commercial | Turnover | Institutional | FL Zone 2 | Per Fixture | 2.129% | 356.292 | 46.186 | 310.106 | 0.87037 | 15 | 0.076152 | 0.017203 | 295 | Market Research, 2014, Grainger | 0 | 0 | 330 | Pennsylvania Public Utility Commission 2013 Incremental Cost Database | 0 | 0 | 35 | fixture |  | 35
Equipment | LED Display Lighting (Interior) | One Letter of LED Signage, < 2ft in Height | One Letter of Neon or Argon-mercury Signage, < 2ft in Height | Commercial | Turnover | Lodging/Hospitality | FL Zone 2 | Per Fixture | 2.129% | 405.432 | 52.556 | 352.876 | 0.87037 | 15 | 0.085589 | 6.1628e-06 | 295 | Market Research, 2014, Grainger | 0 | 0 | 330 | Pennsylvania Public Utility Commission 2013 Incremental Cost Database | 0 | 0 | 35 | fixture |  | 35
Equipment | LED Display Lighting (Interior) | One Letter of LED Signage, < 2ft in Height | One Letter of Neon or Argon-mercury Signage, < 2ft in Height | Commercial | Turnover | Miscellaneous | FL Zone 2 | Per Fixture | 2.306% | 476.064 | 61.712 | 414.352 | 0.87037 | 15 | 0.10175 | 0.022986 | 295 | Market Research, 2014, Grainger | 0 | 0 | 330 | Pennsylvania Public Utility Commission 2013 Incremental Cost Database | 0 | 0 | 35 | fixture |  | 35
Equipment | LED Display Lighting (Interior) | One Letter of LED Signage, < 2ft in Height | One Letter of Neon or Argon-mercury Signage, < 2ft in Height | Commercial | Turnover | Offices | FL Zone 2 | Per Fixture | 2.129% | 351.324 | 45.542 | 305.782 | 0.87037 | 15 | 0.07509 | 0.016963 | 295 | Market Research, 2014, Grainger | 0 | 0 | 330 | Pennsylvania Public Utility Commission 2013 Incremental Cost Database | 0 | 0 | 35 | fixture |  | 35
Equipment | LED Display Lighting (Interior) | One Letter of LED Signage, < 2ft in Height | One Letter of Neon or Argon-mercury Signage, < 2ft in Height | Commercial | Turnover | Restaurants | FL Zone 2 | Per Fixture | 2.129% | 362.556 | 46.998 | 315.558 | 0.87037 | 15 | 0.076537 | 5.511e-06 | 295 | Market Research, 2014, Grainger | 0 | 0 | 330 | Pennsylvania Public Utility Commission 2013 Incremental Cost Database | 0 | 0 | 35 | fixture |  | 35
Equipment | LED Display Lighting (Interior) | One Letter of LED Signage, < 2ft in Height | One Letter of Neon or Argon-mercury Signage, < 2ft in Height | Commercial | Turnover | Retail | FL Zone 2 | Per Fixture | 2.129% | 538.272 | 69.776 | 468.496 | 0.87037 | 15 | 0.11363 | 8.182e-06 | 295 | Market Research, 2014, Grainger | 0 | 0 | 330 | Pennsylvania Public Utility Commission 2013 Incremental Cost Database | 0 | 0 | 35 | fixture |  | 35
Equipment | LED Display Lighting (Interior) | One Letter of LED Signage, < 2ft in Height | One Letter of Neon or Argon-mercury Signage, < 2ft in Height | Commercial | Turnover | Schools K-12 | FL Zone 2 | Per Fixture | 2.129% | 256.932 | 33.306 | 223.626 | 0.87037 | 15 | 0.054915 | 0.012405 | 295 | Market Research, 2014, Grainger | 0 | 0 | 330 | Pennsylvania Public Utility Commission 2013 Incremental Cost Database | 0 | 0 | 35 | fixture |  | 35
Equipment | LED Display Lighting (Interior) | One Letter of LED Signage, < 2ft in Height | One Letter of Neon or Argon-mercury Signage, < 2ft in Height | Commercial | Turnover | Warehouse | FL Zone 2 | Per Fixture | 2.129% | 412.992 | 53.536 | 359.456 | 0.87037 | 15 | 0.08827 | 0.01994 | 295 | Market Research, 2014, Grainger | 0 | 0 | 330 | Pennsylvania Public Utility Commission 2013 Incremental Cost Database | 0 | 0 | 35 | fixture |  | 35
Equipment | LED Display Lighting (Interior) | One Letter of LED Signage, < 2ft in Height | One Letter of Neon or Argon-mercury Signage, < 2ft in Height | Commercial | New | Assembly | FL Zone 2 | Per Fixture | 0% | 310.608 | 40.264 | 270.344 | 0.87037 | 15 | 0.066388 | 0.014997 | 295 | Market Research, 2014, Grainger | 0 | 0 | 330 | Pennsylvania Public Utility Commission 2013 Incremental Cost Database | 0 | 0 | 35 | fixture |  | 35
Equipment | LED Display Lighting (Interior) | One Letter of LED Signage, < 2ft in Height | One Letter of Neon or Argon-mercury Signage, < 2ft in Height | Commercial | New | College and University | FL Zone 2 | Per Fixture | 0% | 476.064 | 61.712 | 414.352 | 0.87037 | 15 | 0.043517 | 0.04079 | 295 | Market Research, 2014, Grainger | 0 | 0 | 330 | Pennsylvania Public Utility Commission 2013 Incremental Cost Database | 0 | 0 | 35 | fixture |  | 35
Equipment | LED Display Lighting (Interior) | One Letter of LED Signage, < 2ft in Height | One Letter of Neon or Argon-mercury Signage, < 2ft in Height | Commercial | New | Grocery | FL Zone 2 | Per Fixture | 0% | 598.752 | 77.616 | 521.136 | 0.87037 | 15 | 0.1264 | 9.1014e-06 | 295 | Market Research, 2014, Grainger | 0 | 0 | 330 | Pennsylvania Public Utility Commission 2013 Incremental Cost Database | 0 | 0 | 35 | fixture |  | 35
Equipment | LED Display Lighting (Interior) | One Letter of LED Signage, < 2ft in Height | One Letter of Neon or Argon-mercury Signage, < 2ft in Height | Commercial | New | Healthcare | FL Zone 2 | Per Fixture | 0% | 543.024 | 70.392 | 472.632 | 0.87037 | 15 | 0.11606 | 0.026219 | 295 | Market Research, 2014, Grainger | 0 | 0 | 330 | Pennsylvania Public Utility Commission 2013 Incremental Cost Database | 0 | 0 | 35 | fixture |  | 35
Equipment | LED Display Lighting (Interior) | One Letter of LED Signage, < 2ft in Height | One Letter of Neon or Argon-mercury Signage, < 2ft in Height | Commercial | New | Hospitals | FL Zone 2 | Per Fixture | 0% | 734.616 | 95.228 | 639.388 | 0.87037 | 15 | 0.067152 | 0.062943 | 295 | Market Research, 2014, Grainger | 0 | 0 | 330 | Pennsylvania Public Utility Commission 2013 Incremental Cost Database | 0 | 0 | 35 | fixture |  | 35
Equipment | LED Display Lighting (Interior) | One Letter of LED Signage, < 2ft in Height | One Letter of Neon or Argon-mercury Signage, < 2ft in Height | Commercial | New | Institutional | FL Zone 2 | Per Fixture | 0% | 356.292 | 46.186 | 310.106 | 0.87037 | 15 | 0.076152 | 0.017203 | 295 | Market Research, 2014, Grainger | 0 | 0 | 330 | Pennsylvania Public Utility Commission 2013 Incremental Cost Database | 0 | 0 | 35 | fixture |  | 35
Equipment | LED Display Lighting (Interior) | One Letter of LED Signage, < 2ft in Height | One Letter of Neon or Argon-mercury Signage, < 2ft in Height | Commercial | New | Lodging/Hospitality | FL Zone 2 | Per Fixture | 0% | 405.432 | 52.556 | 352.876 | 0.87037 | 15 | 0.085589 | 6.1628e-06 | 295 | Market Research, 2014, Grainger | 0 | 0 | 330 | Pennsylvania Public Utility Commission 2013 Incremental Cost Database | 0 | 0 | 35 | fixture |  | 35
Equipment | LED Display Lighting (Interior) | One Letter of LED Signage, < 2ft in Height | One Letter of Neon or Argon-mercury Signage, < 2ft in Height | Commercial | New | Miscellaneous | FL Zone 2 | Per Fixture | 0% | 476.064 | 61.712 | 414.352 | 0.87037 | 15 | 0.10175 | 0.022986 | 295 | Market Research, 2014, Grainger | 0 | 0 | 330 | Pennsylvania Public Utility Commission 2013 Incremental Cost Database | 0 | 0 | 35 | fixture |  | 35
Equipment | LED Display Lighting (Interior) | One Letter of LED Signage, < 2ft in Height | One Letter of Neon or Argon-mercury Signage, < 2ft in Height | Commercial | New | Offices | FL Zone 2 | Per Fixture | 0% | 351.324 | 45.542 | 305.782 | 0.87037 | 15 | 0.07509 | 0.016963 | 295 | Market Research, 2014, Grainger | 0 | 0 | 330 | Pennsylvania Public Utility Commission 2013 Incremental Cost Database | 0 | 0 | 35 | fixture |  | 35
Equipment | LED Display Lighting (Interior) | One Letter of LED Signage, < 2ft in Height | One Letter of Neon or Argon-mercury Signage, < 2ft in Height | Commercial | New | Restaurants | FL Zone 2 | Per Fixture | 0% | 362.556 | 46.998 | 315.558 | 0.87037 | 15 | 0.076537 | 5.511e-06 | 295 | Market Research, 2014, Grainger | 0 | 0 | 330 | Pennsylvania Public Utility Commission 2013 Incremental Cost Database | 0 | 0 | 35 | fixture |  | 35
Equipment | LED Display Lighting (Interior) | One Letter of LED Signage, < 2ft in Height | One Letter of Neon or Argon-mercury Signage, < 2ft in Height | Commercial | New | Retail | FL Zone 2 | Per Fixture | 0% | 538.272 | 69.776 | 468.496 | 0.87037 | 15 | 0.11363 | 8.182e-06 | 295 | Market Research, 2014, Grainger | 0 | 0 | 330 | Pennsylvania Public Utility Commission 2013 Incremental Cost Database | 0 | 0 | 35 | fixture |  | 35
Equipment | LED Display Lighting (Interior) | One Letter of LED Signage, < 2ft in Height | One Letter of Neon or Argon-mercury Signage, < 2ft in Height | Commercial | New | Schools K-12 | FL Zone 2 | Per Fixture | 0% | 256.932 | 33.306 | 223.626 | 0.87037 | 15 | 0.054915 | 0.012405 | 295 | Market Research, 2014, Grainger | 0 | 0 | 330 | Pennsylvania Public Utility Commission 2013 Incremental Cost Database | 0 | 0 | 35 | fixture |  | 35
Equipment | LED Display Lighting (Interior) | One Letter of LED Signage, < 2ft in Height | One Letter of Neon or Argon-mercury Signage, < 2ft in Height | Commercial | New | Warehouse | FL Zone 2 | Per Fixture | 0% | 412.992 | 53.536 | 359.456 | 0.87037 | 15 | 0.08827 | 0.01994 | 295 | Market Research, 2014, Grainger | 0 | 0 | 330 | Pennsylvania Public Utility Commission 2013 Incremental Cost Database | 0 | 0 | 35 | fixture |  | 35
Equipment | LED Linear - Fixture Replacement | 2x4 LED Troffer | Lumen-Equivalent 32-Watt T8 Fixture | Commercial | Turnover | Assembly | FL Zone 2 | Per Unit | 24.1% | 485.929 | 241.584 | 244.345 | 0.50284 | 15 | 0.05923 | 0.01355 | 15 | Mid-Atlantic TRM V7.0, 2017 for New LED linear recessed troffer/panel | 41.38 | rate at $82.76/per labor hour assume 0.5 hours work, https://www.homewyse.com/services/cost_to_install_lighting_control_system.html | 35 | Mid-Atlantic TRM V7.0, 2017 for New LED linear recessed troffer/panel | 41.38 | rate at $82.76/per labor hour assume 0.5 hours work, https://www.homewyse.com/services/cost_to_install_lighting_control_system.html | 20 | fixture |  | 20
Equipment | LED Linear - Fixture Replacement | 2x4 LED Troffer | Lumen-Equivalent 32-Watt T8 Fixture | Commercial | Turnover | College and University | FL Zone 2 | Per Unit | 24.1% | 744.7757 | 370.272 | 374.5037 | 0.50284 | 15 | 0.039245 | 0.036402 | 15 | Mid-Atlantic TRM V7.0, 2017 for New LED linear recessed troffer/panel | 41.38 | rate at $82.76/per labor hour assume 0.5 hours work, https://www.homewyse.com/services/cost_to_install_lighting_control_system.html | 35 | Mid-Atlantic TRM V7.0, 2017 for New LED linear recessed troffer/panel | 41.38 | rate at $82.76/per labor hour assume 0.5 hours work, https://www.homewyse.com/services/cost_to_install_lighting_control_system.html | 20 | fixture |  | 20
Equipment | LED Linear - Fixture Replacement | 2x4 LED Troffer | Lumen-Equivalent 32-Watt T8 Fixture | Commercial | Turnover | Grocery | FL Zone 2 | Per Unit | 24.1% | 936.7142 | 465.696 | 471.0182 | 0.50284 | 15 | 0.11487 | 6.293e-06 | 15 | Mid-Atlantic TRM V7.0, 2017 for New LED linear recessed troffer/panel | 41.38 | rate at $82.76/per labor hour assume 0.5 hours work, https://www.homewyse.com/services/cost_to_install_lighting_control_system.html | 35 | Mid-Atlantic TRM V7.0, 2017 for New LED linear recessed troffer/panel | 41.38 | rate at $82.76/per labor hour assume 0.5 hours work, https://www.homewyse.com/services/cost_to_install_lighting_control_system.html | 20 | fixture |  | 20
Equipment | LED Linear - Fixture Replacement | 2x4 LED Troffer | Lumen-Equivalent 32-Watt T8 Fixture | Commercial | Turnover | Healthcare | FL Zone 2 | Per Unit | 24.1% | 849.5309 | 422.352 | 427.1789 | 0.50284 | 15 | 0.10355 | 0.023688 | 15 | Mid-Atlantic TRM V7.0, 2017 for New LED linear recessed troffer/panel | 41.38 | rate at $82.76/per labor hour assume 0.5 hours work, https://www.homewyse.com/services/cost_to_install_lighting_control_system.html | 35 | Mid-Atlantic TRM V7.0, 2017 for New LED linear recessed troffer/panel | 41.38 | rate at $82.76/per labor hour assume 0.5 hours work, https://www.homewyse.com/services/cost_to_install_lighting_control_system.html | 20 | fixture |  | 20
Equipment | LED Linear - Fixture Replacement | 2x4 LED Troffer | Lumen-Equivalent 32-Watt T8 Fixture | Commercial | Turnover | Hospitals | FL Zone 2 | Per Unit | 24.1% | 1149.2659 | 571.368 | 577.8979 | 0.50284 | 15 | 0.060559 | 0.056172 | 15 | Mid-Atlantic TRM V7.0, 2017 for New LED linear recessed troffer/panel | 41.38 | rate at $82.76/per labor hour assume 0.5 hours work, https://www.homewyse.com/services/cost_to_install_lighting_control_system.html | 35 | Mid-Atlantic TRM V7.0, 2017 for New LED linear recessed troffer/panel | 41.38 | rate at $82.76/per labor hour assume 0.5 hours work, https://www.homewyse.com/services/cost_to_install_lighting_control_system.html | 20 | fixture |  | 20
Equipment | LED Linear - Fixture Replacement | 2x4 LED Troffer | Lumen-Equivalent 32-Watt T8 Fixture | Commercial | Turnover | Institutional | FL Zone 2 | Per Unit | 24.1% | 557.399 | 277.116 | 280.283 | 0.50284 | 15 | 0.067942 | 0.015543 | 15 | Mid-Atlantic TRM V7.0, 2017 for New LED linear recessed troffer/panel | 41.38 | rate at $82.76/per labor hour assume 0.5 hours work, https://www.homewyse.com/services/cost_to_install_lighting_control_system.html | 35 | Mid-Atlantic TRM V7.0, 2017 for New LED linear recessed troffer/panel | 41.38 | rate at $82.76/per labor hour assume 0.5 hours work, https://www.homewyse.com/services/cost_to_install_lighting_control_system.html | 20 | fixture |  | 20
Equipment | LED Linear - Fixture Replacement | 2x4 LED Troffer | Lumen-Equivalent 32-Watt T8 Fixture | Commercial | Turnover | Lodging/Hospitality | FL Zone 2 | Per Unit | 24.1% | 634.2758 | 315.336 | 318.9398 | 0.50284 | 15 | 0.07778 | 4.2611e-06 | 15 | Mid-Atlantic TRM V7.0, 2017 for New LED linear recessed troffer/panel | 41.38 | rate at $82.76/per labor hour assume 0.5 hours work, https://www.homewyse.com/services/cost_to_install_lighting_control_system.html | 35 | Mid-Atlantic TRM V7.0, 2017 for New LED linear recessed troffer/panel | 41.38 | rate at $82.76/per labor hour assume 0.5 hours work, https://www.homewyse.com/services/cost_to_install_lighting_control_system.html | 20 | fixture |  | 20
Equipment | LED Linear - Fixture Replacement | 2x4 LED Troffer | Lumen-Equivalent 32-Watt T8 Fixture | Commercial | Turnover | Miscellaneous | FL Zone 2 | Per Unit | 24.1% | 744.7757 | 370.272 | 374.5037 | 0.50284 | 15 | 0.090781 | 0.020767 | 15 | Mid-Atlantic TRM V7.0, 2017 for New LED linear recessed troffer/panel | 41.38 | rate at $82.76/per labor hour assume 0.5 hours work, https://www.homewyse.com/services/cost_to_install_lighting_control_system.html | 35 | Mid-Atlantic TRM V7.0, 2017 for New LED linear recessed troffer/panel | 41.38 | rate at $82.76/per labor hour assume 0.5 hours work, https://www.homewyse.com/services/cost_to_install_lighting_control_system.html | 20 | fixture |  | 20
Equipment | LED Linear - Fixture Replacement | 2x4 LED Troffer | Lumen-Equivalent 32-Watt T8 Fixture | Commercial | Turnover | Offices | FL Zone 2 | Per Unit | 24.1% | 549.6269 | 273.252 | 276.3749 | 0.50284 | 15 | 0.066994 | 0.015326 | 15 | Mid-Atlantic TRM V7.0, 2017 for New LED linear recessed troffer/panel | 41.38 | rate at $82.76/per labor hour assume 0.5 hours work, https://www.homewyse.com/services/cost_to_install_lighting_control_system.html | 35 | Mid-Atlantic TRM V7.0, 2017 for New LED linear recessed troffer/panel | 41.38 | rate at $82.76/per labor hour assume 0.5 hours work, https://www.homewyse.com/services/cost_to_install_lighting_control_system.html | 20 | fixture |  | 20
Equipment | LED Linear - Fixture Replacement | 2x4 LED Troffer | Lumen-Equivalent 32-Watt T8 Fixture | Commercial | Turnover | Restaurants | FL Zone 2 | Per Unit | 24.1% | 567.1987 | 281.988 | 285.2107 | 0.50284 | 15 | 0.069555 | 3.8105e-06 | 15 | Mid-Atlantic TRM V7.0, 2017 for New LED linear recessed troffer/panel | 41.38 | rate at $82.76/per labor hour assume 0.5 hours work, https://www.homewyse.com/services/cost_to_install_lighting_control_system.html | 35 | Mid-Atlantic TRM V7.0, 2017 for New LED linear recessed troffer/panel | 41.38 | rate at $82.76/per labor hour assume 0.5 hours work, https://www.homewyse.com/services/cost_to_install_lighting_control_system.html | 20 | fixture |  | 20
Equipment | LED Linear - Fixture Replacement | 2x4 LED Troffer | Lumen-Equivalent 32-Watt T8 Fixture | Commercial | Turnover | Retail | FL Zone 2 | Per Unit | 24.1% | 842.0966 | 418.656 | 423.4406 | 0.50284 | 15 | 0.10326 | 5.6573e-06 | 15 | Mid-Atlantic TRM V7.0, 2017 for New LED linear recessed troffer/panel | 41.38 | rate at $82.76/per labor hour assume 0.5 hours work, https://www.homewyse.com/services/cost_to_install_lighting_control_system.html | 35 | Mid-Atlantic TRM V7.0, 2017 for New LED linear recessed troffer/panel | 41.38 | rate at $82.76/per labor hour assume 0.5 hours work, https://www.homewyse.com/services/cost_to_install_lighting_control_system.html | 20 | fixture |  | 20
Equipment | LED Linear - Fixture Replacement | 2x4 LED Troffer | Lumen-Equivalent 32-Watt T8 Fixture | Commercial | Turnover | Schools K-12 | FL Zone 2 | Per Unit | 24.1% | 401.9558 | 199.836 | 202.1198 | 0.50284 | 15 | 0.048995 | 0.011208 | 15 | Mid-Atlantic TRM V7.0, 2017 for New LED linear recessed troffer/panel | 41.38 | rate at $82.76/per labor hour assume 0.5 hours work, https://www.homewyse.com/services/cost_to_install_lighting_control_system.html | 35 | Mid-Atlantic TRM V7.0, 2017 for New LED linear recessed troffer/panel | 41.38 | rate at $82.76/per labor hour assume 0.5 hours work, https://www.homewyse.com/services/cost_to_install_lighting_control_system.html | 20 | fixture |  | 20
Equipment | LED Linear - Fixture Replacement | 2x4 LED Troffer | Lumen-Equivalent 32-Watt T8 Fixture | Commercial | Turnover | Warehouse | FL Zone 2 | Per Unit | 24.1% | 646.103 | 321.216 | 324.887 | 0.50284 | 15 | 0.078754 | 0.018016 | 15 | Mid-Atlantic TRM V7.0, 2017 for New LED linear recessed troffer/panel | 41.38 | rate at $82.76/per labor hour assume 0.5 hours work, https://www.homewyse.com/services/cost_to_install_lighting_control_system.html | 35 | Mid-Atlantic TRM V7.0, 2017 for New LED linear recessed troffer/panel | 41.38 | rate at $82.76/per labor hour assume 0.5 hours work, https://www.homewyse.com/services/cost_to_install_lighting_control_system.html | 20 | fixture |  | 20
Equipment | LED Linear - Fixture Replacement | 2x4 LED Troffer | Lumen-Equivalent 32-Watt T8 Fixture | Commercial | New | Assembly | FL Zone 2 | Per Unit | 0% | 485.929 | 241.584 | 244.345 | 0.50284 | 15 | 0.05923 | 0.01355 | 15 | Mid-Atlantic TRM V7.0, 2017 for New LED linear recessed troffer/panel | 41.38 | rate at $82.76/per labor hour assume 0.5 hours work, https://www.homewyse.com/services/cost_to_install_lighting_control_system.html | 35 | Mid-Atlantic TRM V7.0, 2017 for New LED linear recessed troffer/panel | 41.38 | rate at $82.76/per labor hour assume 0.5 hours work, https://www.homewyse.com/services/cost_to_install_lighting_control_system.html | 20 | fixture |  | 20
Equipment | LED Linear - Fixture Replacement | 2x4 LED Troffer | Lumen-Equivalent 32-Watt T8 Fixture | Commercial | New | College and University | FL Zone 2 | Per Unit | 0% | 744.7757 | 370.272 | 374.5037 | 0.50284 | 15 | 0.039245 | 0.036402 | 15 | Mid-Atlantic TRM V7.0, 2017 for New LED linear recessed troffer/panel | 41.38 | rate at $82.76/per labor hour assume 0.5 hours work, https://www.homewyse.com/services/cost_to_install_lighting_control_system.html | 35 | Mid-Atlantic TRM V7.0, 2017 for New LED linear recessed troffer/panel | 41.38 | rate at $82.76/per labor hour assume 0.5 hours work, https://www.homewyse.com/services/cost_to_install_lighting_control_system.html | 20 | fixture |  | 20
Equipment | LED Linear - Fixture Replacement | 2x4 LED Troffer | Lumen-Equivalent 32-Watt T8 Fixture | Commercial | New | Grocery | FL Zone 2 | Per Unit | 0% | 936.7142 | 465.696 | 471.0182 | 0.50284 | 15 | 0.11487 | 6.293e-06 | 15 | Mid-Atlantic TRM V7.0, 2017 for New LED linear recessed troffer/panel | 41.38 | rate at $82.76/per labor hour assume 0.5 hours work, https://www.homewyse.com/services/cost_to_install_lighting_control_system.html | 35 | Mid-Atlantic TRM V7.0, 2017 for New LED linear recessed troffer/panel | 41.38 | rate at $82.76/per labor hour assume 0.5 hours work, https://www.homewyse.com/services/cost_to_install_lighting_control_system.html | 20 | fixture |  | 20
Equipment | LED Linear - Fixture Replacement | 2x4 LED Troffer | Lumen-Equivalent 32-Watt T8 Fixture | Commercial | New | Healthcare | FL Zone 2 | Per Unit | 0% | 849.5309 | 422.352 | 427.1789 | 0.50284 | 15 | 0.10355 | 0.023688 | 15 | Mid-Atlantic TRM V7.0, 2017 for New LED linear recessed troffer/panel | 41.38 | rate at $82.76/per labor hour assume 0.5 hours work, https://www.homewyse.com/services/cost_to_install_lighting_control_system.html | 35 | Mid-Atlantic TRM V7.0, 2017 for New LED linear recessed troffer/panel | 41.38 | rate at $82.76/per labor hour assume 0.5 hours work, https://www.homewyse.com/services/cost_to_install_lighting_control_system.html | 20 | fixture |  | 20
Equipment | LED Linear - Fixture Replacement | 2x4 LED Troffer | Lumen-Equivalent 32-Watt T8 Fixture | Commercial | New | Hospitals | FL Zone 2 | Per Unit | 0% | 1149.2659 | 571.368 | 577.8979 | 0.50284 | 15 | 0.060559 | 0.056172 | 15 | Mid-Atlantic TRM V7.0, 2017 for New LED linear recessed troffer/panel | 41.38 | rate at $82.76/per labor hour assume 0.5 hours work, https://www.homewyse.com/services/cost_to_install_lighting_control_system.html | 35 | Mid-Atlantic TRM V7.0, 2017 for New LED linear recessed troffer/panel | 41.38 | rate at $82.76/per labor hour assume 0.5 hours work, https://www.homewyse.com/services/cost_to_install_lighting_control_system.html | 20 | fixture |  | 20
Equipment | LED Linear - Fixture Replacement | 2x4 LED Troffer | Lumen-Equivalent 32-Watt T8 Fixture | Commercial | New | Institutional | FL Zone 2 | Per Unit | 0% | 557.399 | 277.116 | 280.283 | 0.50284 | 15 | 0.067942 | 0.015543 | 15 | Mid-Atlantic TRM V7.0, 2017 for New LED linear recessed troffer/panel | 41.38 | rate at $82.76/per labor hour assume 0.5 hours work, https://www.homewyse.com/services/cost_to_install_lighting_control_system.html | 35 | Mid-Atlantic TRM V7.0, 2017 for New LED linear recessed troffer/panel | 41.38 | rate at $82.76/per labor hour assume 0.5 hours work, https://www.homewyse.com/services/cost_to_install_lighting_control_system.html | 20 | fixture |  | 20
Equipment | LED Linear - Fixture Replacement | 2x4 LED Troffer | Lumen-Equivalent 32-Watt T8 Fixture | Commercial | New | Lodging/Hospitality | FL Zone 2 | Per Unit | 0% | 634.2758 | 315.336 | 318.9398 | 0.50284 | 15 | 0.07778 | 4.2611e-06 | 15 | Mid-Atlantic TRM V7.0, 2017 for New LED linear recessed troffer/panel | 41.38 | rate at $82.76/per labor hour assume 0.5 hours work, https://www.homewyse.com/services/cost_to_install_lighting_control_system.html | 35 | Mid-Atlantic TRM V7.0, 2017 for New LED linear recessed troffer/panel | 41.38 | rate at $82.76/per labor hour assume 0.5 hours work, https://www.homewyse.com/services/cost_to_install_lighting_control_system.html | 20 | fixture |  | 20
Equipment | LED Linear - Fixture Replacement | 2x4 LED Troffer | Lumen-Equivalent 32-Watt T8 Fixture | Commercial | New | Miscellaneous | FL Zone 2 | Per Unit | 0% | 744.7757 | 370.272 | 374.5037 | 0.50284 | 15 | 0.090781 | 0.020767 | 15 | Mid-Atlantic TRM V7.0, 2017 for New LED linear recessed troffer/panel | 41.38 | rate at $82.76/per labor hour assume 0.5 hours work, https://www.homewyse.com/services/cost_to_install_lighting_control_system.html | 35 | Mid-Atlantic TRM V7.0, 2017 for New LED linear recessed troffer/panel | 41.38 | rate at $82.76/per labor hour assume 0.5 hours work, https://www.homewyse.com/services/cost_to_install_lighting_control_system.html | 20 | fixture |  | 20
Equipment | LED Linear - Fixture Replacement | 2x4 LED Troffer | Lumen-Equivalent 32-Watt T8 Fixture | Commercial | New | Offices | FL Zone 2 | Per Unit | 0% | 549.6269 | 273.252 | 276.3749 | 0.50284 | 15 | 0.066994 | 0.015326 | 15 | Mid-Atlantic TRM V7.0, 2017 for New LED linear recessed troffer/panel | 41.38 | rate at $82.76/per labor hour assume 0.5 hours work, https://www.homewyse.com/services/cost_to_install_lighting_control_system.html | 35 | Mid-Atlantic TRM V7.0, 2017 for New LED linear recessed troffer/panel | 41.38 | rate at $82.76/per labor hour assume 0.5 hours work, https://www.homewyse.com/services/cost_to_install_lighting_control_system.html | 20 | fixture |  | 20
Equipment | LED Linear - Fixture Replacement | 2x4 LED Troffer | Lumen-Equivalent 32-Watt T8 Fixture | Commercial | New | Restaurants | FL Zone 2 | Per Unit | 0% | 567.1987 | 281.988 | 285.2107 | 0.50284 | 15 | 0.069555 | 3.8105e-06 | 15 | Mid-Atlantic TRM V7.0, 2017 for New LED linear recessed troffer/panel | 41.38 | rate at $82.76/per labor hour assume 0.5 hours work, https://www.homewyse.com/services/cost_to_install_lighting_control_system.html | 35 | Mid-Atlantic TRM V7.0, 2017 for New LED linear recessed troffer/panel | 41.38 | rate at $82.76/per labor hour assume 0.5 hours work, https://www.homewyse.com/services/cost_to_install_lighting_control_system.html | 20 | fixture |  | 20
Equipment | LED Linear - Fixture Replacement | 2x4 LED Troffer | Lumen-Equivalent 32-Watt T8 Fixture | Commercial | New | Retail | FL Zone 2 | Per Unit | 0% | 842.0966 | 418.656 | 423.4406 | 0.50284 | 15 | 0.10326 | 5.6573e-06 | 15 | Mid-Atlantic TRM V7.0, 2017 for New LED linear recessed troffer/panel | 41.38 | rate at $82.76/per labor hour assume 0.5 hours work, https://www.homewyse.com/services/cost_to_install_lighting_control_system.html | 35 | Mid-Atlantic TRM V7.0, 2017 for New LED linear recessed troffer/panel | 41.38 | rate at $82.76/per labor hour assume 0.5 hours work, https://www.homewyse.com/services/cost_to_install_lighting_control_system.html | 20 | fixture |  | 20
Equipment | LED Linear - Fixture Replacement | 2x4 LED Troffer | Lumen-Equivalent 32-Watt T8 Fixture | Commercial | New | Schools K-12 | FL Zone 2 | Per Unit | 0% | 401.9558 | 199.836 | 202.1198 | 0.50284 | 15 | 0.048995 | 0.011208 | 15 | Mid-Atlantic TRM V7.0, 2017 for New LED linear recessed troffer/panel | 41.38 | rate at $82.76/per labor hour assume 0.5 hours work, https://www.homewyse.com/services/cost_to_install_lighting_control_system.html | 35 | Mid-Atlantic TRM V7.0, 2017 for New LED linear recessed troffer/panel | 41.38 | rate at $82.76/per labor hour assume 0.5 hours work, https://www.homewyse.com/services/cost_to_install_lighting_control_system.html | 20 | fixture |  | 20
Equipment | LED Linear - Fixture Replacement | 2x4 LED Troffer | Lumen-Equivalent 32-Watt T8 Fixture | Commercial | New | Warehouse | FL Zone 2 | Per Unit | 0% | 646.103 | 321.216 | 324.887 | 0.50284 | 15 | 0.078754 | 0.018016 | 15 | Mid-Atlantic TRM V7.0, 2017 for New LED linear recessed troffer/panel | 41.38 | rate at $82.76/per labor hour assume 0.5 hours work, https://www.homewyse.com/services/cost_to_install_lighting_control_system.html | 35 | Mid-Atlantic TRM V7.0, 2017 for New LED linear recessed troffer/panel | 41.38 | rate at $82.76/per labor hour assume 0.5 hours work, https://www.homewyse.com/services/cost_to_install_lighting_control_system.html | 20 | fixture |  | 20
Equipment | LED Linear - Lamp Replacement | Linear LED (21W) | Lumen-Equivalent 32-Watt T8 Lamp | Commercial | Turnover | Assembly | FL Zone 2 | Per Fixture | 22.32% | 80.9882 | 60.396 | 20.5922 | 0.25426 | 15 | 0.0049742 | 0.0011421 | 2.85 | https://www.homedepot.com/p/Philips-32-Watt-4-ft-T8-Alto-Linear-Fluorescent-Light-Bulb-Neutral-3500K-10-Pack-479691/303811578 | 0 | No Labor Cost | 5 | https://www.homedepot.com/p/Philips-32-Watt-Equivalent-4-ft-T8-LED-Linear-Light-Bulb-Daylight-5000K-10-Pack-472910/303040479 | 0 | No Labor Cost | 2.15 | lamp |  | 2.15
Equipment | LED Linear - Lamp Replacement | Linear LED (21W) | Lumen-Equivalent 32-Watt T8 Lamp | Commercial | Turnover | College and University | FL Zone 2 | Per Fixture | 24.1% | 124.1293 | 92.568 | 31.5613 | 0.25426 | 15 | 0.0032689 | 0.0031387 | 2.85 | https://www.homedepot.com/p/Philips-32-Watt-4-ft-T8-Alto-Linear-Fluorescent-Light-Bulb-Neutral-3500K-10-Pack-479691/303811578 | 0 | No Labor Cost | 5 | https://www.homedepot.com/p/Philips-32-Watt-Equivalent-4-ft-T8-LED-Linear-Light-Bulb-Daylight-5000K-10-Pack-472910/303040479 | 0 | No Labor Cost | 2.15 | lamp |  | 2.15
Equipment | LED Linear - Lamp Replacement | Linear LED (21W) | Lumen-Equivalent 32-Watt T8 Lamp | Commercial | Turnover | Grocery | FL Zone 2 | Per Fixture | 24.1% | 156.119 | 116.424 | 39.695 | 0.25426 | 15 | 0.0095754 | 1.6038e-06 | 2.85 | https://www.homedepot.com/p/Philips-32-Watt-4-ft-T8-Alto-Linear-Fluorescent-Light-Bulb-Neutral-3500K-10-Pack-479691/303811578 | 0 | No Labor Cost | 5 | https://www.homedepot.com/p/Philips-32-Watt-Equivalent-4-ft-T8-LED-Linear-Light-Bulb-Daylight-5000K-10-Pack-472910/303040479 | 0 | No Labor Cost | 2.15 | lamp |  | 2.15
Equipment | LED Linear - Lamp Replacement | Linear LED (21W) | Lumen-Equivalent 32-Watt T8 Lamp | Commercial | Turnover | Healthcare | FL Zone 2 | Per Fixture | 22.32% | 141.5885 | 105.588 | 36.0005 | 0.25426 | 15 | 0.0086962 | 0.0019966 | 2.85 | https://www.homedepot.com/p/Philips-32-Watt-4-ft-T8-Alto-Linear-Fluorescent-Light-Bulb-Neutral-3500K-10-Pack-479691/303811578 | 0 | No Labor Cost | 5 | https://www.homedepot.com/p/Philips-32-Watt-Equivalent-4-ft-T8-LED-Linear-Light-Bulb-Daylight-5000K-10-Pack-472910/303040479 | 0 | No Labor Cost | 2.15 | lamp |  | 2.15
Equipment | LED Linear - Lamp Replacement | Linear LED (21W) | Lumen-Equivalent 32-Watt T8 Lamp | Commercial | Turnover | Hospitals | FL Zone 2 | Per Fixture | 24.1% | 191.5443 | 142.842 | 48.7023 | 0.25426 | 15 | 0.0050442 | 0.0048434 | 2.85 | https://www.homedepot.com/p/Philips-32-Watt-4-ft-T8-Alto-Linear-Fluorescent-Light-Bulb-Neutral-3500K-10-Pack-479691/303811578 | 0 | No Labor Cost | 5 | https://www.homedepot.com/p/Philips-32-Watt-Equivalent-4-ft-T8-LED-Linear-Light-Bulb-Daylight-5000K-10-Pack-472910/303040479 | 0 | No Labor Cost | 2.15 | lamp |  | 2.15
Equipment | LED Linear - Lamp Replacement | Linear LED (21W) | Lumen-Equivalent 32-Watt T8 Lamp | Commercial | Turnover | Institutional | FL Zone 2 | Per Fixture | 24.1% | 92.8998 | 69.279 | 23.6208 | 0.25426 | 15 | 0.0057058 | 0.00131 | 2.85 | https://www.homedepot.com/p/Philips-32-Watt-4-ft-T8-Alto-Linear-Fluorescent-Light-Bulb-Neutral-3500K-10-Pack-479691/303811578 | 0 | No Labor Cost | 5 | https://www.homedepot.com/p/Philips-32-Watt-Equivalent-4-ft-T8-LED-Linear-Light-Bulb-Daylight-5000K-10-Pack-472910/303040479 | 0 | No Labor Cost | 2.15 | lamp |  | 2.15
Equipment | LED Linear - Lamp Replacement | Linear LED (21W) | Lumen-Equivalent 32-Watt T8 Lamp | Commercial | Turnover | Lodging/Hospitality | FL Zone 2 | Per Fixture | 24.1% | 105.7126 | 78.834 | 26.8786 | 0.25426 | 15 | 0.0064838 | 1.086e-06 | 2.85 | https://www.homedepot.com/p/Philips-32-Watt-4-ft-T8-Alto-Linear-Fluorescent-Light-Bulb-Neutral-3500K-10-Pack-479691/303811578 | 0 | No Labor Cost | 5 | https://www.homedepot.com/p/Philips-32-Watt-Equivalent-4-ft-T8-LED-Linear-Light-Bulb-Daylight-5000K-10-Pack-472910/303040479 | 0 | No Labor Cost | 2.15 | lamp |  | 2.15
Equipment | LED Linear - Lamp Replacement | Linear LED (21W) | Lumen-Equivalent 32-Watt T8 Lamp | Commercial | Turnover | Miscellaneous | FL Zone 2 | Per Fixture | 2.678% | 124.1293 | 92.568 | 31.5613 | 0.25426 | 15 | 0.0076239 | 0.0017504 | 2.85 | https://www.homedepot.com/p/Philips-32-Watt-4-ft-T8-Alto-Linear-Fluorescent-Light-Bulb-Neutral-3500K-10-Pack-479691/303811578 | 0 | No Labor Cost | 5 | https://www.homedepot.com/p/Philips-32-Watt-Equivalent-4-ft-T8-LED-Linear-Light-Bulb-Daylight-5000K-10-Pack-472910/303040479 | 0 | No Labor Cost | 2.15 | lamp |  | 2.15
Equipment | LED Linear - Lamp Replacement | Linear LED (21W) | Lumen-Equivalent 32-Watt T8 Lamp | Commercial | Turnover | Offices | FL Zone 2 | Per Fixture | 24.1% | 91.6045 | 68.313 | 23.2915 | 0.25426 | 15 | 0.0056262 | 0.0012918 | 2.85 | https://www.homedepot.com/p/Philips-32-Watt-4-ft-T8-Alto-Linear-Fluorescent-Light-Bulb-Neutral-3500K-10-Pack-479691/303811578 | 0 | No Labor Cost | 5 | https://www.homedepot.com/p/Philips-32-Watt-Equivalent-4-ft-T8-LED-Linear-Light-Bulb-Daylight-5000K-10-Pack-472910/303040479 | 0 | No Labor Cost | 2.15 | lamp |  | 2.15
Equipment | LED Linear - Lamp Replacement | Linear LED (21W) | Lumen-Equivalent 32-Watt T8 Lamp | Commercial | Turnover | Restaurants | FL Zone 2 | Per Fixture | 24.1% | 94.5331 | 70.497 | 24.0361 | 0.25426 | 15 | 0.0057981 | 9.7112e-07 | 2.85 | https://www.homedepot.com/p/Philips-32-Watt-4-ft-T8-Alto-Linear-Fluorescent-Light-Bulb-Neutral-3500K-10-Pack-479691/303811578 | 0 | No Labor Cost | 5 | https://www.homedepot.com/p/Philips-32-Watt-Equivalent-4-ft-T8-LED-Linear-Light-Bulb-Daylight-5000K-10-Pack-472910/303040479 | 0 | No Labor Cost | 2.15 | lamp |  | 2.15
Equipment | LED Linear - Lamp Replacement | Linear LED (21W) | Lumen-Equivalent 32-Watt T8 Lamp | Commercial | Turnover | Retail | FL Zone 2 | Per Fixture | 24.1% | 140.3494 | 104.664 | 35.6854 | 0.25426 | 15 | 0.0086082 | 1.4418e-06 | 2.85 | https://www.homedepot.com/p/Philips-32-Watt-4-ft-T8-Alto-Linear-Fluorescent-Light-Bulb-Neutral-3500K-10-Pack-479691/303811578 | 0 | No Labor Cost | 5 | https://www.homedepot.com/p/Philips-32-Watt-Equivalent-4-ft-T8-LED-Linear-Light-Bulb-Daylight-5000K-10-Pack-472910/303040479 | 0 | No Labor Cost | 2.15 | lamp |  | 2.15
Equipment | LED Linear - Lamp Replacement | Linear LED (21W) | Lumen-Equivalent 32-Watt T8 Lamp | Commercial | Turnover | Schools K-12 | FL Zone 2 | Per Fixture | 24.1% | 66.9926 | 49.959 | 17.0336 | 0.25426 | 15 | 0.0041146 | 0.00094471 | 2.85 | https://www.homedepot.com/p/Philips-32-Watt-4-ft-T8-Alto-Linear-Fluorescent-Light-Bulb-Neutral-3500K-10-Pack-479691/303811578 | 0 | No Labor Cost | 5 | https://www.homedepot.com/p/Philips-32-Watt-Equivalent-4-ft-T8-LED-Linear-Light-Bulb-Daylight-5000K-10-Pack-472910/303040479 | 0 | No Labor Cost | 2.15 | lamp |  | 2.15
Equipment | LED Linear - Lamp Replacement | Linear LED (21W) | Lumen-Equivalent 32-Watt T8 Lamp | Commercial | Turnover | Warehouse | FL Zone 2 | Per Fixture | 24.1% | 107.6838 | 80.304 | 27.3798 | 0.25426 | 15 | 0.0066138 | 0.0015185 | 2.85 | https://www.homedepot.com/p/Philips-32-Watt-4-ft-T8-Alto-Linear-Fluorescent-Light-Bulb-Neutral-3500K-10-Pack-479691/303811578 | 0 | No Labor Cost | 5 | https://www.homedepot.com/p/Philips-32-Watt-Equivalent-4-ft-T8-LED-Linear-Light-Bulb-Daylight-5000K-10-Pack-472910/303040479 | 0 | No Labor Cost | 2.15 | lamp |  | 2.15
Equipment | LED Linear - Lamp Replacement | Linear LED (21W) | Lumen-Equivalent 32-Watt T8 Lamp | Commercial | New | Assembly | FL Zone 2 | Per Fixture | 0% | 80.9882 | 60.396 | 20.5922 | 0.25426 | 15 | 0.0049742 | 0.0011421 | 2.85 | https://www.homedepot.com/p/Philips-32-Watt-4-ft-T8-Alto-Linear-Fluorescent-Light-Bulb-Neutral-3500K-10-Pack-479691/303811578 | 0 | No Labor Cost | 5 | https://www.homedepot.com/p/Philips-32-Watt-Equivalent-4-ft-T8-LED-Linear-Light-Bulb-Daylight-5000K-10-Pack-472910/303040479 | 0 | No Labor Cost | 2.15 | lamp |  | 2.15
Equipment | LED Linear - Lamp Replacement | Linear LED (21W) | Lumen-Equivalent 32-Watt T8 Lamp | Commercial | New | College and University | FL Zone 2 | Per Fixture | 0% | 124.1293 | 92.568 | 31.5613 | 0.25426 | 15 | 0.0032689 | 0.0031387 | 2.85 | https://www.homedepot.com/p/Philips-32-Watt-4-ft-T8-Alto-Linear-Fluorescent-Light-Bulb-Neutral-3500K-10-Pack-479691/303811578 | 0 | No Labor Cost | 5 | https://www.homedepot.com/p/Philips-32-Watt-Equivalent-4-ft-T8-LED-Linear-Light-Bulb-Daylight-5000K-10-Pack-472910/303040479 | 0 | No Labor Cost | 2.15 | lamp |  | 2.15
Equipment | LED Linear - Lamp Replacement | Linear LED (21W) | Lumen-Equivalent 32-Watt T8 Lamp | Commercial | New | Grocery | FL Zone 2 | Per Fixture | 0% | 156.119 | 116.424 | 39.695 | 0.25426 | 15 | 0.0095754 | 1.6038e-06 | 2.85 | https://www.homedepot.com/p/Philips-32-Watt-4-ft-T8-Alto-Linear-Fluorescent-Light-Bulb-Neutral-3500K-10-Pack-479691/303811578 | 0 | No Labor Cost | 5 | https://www.homedepot.com/p/Philips-32-Watt-Equivalent-4-ft-T8-LED-Linear-Light-Bulb-Daylight-5000K-10-Pack-472910/303040479 | 0 | No Labor Cost | 2.15 | lamp |  | 2.15
Equipment | LED Linear - Lamp Replacement | Linear LED (21W) | Lumen-Equivalent 32-Watt T8 Lamp | Commercial | New | Healthcare | FL Zone 2 | Per Fixture | 0% | 141.5885 | 105.588 | 36.0005 | 0.25426 | 15 | 0.0086962 | 0.0019966 | 2.85 | https://www.homedepot.com/p/Philips-32-Watt-4-ft-T8-Alto-Linear-Fluorescent-Light-Bulb-Neutral-3500K-10-Pack-479691/303811578 | 0 | No Labor Cost | 5 | https://www.homedepot.com/p/Philips-32-Watt-Equivalent-4-ft-T8-LED-Linear-Light-Bulb-Daylight-5000K-10-Pack-472910/303040479 | 0 | No Labor Cost | 2.15 | lamp |  | 2.15
Equipment | LED Linear - Lamp Replacement | Linear LED (21W) | Lumen-Equivalent 32-Watt T8 Lamp | Commercial | New | Hospitals | FL Zone 2 | Per Fixture | 0% | 191.5443 | 142.842 | 48.7023 | 0.25426 | 15 | 0.0050442 | 0.0048434 | 2.85 | https://www.homedepot.com/p/Philips-32-Watt-4-ft-T8-Alto-Linear-Fluorescent-Light-Bulb-Neutral-3500K-10-Pack-479691/303811578 | 0 | No Labor Cost | 5 | https://www.homedepot.com/p/Philips-32-Watt-Equivalent-4-ft-T8-LED-Linear-Light-Bulb-Daylight-5000K-10-Pack-472910/303040479 | 0 | No Labor Cost | 2.15 | lamp |  | 2.15
Equipment | LED Linear - Lamp Replacement | Linear LED (21W) | Lumen-Equivalent 32-Watt T8 Lamp | Commercial | New | Institutional | FL Zone 2 | Per Fixture | 0% | 92.8998 | 69.279 | 23.6208 | 0.25426 | 15 | 0.0057058 | 0.00131 | 2.85 | https://www.homedepot.com/p/Philips-32-Watt-4-ft-T8-Alto-Linear-Fluorescent-Light-Bulb-Neutral-3500K-10-Pack-479691/303811578 | 0 | No Labor Cost | 5 | https://www.homedepot.com/p/Philips-32-Watt-Equivalent-4-ft-T8-LED-Linear-Light-Bulb-Daylight-5000K-10-Pack-472910/303040479 | 0 | No Labor Cost | 2.15 | lamp |  | 2.15
Equipment | LED Linear - Lamp Replacement | Linear LED (21W) | Lumen-Equivalent 32-Watt T8 Lamp | Commercial | New | Lodging/Hospitality | FL Zone 2 | Per Fixture | 0% | 105.7126 | 78.834 | 26.8786 | 0.25426 | 15 | 0.0064838 | 1.086e-06 | 2.85 | https://www.homedepot.com/p/Philips-32-Watt-4-ft-T8-Alto-Linear-Fluorescent-Light-Bulb-Neutral-3500K-10-Pack-479691/303811578 | 0 | No Labor Cost | 5 | https://www.homedepot.com/p/Philips-32-Watt-Equivalent-4-ft-T8-LED-Linear-Light-Bulb-Daylight-5000K-10-Pack-472910/303040479 | 0 | No Labor Cost | 2.15 | lamp |  | 2.15
Equipment | LED Linear - Lamp Replacement | Linear LED (21W) | Lumen-Equivalent 32-Watt T8 Lamp | Commercial | New | Miscellaneous | FL Zone 2 | Per Fixture | 0% | 124.1293 | 92.568 | 31.5613 | 0.25426 | 15 | 0.0076239 | 0.0017504 | 2.85 | https://www.homedepot.com/p/Philips-32-Watt-4-ft-T8-Alto-Linear-Fluorescent-Light-Bulb-Neutral-3500K-10-Pack-479691/303811578 | 0 | No Labor Cost | 5 | https://www.homedepot.com/p/Philips-32-Watt-Equivalent-4-ft-T8-LED-Linear-Light-Bulb-Daylight-5000K-10-Pack-472910/303040479 | 0 | No Labor Cost | 2.15 | lamp |  | 2.15
Equipment | LED Linear - Lamp Replacement | Linear LED (21W) | Lumen-Equivalent 32-Watt T8 Lamp | Commercial | New | Offices | FL Zone 2 | Per Fixture | 0% | 91.6045 | 68.313 | 23.2915 | 0.25426 | 15 | 0.0056262 | 0.0012918 | 2.85 | https://www.homedepot.com/p/Philips-32-Watt-4-ft-T8-Alto-Linear-Fluorescent-Light-Bulb-Neutral-3500K-10-Pack-479691/303811578 | 0 | No Labor Cost | 5 | https://www.homedepot.com/p/Philips-32-Watt-Equivalent-4-ft-T8-LED-Linear-Light-Bulb-Daylight-5000K-10-Pack-472910/303040479 | 0 | No Labor Cost | 2.15 | lamp |  | 2.15
Equipment | LED Linear - Lamp Replacement | Linear LED (21W) | Lumen-Equivalent 32-Watt T8 Lamp | Commercial | New | Restaurants | FL Zone 2 | Per Fixture | 0% | 94.5331 | 70.497 | 24.0361 | 0.25426 | 15 | 0.0057981 | 9.7112e-07 | 2.85 | https://www.homedepot.com/p/Philips-32-Watt-4-ft-T8-Alto-Linear-Fluorescent-Light-Bulb-Neutral-3500K-10-Pack-479691/303811578 | 0 | No Labor Cost | 5 | https://www.homedepot.com/p/Philips-32-Watt-Equivalent-4-ft-T8-LED-Linear-Light-Bulb-Daylight-5000K-10-Pack-472910/303040479 | 0 | No Labor Cost | 2.15 | lamp |  | 2.15
Equipment | LED Linear - Lamp Replacement | Linear LED (21W) | Lumen-Equivalent 32-Watt T8 Lamp | Commercial | New | Retail | FL Zone 2 | Per Fixture | 0% | 140.3494 | 104.664 | 35.6854 | 0.25426 | 15 | 0.0086082 | 1.4418e-06 | 2.85 | https://www.homedepot.com/p/Philips-32-Watt-4-ft-T8-Alto-Linear-Fluorescent-Light-Bulb-Neutral-3500K-10-Pack-479691/303811578 | 0 | No Labor Cost | 5 | https://www.homedepot.com/p/Philips-32-Watt-Equivalent-4-ft-T8-LED-Linear-Light-Bulb-Daylight-5000K-10-Pack-472910/303040479 | 0 | No Labor Cost | 2.15 | lamp |  | 2.15
Equipment | LED Linear - Lamp Replacement | Linear LED (21W) | Lumen-Equivalent 32-Watt T8 Lamp | Commercial | New | Schools K-12 | FL Zone 2 | Per Fixture | 0% | 66.9926 | 49.959 | 17.0336 | 0.25426 | 15 | 0.0041146 | 0.00094471 | 2.85 | https://www.homedepot.com/p/Philips-32-Watt-4-ft-T8-Alto-Linear-Fluorescent-Light-Bulb-Neutral-3500K-10-Pack-479691/303811578 | 0 | No Labor Cost | 5 | https://www.homedepot.com/p/Philips-32-Watt-Equivalent-4-ft-T8-LED-Linear-Light-Bulb-Daylight-5000K-10-Pack-472910/303040479 | 0 | No Labor Cost | 2.15 | lamp |  | 2.15
Equipment | LED Linear - Lamp Replacement | Linear LED (21W) | Lumen-Equivalent 32-Watt T8 Lamp | Commercial | New | Warehouse | FL Zone 2 | Per Fixture | 0% | 107.6838 | 80.304 | 27.3798 | 0.25426 | 15 | 0.0066138 | 0.0015185 | 2.85 | https://www.homedepot.com/p/Philips-32-Watt-4-ft-T8-Alto-Linear-Fluorescent-Light-Bulb-Neutral-3500K-10-Pack-479691/303811578 | 0 | No Labor Cost | 5 | https://www.homedepot.com/p/Philips-32-Watt-Equivalent-4-ft-T8-LED-Linear-Light-Bulb-Daylight-5000K-10-Pack-472910/303040479 | 0 | No Labor Cost | 2.15 | lamp |  | 2.15
Equipment | Premium T8 - Fixture Replacement | Three-Lamp Reduced Wattage (28W) T8 Fixture with Low Ballast Factor | Lumen-Equivalent 32-Watt T8 Fixture | Commercial | Turnover | Assembly | FL Zone 2 | Per Fixture | 0% | 242.9645 | 212.5939 | 30.3706 | 0.125 | 8 | 0.0073619 | 0.0016841 | 0 | reference source included incremental cost only | 0 | 0 | 20 | Illinois 2018 Statewide TRM, Section 4.5.3 (3-lamp HPT8 with 28w lamps) | 0 | 0 | 20 | fixture |  | 20
Equipment | Premium T8 - Fixture Replacement | Three-Lamp Reduced Wattage (28W) T8 Fixture with Low Ballast Factor | Lumen-Equivalent 32-Watt T8 Fixture | Commercial | Turnover | College and University | FL Zone 2 | Per Fixture | 0% | 372.3878 | 325.8394 | 46.5485 | 0.125 | 8 | 0.0048779 | 0.0045245 | 0 | reference source included incremental cost only | 0 | 0 | 20 | Illinois 2018 Statewide TRM, Section 4.5.3 (3-lamp HPT8 with 28w lamps) | 0 | 0 | 20 | fixture |  | 20
Equipment | Premium T8 - Fixture Replacement | Three-Lamp Reduced Wattage (28W) T8 Fixture with Low Ballast Factor | Lumen-Equivalent 32-Watt T8 Fixture | Commercial | Turnover | Grocery | FL Zone 2 | Per Fixture | 0% | 468.3571 | 409.8125 | 58.5446 | 0.125 | 8 | 0.014277 | 7.8218e-07 | 0 | reference source included incremental cost only | 0 | 0 | 20 | Illinois 2018 Statewide TRM, Section 4.5.3 (3-lamp HPT8 with 28w lamps) | 0 | 0 | 20 | fixture |  | 20
Equipment | Premium T8 - Fixture Replacement | Three-Lamp Reduced Wattage (28W) T8 Fixture with Low Ballast Factor | Lumen-Equivalent 32-Watt T8 Fixture | Commercial | Turnover | Healthcare | FL Zone 2 | Per Fixture | 0% | 424.7654 | 371.6698 | 53.0957 | 0.125 | 8 | 0.012871 | 0.0029443 | 0 | reference source included incremental cost only | 0 | 0 | 20 | Illinois 2018 Statewide TRM, Section 4.5.3 (3-lamp HPT8 with 28w lamps) | 0 | 0 | 20 | fixture |  | 20
Equipment | Premium T8 - Fixture Replacement | Three-Lamp Reduced Wattage (28W) T8 Fixture with Low Ballast Factor | Lumen-Equivalent 32-Watt T8 Fixture | Commercial | Turnover | Hospitals | FL Zone 2 | Per Fixture | 0% | 574.633 | 502.8038 | 71.8291 | 0.125 | 8 | 0.0075271 | 0.0069818 | 0 | reference source included incremental cost only | 0 | 0 | 20 | Illinois 2018 Statewide TRM, Section 4.5.3 (3-lamp HPT8 with 28w lamps) | 0 | 0 | 20 | fixture |  | 20
Equipment | Premium T8 - Fixture Replacement | Three-Lamp Reduced Wattage (28W) T8 Fixture with Low Ballast Factor | Lumen-Equivalent 32-Watt T8 Fixture | Commercial | Turnover | Institutional | FL Zone 2 | Per Fixture | 0% | 278.6995 | 243.8621 | 34.8374 | 0.125 | 8 | 0.0084447 | 0.0019318 | 0 | reference source included incremental cost only | 0 | 0 | 20 | Illinois 2018 Statewide TRM, Section 4.5.3 (3-lamp HPT8 with 28w lamps) | 0 | 0 | 20 | fixture |  | 20
Equipment | Premium T8 - Fixture Replacement | Three-Lamp Reduced Wattage (28W) T8 Fixture with Low Ballast Factor | Lumen-Equivalent 32-Watt T8 Fixture | Commercial | Turnover | Lodging/Hospitality | FL Zone 2 | Per Fixture | 0% | 317.1379 | 277.4957 | 39.6422 | 0.125 | 8 | 0.0096676 | 5.2963e-07 | 0 | reference source included incremental cost only | 0 | 0 | 20 | Illinois 2018 Statewide TRM, Section 4.5.3 (3-lamp HPT8 with 28w lamps) | 0 | 0 | 20 | fixture |  | 20
Equipment | Premium T8 - Fixture Replacement | Three-Lamp Reduced Wattage (28W) T8 Fixture with Low Ballast Factor | Lumen-Equivalent 32-Watt T8 Fixture | Commercial | Turnover | Miscellaneous | FL Zone 2 | Per Fixture | 0% | 372.3878 | 325.8394 | 46.5485 | 0.125 | 8 | 0.011284 | 0.0025813 | 0 | reference source included incremental cost only | 0 | 0 | 20 | Illinois 2018 Statewide TRM, Section 4.5.3 (3-lamp HPT8 with 28w lamps) | 0 | 0 | 20 | fixture |  | 20
Equipment | Premium T8 - Fixture Replacement | Three-Lamp Reduced Wattage (28W) T8 Fixture with Low Ballast Factor | Lumen-Equivalent 32-Watt T8 Fixture | Commercial | Turnover | Offices | FL Zone 2 | Per Fixture | 0% | 274.8134 | 240.4618 | 34.3517 | 0.125 | 8 | 0.008327 | 0.0019049 | 0 | reference source included incremental cost only | 0 | 0 | 20 | Illinois 2018 Statewide TRM, Section 4.5.3 (3-lamp HPT8 with 28w lamps) | 0 | 0 | 20 | fixture |  | 20
Equipment | Premium T8 - Fixture Replacement | Three-Lamp Reduced Wattage (28W) T8 Fixture with Low Ballast Factor | Lumen-Equivalent 32-Watt T8 Fixture | Commercial | Turnover | Restaurants | FL Zone 2 | Per Fixture | 0% | 283.5994 | 248.1494 | 35.4499 | 0.125 | 8 | 0.0086452 | 4.7362e-07 | 0 | reference source included incremental cost only | 0 | 0 | 20 | Illinois 2018 Statewide TRM, Section 4.5.3 (3-lamp HPT8 with 28w lamps) | 0 | 0 | 20 | fixture |  | 20
Equipment | Premium T8 - Fixture Replacement | Three-Lamp Reduced Wattage (28W) T8 Fixture with Low Ballast Factor | Lumen-Equivalent 32-Watt T8 Fixture | Commercial | Turnover | Retail | FL Zone 2 | Per Fixture | 0% | 421.0483 | 368.4173 | 52.631 | 0.125 | 8 | 0.012835 | 7.0317e-07 | 0 | reference source included incremental cost only | 0 | 0 | 20 | Illinois 2018 Statewide TRM, Section 4.5.3 (3-lamp HPT8 with 28w lamps) | 0 | 0 | 20 | fixture |  | 20
Equipment | Premium T8 - Fixture Replacement | Three-Lamp Reduced Wattage (28W) T8 Fixture with Low Ballast Factor | Lumen-Equivalent 32-Watt T8 Fixture | Commercial | Turnover | Schools K-12 | FL Zone 2 | Per Fixture | 0% | 200.9779 | 175.8557 | 25.1222 | 0.125 | 8 | 0.0060897 | 0.0013931 | 0 | reference source included incremental cost only | 0 | 0 | 20 | Illinois 2018 Statewide TRM, Section 4.5.3 (3-lamp HPT8 with 28w lamps) | 0 | 0 | 20 | fixture |  | 20
Equipment | Premium T8 - Fixture Replacement | Three-Lamp Reduced Wattage (28W) T8 Fixture with Low Ballast Factor | Lumen-Equivalent 32-Watt T8 Fixture | Commercial | Turnover | Warehouse | FL Zone 2 | Per Fixture | 0% | 323.0515 | 282.6701 | 40.3814 | 0.125 | 8 | 0.0097886 | 0.0022393 | 0 | reference source included incremental cost only | 0 | 0 | 20 | Illinois 2018 Statewide TRM, Section 4.5.3 (3-lamp HPT8 with 28w lamps) | 0 | 0 | 20 | fixture |  | 20
Equipment | Premium T8 - Fixture Replacement | Three-Lamp Reduced Wattage (28W) T8 Fixture with Low Ballast Factor | Lumen-Equivalent 32-Watt T8 Fixture | Commercial | New | Assembly | FL Zone 2 | Per Fixture | 0% | 242.9645 | 212.5939 | 30.3706 | 0.125 | 8 | 0.0073619 | 0.0016841 | 0 | reference source included incremental cost only | 0 | 0 | 20 | Illinois 2018 Statewide TRM, Section 4.5.3 (3-lamp HPT8 with 28w lamps) | 0 | 0 | 20 | fixture |  | 20
Equipment | Premium T8 - Fixture Replacement | Three-Lamp Reduced Wattage (28W) T8 Fixture with Low Ballast Factor | Lumen-Equivalent 32-Watt T8 Fixture | Commercial | New | College and University | FL Zone 2 | Per Fixture | 0% | 372.3878 | 325.8394 | 46.5485 | 0.125 | 8 | 0.0048779 | 0.0045245 | 0 | reference source included incremental cost only | 0 | 0 | 20 | Illinois 2018 Statewide TRM, Section 4.5.3 (3-lamp HPT8 with 28w lamps) | 0 | 0 | 20 | fixture |  | 20
Equipment | Premium T8 - Fixture Replacement | Three-Lamp Reduced Wattage (28W) T8 Fixture with Low Ballast Factor | Lumen-Equivalent 32-Watt T8 Fixture | Commercial | New | Grocery | FL Zone 2 | Per Fixture | 0% | 468.3571 | 409.8125 | 58.5446 | 0.125 | 8 | 0.014277 | 7.8218e-07 | 0 | reference source included incremental cost only | 0 | 0 | 20 | Illinois 2018 Statewide TRM, Section 4.5.3 (3-lamp HPT8 with 28w lamps) | 0 | 0 | 20 | fixture |  | 20
Equipment | Premium T8 - Fixture Replacement | Three-Lamp Reduced Wattage (28W) T8 Fixture with Low Ballast Factor | Lumen-Equivalent 32-Watt T8 Fixture | Commercial | New | Healthcare | FL Zone 2 | Per Fixture | 0% | 424.7654 | 371.6698 | 53.0957 | 0.125 | 8 | 0.012871 | 0.0029443 | 0 | reference source included incremental cost only | 0 | 0 | 20 | Illinois 2018 Statewide TRM, Section 4.5.3 (3-lamp HPT8 with 28w lamps) | 0 | 0 | 20 | fixture |  | 20
Equipment | Premium T8 - Fixture Replacement | Three-Lamp Reduced Wattage (28W) T8 Fixture with Low Ballast Factor | Lumen-Equivalent 32-Watt T8 Fixture | Commercial | New | Hospitals | FL Zone 2 | Per Fixture | 0% | 574.633 | 502.8038 | 71.8291 | 0.125 | 8 | 0.0075271 | 0.0069818 | 0 | reference source included incremental cost only | 0 | 0 | 20 | Illinois 2018 Statewide TRM, Section 4.5.3 (3-lamp HPT8 with 28w lamps) | 0 | 0 | 20 | fixture |  | 20
Equipment | Premium T8 - Fixture Replacement | Three-Lamp Reduced Wattage (28W) T8 Fixture with Low Ballast Factor | Lumen-Equivalent 32-Watt T8 Fixture | Commercial | New | Institutional | FL Zone 2 | Per Fixture | 0% | 278.6995 | 243.8621 | 34.8374 | 0.125 | 8 | 0.0084447 | 0.0019318 | 0 | reference source included incremental cost only | 0 | 0 | 20 | Illinois 2018 Statewide TRM, Section 4.5.3 (3-lamp HPT8 with 28w lamps) | 0 | 0 | 20 | fixture |  | 20
Equipment | Premium T8 - Fixture Replacement | Three-Lamp Reduced Wattage (28W) T8 Fixture with Low Ballast Factor | Lumen-Equivalent 32-Watt T8 Fixture | Commercial | New | Lodging/Hospitality | FL Zone 2 | Per Fixture | 0% | 317.1379 | 277.4957 | 39.6422 | 0.125 | 8 | 0.0096676 | 5.2963e-07 | 0 | reference source included incremental cost only | 0 | 0 | 20 | Illinois 2018 Statewide TRM, Section 4.5.3 (3-lamp HPT8 with 28w lamps) | 0 | 0 | 20 | fixture |  | 20
Equipment | Premium T8 - Fixture Replacement | Three-Lamp Reduced Wattage (28W) T8 Fixture with Low Ballast Factor | Lumen-Equivalent 32-Watt T8 Fixture | Commercial | New | Miscellaneous | FL Zone 2 | Per Fixture | 0% | 372.3878 | 325.8394 | 46.5485 | 0.125 | 8 | 0.011284 | 0.0025813 | 0 | reference source included incremental cost only | 0 | 0 | 20 | Illinois 2018 Statewide TRM, Section 4.5.3 (3-lamp HPT8 with 28w lamps) | 0 | 0 | 20 | fixture |  | 20
Equipment | Premium T8 - Fixture Replacement | Three-Lamp Reduced Wattage (28W) T8 Fixture with Low Ballast Factor | Lumen-Equivalent 32-Watt T8 Fixture | Commercial | New | Offices | FL Zone 2 | Per Fixture | 0% | 274.8134 | 240.4618 | 34.3517 | 0.125 | 8 | 0.008327 | 0.0019049 | 0 | reference source included incremental cost only | 0 | 0 | 20 | Illinois 2018 Statewide TRM, Section 4.5.3 (3-lamp HPT8 with 28w lamps) | 0 | 0 | 20 | fixture |  | 20
Equipment | Premium T8 - Fixture Replacement | Three-Lamp Reduced Wattage (28W) T8 Fixture with Low Ballast Factor | Lumen-Equivalent 32-Watt T8 Fixture | Commercial | New | Restaurants | FL Zone 2 | Per Fixture | 0% | 283.5994 | 248.1494 | 35.4499 | 0.125 | 8 | 0.0086452 | 4.7362e-07 | 0 | reference source included incremental cost only | 0 | 0 | 20 | Illinois 2018 Statewide TRM, Section 4.5.3 (3-lamp HPT8 with 28w lamps) | 0 | 0 | 20 | fixture |  | 20
Equipment | Premium T8 - Fixture Replacement | Three-Lamp Reduced Wattage (28W) T8 Fixture with Low Ballast Factor | Lumen-Equivalent 32-Watt T8 Fixture | Commercial | New | Retail | FL Zone 2 | Per Fixture | 0% | 421.0483 | 368.4173 | 52.631 | 0.125 | 8 | 0.012835 | 7.0317e-07 | 0 | reference source included incremental cost only | 0 | 0 | 20 | Illinois 2018 Statewide TRM, Section 4.5.3 (3-lamp HPT8 with 28w lamps) | 0 | 0 | 20 | fixture |  | 20
Equipment | Premium T8 - Fixture Replacement | Three-Lamp Reduced Wattage (28W) T8 Fixture with Low Ballast Factor | Lumen-Equivalent 32-Watt T8 Fixture | Commercial | New | Schools K-12 | FL Zone 2 | Per Fixture | 0% | 200.9779 | 175.8557 | 25.1222 | 0.125 | 8 | 0.0060897 | 0.0013931 | 0 | reference source included incremental cost only | 0 | 0 | 20 | Illinois 2018 Statewide TRM, Section 4.5.3 (3-lamp HPT8 with 28w lamps) | 0 | 0 | 20 | fixture |  | 20
Equipment | Premium T8 - Fixture Replacement | Three-Lamp Reduced Wattage (28W) T8 Fixture with Low Ballast Factor | Lumen-Equivalent 32-Watt T8 Fixture | Commercial | New | Warehouse | FL Zone 2 | Per Fixture | 0% | 323.0515 | 282.6701 | 40.3814 | 0.125 | 8 | 0.0097886 | 0.0022393 | 0 | reference source included incremental cost only | 0 | 0 | 20 | Illinois 2018 Statewide TRM, Section 4.5.3 (3-lamp HPT8 with 28w lamps) | 0 | 0 | 20 | fixture |  | 20
Equipment | Premium T8 - Lamp Replacement | Replace Bulbs in Three-Lamp T8 Fixture with Reduced Wattage (28W) Bulbs | Three-Lamp 32-Watt T8 Fixture | Commercial | Turnover | Assembly | FL Zone 2 | Per Fixture | 0% | 80.9882 | 70.8646 | 10.1235 | 0.125 | 8 | 0.0024454 | 0.00056146 | 2.85 | https://www.homedepot.com/p/Philips-32-Watt-4-ft-T8-Alto-Linear-Fluorescent-Light-Bulb-Neutral-3500K-10-Pack-479691/303811578 | 0 | No Labor Cost | 3.29 | https://www.homedepot.com/p/Philips-28-Watt-4-ft-T8-Alto-Linear-Fluorescent-Light-Bulb-Natural-Light-5000K-30-Pack-281055/204363599 | 0 | No Labor Cost | 0.44 | lamp |  | 0.44
Equipment | Premium T8 - Lamp Replacement | Replace Bulbs in Three-Lamp T8 Fixture with Reduced Wattage (28W) Bulbs | Three-Lamp 32-Watt T8 Fixture | Commercial | Turnover | College and University | FL Zone 2 | Per Fixture | 0% | 124.1293 | 108.6131 | 15.5162 | 0.125 | 8 | 0.001607 | 0.0015431 | 2.85 | https://www.homedepot.com/p/Philips-32-Watt-4-ft-T8-Alto-Linear-Fluorescent-Light-Bulb-Neutral-3500K-10-Pack-479691/303811578 | 0 | No Labor Cost | 3.29 | https://www.homedepot.com/p/Philips-28-Watt-4-ft-T8-Alto-Linear-Fluorescent-Light-Bulb-Natural-Light-5000K-30-Pack-281055/204363599 | 0 | No Labor Cost | 0.44 | lamp |  | 0.44
Equipment | Premium T8 - Lamp Replacement | Replace Bulbs in Three-Lamp T8 Fixture with Reduced Wattage (28W) Bulbs | Three-Lamp 32-Watt T8 Fixture | Commercial | Turnover | Grocery | FL Zone 2 | Per Fixture | 0% | 156.119 | 136.6042 | 19.5149 | 0.125 | 8 | 0.0047075 | 7.8845e-07 | 2.85 | https://www.homedepot.com/p/Philips-32-Watt-4-ft-T8-Alto-Linear-Fluorescent-Light-Bulb-Neutral-3500K-10-Pack-479691/303811578 | 0 | No Labor Cost | 3.29 | https://www.homedepot.com/p/Philips-28-Watt-4-ft-T8-Alto-Linear-Fluorescent-Light-Bulb-Natural-Light-5000K-30-Pack-281055/204363599 | 0 | No Labor Cost | 0.44 | lamp |  | 0.44
Equipment | Premium T8 - Lamp Replacement | Replace Bulbs in Three-Lamp T8 Fixture with Reduced Wattage (28W) Bulbs | Three-Lamp 32-Watt T8 Fixture | Commercial | Turnover | Healthcare | FL Zone 2 | Per Fixture | 0% | 141.5885 | 123.8899 | 17.6986 | 0.125 | 8 | 0.0042752 | 0.00098159 | 2.85 | https://www.homedepot.com/p/Philips-32-Watt-4-ft-T8-Alto-Linear-Fluorescent-Light-Bulb-Neutral-3500K-10-Pack-479691/303811578 | 0 | No Labor Cost | 3.29 | https://www.homedepot.com/p/Philips-28-Watt-4-ft-T8-Alto-Linear-Fluorescent-Light-Bulb-Natural-Light-5000K-30-Pack-281055/204363599 | 0 | No Labor Cost | 0.44 | lamp |  | 0.44
Equipment | Premium T8 - Lamp Replacement | Replace Bulbs in Three-Lamp T8 Fixture with Reduced Wattage (28W) Bulbs | Three-Lamp 32-Watt T8 Fixture | Commercial | Turnover | Hospitals | FL Zone 2 | Per Fixture | 0% | 191.5443 | 167.6013 | 23.943 | 0.125 | 8 | 0.0024798 | 0.0023811 | 2.85 | https://www.homedepot.com/p/Philips-32-Watt-4-ft-T8-Alto-Linear-Fluorescent-Light-Bulb-Neutral-3500K-10-Pack-479691/303811578 | 0 | No Labor Cost | 3.29 | https://www.homedepot.com/p/Philips-28-Watt-4-ft-T8-Alto-Linear-Fluorescent-Light-Bulb-Natural-Light-5000K-30-Pack-281055/204363599 | 0 | No Labor Cost | 0.44 | lamp |  | 0.44
Equipment | Premium T8 - Lamp Replacement | Replace Bulbs in Three-Lamp T8 Fixture with Reduced Wattage (28W) Bulbs | Three-Lamp 32-Watt T8 Fixture | Commercial | Turnover | Institutional | FL Zone 2 | Per Fixture | 0% | 92.8998 | 81.2874 | 11.6125 | 0.125 | 8 | 0.0028051 | 0.00064404 | 2.85 | https://www.homedepot.com/p/Philips-32-Watt-4-ft-T8-Alto-Linear-Fluorescent-Light-Bulb-Neutral-3500K-10-Pack-479691/303811578 | 0 | No Labor Cost | 3.29 | https://www.homedepot.com/p/Philips-28-Watt-4-ft-T8-Alto-Linear-Fluorescent-Light-Bulb-Natural-Light-5000K-30-Pack-281055/204363599 | 0 | No Labor Cost | 0.44 | lamp |  | 0.44
Equipment | Premium T8 - Lamp Replacement | Replace Bulbs in Three-Lamp T8 Fixture with Reduced Wattage (28W) Bulbs | Three-Lamp 32-Watt T8 Fixture | Commercial | Turnover | Lodging/Hospitality | FL Zone 2 | Per Fixture | 0% | 105.7126 | 92.4986 | 13.2141 | 0.125 | 8 | 0.0031876 | 5.3388e-07 | 2.85 | https://www.homedepot.com/p/Philips-32-Watt-4-ft-T8-Alto-Linear-Fluorescent-Light-Bulb-Neutral-3500K-10-Pack-479691/303811578 | 0 | No Labor Cost | 3.29 | https://www.homedepot.com/p/Philips-28-Watt-4-ft-T8-Alto-Linear-Fluorescent-Light-Bulb-Natural-Light-5000K-30-Pack-281055/204363599 | 0 | No Labor Cost | 0.44 | lamp |  | 0.44
Equipment | Premium T8 - Lamp Replacement | Replace Bulbs in Three-Lamp T8 Fixture with Reduced Wattage (28W) Bulbs | Three-Lamp 32-Watt T8 Fixture | Commercial | Turnover | Miscellaneous | FL Zone 2 | Per Fixture | 0% | 124.1293 | 108.6131 | 15.5162 | 0.125 | 8 | 0.003748 | 0.00086055 | 2.85 | https://www.homedepot.com/p/Philips-32-Watt-4-ft-T8-Alto-Linear-Fluorescent-Light-Bulb-Neutral-3500K-10-Pack-479691/303811578 | 0 | No Labor Cost | 3.29 | https://www.homedepot.com/p/Philips-28-Watt-4-ft-T8-Alto-Linear-Fluorescent-Light-Bulb-Natural-Light-5000K-30-Pack-281055/204363599 | 0 | No Labor Cost | 0.44 | lamp |  | 0.44
Equipment | Premium T8 - Lamp Replacement | Replace Bulbs in Three-Lamp T8 Fixture with Reduced Wattage (28W) Bulbs | Three-Lamp 32-Watt T8 Fixture | Commercial | Turnover | Offices | FL Zone 2 | Per Fixture | 0% | 91.6045 | 80.1539 | 11.4506 | 0.125 | 8 | 0.002766 | 0.00063506 | 2.85 | https://www.homedepot.com/p/Philips-32-Watt-4-ft-T8-Alto-Linear-Fluorescent-Light-Bulb-Neutral-3500K-10-Pack-479691/303811578 | 0 | No Labor Cost | 3.29 | https://www.homedepot.com/p/Philips-28-Watt-4-ft-T8-Alto-Linear-Fluorescent-Light-Bulb-Natural-Light-5000K-30-Pack-281055/204363599 | 0 | No Labor Cost | 0.44 | lamp |  | 0.44
Equipment | Premium T8 - Lamp Replacement | Replace Bulbs in Three-Lamp T8 Fixture with Reduced Wattage (28W) Bulbs | Three-Lamp 32-Watt T8 Fixture | Commercial | Turnover | Restaurants | FL Zone 2 | Per Fixture | 0% | 94.5331 | 82.7165 | 11.8166 | 0.125 | 8 | 0.0028505 | 4.7742e-07 | 2.85 | https://www.homedepot.com/p/Philips-32-Watt-4-ft-T8-Alto-Linear-Fluorescent-Light-Bulb-Neutral-3500K-10-Pack-479691/303811578 | 0 | No Labor Cost | 3.29 | https://www.homedepot.com/p/Philips-28-Watt-4-ft-T8-Alto-Linear-Fluorescent-Light-Bulb-Natural-Light-5000K-30-Pack-281055/204363599 | 0 | No Labor Cost | 0.44 | lamp |  | 0.44
Equipment | Premium T8 - Lamp Replacement | Replace Bulbs in Three-Lamp T8 Fixture with Reduced Wattage (28W) Bulbs | Three-Lamp 32-Watt T8 Fixture | Commercial | Turnover | Retail | FL Zone 2 | Per Fixture | 0% | 140.3494 | 122.8058 | 17.5437 | 0.125 | 8 | 0.004232 | 7.0881e-07 | 2.85 | https://www.homedepot.com/p/Philips-32-Watt-4-ft-T8-Alto-Linear-Fluorescent-Light-Bulb-Neutral-3500K-10-Pack-479691/303811578 | 0 | No Labor Cost | 3.29 | https://www.homedepot.com/p/Philips-28-Watt-4-ft-T8-Alto-Linear-Fluorescent-Light-Bulb-Natural-Light-5000K-30-Pack-281055/204363599 | 0 | No Labor Cost | 0.44 | lamp |  | 0.44
Equipment | Premium T8 - Lamp Replacement | Replace Bulbs in Three-Lamp T8 Fixture with Reduced Wattage (28W) Bulbs | Three-Lamp 32-Watt T8 Fixture | Commercial | Turnover | Schools K-12 | FL Zone 2 | Per Fixture | 0% | 66.9926 | 58.6186 | 8.3741 | 0.125 | 8 | 0.0020228 | 0.00046444 | 2.85 | https://www.homedepot.com/p/Philips-32-Watt-4-ft-T8-Alto-Linear-Fluorescent-Light-Bulb-Neutral-3500K-10-Pack-479691/303811578 | 0 | No Labor Cost | 3.29 | https://www.homedepot.com/p/Philips-28-Watt-4-ft-T8-Alto-Linear-Fluorescent-Light-Bulb-Natural-Light-5000K-30-Pack-281055/204363599 | 0 | No Labor Cost | 0.44 | lamp |  | 0.44
Equipment | Premium T8 - Lamp Replacement | Replace Bulbs in Three-Lamp T8 Fixture with Reduced Wattage (28W) Bulbs | Three-Lamp 32-Watt T8 Fixture | Commercial | Turnover | Warehouse | FL Zone 2 | Per Fixture | 0% | 107.6838 | 94.2234 | 13.4605 | 0.125 | 8 | 0.0032515 | 0.00074654 | 2.85 | https://www.homedepot.com/p/Philips-32-Watt-4-ft-T8-Alto-Linear-Fluorescent-Light-Bulb-Neutral-3500K-10-Pack-479691/303811578 | 0 | No Labor Cost | 3.29 | https://www.homedepot.com/p/Philips-28-Watt-4-ft-T8-Alto-Linear-Fluorescent-Light-Bulb-Natural-Light-5000K-30-Pack-281055/204363599 | 0 | No Labor Cost | 0.44 | lamp |  | 0.44
Equipment | Premium T8 - Lamp Replacement | Replace Bulbs in Three-Lamp T8 Fixture with Reduced Wattage (28W) Bulbs | Three-Lamp 32-Watt T8 Fixture | Commercial | New | Assembly | FL Zone 2 | Per Fixture | 0% | 80.9882 | 70.8646 | 10.1235 | 0.125 | 8 | 0.0024454 | 0.00056146 | 2.85 | https://www.homedepot.com/p/Philips-32-Watt-4-ft-T8-Alto-Linear-Fluorescent-Light-Bulb-Neutral-3500K-10-Pack-479691/303811578 | 0 | No Labor Cost | 3.29 | https://www.homedepot.com/p/Philips-28-Watt-4-ft-T8-Alto-Linear-Fluorescent-Light-Bulb-Natural-Light-5000K-30-Pack-281055/204363599 | 0 | No Labor Cost | 0.44 | lamp |  | 0.44
Equipment | Premium T8 - Lamp Replacement | Replace Bulbs in Three-Lamp T8 Fixture with Reduced Wattage (28W) Bulbs | Three-Lamp 32-Watt T8 Fixture | Commercial | New | College and University | FL Zone 2 | Per Fixture | 0% | 124.1293 | 108.6131 | 15.5162 | 0.125 | 8 | 0.001607 | 0.0015431 | 2.85 | https://www.homedepot.com/p/Philips-32-Watt-4-ft-T8-Alto-Linear-Fluorescent-Light-Bulb-Neutral-3500K-10-Pack-479691/303811578 | 0 | No Labor Cost | 3.29 | https://www.homedepot.com/p/Philips-28-Watt-4-ft-T8-Alto-Linear-Fluorescent-Light-Bulb-Natural-Light-5000K-30-Pack-281055/204363599 | 0 | No Labor Cost | 0.44 | lamp |  | 0.44
Equipment | Premium T8 - Lamp Replacement | Replace Bulbs in Three-Lamp T8 Fixture with Reduced Wattage (28W) Bulbs | Three-Lamp 32-Watt T8 Fixture | Commercial | New | Grocery | FL Zone 2 | Per Fixture | 0% | 156.119 | 136.6042 | 19.5149 | 0.125 | 8 | 0.0047075 | 7.8845e-07 | 2.85 | https://www.homedepot.com/p/Philips-32-Watt-4-ft-T8-Alto-Linear-Fluorescent-Light-Bulb-Neutral-3500K-10-Pack-479691/303811578 | 0 | No Labor Cost | 3.29 | https://www.homedepot.com/p/Philips-28-Watt-4-ft-T8-Alto-Linear-Fluorescent-Light-Bulb-Natural-Light-5000K-30-Pack-281055/204363599 | 0 | No Labor Cost | 0.44 | lamp |  | 0.44
Equipment | Premium T8 - Lamp Replacement | Replace Bulbs in Three-Lamp T8 Fixture with Reduced Wattage (28W) Bulbs | Three-Lamp 32-Watt T8 Fixture | Commercial | New | Healthcare | FL Zone 2 | Per Fixture | 0% | 141.5885 | 123.8899 | 17.6986 | 0.125 | 8 | 0.0042752 | 0.00098159 | 2.85 | https://www.homedepot.com/p/Philips-32-Watt-4-ft-T8-Alto-Linear-Fluorescent-Light-Bulb-Neutral-3500K-10-Pack-479691/303811578 | 0 | No Labor Cost | 3.29 | https://www.homedepot.com/p/Philips-28-Watt-4-ft-T8-Alto-Linear-Fluorescent-Light-Bulb-Natural-Light-5000K-30-Pack-281055/204363599 | 0 | No Labor Cost | 0.44 | lamp |  | 0.44
Equipment | Premium T8 - Lamp Replacement | Replace Bulbs in Three-Lamp T8 Fixture with Reduced Wattage (28W) Bulbs | Three-Lamp 32-Watt T8 Fixture | Commercial | New | Hospitals | FL Zone 2 | Per Fixture | 0% | 191.5443 | 167.6013 | 23.943 | 0.125 | 8 | 0.0024798 | 0.0023811 | 2.85 | https://www.homedepot.com/p/Philips-32-Watt-4-ft-T8-Alto-Linear-Fluorescent-Light-Bulb-Neutral-3500K-10-Pack-479691/303811578 | 0 | No Labor Cost | 3.29 | https://www.homedepot.com/p/Philips-28-Watt-4-ft-T8-Alto-Linear-Fluorescent-Light-Bulb-Natural-Light-5000K-30-Pack-281055/204363599 | 0 | No Labor Cost | 0.44 | lamp |  | 0.44
Equipment | Premium T8 - Lamp Replacement | Replace Bulbs in Three-Lamp T8 Fixture with Reduced Wattage (28W) Bulbs | Three-Lamp 32-Watt T8 Fixture | Commercial | New | Institutional | FL Zone 2 | Per Fixture | 0% | 92.8998 | 81.2874 | 11.6125 | 0.125 | 8 | 0.0028051 | 0.00064404 | 2.85 | https://www.homedepot.com/p/Philips-32-Watt-4-ft-T8-Alto-Linear-Fluorescent-Light-Bulb-Neutral-3500K-10-Pack-479691/303811578 | 0 | No Labor Cost | 3.29 | https://www.homedepot.com/p/Philips-28-Watt-4-ft-T8-Alto-Linear-Fluorescent-Light-Bulb-Natural-Light-5000K-30-Pack-281055/204363599 | 0 | No Labor Cost | 0.44 | lamp |  | 0.44
Equipment | Premium T8 - Lamp Replacement | Replace Bulbs in Three-Lamp T8 Fixture with Reduced Wattage (28W) Bulbs | Three-Lamp 32-Watt T8 Fixture | Commercial | New | Lodging/Hospitality | FL Zone 2 | Per Fixture | 0% | 105.7126 | 92.4986 | 13.2141 | 0.125 | 8 | 0.0031876 | 5.3388e-07 | 2.85 | https://www.homedepot.com/p/Philips-32-Watt-4-ft-T8-Alto-Linear-Fluorescent-Light-Bulb-Neutral-3500K-10-Pack-479691/303811578 | 0 | No Labor Cost | 3.29 | https://www.homedepot.com/p/Philips-28-Watt-4-ft-T8-Alto-Linear-Fluorescent-Light-Bulb-Natural-Light-5000K-30-Pack-281055/204363599 | 0 | No Labor Cost | 0.44 | lamp |  | 0.44
Equipment | Premium T8 - Lamp Replacement | Replace Bulbs in Three-Lamp T8 Fixture with Reduced Wattage (28W) Bulbs | Three-Lamp 32-Watt T8 Fixture | Commercial | New | Miscellaneous | FL Zone 2 | Per Fixture | 0% | 124.1293 | 108.6131 | 15.5162 | 0.125 | 8 | 0.003748 | 0.00086055 | 2.85 | https://www.homedepot.com/p/Philips-32-Watt-4-ft-T8-Alto-Linear-Fluorescent-Light-Bulb-Neutral-3500K-10-Pack-479691/303811578 | 0 | No Labor Cost | 3.29 | https://www.homedepot.com/p/Philips-28-Watt-4-ft-T8-Alto-Linear-Fluorescent-Light-Bulb-Natural-Light-5000K-30-Pack-281055/204363599 | 0 | No Labor Cost | 0.44 | lamp |  | 0.44
Equipment | Premium T8 - Lamp Replacement | Replace Bulbs in Three-Lamp T8 Fixture with Reduced Wattage (28W) Bulbs | Three-Lamp 32-Watt T8 Fixture | Commercial | New | Offices | FL Zone 2 | Per Fixture | 0% | 91.6045 | 80.1539 | 11.4506 | 0.125 | 8 | 0.002766 | 0.00063506 | 2.85 | https://www.homedepot.com/p/Philips-32-Watt-4-ft-T8-Alto-Linear-Fluorescent-Light-Bulb-Neutral-3500K-10-Pack-479691/303811578 | 0 | No Labor Cost | 3.29 | https://www.homedepot.com/p/Philips-28-Watt-4-ft-T8-Alto-Linear-Fluorescent-Light-Bulb-Natural-Light-5000K-30-Pack-281055/204363599 | 0 | No Labor Cost | 0.44 | lamp |  | 0.44
Equipment | Premium T8 - Lamp Replacement | Replace Bulbs in Three-Lamp T8 Fixture with Reduced Wattage (28W) Bulbs | Three-Lamp 32-Watt T8 Fixture | Commercial | New | Restaurants | FL Zone 2 | Per Fixture | 0% | 94.5331 | 82.7165 | 11.8166 | 0.125 | 8 | 0.0028505 | 4.7742e-07 | 2.85 | https://www.homedepot.com/p/Philips-32-Watt-4-ft-T8-Alto-Linear-Fluorescent-Light-Bulb-Neutral-3500K-10-Pack-479691/303811578 | 0 | No Labor Cost | 3.29 | https://www.homedepot.com/p/Philips-28-Watt-4-ft-T8-Alto-Linear-Fluorescent-Light-Bulb-Natural-Light-5000K-30-Pack-281055/204363599 | 0 | No Labor Cost | 0.44 | lamp |  | 0.44
Equipment | Premium T8 - Lamp Replacement | Replace Bulbs in Three-Lamp T8 Fixture with Reduced Wattage (28W) Bulbs | Three-Lamp 32-Watt T8 Fixture | Commercial | New | Retail | FL Zone 2 | Per Fixture | 0% | 140.3494 | 122.8058 | 17.5437 | 0.125 | 8 | 0.004232 | 7.0881e-07 | 2.85 | https://www.homedepot.com/p/Philips-32-Watt-4-ft-T8-Alto-Linear-Fluorescent-Light-Bulb-Neutral-3500K-10-Pack-479691/303811578 | 0 | No Labor Cost | 3.29 | https://www.homedepot.com/p/Philips-28-Watt-4-ft-T8-Alto-Linear-Fluorescent-Light-Bulb-Natural-Light-5000K-30-Pack-281055/204363599 | 0 | No Labor Cost | 0.44 | lamp |  | 0.44
Equipment | Premium T8 - Lamp Replacement | Replace Bulbs in Three-Lamp T8 Fixture with Reduced Wattage (28W) Bulbs | Three-Lamp 32-Watt T8 Fixture | Commercial | New | Schools K-12 | FL Zone 2 | Per Fixture | 0% | 66.9926 | 58.6186 | 8.3741 | 0.125 | 8 | 0.0020228 | 0.00046444 | 2.85 | https://www.homedepot.com/p/Philips-32-Watt-4-ft-T8-Alto-Linear-Fluorescent-Light-Bulb-Neutral-3500K-10-Pack-479691/303811578 | 0 | No Labor Cost | 3.29 | https://www.homedepot.com/p/Philips-28-Watt-4-ft-T8-Alto-Linear-Fluorescent-Light-Bulb-Natural-Light-5000K-30-Pack-281055/204363599 | 0 | No Labor Cost | 0.44 | lamp |  | 0.44
Equipment | Premium T8 - Lamp Replacement | Replace Bulbs in Three-Lamp T8 Fixture with Reduced Wattage (28W) Bulbs | Three-Lamp 32-Watt T8 Fixture | Commercial | New | Warehouse | FL Zone 2 | Per Fixture | 0% | 107.6838 | 94.2234 | 13.4605 | 0.125 | 8 | 0.0032515 | 0.00074654 | 2.85 | https://www.homedepot.com/p/Philips-32-Watt-4-ft-T8-Alto-Linear-Fluorescent-Light-Bulb-Neutral-3500K-10-Pack-479691/303811578 | 0 | No Labor Cost | 3.29 | https://www.homedepot.com/p/Philips-28-Watt-4-ft-T8-Alto-Linear-Fluorescent-Light-Bulb-Natural-Light-5000K-30-Pack-281055/204363599 | 0 | No Labor Cost | 0.44 | lamp |  | 0.44
Equipment | Efficient Battery Charger | Single-phase Ferro resonant or silicon-controlled rectifier chargin equipment with power conversion efficiency >=89% & maintenance power <= 10 W | FR or SCR charging stations with power conversion efficiecy < 89% or > 10 W | Commercial | Turnover | Assembly | FL Zone 2 | Per Appliance | 17.92% | 8124.9 | 7013.694 | 1111.206 | 0.13677 | 7 | 0.60888 | 0 | 0 | reference source included incremental cost only | 0 | 0 | 400 | Illinois 2018 Statewide TRM, Section 4.8.9 | 0 | No Labor Cost | 400 | unit |  | 400
Equipment | Efficient Battery Charger | Single-phase Ferro resonant or silicon-controlled rectifier chargin equipment with power conversion efficiency >=89% & maintenance power <= 10 W | FR or SCR charging stations with power conversion efficiecy < 89% or > 10 W | Commercial | Turnover | College and University | FL Zone 2 | Per Appliance | 0% | 8124.9 | 7013.694 | 1111.206 | 0.13677 | 7 | 0.60888 | 0 | 0 | reference source included incremental cost only | 0 | 0 | 400 | Illinois 2018 Statewide TRM, Section 4.8.9 | 0 | No Labor Cost | 400 | unit |  | 400
Equipment | Efficient Battery Charger | Single-phase Ferro resonant or silicon-controlled rectifier chargin equipment with power conversion efficiency >=89% & maintenance power <= 10 W | FR or SCR charging stations with power conversion efficiecy < 89% or > 10 W | Commercial | Turnover | Grocery | FL Zone 2 | Per Appliance | 17.92% | 8124.9 | 7013.694 | 1111.206 | 0.13677 | 7 | 0.60888 | 0 | 0 | reference source included incremental cost only | 0 | 0 | 400 | Illinois 2018 Statewide TRM, Section 4.8.9 | 0 | No Labor Cost | 400 | unit |  | 400
Equipment | Efficient Battery Charger | Single-phase Ferro resonant or silicon-controlled rectifier chargin equipment with power conversion efficiency >=89% & maintenance power <= 10 W | FR or SCR charging stations with power conversion efficiecy < 89% or > 10 W | Commercial | Turnover | Healthcare | FL Zone 2 | Per Appliance | 17.92% | 8124.9 | 7013.694 | 1111.206 | 0.13677 | 7 | 0.60888 | 0 | 0 | reference source included incremental cost only | 0 | 0 | 400 | Illinois 2018 Statewide TRM, Section 4.8.9 | 0 | No Labor Cost | 400 | unit |  | 400
Equipment | Efficient Battery Charger | Single-phase Ferro resonant or silicon-controlled rectifier chargin equipment with power conversion efficiency >=89% & maintenance power <= 10 W | FR or SCR charging stations with power conversion efficiecy < 89% or > 10 W | Commercial | Turnover | Hospitals | FL Zone 2 | Per Appliance | 17.92% | 8124.9 | 7013.694 | 1111.206 | 0.13677 | 7 | 0.60888 | 0 | 0 | reference source included incremental cost only | 0 | 0 | 400 | Illinois 2018 Statewide TRM, Section 4.8.9 | 0 | No Labor Cost | 400 | unit |  | 400
Equipment | Efficient Battery Charger | Single-phase Ferro resonant or silicon-controlled rectifier chargin equipment with power conversion efficiency >=89% & maintenance power <= 10 W | FR or SCR charging stations with power conversion efficiecy < 89% or > 10 W | Commercial | Turnover | Institutional | FL Zone 2 | Per Appliance | 17.92% | 8124.9 | 7013.694 | 1111.206 | 0.13677 | 7 | 0.60888 | 0 | 0 | reference source included incremental cost only | 0 | 0 | 400 | Illinois 2018 Statewide TRM, Section 4.8.9 | 0 | No Labor Cost | 400 | unit |  | 400
Equipment | Efficient Battery Charger | Single-phase Ferro resonant or silicon-controlled rectifier chargin equipment with power conversion efficiency >=89% & maintenance power <= 10 W | FR or SCR charging stations with power conversion efficiecy < 89% or > 10 W | Commercial | Turnover | Lodging/Hospitality | FL Zone 2 | Per Appliance | 17.92% | 8124.9 | 7013.694 | 1111.206 | 0.13677 | 7 | 0.60888 | 0 | 0 | reference source included incremental cost only | 0 | 0 | 400 | Illinois 2018 Statewide TRM, Section 4.8.9 | 0 | No Labor Cost | 400 | unit |  | 400
Equipment | Efficient Battery Charger | Single-phase Ferro resonant or silicon-controlled rectifier chargin equipment with power conversion efficiency >=89% & maintenance power <= 10 W | FR or SCR charging stations with power conversion efficiecy < 89% or > 10 W | Commercial | Turnover | Miscellaneous | FL Zone 2 | Per Appliance | 0% | 8124.9 | 7013.694 | 1111.206 | 0.13677 | 7 | 0.60888 | 0 | 0 | reference source included incremental cost only | 0 | 0 | 400 | Illinois 2018 Statewide TRM, Section 4.8.9 | 0 | No Labor Cost | 400 | unit |  | 400
Equipment | Efficient Battery Charger | Single-phase Ferro resonant or silicon-controlled rectifier chargin equipment with power conversion efficiency >=89% & maintenance power <= 10 W | FR or SCR charging stations with power conversion efficiecy < 89% or > 10 W | Commercial | Turnover | Offices | FL Zone 2 | Per Appliance | 17.92% | 8124.9 | 7013.694 | 1111.206 | 0.13677 | 7 | 0.60888 | 0 | 0 | reference source included incremental cost only | 0 | 0 | 400 | Illinois 2018 Statewide TRM, Section 4.8.9 | 0 | No Labor Cost | 400 | unit |  | 400
Equipment | Efficient Battery Charger | Single-phase Ferro resonant or silicon-controlled rectifier chargin equipment with power conversion efficiency >=89% & maintenance power <= 10 W | FR or SCR charging stations with power conversion efficiecy < 89% or > 10 W | Commercial | Turnover | Restaurants | FL Zone 2 | Per Appliance | 0% | 8124.9 | 7013.694 | 1111.206 | 0.13677 | 7 | 0.60888 | 0 | 0 | reference source included incremental cost only | 0 | 0 | 400 | Illinois 2018 Statewide TRM, Section 4.8.9 | 0 | No Labor Cost | 400 | unit |  | 400
Equipment | Efficient Battery Charger | Single-phase Ferro resonant or silicon-controlled rectifier chargin equipment with power conversion efficiency >=89% & maintenance power <= 10 W | FR or SCR charging stations with power conversion efficiecy < 89% or > 10 W | Commercial | Turnover | Retail | FL Zone 2 | Per Appliance | 17.92% | 8124.9 | 7013.694 | 1111.206 | 0.13677 | 7 | 0.60888 | 0 | 0 | reference source included incremental cost only | 0 | 0 | 400 | Illinois 2018 Statewide TRM, Section 4.8.9 | 0 | No Labor Cost | 400 | unit |  | 400
Equipment | Efficient Battery Charger | Single-phase Ferro resonant or silicon-controlled rectifier chargin equipment with power conversion efficiency >=89% & maintenance power <= 10 W | FR or SCR charging stations with power conversion efficiecy < 89% or > 10 W | Commercial | Turnover | Schools K-12 | FL Zone 2 | Per Appliance | 0% | 8124.9 | 7013.694 | 1111.206 | 0.13677 | 7 | 0.60888 | 0 | 0 | reference source included incremental cost only | 0 | 0 | 400 | Illinois 2018 Statewide TRM, Section 4.8.9 | 0 | No Labor Cost | 400 | unit |  | 400
Equipment | Efficient Battery Charger | Single-phase Ferro resonant or silicon-controlled rectifier chargin equipment with power conversion efficiency >=89% & maintenance power <= 10 W | FR or SCR charging stations with power conversion efficiecy < 89% or > 10 W | Commercial | Turnover | Warehouse | FL Zone 2 | Per Appliance | 17.92% | 8124.9 | 7013.694 | 1111.206 | 0.13677 | 7 | 0.60888 | 0 | 0 | reference source included incremental cost only | 0 | 0 | 400 | Illinois 2018 Statewide TRM, Section 4.8.9 | 0 | No Labor Cost | 400 | unit |  | 400
Equipment | Efficient Battery Charger | Single-phase Ferro resonant or silicon-controlled rectifier chargin equipment with power conversion efficiency >=89% & maintenance power <= 10 W | FR or SCR charging stations with power conversion efficiecy < 89% or > 10 W | Commercial | New | Assembly | FL Zone 2 | Per Appliance | 17.92% | 8124.9 | 7013.694 | 1111.206 | 0.13677 | 7 | 0.60888 | 0 | 0 | reference source included incremental cost only | 0 | 0 | 400 | Illinois 2018 Statewide TRM, Section 4.8.9 | 0 | No Labor Cost | 400 | unit |  | 400
Equipment | Efficient Battery Charger | Single-phase Ferro resonant or silicon-controlled rectifier chargin equipment with power conversion efficiency >=89% & maintenance power <= 10 W | FR or SCR charging stations with power conversion efficiecy < 89% or > 10 W | Commercial | New | College and University | FL Zone 2 | Per Appliance | 0% | 8124.9 | 7013.694 | 1111.206 | 0.13677 | 7 | 0.60888 | 0 | 0 | reference source included incremental cost only | 0 | 0 | 400 | Illinois 2018 Statewide TRM, Section 4.8.9 | 0 | No Labor Cost | 400 | unit |  | 400
Equipment | Efficient Battery Charger | Single-phase Ferro resonant or silicon-controlled rectifier chargin equipment with power conversion efficiency >=89% & maintenance power <= 10 W | FR or SCR charging stations with power conversion efficiecy < 89% or > 10 W | Commercial | New | Grocery | FL Zone 2 | Per Appliance | 17.92% | 8124.9 | 7013.694 | 1111.206 | 0.13677 | 7 | 0.60888 | 0 | 0 | reference source included incremental cost only | 0 | 0 | 400 | Illinois 2018 Statewide TRM, Section 4.8.9 | 0 | No Labor Cost | 400 | unit |  | 400
Equipment | Efficient Battery Charger | Single-phase Ferro resonant or silicon-controlled rectifier chargin equipment with power conversion efficiency >=89% & maintenance power <= 10 W | FR or SCR charging stations with power conversion efficiecy < 89% or > 10 W | Commercial | New | Healthcare | FL Zone 2 | Per Appliance | 17.92% | 8124.9 | 7013.694 | 1111.206 | 0.13677 | 7 | 0.60888 | 0 | 0 | reference source included incremental cost only | 0 | 0 | 400 | Illinois 2018 Statewide TRM, Section 4.8.9 | 0 | No Labor Cost | 400 | unit |  | 400
Equipment | Efficient Battery Charger | Single-phase Ferro resonant or silicon-controlled rectifier chargin equipment with power conversion efficiency >=89% & maintenance power <= 10 W | FR or SCR charging stations with power conversion efficiecy < 89% or > 10 W | Commercial | New | Hospitals | FL Zone 2 | Per Appliance | 17.92% | 8124.9 | 7013.694 | 1111.206 | 0.13677 | 7 | 0.60888 | 0 | 0 | reference source included incremental cost only | 0 | 0 | 400 | Illinois 2018 Statewide TRM, Section 4.8.9 | 0 | No Labor Cost | 400 | unit |  | 400
Equipment | Efficient Battery Charger | Single-phase Ferro resonant or silicon-controlled rectifier chargin equipment with power conversion efficiency >=89% & maintenance power <= 10 W | FR or SCR charging stations with power conversion efficiecy < 89% or > 10 W | Commercial | New | Institutional | FL Zone 2 | Per Appliance | 17.92% | 8124.9 | 7013.694 | 1111.206 | 0.13677 | 7 | 0.60888 | 0 | 0 | reference source included incremental cost only | 0 | 0 | 400 | Illinois 2018 Statewide TRM, Section 4.8.9 | 0 | No Labor Cost | 400 | unit |  | 400
Equipment | Efficient Battery Charger | Single-phase Ferro resonant or silicon-controlled rectifier chargin equipment with power conversion efficiency >=89% & maintenance power <= 10 W | FR or SCR charging stations with power conversion efficiecy < 89% or > 10 W | Commercial | New | Lodging/Hospitality | FL Zone 2 | Per Appliance | 17.92% | 8124.9 | 7013.694 | 1111.206 | 0.13677 | 7 | 0.60888 | 0 | 0 | reference source included incremental cost only | 0 | 0 | 400 | Illinois 2018 Statewide TRM, Section 4.8.9 | 0 | No Labor Cost | 400 | unit |  | 400
Equipment | Efficient Battery Charger | Single-phase Ferro resonant or silicon-controlled rectifier chargin equipment with power conversion efficiency >=89% & maintenance power <= 10 W | FR or SCR charging stations with power conversion efficiecy < 89% or > 10 W | Commercial | New | Miscellaneous | FL Zone 2 | Per Appliance | 0% | 8124.9 | 7013.694 | 1111.206 | 0.13677 | 7 | 0.60888 | 0 | 0 | reference source included incremental cost only | 0 | 0 | 400 | Illinois 2018 Statewide TRM, Section 4.8.9 | 0 | No Labor Cost | 400 | unit |  | 400
Equipment | Efficient Battery Charger | Single-phase Ferro resonant or silicon-controlled rectifier chargin equipment with power conversion efficiency >=89% & maintenance power <= 10 W | FR or SCR charging stations with power conversion efficiecy < 89% or > 10 W | Commercial | New | Offices | FL Zone 2 | Per Appliance | 17.92% | 8124.9 | 7013.694 | 1111.206 | 0.13677 | 7 | 0.60888 | 0 | 0 | reference source included incremental cost only | 0 | 0 | 400 | Illinois 2018 Statewide TRM, Section 4.8.9 | 0 | No Labor Cost | 400 | unit |  | 400
Equipment | Efficient Battery Charger | Single-phase Ferro resonant or silicon-controlled rectifier chargin equipment with power conversion efficiency >=89% & maintenance power <= 10 W | FR or SCR charging stations with power conversion efficiecy < 89% or > 10 W | Commercial | New | Restaurants | FL Zone 2 | Per Appliance | 0% | 8124.9 | 7013.694 | 1111.206 | 0.13677 | 7 | 0.60888 | 0 | 0 | reference source included incremental cost only | 0 | 0 | 400 | Illinois 2018 Statewide TRM, Section 4.8.9 | 0 | No Labor Cost | 400 | unit |  | 400
Equipment | Efficient Battery Charger | Single-phase Ferro resonant or silicon-controlled rectifier chargin equipment with power conversion efficiency >=89% & maintenance power <= 10 W | FR or SCR charging stations with power conversion efficiecy < 89% or > 10 W | Commercial | New | Retail | FL Zone 2 | Per Appliance | 17.92% | 8124.9 | 7013.694 | 1111.206 | 0.13677 | 7 | 0.60888 | 0 | 0 | reference source included incremental cost only | 0 | 0 | 400 | Illinois 2018 Statewide TRM, Section 4.8.9 | 0 | No Labor Cost | 400 | unit |  | 400
Equipment | Efficient Battery Charger | Single-phase Ferro resonant or silicon-controlled rectifier chargin equipment with power conversion efficiency >=89% & maintenance power <= 10 W | FR or SCR charging stations with power conversion efficiecy < 89% or > 10 W | Commercial | New | Schools K-12 | FL Zone 2 | Per Appliance | 0% | 8124.9 | 7013.694 | 1111.206 | 0.13677 | 7 | 0.60888 | 0 | 0 | reference source included incremental cost only | 0 | 0 | 400 | Illinois 2018 Statewide TRM, Section 4.8.9 | 0 | No Labor Cost | 400 | unit |  | 400
Equipment | Efficient Battery Charger | Single-phase Ferro resonant or silicon-controlled rectifier chargin equipment with power conversion efficiency >=89% & maintenance power <= 10 W | FR or SCR charging stations with power conversion efficiecy < 89% or > 10 W | Commercial | New | Warehouse | FL Zone 2 | Per Appliance | 17.92% | 8124.9 | 7013.694 | 1111.206 | 0.13677 | 7 | 0.60888 | 0 | 0 | reference source included incremental cost only | 0 | 0 | 400 | Illinois 2018 Statewide TRM, Section 4.8.9 | 0 | No Labor Cost | 400 | unit |  | 400
Equipment | ENERGY STAR Commercial Clothes Washer | Single-phase Ferro resonant or silicon-controlled rectifier chargin equipment with power conversion efficiency >=89% & maintenance power <= 10 W | FR or SCR charging stations with power conversion efficiecy < 89% or > 10 W | Commercial | Turnover | Assembly | FL Zone 2 | Per Appliance | 0% | 3887.25 | 2827.0909 | 1060.1591 | 0.27273 | 7 | 0 | 0 | 949 | https://www.homedepot.com/p/Whirlpool-2-9-cu-ft-White-Commercial-Top-Load-Washing-Machine-CAE2745FQ/301844420 | 0 | 0 | 1499 | https://www.homedepot.com/p/Whirlpool-3-1-cu-ft-High-Efficicency-White-Front-Load-Commercial-Washing-Machine-CHW9160GW/302700351 | 0 | 0 | 550 | unit |  | 550
Equipment | ENERGY STAR Commercial Clothes Washer | Single-phase Ferro resonant or silicon-controlled rectifier chargin equipment with power conversion efficiency >=89% & maintenance power <= 10 W | FR or SCR charging stations with power conversion efficiecy < 89% or > 10 W | Commercial | Turnover | College and University | FL Zone 2 | Per Appliance | 22.05% | 3887.25 | 2827.0909 | 1060.1591 | 0.27273 | 7 | 0.10782 | 0.1241 | 949 | https://www.homedepot.com/p/Whirlpool-2-9-cu-ft-White-Commercial-Top-Load-Washing-Machine-CAE2745FQ/301844420 | 0 | 0 | 1499 | https://www.homedepot.com/p/Whirlpool-3-1-cu-ft-High-Efficicency-White-Front-Load-Commercial-Washing-Machine-CHW9160GW/302700351 | 0 | 0 | 550 | unit |  | 550
Equipment | ENERGY STAR Commercial Clothes Washer | Single-phase Ferro resonant or silicon-controlled rectifier chargin equipment with power conversion efficiency >=89% & maintenance power <= 10 W | FR or SCR charging stations with power conversion efficiecy < 89% or > 10 W | Commercial | Turnover | Grocery | FL Zone 2 | Per Appliance | 0% | 3887.25 | 2827.0909 | 1060.1591 | 0.27273 | 7 | 0.092846 | 0.067168 | 949 | https://www.homedepot.com/p/Whirlpool-2-9-cu-ft-White-Commercial-Top-Load-Washing-Machine-CAE2745FQ/301844420 | 0 | 0 | 1499 | https://www.homedepot.com/p/Whirlpool-3-1-cu-ft-High-Efficicency-White-Front-Load-Commercial-Washing-Machine-CHW9160GW/302700351 | 0 | 0 | 550 | unit |  | 550
Equipment | ENERGY STAR Commercial Clothes Washer | Single-phase Ferro resonant or silicon-controlled rectifier chargin equipment with power conversion efficiency >=89% & maintenance power <= 10 W | FR or SCR charging stations with power conversion efficiecy < 89% or > 10 W | Commercial | Turnover | Healthcare | FL Zone 2 | Per Appliance | 22.05% | 3887.25 | 2827.0909 | 1060.1591 | 0.27273 | 7 | 0.092846 | 0.067168 | 949 | https://www.homedepot.com/p/Whirlpool-2-9-cu-ft-White-Commercial-Top-Load-Washing-Machine-CAE2745FQ/301844420 | 0 | 0 | 1499 | https://www.homedepot.com/p/Whirlpool-3-1-cu-ft-High-Efficicency-White-Front-Load-Commercial-Washing-Machine-CHW9160GW/302700351 | 0 | 0 | 550 | unit |  | 550
Equipment | ENERGY STAR Commercial Clothes Washer | Single-phase Ferro resonant or silicon-controlled rectifier chargin equipment with power conversion efficiency >=89% & maintenance power <= 10 W | FR or SCR charging stations with power conversion efficiecy < 89% or > 10 W | Commercial | Turnover | Hospitals | FL Zone 2 | Per Appliance | 22.05% | 3887.25 | 2827.0909 | 1060.1591 | 0.27273 | 7 | 0.10782 | 0.1241 | 949 | https://www.homedepot.com/p/Whirlpool-2-9-cu-ft-White-Commercial-Top-Load-Washing-Machine-CAE2745FQ/301844420 | 0 | 0 | 1499 | https://www.homedepot.com/p/Whirlpool-3-1-cu-ft-High-Efficicency-White-Front-Load-Commercial-Washing-Machine-CHW9160GW/302700351 | 0 | 0 | 550 | unit |  | 550
Equipment | ENERGY STAR Commercial Clothes Washer | Single-phase Ferro resonant or silicon-controlled rectifier chargin equipment with power conversion efficiency >=89% & maintenance power <= 10 W | FR or SCR charging stations with power conversion efficiecy < 89% or > 10 W | Commercial | Turnover | Institutional | FL Zone 2 | Per Appliance | 0% | 3887.25 | 2827.0909 | 1060.1591 | 0.27273 | 7 | 0 | 0 | 949 | https://www.homedepot.com/p/Whirlpool-2-9-cu-ft-White-Commercial-Top-Load-Washing-Machine-CAE2745FQ/301844420 | 0 | 0 | 1499 | https://www.homedepot.com/p/Whirlpool-3-1-cu-ft-High-Efficicency-White-Front-Load-Commercial-Washing-Machine-CHW9160GW/302700351 | 0 | 0 | 550 | unit |  | 550
Equipment | ENERGY STAR Commercial Clothes Washer | Single-phase Ferro resonant or silicon-controlled rectifier chargin equipment with power conversion efficiency >=89% & maintenance power <= 10 W | FR or SCR charging stations with power conversion efficiecy < 89% or > 10 W | Commercial | Turnover | Lodging/Hospitality | FL Zone 2 | Per Appliance | 22.05% | 3887.25 | 2827.0909 | 1060.1591 | 0.27273 | 7 | 0.10782 | 0.1241 | 949 | https://www.homedepot.com/p/Whirlpool-2-9-cu-ft-White-Commercial-Top-Load-Washing-Machine-CAE2745FQ/301844420 | 0 | 0 | 1499 | https://www.homedepot.com/p/Whirlpool-3-1-cu-ft-High-Efficicency-White-Front-Load-Commercial-Washing-Machine-CHW9160GW/302700351 | 0 | 0 | 550 | unit |  | 550
Equipment | ENERGY STAR Commercial Clothes Washer | Single-phase Ferro resonant or silicon-controlled rectifier chargin equipment with power conversion efficiency >=89% & maintenance power <= 10 W | FR or SCR charging stations with power conversion efficiecy < 89% or > 10 W | Commercial | Turnover | Miscellaneous | FL Zone 2 | Per Appliance | 0% | 3887.25 | 2827.0909 | 1060.1591 | 0.27273 | 7 | 0 | 0 | 949 | https://www.homedepot.com/p/Whirlpool-2-9-cu-ft-White-Commercial-Top-Load-Washing-Machine-CAE2745FQ/301844420 | 0 | 0 | 1499 | https://www.homedepot.com/p/Whirlpool-3-1-cu-ft-High-Efficicency-White-Front-Load-Commercial-Washing-Machine-CHW9160GW/302700351 | 0 | 0 | 550 | unit |  | 550
Equipment | ENERGY STAR Commercial Clothes Washer | Single-phase Ferro resonant or silicon-controlled rectifier chargin equipment with power conversion efficiency >=89% & maintenance power <= 10 W | FR or SCR charging stations with power conversion efficiecy < 89% or > 10 W | Commercial | Turnover | Offices | FL Zone 2 | Per Appliance | 0% | 3887.25 | 2827.0909 | 1060.1591 | 0.27273 | 7 | 0.092846 | 0.067168 | 949 | https://www.homedepot.com/p/Whirlpool-2-9-cu-ft-White-Commercial-Top-Load-Washing-Machine-CAE2745FQ/301844420 | 0 | 0 | 1499 | https://www.homedepot.com/p/Whirlpool-3-1-cu-ft-High-Efficicency-White-Front-Load-Commercial-Washing-Machine-CHW9160GW/302700351 | 0 | 0 | 550 | unit |  | 550
Equipment | ENERGY STAR Commercial Clothes Washer | Single-phase Ferro resonant or silicon-controlled rectifier chargin equipment with power conversion efficiency >=89% & maintenance power <= 10 W | FR or SCR charging stations with power conversion efficiecy < 89% or > 10 W | Commercial | Turnover | Restaurants | FL Zone 2 | Per Appliance | 22.05% | 3887.25 | 2827.0909 | 1060.1591 | 0.27273 | 7 | 0 | 0 | 949 | https://www.homedepot.com/p/Whirlpool-2-9-cu-ft-White-Commercial-Top-Load-Washing-Machine-CAE2745FQ/301844420 | 0 | 0 | 1499 | https://www.homedepot.com/p/Whirlpool-3-1-cu-ft-High-Efficicency-White-Front-Load-Commercial-Washing-Machine-CHW9160GW/302700351 | 0 | 0 | 550 | unit |  | 550
Equipment | ENERGY STAR Commercial Clothes Washer | Single-phase Ferro resonant or silicon-controlled rectifier chargin equipment with power conversion efficiency >=89% & maintenance power <= 10 W | FR or SCR charging stations with power conversion efficiecy < 89% or > 10 W | Commercial | Turnover | Retail | FL Zone 2 | Per Appliance | 0% | 3887.25 | 2827.0909 | 1060.1591 | 0.27273 | 7 | 0.092846 | 0.067168 | 949 | https://www.homedepot.com/p/Whirlpool-2-9-cu-ft-White-Commercial-Top-Load-Washing-Machine-CAE2745FQ/301844420 | 0 | 0 | 1499 | https://www.homedepot.com/p/Whirlpool-3-1-cu-ft-High-Efficicency-White-Front-Load-Commercial-Washing-Machine-CHW9160GW/302700351 | 0 | 0 | 550 | unit |  | 550
Equipment | ENERGY STAR Commercial Clothes Washer | Single-phase Ferro resonant or silicon-controlled rectifier chargin equipment with power conversion efficiency >=89% & maintenance power <= 10 W | FR or SCR charging stations with power conversion efficiecy < 89% or > 10 W | Commercial | Turnover | Schools K-12 | FL Zone 2 | Per Appliance | 22.05% | 3887.25 | 2827.0909 | 1060.1591 | 0.27273 | 7 | 0.10782 | 0.1241 | 949 | https://www.homedepot.com/p/Whirlpool-2-9-cu-ft-White-Commercial-Top-Load-Washing-Machine-CAE2745FQ/301844420 | 0 | 0 | 1499 | https://www.homedepot.com/p/Whirlpool-3-1-cu-ft-High-Efficicency-White-Front-Load-Commercial-Washing-Machine-CHW9160GW/302700351 | 0 | 0 | 550 | unit |  | 550
Equipment | ENERGY STAR Commercial Clothes Washer | Single-phase Ferro resonant or silicon-controlled rectifier chargin equipment with power conversion efficiency >=89% & maintenance power <= 10 W | FR or SCR charging stations with power conversion efficiecy < 89% or > 10 W | Commercial | Turnover | Warehouse | FL Zone 2 | Per Appliance | 0% | 3887.25 | 2827.0909 | 1060.1591 | 0.27273 | 7 | 0 | 0 | 949 | https://www.homedepot.com/p/Whirlpool-2-9-cu-ft-White-Commercial-Top-Load-Washing-Machine-CAE2745FQ/301844420 | 0 | 0 | 1499 | https://www.homedepot.com/p/Whirlpool-3-1-cu-ft-High-Efficicency-White-Front-Load-Commercial-Washing-Machine-CHW9160GW/302700351 | 0 | 0 | 550 | unit |  | 550
Equipment | ENERGY STAR Commercial Clothes Washer | Single-phase Ferro resonant or silicon-controlled rectifier chargin equipment with power conversion efficiency >=89% & maintenance power <= 10 W | FR or SCR charging stations with power conversion efficiecy < 89% or > 10 W | Commercial | New | Assembly | FL Zone 2 | Per Appliance | 0% | 3887.25 | 2827.0909 | 1060.1591 | 0.27273 | 7 | 0 | 0 | 949 | https://www.homedepot.com/p/Whirlpool-2-9-cu-ft-White-Commercial-Top-Load-Washing-Machine-CAE2745FQ/301844420 | 0 | 0 | 1499 | https://www.homedepot.com/p/Whirlpool-3-1-cu-ft-High-Efficicency-White-Front-Load-Commercial-Washing-Machine-CHW9160GW/302700351 | 0 | 0 | 550 | unit |  | 550
Equipment | ENERGY STAR Commercial Clothes Washer | Single-phase Ferro resonant or silicon-controlled rectifier chargin equipment with power conversion efficiency >=89% & maintenance power <= 10 W | FR or SCR charging stations with power conversion efficiecy < 89% or > 10 W | Commercial | New | College and University | FL Zone 2 | Per Appliance | 22.05% | 3887.25 | 2827.0909 | 1060.1591 | 0.27273 | 7 | 0.10782 | 0.1241 | 949 | https://www.homedepot.com/p/Whirlpool-2-9-cu-ft-White-Commercial-Top-Load-Washing-Machine-CAE2745FQ/301844420 | 0 | 0 | 1499 | https://www.homedepot.com/p/Whirlpool-3-1-cu-ft-High-Efficicency-White-Front-Load-Commercial-Washing-Machine-CHW9160GW/302700351 | 0 | 0 | 550 | unit |  | 550
Equipment | ENERGY STAR Commercial Clothes Washer | Single-phase Ferro resonant or silicon-controlled rectifier chargin equipment with power conversion efficiency >=89% & maintenance power <= 10 W | FR or SCR charging stations with power conversion efficiecy < 89% or > 10 W | Commercial | New | Grocery | FL Zone 2 | Per Appliance | 0% | 3887.25 | 2827.0909 | 1060.1591 | 0.27273 | 7 | 0.092846 | 0.067168 | 949 | https://www.homedepot.com/p/Whirlpool-2-9-cu-ft-White-Commercial-Top-Load-Washing-Machine-CAE2745FQ/301844420 | 0 | 0 | 1499 | https://www.homedepot.com/p/Whirlpool-3-1-cu-ft-High-Efficicency-White-Front-Load-Commercial-Washing-Machine-CHW9160GW/302700351 | 0 | 0 | 550 | unit |  | 550
Equipment | ENERGY STAR Commercial Clothes Washer | Single-phase Ferro resonant or silicon-controlled rectifier chargin equipment with power conversion efficiency >=89% & maintenance power <= 10 W | FR or SCR charging stations with power conversion efficiecy < 89% or > 10 W | Commercial | New | Healthcare | FL Zone 2 | Per Appliance | 22.05% | 3887.25 | 2827.0909 | 1060.1591 | 0.27273 | 7 | 0.092846 | 0.067168 | 949 | https://www.homedepot.com/p/Whirlpool-2-9-cu-ft-White-Commercial-Top-Load-Washing-Machine-CAE2745FQ/301844420 | 0 | 0 | 1499 | https://www.homedepot.com/p/Whirlpool-3-1-cu-ft-High-Efficicency-White-Front-Load-Commercial-Washing-Machine-CHW9160GW/302700351 | 0 | 0 | 550 | unit |  | 550
Equipment | ENERGY STAR Commercial Clothes Washer | Single-phase Ferro resonant or silicon-controlled rectifier chargin equipment with power conversion efficiency >=89% & maintenance power <= 10 W | FR or SCR charging stations with power conversion efficiecy < 89% or > 10 W | Commercial | New | Hospitals | FL Zone 2 | Per Appliance | 22.05% | 3887.25 | 2827.0909 | 1060.1591 | 0.27273 | 7 | 0.10782 | 0.1241 | 949 | https://www.homedepot.com/p/Whirlpool-2-9-cu-ft-White-Commercial-Top-Load-Washing-Machine-CAE2745FQ/301844420 | 0 | 0 | 1499 | https://www.homedepot.com/p/Whirlpool-3-1-cu-ft-High-Efficicency-White-Front-Load-Commercial-Washing-Machine-CHW9160GW/302700351 | 0 | 0 | 550 | unit |  | 550
Equipment | ENERGY STAR Commercial Clothes Washer | Single-phase Ferro resonant or silicon-controlled rectifier chargin equipment with power conversion efficiency >=89% & maintenance power <= 10 W | FR or SCR charging stations with power conversion efficiecy < 89% or > 10 W | Commercial | New | Institutional | FL Zone 2 | Per Appliance | 0% | 3887.25 | 2827.0909 | 1060.1591 | 0.27273 | 7 | 0 | 0 | 949 | https://www.homedepot.com/p/Whirlpool-2-9-cu-ft-White-Commercial-Top-Load-Washing-Machine-CAE2745FQ/301844420 | 0 | 0 | 1499 | https://www.homedepot.com/p/Whirlpool-3-1-cu-ft-High-Efficicency-White-Front-Load-Commercial-Washing-Machine-CHW9160GW/302700351 | 0 | 0 | 550 | unit |  | 550
Equipment | ENERGY STAR Commercial Clothes Washer | Single-phase Ferro resonant or silicon-controlled rectifier chargin equipment with power conversion efficiency >=89% & maintenance power <= 10 W | FR or SCR charging stations with power conversion efficiecy < 89% or > 10 W | Commercial | New | Lodging/Hospitality | FL Zone 2 | Per Appliance | 22.05% | 3887.25 | 2827.0909 | 1060.1591 | 0.27273 | 7 | 0.10782 | 0.1241 | 949 | https://www.homedepot.com/p/Whirlpool-2-9-cu-ft-White-Commercial-Top-Load-Washing-Machine-CAE2745FQ/301844420 | 0 | 0 | 1499 | https://www.homedepot.com/p/Whirlpool-3-1-cu-ft-High-Efficicency-White-Front-Load-Commercial-Washing-Machine-CHW9160GW/302700351 | 0 | 0 | 550 | unit |  | 550
Equipment | ENERGY STAR Commercial Clothes Washer | Single-phase Ferro resonant or silicon-controlled rectifier chargin equipment with power conversion efficiency >=89% & maintenance power <= 10 W | FR or SCR charging stations with power conversion efficiecy < 89% or > 10 W | Commercial | New | Miscellaneous | FL Zone 2 | Per Appliance | 0% | 3887.25 | 2827.0909 | 1060.1591 | 0.27273 | 7 | 0 | 0 | 949 | https://www.homedepot.com/p/Whirlpool-2-9-cu-ft-White-Commercial-Top-Load-Washing-Machine-CAE2745FQ/301844420 | 0 | 0 | 1499 | https://www.homedepot.com/p/Whirlpool-3-1-cu-ft-High-Efficicency-White-Front-Load-Commercial-Washing-Machine-CHW9160GW/302700351 | 0 | 0 | 550 | unit |  | 550
Equipment | ENERGY STAR Commercial Clothes Washer | Single-phase Ferro resonant or silicon-controlled rectifier chargin equipment with power conversion efficiency >=89% & maintenance power <= 10 W | FR or SCR charging stations with power conversion efficiecy < 89% or > 10 W | Commercial | New | Offices | FL Zone 2 | Per Appliance | 0% | 3887.25 | 2827.0909 | 1060.1591 | 0.27273 | 7 | 0.092846 | 0.067168 | 949 | https://www.homedepot.com/p/Whirlpool-2-9-cu-ft-White-Commercial-Top-Load-Washing-Machine-CAE2745FQ/301844420 | 0 | 0 | 1499 | https://www.homedepot.com/p/Whirlpool-3-1-cu-ft-High-Efficicency-White-Front-Load-Commercial-Washing-Machine-CHW9160GW/302700351 | 0 | 0 | 550 | unit |  | 550
Equipment | ENERGY STAR Commercial Clothes Washer | Single-phase Ferro resonant or silicon-controlled rectifier chargin equipment with power conversion efficiency >=89% & maintenance power <= 10 W | FR or SCR charging stations with power conversion efficiecy < 89% or > 10 W | Commercial | New | Restaurants | FL Zone 2 | Per Appliance | 22.05% | 3887.25 | 2827.0909 | 1060.1591 | 0.27273 | 7 | 0 | 0 | 949 | https://www.homedepot.com/p/Whirlpool-2-9-cu-ft-White-Commercial-Top-Load-Washing-Machine-CAE2745FQ/301844420 | 0 | 0 | 1499 | https://www.homedepot.com/p/Whirlpool-3-1-cu-ft-High-Efficicency-White-Front-Load-Commercial-Washing-Machine-CHW9160GW/302700351 | 0 | 0 | 550 | unit |  | 550
Equipment | ENERGY STAR Commercial Clothes Washer | Single-phase Ferro resonant or silicon-controlled rectifier chargin equipment with power conversion efficiency >=89% & maintenance power <= 10 W | FR or SCR charging stations with power conversion efficiecy < 89% or > 10 W | Commercial | New | Retail | FL Zone 2 | Per Appliance | 0% | 3887.25 | 2827.0909 | 1060.1591 | 0.27273 | 7 | 0.092846 | 0.067168 | 949 | https://www.homedepot.com/p/Whirlpool-2-9-cu-ft-White-Commercial-Top-Load-Washing-Machine-CAE2745FQ/301844420 | 0 | 0 | 1499 | https://www.homedepot.com/p/Whirlpool-3-1-cu-ft-High-Efficicency-White-Front-Load-Commercial-Washing-Machine-CHW9160GW/302700351 | 0 | 0 | 550 | unit |  | 550
Equipment | ENERGY STAR Commercial Clothes Washer | Single-phase Ferro resonant or silicon-controlled rectifier chargin equipment with power conversion efficiency >=89% & maintenance power <= 10 W | FR or SCR charging stations with power conversion efficiecy < 89% or > 10 W | Commercial | New | Schools K-12 | FL Zone 2 | Per Appliance | 22.05% | 3887.25 | 2827.0909 | 1060.1591 | 0.27273 | 7 | 0.10782 | 0.1241 | 949 | https://www.homedepot.com/p/Whirlpool-2-9-cu-ft-White-Commercial-Top-Load-Washing-Machine-CAE2745FQ/301844420 | 0 | 0 | 1499 | https://www.homedepot.com/p/Whirlpool-3-1-cu-ft-High-Efficicency-White-Front-Load-Commercial-Washing-Machine-CHW9160GW/302700351 | 0 | 0 | 550 | unit |  | 550
Equipment | ENERGY STAR Commercial Clothes Washer | Single-phase Ferro resonant or silicon-controlled rectifier chargin equipment with power conversion efficiency >=89% & maintenance power <= 10 W | FR or SCR charging stations with power conversion efficiecy < 89% or > 10 W | Commercial | New | Warehouse | FL Zone 2 | Per Appliance | 0% | 3887.25 | 2827.0909 | 1060.1591 | 0.27273 | 7 | 0 | 0 | 949 | https://www.homedepot.com/p/Whirlpool-2-9-cu-ft-White-Commercial-Top-Load-Washing-Machine-CAE2745FQ/301844420 | 0 | 0 | 1499 | https://www.homedepot.com/p/Whirlpool-3-1-cu-ft-High-Efficicency-White-Front-Load-Commercial-Washing-Machine-CHW9160GW/302700351 | 0 | 0 | 550 | unit |  | 550
Equipment | ENERGY STAR Water Cooler | One Storage Type Hot/Cold Water Cooler Unit meeting ENERGY STAR® Standards | One Standard Storage Type Hot/Cold Water Cooler Unit | Commercial | Turnover | Assembly | FL Zone 2 | Per Appliance | 0% | 799.35 | 251.85 | 547.5 | 0.68493 | 10 | 0.095219 | 0.095219 | 200 | Market Research, 2015 | 0 | 0 | 285 | Market Research, 2015 | 0 | 0 | 85 | unit |  | 85
Equipment | ENERGY STAR Water Cooler | One Storage Type Hot/Cold Water Cooler Unit meeting ENERGY STAR® Standards | One Standard Storage Type Hot/Cold Water Cooler Unit | Commercial | Turnover | College and University | FL Zone 2 | Per Appliance | 0% | 799.35 | 251.85 | 547.5 | 0.68493 | 10 | 0.095219 | 0.095219 | 200 | Market Research, 2015 | 0 | 0 | 285 | Market Research, 2015 | 0 | 0 | 85 | unit |  | 85
Equipment | ENERGY STAR Water Cooler | One Storage Type Hot/Cold Water Cooler Unit meeting ENERGY STAR® Standards | One Standard Storage Type Hot/Cold Water Cooler Unit | Commercial | Turnover | Grocery | FL Zone 2 | Per Appliance | 0% | 799.35 | 251.85 | 547.5 | 0.68493 | 10 | 0.095219 | 0.095219 | 200 | Market Research, 2015 | 0 | 0 | 285 | Market Research, 2015 | 0 | 0 | 85 | unit |  | 85
Equipment | ENERGY STAR Water Cooler | One Storage Type Hot/Cold Water Cooler Unit meeting ENERGY STAR® Standards | One Standard Storage Type Hot/Cold Water Cooler Unit | Commercial | Turnover | Healthcare | FL Zone 2 | Per Appliance | 0% | 799.35 | 251.85 | 547.5 | 0.68493 | 10 | 0.095219 | 0.095219 | 200 | Market Research, 2015 | 0 | 0 | 285 | Market Research, 2015 | 0 | 0 | 85 | unit |  | 85
Equipment | ENERGY STAR Water Cooler | One Storage Type Hot/Cold Water Cooler Unit meeting ENERGY STAR® Standards | One Standard Storage Type Hot/Cold Water Cooler Unit | Commercial | Turnover | Hospitals | FL Zone 2 | Per Appliance | 0% | 799.35 | 251.85 | 547.5 | 0.68493 | 10 | 0.095219 | 0.095219 | 200 | Market Research, 2015 | 0 | 0 | 285 | Market Research, 2015 | 0 | 0 | 85 | unit |  | 85
Equipment | ENERGY STAR Water Cooler | One Storage Type Hot/Cold Water Cooler Unit meeting ENERGY STAR® Standards | One Standard Storage Type Hot/Cold Water Cooler Unit | Commercial | Turnover | Institutional | FL Zone 2 | Per Appliance | 3.235% | 799.35 | 251.85 | 547.5 | 0.68493 | 10 | 0.095219 | 0.095219 | 200 | Market Research, 2015 | 0 | 0 | 285 | Market Research, 2015 | 0 | 0 | 85 | unit |  | 85
Equipment | ENERGY STAR Water Cooler | One Storage Type Hot/Cold Water Cooler Unit meeting ENERGY STAR® Standards | One Standard Storage Type Hot/Cold Water Cooler Unit | Commercial | Turnover | Lodging/Hospitality | FL Zone 2 | Per Appliance | 0% | 799.35 | 251.85 | 547.5 | 0.68493 | 10 | 0.095219 | 0.095219 | 200 | Market Research, 2015 | 0 | 0 | 285 | Market Research, 2015 | 0 | 0 | 85 | unit |  | 85
Equipment | ENERGY STAR Water Cooler | One Storage Type Hot/Cold Water Cooler Unit meeting ENERGY STAR® Standards | One Standard Storage Type Hot/Cold Water Cooler Unit | Commercial | Turnover | Miscellaneous | FL Zone 2 | Per Appliance | 0% | 799.35 | 251.85 | 547.5 | 0.68493 | 10 | 0.095219 | 0.095219 | 200 | Market Research, 2015 | 0 | 0 | 285 | Market Research, 2015 | 0 | 0 | 85 | unit |  | 85
Equipment | ENERGY STAR Water Cooler | One Storage Type Hot/Cold Water Cooler Unit meeting ENERGY STAR® Standards | One Standard Storage Type Hot/Cold Water Cooler Unit | Commercial | Turnover | Offices | FL Zone 2 | Per Appliance | 2.912% | 799.35 | 251.85 | 547.5 | 0.68493 | 10 | 0.095219 | 0.095219 | 200 | Market Research, 2015 | 0 | 0 | 285 | Market Research, 2015 | 0 | 0 | 85 | unit |  | 85
Equipment | ENERGY STAR Water Cooler | One Storage Type Hot/Cold Water Cooler Unit meeting ENERGY STAR® Standards | One Standard Storage Type Hot/Cold Water Cooler Unit | Commercial | Turnover | Restaurants | FL Zone 2 | Per Appliance | 0% | 799.35 | 251.85 | 547.5 | 0.68493 | 10 | 0.095219 | 0.095219 | 200 | Market Research, 2015 | 0 | 0 | 285 | Market Research, 2015 | 0 | 0 | 85 | unit |  | 85
Equipment | ENERGY STAR Water Cooler | One Storage Type Hot/Cold Water Cooler Unit meeting ENERGY STAR® Standards | One Standard Storage Type Hot/Cold Water Cooler Unit | Commercial | Turnover | Retail | FL Zone 2 | Per Appliance | 0% | 799.35 | 251.85 | 547.5 | 0.68493 | 10 | 0.095219 | 0.095219 | 200 | Market Research, 2015 | 0 | 0 | 285 | Market Research, 2015 | 0 | 0 | 85 | unit |  | 85
Equipment | ENERGY STAR Water Cooler | One Storage Type Hot/Cold Water Cooler Unit meeting ENERGY STAR® Standards | One Standard Storage Type Hot/Cold Water Cooler Unit | Commercial | Turnover | Schools K-12 | FL Zone 2 | Per Appliance | 0% | 799.35 | 251.85 | 547.5 | 0.68493 | 10 | 0.095219 | 0.095219 | 200 | Market Research, 2015 | 0 | 0 | 285 | Market Research, 2015 | 0 | 0 | 85 | unit |  | 85
Equipment | ENERGY STAR Water Cooler | One Storage Type Hot/Cold Water Cooler Unit meeting ENERGY STAR® Standards | One Standard Storage Type Hot/Cold Water Cooler Unit | Commercial | Turnover | Warehouse | FL Zone 2 | Per Appliance | 0% | 799.35 | 251.85 | 547.5 | 0.68493 | 10 | 0.095219 | 0.095219 | 200 | Market Research, 2015 | 0 | 0 | 285 | Market Research, 2015 | 0 | 0 | 85 | unit |  | 85
Equipment | ENERGY STAR Water Cooler | One Storage Type Hot/Cold Water Cooler Unit meeting ENERGY STAR® Standards | One Standard Storage Type Hot/Cold Water Cooler Unit | Commercial | New | Assembly | FL Zone 2 | Per Appliance | 0% | 799.35 | 251.85 | 547.5 | 0.68493 | 10 | 0.095219 | 0.095219 | 200 | Market Research, 2015 | 0 | 0 | 285 | Market Research, 2015 | 0 | 0 | 85 | unit |  | 85
Equipment | ENERGY STAR Water Cooler | One Storage Type Hot/Cold Water Cooler Unit meeting ENERGY STAR® Standards | One Standard Storage Type Hot/Cold Water Cooler Unit | Commercial | New | College and University | FL Zone 2 | Per Appliance | 0% | 799.35 | 251.85 | 547.5 | 0.68493 | 10 | 0.095219 | 0.095219 | 200 | Market Research, 2015 | 0 | 0 | 285 | Market Research, 2015 | 0 | 0 | 85 | unit |  | 85
Equipment | ENERGY STAR Water Cooler | One Storage Type Hot/Cold Water Cooler Unit meeting ENERGY STAR® Standards | One Standard Storage Type Hot/Cold Water Cooler Unit | Commercial | New | Grocery | FL Zone 2 | Per Appliance | 0% | 799.35 | 251.85 | 547.5 | 0.68493 | 10 | 0.095219 | 0.095219 | 200 | Market Research, 2015 | 0 | 0 | 285 | Market Research, 2015 | 0 | 0 | 85 | unit |  | 85
Equipment | ENERGY STAR Water Cooler | One Storage Type Hot/Cold Water Cooler Unit meeting ENERGY STAR® Standards | One Standard Storage Type Hot/Cold Water Cooler Unit | Commercial | New | Healthcare | FL Zone 2 | Per Appliance | 0% | 799.35 | 251.85 | 547.5 | 0.68493 | 10 | 0.095219 | 0.095219 | 200 | Market Research, 2015 | 0 | 0 | 285 | Market Research, 2015 | 0 | 0 | 85 | unit |  | 85
Equipment | ENERGY STAR Water Cooler | One Storage Type Hot/Cold Water Cooler Unit meeting ENERGY STAR® Standards | One Standard Storage Type Hot/Cold Water Cooler Unit | Commercial | New | Hospitals | FL Zone 2 | Per Appliance | 0% | 799.35 | 251.85 | 547.5 | 0.68493 | 10 | 0.095219 | 0.095219 | 200 | Market Research, 2015 | 0 | 0 | 285 | Market Research, 2015 | 0 | 0 | 85 | unit |  | 85
Equipment | ENERGY STAR Water Cooler | One Storage Type Hot/Cold Water Cooler Unit meeting ENERGY STAR® Standards | One Standard Storage Type Hot/Cold Water Cooler Unit | Commercial | New | Institutional | FL Zone 2 | Per Appliance | 3.235% | 799.35 | 251.85 | 547.5 | 0.68493 | 10 | 0.095219 | 0.095219 | 200 | Market Research, 2015 | 0 | 0 | 285 | Market Research, 2015 | 0 | 0 | 85 | unit |  | 85
Equipment | ENERGY STAR Water Cooler | One Storage Type Hot/Cold Water Cooler Unit meeting ENERGY STAR® Standards | One Standard Storage Type Hot/Cold Water Cooler Unit | Commercial | New | Lodging/Hospitality | FL Zone 2 | Per Appliance | 0% | 799.35 | 251.85 | 547.5 | 0.68493 | 10 | 0.095219 | 0.095219 | 200 | Market Research, 2015 | 0 | 0 | 285 | Market Research, 2015 | 0 | 0 | 85 | unit |  | 85
Equipment | ENERGY STAR Water Cooler | One Storage Type Hot/Cold Water Cooler Unit meeting ENERGY STAR® Standards | One Standard Storage Type Hot/Cold Water Cooler Unit | Commercial | New | Miscellaneous | FL Zone 2 | Per Appliance | 0% | 799.35 | 251.85 | 547.5 | 0.68493 | 10 | 0.095219 | 0.095219 | 200 | Market Research, 2015 | 0 | 0 | 285 | Market Research, 2015 | 0 | 0 | 85 | unit |  | 85
Equipment | ENERGY STAR Water Cooler | One Storage Type Hot/Cold Water Cooler Unit meeting ENERGY STAR® Standards | One Standard Storage Type Hot/Cold Water Cooler Unit | Commercial | New | Offices | FL Zone 2 | Per Appliance | 4.853% | 799.35 | 251.85 | 547.5 | 0.68493 | 10 | 0.095219 | 0.095219 | 200 | Market Research, 2015 | 0 | 0 | 285 | Market Research, 2015 | 0 | 0 | 85 | unit |  | 85
Equipment | ENERGY STAR Water Cooler | One Storage Type Hot/Cold Water Cooler Unit meeting ENERGY STAR® Standards | One Standard Storage Type Hot/Cold Water Cooler Unit | Commercial | New | Restaurants | FL Zone 2 | Per Appliance | 0% | 799.35 | 251.85 | 547.5 | 0.68493 | 10 | 0.095219 | 0.095219 | 200 | Market Research, 2015 | 0 | 0 | 285 | Market Research, 2015 | 0 | 0 | 85 | unit |  | 85
Equipment | ENERGY STAR Water Cooler | One Storage Type Hot/Cold Water Cooler Unit meeting ENERGY STAR® Standards | One Standard Storage Type Hot/Cold Water Cooler Unit | Commercial | New | Retail | FL Zone 2 | Per Appliance | 0% | 799.35 | 251.85 | 547.5 | 0.68493 | 10 | 0.095219 | 0.095219 | 200 | Market Research, 2015 | 0 | 0 | 285 | Market Research, 2015 | 0 | 0 | 85 | unit |  | 85
Equipment | ENERGY STAR Water Cooler | One Storage Type Hot/Cold Water Cooler Unit meeting ENERGY STAR® Standards | One Standard Storage Type Hot/Cold Water Cooler Unit | Commercial | New | Schools K-12 | FL Zone 2 | Per Appliance | 0% | 799.35 | 251.85 | 547.5 | 0.68493 | 10 | 0.095219 | 0.095219 | 200 | Market Research, 2015 | 0 | 0 | 285 | Market Research, 2015 | 0 | 0 | 85 | unit |  | 85
Equipment | ENERGY STAR Water Cooler | One Storage Type Hot/Cold Water Cooler Unit meeting ENERGY STAR® Standards | One Standard Storage Type Hot/Cold Water Cooler Unit | Commercial | New | Warehouse | FL Zone 2 | Per Appliance | 0% | 799.35 | 251.85 | 547.5 | 0.68493 | 10 | 0.095219 | 0.095219 | 200 | Market Research, 2015 | 0 | 0 | 285 | Market Research, 2015 | 0 | 0 | 85 | unit |  | 85
Equipment | Heat Pump Pool Heater | Heat Pump Swimming Pool Heater | Electric Resistance Swimming Pool Heater | Commercial | Turnover | Assembly | FL Zone 2 | Per Unit | 68.53% | 11764.7059 | 2352.9412 | 9411.7647 | 0.8 | 15 | 0 | 0.34381 | 949 | https://www.homedepot.com/p/EcoSmart-27-kW-4-07-GPM-Smart-Pool-Electric-Pool-Tankless-Water-Heater-Smart-POOL-27/203316222 | 574 | https://www.homewyse.com/services/cost_to_replace_pool_heater.html | 1855.95 | https://www.sunplay.com/hayward-heatpro-heat-pump-hp50ta?gclid=EAIaIQobChMIzJL0pouG2AIVHVcNCh3DHgiGEAQYBCABEgJOavD_BwE | 574 | https://www.homewyse.com/services/cost_to_replace_pool_heater.html | 906.95 | unit |  | 906.95
Equipment | Heat Pump Pool Heater | Heat Pump Swimming Pool Heater | Electric Resistance Swimming Pool Heater | Commercial | Turnover | College and University | FL Zone 2 | Per Unit | 63.46% | 11764.7059 | 2352.9412 | 9411.7647 | 0.8 | 15 | 0 | 0.34381 | 949 | https://www.homedepot.com/p/EcoSmart-27-kW-4-07-GPM-Smart-Pool-Electric-Pool-Tankless-Water-Heater-Smart-POOL-27/203316222 | 574 | https://www.homewyse.com/services/cost_to_replace_pool_heater.html | 1855.95 | https://www.sunplay.com/hayward-heatpro-heat-pump-hp50ta?gclid=EAIaIQobChMIzJL0pouG2AIVHVcNCh3DHgiGEAQYBCABEgJOavD_BwE | 574 | https://www.homewyse.com/services/cost_to_replace_pool_heater.html | 906.95 | unit |  | 906.95
Equipment | Heat Pump Pool Heater | Heat Pump Swimming Pool Heater | Electric Resistance Swimming Pool Heater | Commercial | Turnover | Grocery | FL Zone 2 | Per Unit | 0% | 11764.7059 | 2352.9412 | 9411.7647 | 0.8 | 15 | 0 | 0.34381 | 949 | https://www.homedepot.com/p/EcoSmart-27-kW-4-07-GPM-Smart-Pool-Electric-Pool-Tankless-Water-Heater-Smart-POOL-27/203316222 | 574 | https://www.homewyse.com/services/cost_to_replace_pool_heater.html | 1855.95 | https://www.sunplay.com/hayward-heatpro-heat-pump-hp50ta?gclid=EAIaIQobChMIzJL0pouG2AIVHVcNCh3DHgiGEAQYBCABEgJOavD_BwE | 574 | https://www.homewyse.com/services/cost_to_replace_pool_heater.html | 906.95 | unit |  | 906.95
Equipment | Heat Pump Pool Heater | Heat Pump Swimming Pool Heater | Electric Resistance Swimming Pool Heater | Commercial | Turnover | Healthcare | FL Zone 2 | Per Unit | 0% | 11764.7059 | 2352.9412 | 9411.7647 | 0.8 | 15 | 0 | 0.34381 | 949 | https://www.homedepot.com/p/EcoSmart-27-kW-4-07-GPM-Smart-Pool-Electric-Pool-Tankless-Water-Heater-Smart-POOL-27/203316222 | 574 | https://www.homewyse.com/services/cost_to_replace_pool_heater.html | 1855.95 | https://www.sunplay.com/hayward-heatpro-heat-pump-hp50ta?gclid=EAIaIQobChMIzJL0pouG2AIVHVcNCh3DHgiGEAQYBCABEgJOavD_BwE | 574 | https://www.homewyse.com/services/cost_to_replace_pool_heater.html | 906.95 | unit |  | 906.95
Equipment | Heat Pump Pool Heater | Heat Pump Swimming Pool Heater | Electric Resistance Swimming Pool Heater | Commercial | Turnover | Hospitals | FL Zone 2 | Per Unit | 0% | 11764.7059 | 2352.9412 | 9411.7647 | 0.8 | 15 | 0 | 0.34381 | 949 | https://www.homedepot.com/p/EcoSmart-27-kW-4-07-GPM-Smart-Pool-Electric-Pool-Tankless-Water-Heater-Smart-POOL-27/203316222 | 574 | https://www.homewyse.com/services/cost_to_replace_pool_heater.html | 1855.95 | https://www.sunplay.com/hayward-heatpro-heat-pump-hp50ta?gclid=EAIaIQobChMIzJL0pouG2AIVHVcNCh3DHgiGEAQYBCABEgJOavD_BwE | 574 | https://www.homewyse.com/services/cost_to_replace_pool_heater.html | 906.95 | unit |  | 906.95
Equipment | Heat Pump Pool Heater | Heat Pump Swimming Pool Heater | Electric Resistance Swimming Pool Heater | Commercial | Turnover | Institutional | FL Zone 2 | Per Unit | 0% | 11764.7059 | 2352.9412 | 9411.7647 | 0.8 | 15 | 0 | 0.34381 | 949 | https://www.homedepot.com/p/EcoSmart-27-kW-4-07-GPM-Smart-Pool-Electric-Pool-Tankless-Water-Heater-Smart-POOL-27/203316222 | 574 | https://www.homewyse.com/services/cost_to_replace_pool_heater.html | 1855.95 | https://www.sunplay.com/hayward-heatpro-heat-pump-hp50ta?gclid=EAIaIQobChMIzJL0pouG2AIVHVcNCh3DHgiGEAQYBCABEgJOavD_BwE | 574 | https://www.homewyse.com/services/cost_to_replace_pool_heater.html | 906.95 | unit |  | 906.95
Equipment | Heat Pump Pool Heater | Heat Pump Swimming Pool Heater | Electric Resistance Swimming Pool Heater | Commercial | Turnover | Lodging/Hospitality | FL Zone 2 | Per Unit | 75.3% | 11764.7059 | 2352.9412 | 9411.7647 | 0.8 | 15 | 0 | 0.34381 | 949 | https://www.homedepot.com/p/EcoSmart-27-kW-4-07-GPM-Smart-Pool-Electric-Pool-Tankless-Water-Heater-Smart-POOL-27/203316222 | 574 | https://www.homewyse.com/services/cost_to_replace_pool_heater.html | 1855.95 | https://www.sunplay.com/hayward-heatpro-heat-pump-hp50ta?gclid=EAIaIQobChMIzJL0pouG2AIVHVcNCh3DHgiGEAQYBCABEgJOavD_BwE | 574 | https://www.homewyse.com/services/cost_to_replace_pool_heater.html | 906.95 | unit |  | 906.95
Equipment | Heat Pump Pool Heater | Heat Pump Swimming Pool Heater | Electric Resistance Swimming Pool Heater | Commercial | Turnover | Miscellaneous | FL Zone 2 | Per Unit | 0% | 11764.7059 | 2352.9412 | 9411.7647 | 0.8 | 15 | 0 | 0.34381 | 949 | https://www.homedepot.com/p/EcoSmart-27-kW-4-07-GPM-Smart-Pool-Electric-Pool-Tankless-Water-Heater-Smart-POOL-27/203316222 | 574 | https://www.homewyse.com/services/cost_to_replace_pool_heater.html | 1855.95 | https://www.sunplay.com/hayward-heatpro-heat-pump-hp50ta?gclid=EAIaIQobChMIzJL0pouG2AIVHVcNCh3DHgiGEAQYBCABEgJOavD_BwE | 574 | https://www.homewyse.com/services/cost_to_replace_pool_heater.html | 906.95 | unit |  | 906.95
Equipment | Heat Pump Pool Heater | Heat Pump Swimming Pool Heater | Electric Resistance Swimming Pool Heater | Commercial | Turnover | Offices | FL Zone 2 | Per Unit | 0% | 11764.7059 | 2352.9412 | 9411.7647 | 0.8 | 15 | 0 | 0.34381 | 949 | https://www.homedepot.com/p/EcoSmart-27-kW-4-07-GPM-Smart-Pool-Electric-Pool-Tankless-Water-Heater-Smart-POOL-27/203316222 | 574 | https://www.homewyse.com/services/cost_to_replace_pool_heater.html | 1855.95 | https://www.sunplay.com/hayward-heatpro-heat-pump-hp50ta?gclid=EAIaIQobChMIzJL0pouG2AIVHVcNCh3DHgiGEAQYBCABEgJOavD_BwE | 574 | https://www.homewyse.com/services/cost_to_replace_pool_heater.html | 906.95 | unit |  | 906.95
Equipment | Heat Pump Pool Heater | Heat Pump Swimming Pool Heater | Electric Resistance Swimming Pool Heater | Commercial | Turnover | Restaurants | FL Zone 2 | Per Unit | 0% | 11764.7059 | 2352.9412 | 9411.7647 | 0.8 | 15 | 0 | 0.34381 | 949 | https://www.homedepot.com/p/EcoSmart-27-kW-4-07-GPM-Smart-Pool-Electric-Pool-Tankless-Water-Heater-Smart-POOL-27/203316222 | 574 | https://www.homewyse.com/services/cost_to_replace_pool_heater.html | 1855.95 | https://www.sunplay.com/hayward-heatpro-heat-pump-hp50ta?gclid=EAIaIQobChMIzJL0pouG2AIVHVcNCh3DHgiGEAQYBCABEgJOavD_BwE | 574 | https://www.homewyse.com/services/cost_to_replace_pool_heater.html | 906.95 | unit |  | 906.95
Equipment | Heat Pump Pool Heater | Heat Pump Swimming Pool Heater | Electric Resistance Swimming Pool Heater | Commercial | Turnover | Retail | FL Zone 2 | Per Unit | 0% | 11764.7059 | 2352.9412 | 9411.7647 | 0.8 | 15 | 0 | 0.34381 | 949 | https://www.homedepot.com/p/EcoSmart-27-kW-4-07-GPM-Smart-Pool-Electric-Pool-Tankless-Water-Heater-Smart-POOL-27/203316222 | 574 | https://www.homewyse.com/services/cost_to_replace_pool_heater.html | 1855.95 | https://www.sunplay.com/hayward-heatpro-heat-pump-hp50ta?gclid=EAIaIQobChMIzJL0pouG2AIVHVcNCh3DHgiGEAQYBCABEgJOavD_BwE | 574 | https://www.homewyse.com/services/cost_to_replace_pool_heater.html | 906.95 | unit |  | 906.95
Equipment | Heat Pump Pool Heater | Heat Pump Swimming Pool Heater | Electric Resistance Swimming Pool Heater | Commercial | Turnover | Schools K-12 | FL Zone 2 | Per Unit | 63.46% | 11764.7059 | 2352.9412 | 9411.7647 | 0.8 | 15 | 0 | 0.34381 | 949 | https://www.homedepot.com/p/EcoSmart-27-kW-4-07-GPM-Smart-Pool-Electric-Pool-Tankless-Water-Heater-Smart-POOL-27/203316222 | 574 | https://www.homewyse.com/services/cost_to_replace_pool_heater.html | 1855.95 | https://www.sunplay.com/hayward-heatpro-heat-pump-hp50ta?gclid=EAIaIQobChMIzJL0pouG2AIVHVcNCh3DHgiGEAQYBCABEgJOavD_BwE | 574 | https://www.homewyse.com/services/cost_to_replace_pool_heater.html | 906.95 | unit |  | 906.95
Equipment | Heat Pump Pool Heater | Heat Pump Swimming Pool Heater | Electric Resistance Swimming Pool Heater | Commercial | Turnover | Warehouse | FL Zone 2 | Per Unit | 0% | 11764.7059 | 2352.9412 | 9411.7647 | 0.8 | 15 | 0 | 0.34381 | 949 | https://www.homedepot.com/p/EcoSmart-27-kW-4-07-GPM-Smart-Pool-Electric-Pool-Tankless-Water-Heater-Smart-POOL-27/203316222 | 574 | https://www.homewyse.com/services/cost_to_replace_pool_heater.html | 1855.95 | https://www.sunplay.com/hayward-heatpro-heat-pump-hp50ta?gclid=EAIaIQobChMIzJL0pouG2AIVHVcNCh3DHgiGEAQYBCABEgJOavD_BwE | 574 | https://www.homewyse.com/services/cost_to_replace_pool_heater.html | 906.95 | unit |  | 906.95
Equipment | Heat Pump Pool Heater | Heat Pump Swimming Pool Heater | Electric Resistance Swimming Pool Heater | Commercial | New | Assembly | FL Zone 2 | Per Unit | 68.53% | 11764.7059 | 2352.9412 | 9411.7647 | 0.8 | 15 | 0 | 0.34381 | 949 | https://www.homedepot.com/p/EcoSmart-27-kW-4-07-GPM-Smart-Pool-Electric-Pool-Tankless-Water-Heater-Smart-POOL-27/203316222 | 574 | https://www.homewyse.com/services/cost_to_replace_pool_heater.html | 1855.95 | https://www.sunplay.com/hayward-heatpro-heat-pump-hp50ta?gclid=EAIaIQobChMIzJL0pouG2AIVHVcNCh3DHgiGEAQYBCABEgJOavD_BwE | 574 | https://www.homewyse.com/services/cost_to_replace_pool_heater.html | 906.95 | unit |  | 906.95
Equipment | Heat Pump Pool Heater | Heat Pump Swimming Pool Heater | Electric Resistance Swimming Pool Heater | Commercial | New | College and University | FL Zone 2 | Per Unit | 63.46% | 11764.7059 | 2352.9412 | 9411.7647 | 0.8 | 15 | 0 | 0.34381 | 949 | https://www.homedepot.com/p/EcoSmart-27-kW-4-07-GPM-Smart-Pool-Electric-Pool-Tankless-Water-Heater-Smart-POOL-27/203316222 | 574 | https://www.homewyse.com/services/cost_to_replace_pool_heater.html | 1855.95 | https://www.sunplay.com/hayward-heatpro-heat-pump-hp50ta?gclid=EAIaIQobChMIzJL0pouG2AIVHVcNCh3DHgiGEAQYBCABEgJOavD_BwE | 574 | https://www.homewyse.com/services/cost_to_replace_pool_heater.html | 906.95 | unit |  | 906.95
Equipment | Heat Pump Pool Heater | Heat Pump Swimming Pool Heater | Electric Resistance Swimming Pool Heater | Commercial | New | Grocery | FL Zone 2 | Per Unit | 0% | 11764.7059 | 2352.9412 | 9411.7647 | 0.8 | 15 | 0 | 0.34381 | 949 | https://www.homedepot.com/p/EcoSmart-27-kW-4-07-GPM-Smart-Pool-Electric-Pool-Tankless-Water-Heater-Smart-POOL-27/203316222 | 574 | https://www.homewyse.com/services/cost_to_replace_pool_heater.html | 1855.95 | https://www.sunplay.com/hayward-heatpro-heat-pump-hp50ta?gclid=EAIaIQobChMIzJL0pouG2AIVHVcNCh3DHgiGEAQYBCABEgJOavD_BwE | 574 | https://www.homewyse.com/services/cost_to_replace_pool_heater.html | 906.95 | unit |  | 906.95
Equipment | Heat Pump Pool Heater | Heat Pump Swimming Pool Heater | Electric Resistance Swimming Pool Heater | Commercial | New | Healthcare | FL Zone 2 | Per Unit | 0% | 11764.7059 | 2352.9412 | 9411.7647 | 0.8 | 15 | 0 | 0.34381 | 949 | https://www.homedepot.com/p/EcoSmart-27-kW-4-07-GPM-Smart-Pool-Electric-Pool-Tankless-Water-Heater-Smart-POOL-27/203316222 | 574 | https://www.homewyse.com/services/cost_to_replace_pool_heater.html | 1855.95 | https://www.sunplay.com/hayward-heatpro-heat-pump-hp50ta?gclid=EAIaIQobChMIzJL0pouG2AIVHVcNCh3DHgiGEAQYBCABEgJOavD_BwE | 574 | https://www.homewyse.com/services/cost_to_replace_pool_heater.html | 906.95 | unit |  | 906.95
Equipment | Heat Pump Pool Heater | Heat Pump Swimming Pool Heater | Electric Resistance Swimming Pool Heater | Commercial | New | Hospitals | FL Zone 2 | Per Unit | 0% | 11764.7059 | 2352.9412 | 9411.7647 | 0.8 | 15 | 0 | 0.34381 | 949 | https://www.homedepot.com/p/EcoSmart-27-kW-4-07-GPM-Smart-Pool-Electric-Pool-Tankless-Water-Heater-Smart-POOL-27/203316222 | 574 | https://www.homewyse.com/services/cost_to_replace_pool_heater.html | 1855.95 | https://www.sunplay.com/hayward-heatpro-heat-pump-hp50ta?gclid=EAIaIQobChMIzJL0pouG2AIVHVcNCh3DHgiGEAQYBCABEgJOavD_BwE | 574 | https://www.homewyse.com/services/cost_to_replace_pool_heater.html | 906.95 | unit |  | 906.95
Equipment | Heat Pump Pool Heater | Heat Pump Swimming Pool Heater | Electric Resistance Swimming Pool Heater | Commercial | New | Institutional | FL Zone 2 | Per Unit | 0% | 11764.7059 | 2352.9412 | 9411.7647 | 0.8 | 15 | 0 | 0.34381 | 949 | https://www.homedepot.com/p/EcoSmart-27-kW-4-07-GPM-Smart-Pool-Electric-Pool-Tankless-Water-Heater-Smart-POOL-27/203316222 | 574 | https://www.homewyse.com/services/cost_to_replace_pool_heater.html | 1855.95 | https://www.sunplay.com/hayward-heatpro-heat-pump-hp50ta?gclid=EAIaIQobChMIzJL0pouG2AIVHVcNCh3DHgiGEAQYBCABEgJOavD_BwE | 574 | https://www.homewyse.com/services/cost_to_replace_pool_heater.html | 906.95 | unit |  | 906.95
Equipment | Heat Pump Pool Heater | Heat Pump Swimming Pool Heater | Electric Resistance Swimming Pool Heater | Commercial | New | Lodging/Hospitality | FL Zone 2 | Per Unit | 75.3% | 11764.7059 | 2352.9412 | 9411.7647 | 0.8 | 15 | 0 | 0.34381 | 949 | https://www.homedepot.com/p/EcoSmart-27-kW-4-07-GPM-Smart-Pool-Electric-Pool-Tankless-Water-Heater-Smart-POOL-27/203316222 | 574 | https://www.homewyse.com/services/cost_to_replace_pool_heater.html | 1855.95 | https://www.sunplay.com/hayward-heatpro-heat-pump-hp50ta?gclid=EAIaIQobChMIzJL0pouG2AIVHVcNCh3DHgiGEAQYBCABEgJOavD_BwE | 574 | https://www.homewyse.com/services/cost_to_replace_pool_heater.html | 906.95 | unit |  | 906.95
Equipment | Heat Pump Pool Heater | Heat Pump Swimming Pool Heater | Electric Resistance Swimming Pool Heater | Commercial | New | Miscellaneous | FL Zone 2 | Per Unit | 0% | 11764.7059 | 2352.9412 | 9411.7647 | 0.8 | 15 | 0 | 0.34381 | 949 | https://www.homedepot.com/p/EcoSmart-27-kW-4-07-GPM-Smart-Pool-Electric-Pool-Tankless-Water-Heater-Smart-POOL-27/203316222 | 574 | https://www.homewyse.com/services/cost_to_replace_pool_heater.html | 1855.95 | https://www.sunplay.com/hayward-heatpro-heat-pump-hp50ta?gclid=EAIaIQobChMIzJL0pouG2AIVHVcNCh3DHgiGEAQYBCABEgJOavD_BwE | 574 | https://www.homewyse.com/services/cost_to_replace_pool_heater.html | 906.95 | unit |  | 906.95
Equipment | Heat Pump Pool Heater | Heat Pump Swimming Pool Heater | Electric Resistance Swimming Pool Heater | Commercial | New | Offices | FL Zone 2 | Per Unit | 0% | 11764.7059 | 2352.9412 | 9411.7647 | 0.8 | 15 | 0 | 0.34381 | 949 | https://www.homedepot.com/p/EcoSmart-27-kW-4-07-GPM-Smart-Pool-Electric-Pool-Tankless-Water-Heater-Smart-POOL-27/203316222 | 574 | https://www.homewyse.com/services/cost_to_replace_pool_heater.html | 1855.95 | https://www.sunplay.com/hayward-heatpro-heat-pump-hp50ta?gclid=EAIaIQobChMIzJL0pouG2AIVHVcNCh3DHgiGEAQYBCABEgJOavD_BwE | 574 | https://www.homewyse.com/services/cost_to_replace_pool_heater.html | 906.95 | unit |  | 906.95
Equipment | Heat Pump Pool Heater | Heat Pump Swimming Pool Heater | Electric Resistance Swimming Pool Heater | Commercial | New | Restaurants | FL Zone 2 | Per Unit | 0% | 11764.7059 | 2352.9412 | 9411.7647 | 0.8 | 15 | 0 | 0.34381 | 949 | https://www.homedepot.com/p/EcoSmart-27-kW-4-07-GPM-Smart-Pool-Electric-Pool-Tankless-Water-Heater-Smart-POOL-27/203316222 | 574 | https://www.homewyse.com/services/cost_to_replace_pool_heater.html | 1855.95 | https://www.sunplay.com/hayward-heatpro-heat-pump-hp50ta?gclid=EAIaIQobChMIzJL0pouG2AIVHVcNCh3DHgiGEAQYBCABEgJOavD_BwE | 574 | https://www.homewyse.com/services/cost_to_replace_pool_heater.html | 906.95 | unit |  | 906.95
Equipment | Heat Pump Pool Heater | Heat Pump Swimming Pool Heater | Electric Resistance Swimming Pool Heater | Commercial | New | Retail | FL Zone 2 | Per Unit | 0% | 11764.7059 | 2352.9412 | 9411.7647 | 0.8 | 15 | 0 | 0.34381 | 949 | https://www.homedepot.com/p/EcoSmart-27-kW-4-07-GPM-Smart-Pool-Electric-Pool-Tankless-Water-Heater-Smart-POOL-27/203316222 | 574 | https://www.homewyse.com/services/cost_to_replace_pool_heater.html | 1855.95 | https://www.sunplay.com/hayward-heatpro-heat-pump-hp50ta?gclid=EAIaIQobChMIzJL0pouG2AIVHVcNCh3DHgiGEAQYBCABEgJOavD_BwE | 574 | https://www.homewyse.com/services/cost_to_replace_pool_heater.html | 906.95 | unit |  | 906.95
Equipment | Heat Pump Pool Heater | Heat Pump Swimming Pool Heater | Electric Resistance Swimming Pool Heater | Commercial | New | Schools K-12 | FL Zone 2 | Per Unit | 63.46% | 11764.7059 | 2352.9412 | 9411.7647 | 0.8 | 15 | 0 | 0.34381 | 949 | https://www.homedepot.com/p/EcoSmart-27-kW-4-07-GPM-Smart-Pool-Electric-Pool-Tankless-Water-Heater-Smart-POOL-27/203316222 | 574 | https://www.homewyse.com/services/cost_to_replace_pool_heater.html | 1855.95 | https://www.sunplay.com/hayward-heatpro-heat-pump-hp50ta?gclid=EAIaIQobChMIzJL0pouG2AIVHVcNCh3DHgiGEAQYBCABEgJOavD_BwE | 574 | https://www.homewyse.com/services/cost_to_replace_pool_heater.html | 906.95 | unit |  | 906.95
Equipment | Heat Pump Pool Heater | Heat Pump Swimming Pool Heater | Electric Resistance Swimming Pool Heater | Commercial | New | Warehouse | FL Zone 2 | Per Unit | 0% | 11764.7059 | 2352.9412 | 9411.7647 | 0.8 | 15 | 0 | 0.34381 | 949 | https://www.homedepot.com/p/EcoSmart-27-kW-4-07-GPM-Smart-Pool-Electric-Pool-Tankless-Water-Heater-Smart-POOL-27/203316222 | 574 | https://www.homewyse.com/services/cost_to_replace_pool_heater.html | 1855.95 | https://www.sunplay.com/hayward-heatpro-heat-pump-hp50ta?gclid=EAIaIQobChMIzJL0pouG2AIVHVcNCh3DHgiGEAQYBCABEgJOavD_BwE | 574 | https://www.homewyse.com/services/cost_to_replace_pool_heater.html | 906.95 | unit |  | 906.95
Equipment | Solar Pool Heater | Solar Swimming Pool Heater | Electric Resistance Swimming Pool Heater | Commercial | Turnover | Assembly | FL Zone 2 | Per Unit | 11.85% | 11764.7059 | 1633.9869 | 10130.719 | 0.86111 | 15 | 0 | 0.37007 | 949 | https://www.homedepot.com/p/EcoSmart-27-kW-4-07-GPM-Smart-Pool-Electric-Pool-Tankless-Water-Heater-Smart-POOL-27/203316222 | 574 | https://www.homewyse.com/services/cost_to_replace_pool_heater.html | 5000 | Average of three web references: http://solarexpert.com/solar-education/solar-faqs/solar-pool/; https://www.medallionenergy.com/blog/solar-pool-heating-cost/; https://floridasolardesigngroup.com/how-much-does-a-solar-pool-heater-cost/ | 0 | reference source did not distinguish material and labor costs | 3477 | unit |  | 3477
Equipment | Solar Pool Heater | Solar Swimming Pool Heater | Electric Resistance Swimming Pool Heater | Commercial | Turnover | College and University | FL Zone 2 | Per Unit | 16.92% | 11764.7059 | 1633.9869 | 10130.719 | 0.86111 | 15 | 0 | 0.37007 | 949 | https://www.homedepot.com/p/EcoSmart-27-kW-4-07-GPM-Smart-Pool-Electric-Pool-Tankless-Water-Heater-Smart-POOL-27/203316222 | 574 | https://www.homewyse.com/services/cost_to_replace_pool_heater.html | 5000 | Average of three web references: http://solarexpert.com/solar-education/solar-faqs/solar-pool/; https://www.medallionenergy.com/blog/solar-pool-heating-cost/; https://floridasolardesigngroup.com/how-much-does-a-solar-pool-heater-cost/ | 0 | reference source did not distinguish material and labor costs | 3477 | unit |  | 3477
Equipment | Solar Pool Heater | Solar Swimming Pool Heater | Electric Resistance Swimming Pool Heater | Commercial | Turnover | Grocery | FL Zone 2 | Per Unit | 0% | 11764.7059 | 1633.9869 | 10130.719 | 0.86111 | 15 | 0 | 0.37007 | 949 | https://www.homedepot.com/p/EcoSmart-27-kW-4-07-GPM-Smart-Pool-Electric-Pool-Tankless-Water-Heater-Smart-POOL-27/203316222 | 574 | https://www.homewyse.com/services/cost_to_replace_pool_heater.html | 5000 | Average of three web references: http://solarexpert.com/solar-education/solar-faqs/solar-pool/; https://www.medallionenergy.com/blog/solar-pool-heating-cost/; https://floridasolardesigngroup.com/how-much-does-a-solar-pool-heater-cost/ | 0 | reference source did not distinguish material and labor costs | 3477 | unit |  | 3477
Equipment | Solar Pool Heater | Solar Swimming Pool Heater | Electric Resistance Swimming Pool Heater | Commercial | Turnover | Healthcare | FL Zone 2 | Per Unit | 0% | 11764.7059 | 1633.9869 | 10130.719 | 0.86111 | 15 | 0 | 0.37007 | 949 | https://www.homedepot.com/p/EcoSmart-27-kW-4-07-GPM-Smart-Pool-Electric-Pool-Tankless-Water-Heater-Smart-POOL-27/203316222 | 574 | https://www.homewyse.com/services/cost_to_replace_pool_heater.html | 5000 | Average of three web references: http://solarexpert.com/solar-education/solar-faqs/solar-pool/; https://www.medallionenergy.com/blog/solar-pool-heating-cost/; https://floridasolardesigngroup.com/how-much-does-a-solar-pool-heater-cost/ | 0 | reference source did not distinguish material and labor costs | 3477 | unit |  | 3477
Equipment | Solar Pool Heater | Solar Swimming Pool Heater | Electric Resistance Swimming Pool Heater | Commercial | Turnover | Hospitals | FL Zone 2 | Per Unit | 0% | 11764.7059 | 1633.9869 | 10130.719 | 0.86111 | 15 | 0 | 0.37007 | 949 | https://www.homedepot.com/p/EcoSmart-27-kW-4-07-GPM-Smart-Pool-Electric-Pool-Tankless-Water-Heater-Smart-POOL-27/203316222 | 574 | https://www.homewyse.com/services/cost_to_replace_pool_heater.html | 5000 | Average of three web references: http://solarexpert.com/solar-education/solar-faqs/solar-pool/; https://www.medallionenergy.com/blog/solar-pool-heating-cost/; https://floridasolardesigngroup.com/how-much-does-a-solar-pool-heater-cost/ | 0 | reference source did not distinguish material and labor costs | 3477 | unit |  | 3477
Equipment | Solar Pool Heater | Solar Swimming Pool Heater | Electric Resistance Swimming Pool Heater | Commercial | Turnover | Institutional | FL Zone 2 | Per Unit | 0% | 11764.7059 | 1633.9869 | 10130.719 | 0.86111 | 15 | 0 | 0.37007 | 949 | https://www.homedepot.com/p/EcoSmart-27-kW-4-07-GPM-Smart-Pool-Electric-Pool-Tankless-Water-Heater-Smart-POOL-27/203316222 | 574 | https://www.homewyse.com/services/cost_to_replace_pool_heater.html | 5000 | Average of three web references: http://solarexpert.com/solar-education/solar-faqs/solar-pool/; https://www.medallionenergy.com/blog/solar-pool-heating-cost/; https://floridasolardesigngroup.com/how-much-does-a-solar-pool-heater-cost/ | 0 | reference source did not distinguish material and labor costs | 3477 | unit |  | 3477
Equipment | Solar Pool Heater | Solar Swimming Pool Heater | Electric Resistance Swimming Pool Heater | Commercial | Turnover | Lodging/Hospitality | FL Zone 2 | Per Unit | 5.077% | 11764.7059 | 1633.9869 | 10130.719 | 0.86111 | 15 | 0 | 0.37007 | 949 | https://www.homedepot.com/p/EcoSmart-27-kW-4-07-GPM-Smart-Pool-Electric-Pool-Tankless-Water-Heater-Smart-POOL-27/203316222 | 574 | https://www.homewyse.com/services/cost_to_replace_pool_heater.html | 5000 | Average of three web references: http://solarexpert.com/solar-education/solar-faqs/solar-pool/; https://www.medallionenergy.com/blog/solar-pool-heating-cost/; https://floridasolardesigngroup.com/how-much-does-a-solar-pool-heater-cost/ | 0 | reference source did not distinguish material and labor costs | 3477 | unit |  | 3477
Equipment | Solar Pool Heater | Solar Swimming Pool Heater | Electric Resistance Swimming Pool Heater | Commercial | Turnover | Miscellaneous | FL Zone 2 | Per Unit | 0% | 11764.7059 | 1633.9869 | 10130.719 | 0.86111 | 15 | 0 | 0.37007 | 949 | https://www.homedepot.com/p/EcoSmart-27-kW-4-07-GPM-Smart-Pool-Electric-Pool-Tankless-Water-Heater-Smart-POOL-27/203316222 | 574 | https://www.homewyse.com/services/cost_to_replace_pool_heater.html | 5000 | Average of three web references: http://solarexpert.com/solar-education/solar-faqs/solar-pool/; https://www.medallionenergy.com/blog/solar-pool-heating-cost/; https://floridasolardesigngroup.com/how-much-does-a-solar-pool-heater-cost/ | 0 | reference source did not distinguish material and labor costs | 3477 | unit |  | 3477
Equipment | Solar Pool Heater | Solar Swimming Pool Heater | Electric Resistance Swimming Pool Heater | Commercial | Turnover | Offices | FL Zone 2 | Per Unit | 0% | 11764.7059 | 1633.9869 | 10130.719 | 0.86111 | 15 | 0 | 0.37007 | 949 | https://www.homedepot.com/p/EcoSmart-27-kW-4-07-GPM-Smart-Pool-Electric-Pool-Tankless-Water-Heater-Smart-POOL-27/203316222 | 574 | https://www.homewyse.com/services/cost_to_replace_pool_heater.html | 5000 | Average of three web references: http://solarexpert.com/solar-education/solar-faqs/solar-pool/; https://www.medallionenergy.com/blog/solar-pool-heating-cost/; https://floridasolardesigngroup.com/how-much-does-a-solar-pool-heater-cost/ | 0 | reference source did not distinguish material and labor costs | 3477 | unit |  | 3477
Equipment | Solar Pool Heater | Solar Swimming Pool Heater | Electric Resistance Swimming Pool Heater | Commercial | Turnover | Restaurants | FL Zone 2 | Per Unit | 0% | 11764.7059 | 1633.9869 | 10130.719 | 0.86111 | 15 | 0 | 0.37007 | 949 | https://www.homedepot.com/p/EcoSmart-27-kW-4-07-GPM-Smart-Pool-Electric-Pool-Tankless-Water-Heater-Smart-POOL-27/203316222 | 574 | https://www.homewyse.com/services/cost_to_replace_pool_heater.html | 5000 | Average of three web references: http://solarexpert.com/solar-education/solar-faqs/solar-pool/; https://www.medallionenergy.com/blog/solar-pool-heating-cost/; https://floridasolardesigngroup.com/how-much-does-a-solar-pool-heater-cost/ | 0 | reference source did not distinguish material and labor costs | 3477 | unit |  | 3477
Equipment | Solar Pool Heater | Solar Swimming Pool Heater | Electric Resistance Swimming Pool Heater | Commercial | Turnover | Retail | FL Zone 2 | Per Unit | 0% | 11764.7059 | 1633.9869 | 10130.719 | 0.86111 | 15 | 0 | 0.37007 | 949 | https://www.homedepot.com/p/EcoSmart-27-kW-4-07-GPM-Smart-Pool-Electric-Pool-Tankless-Water-Heater-Smart-POOL-27/203316222 | 574 | https://www.homewyse.com/services/cost_to_replace_pool_heater.html | 5000 | Average of three web references: http://solarexpert.com/solar-education/solar-faqs/solar-pool/; https://www.medallionenergy.com/blog/solar-pool-heating-cost/; https://floridasolardesigngroup.com/how-much-does-a-solar-pool-heater-cost/ | 0 | reference source did not distinguish material and labor costs | 3477 | unit |  | 3477
Equipment | Solar Pool Heater | Solar Swimming Pool Heater | Electric Resistance Swimming Pool Heater | Commercial | Turnover | Schools K-12 | FL Zone 2 | Per Unit | 16.92% | 11764.7059 | 1633.9869 | 10130.719 | 0.86111 | 15 | 0 | 0.37007 | 949 | https://www.homedepot.com/p/EcoSmart-27-kW-4-07-GPM-Smart-Pool-Electric-Pool-Tankless-Water-Heater-Smart-POOL-27/203316222 | 574 | https://www.homewyse.com/services/cost_to_replace_pool_heater.html | 5000 | Average of three web references: http://solarexpert.com/solar-education/solar-faqs/solar-pool/; https://www.medallionenergy.com/blog/solar-pool-heating-cost/; https://floridasolardesigngroup.com/how-much-does-a-solar-pool-heater-cost/ | 0 | reference source did not distinguish material and labor costs | 3477 | unit |  | 3477
Equipment | Solar Pool Heater | Solar Swimming Pool Heater | Electric Resistance Swimming Pool Heater | Commercial | Turnover | Warehouse | FL Zone 2 | Per Unit | 0% | 11764.7059 | 1633.9869 | 10130.719 | 0.86111 | 15 | 0 | 0.37007 | 949 | https://www.homedepot.com/p/EcoSmart-27-kW-4-07-GPM-Smart-Pool-Electric-Pool-Tankless-Water-Heater-Smart-POOL-27/203316222 | 574 | https://www.homewyse.com/services/cost_to_replace_pool_heater.html | 5000 | Average of three web references: http://solarexpert.com/solar-education/solar-faqs/solar-pool/; https://www.medallionenergy.com/blog/solar-pool-heating-cost/; https://floridasolardesigngroup.com/how-much-does-a-solar-pool-heater-cost/ | 0 | reference source did not distinguish material and labor costs | 3477 | unit |  | 3477
Equipment | Solar Pool Heater | Solar Swimming Pool Heater | Electric Resistance Swimming Pool Heater | Commercial | New | Assembly | FL Zone 2 | Per Unit | 11.85% | 11764.7059 | 1633.9869 | 10130.719 | 0.86111 | 15 | 0 | 0.37007 | 949 | https://www.homedepot.com/p/EcoSmart-27-kW-4-07-GPM-Smart-Pool-Electric-Pool-Tankless-Water-Heater-Smart-POOL-27/203316222 | 574 | https://www.homewyse.com/services/cost_to_replace_pool_heater.html | 5000 | Average of three web references: http://solarexpert.com/solar-education/solar-faqs/solar-pool/; https://www.medallionenergy.com/blog/solar-pool-heating-cost/; https://floridasolardesigngroup.com/how-much-does-a-solar-pool-heater-cost/ | 0 | reference source did not distinguish material and labor costs | 3477 | unit |  | 3477
Equipment | Solar Pool Heater | Solar Swimming Pool Heater | Electric Resistance Swimming Pool Heater | Commercial | New | College and University | FL Zone 2 | Per Unit | 16.92% | 11764.7059 | 1633.9869 | 10130.719 | 0.86111 | 15 | 0 | 0.37007 | 949 | https://www.homedepot.com/p/EcoSmart-27-kW-4-07-GPM-Smart-Pool-Electric-Pool-Tankless-Water-Heater-Smart-POOL-27/203316222 | 574 | https://www.homewyse.com/services/cost_to_replace_pool_heater.html | 5000 | Average of three web references: http://solarexpert.com/solar-education/solar-faqs/solar-pool/; https://www.medallionenergy.com/blog/solar-pool-heating-cost/; https://floridasolardesigngroup.com/how-much-does-a-solar-pool-heater-cost/ | 0 | reference source did not distinguish material and labor costs | 3477 | unit |  | 3477
Equipment | Solar Pool Heater | Solar Swimming Pool Heater | Electric Resistance Swimming Pool Heater | Commercial | New | Grocery | FL Zone 2 | Per Unit | 0% | 11764.7059 | 1633.9869 | 10130.719 | 0.86111 | 15 | 0 | 0.37007 | 949 | https://www.homedepot.com/p/EcoSmart-27-kW-4-07-GPM-Smart-Pool-Electric-Pool-Tankless-Water-Heater-Smart-POOL-27/203316222 | 574 | https://www.homewyse.com/services/cost_to_replace_pool_heater.html | 5000 | Average of three web references: http://solarexpert.com/solar-education/solar-faqs/solar-pool/; https://www.medallionenergy.com/blog/solar-pool-heating-cost/; https://floridasolardesigngroup.com/how-much-does-a-solar-pool-heater-cost/ | 0 | reference source did not distinguish material and labor costs | 3477 | unit |  | 3477
Equipment | Solar Pool Heater | Solar Swimming Pool Heater | Electric Resistance Swimming Pool Heater | Commercial | New | Healthcare | FL Zone 2 | Per Unit | 0% | 11764.7059 | 1633.9869 | 10130.719 | 0.86111 | 15 | 0 | 0.37007 | 949 | https://www.homedepot.com/p/EcoSmart-27-kW-4-07-GPM-Smart-Pool-Electric-Pool-Tankless-Water-Heater-Smart-POOL-27/203316222 | 574 | https://www.homewyse.com/services/cost_to_replace_pool_heater.html | 5000 | Average of three web references: http://solarexpert.com/solar-education/solar-faqs/solar-pool/; https://www.medallionenergy.com/blog/solar-pool-heating-cost/; https://floridasolardesigngroup.com/how-much-does-a-solar-pool-heater-cost/ | 0 | reference source did not distinguish material and labor costs | 3477 | unit |  | 3477
Equipment | Solar Pool Heater | Solar Swimming Pool Heater | Electric Resistance Swimming Pool Heater | Commercial | New | Hospitals | FL Zone 2 | Per Unit | 0% | 11764.7059 | 1633.9869 | 10130.719 | 0.86111 | 15 | 0 | 0.37007 | 949 | https://www.homedepot.com/p/EcoSmart-27-kW-4-07-GPM-Smart-Pool-Electric-Pool-Tankless-Water-Heater-Smart-POOL-27/203316222 | 574 | https://www.homewyse.com/services/cost_to_replace_pool_heater.html | 5000 | Average of three web references: http://solarexpert.com/solar-education/solar-faqs/solar-pool/; https://www.medallionenergy.com/blog/solar-pool-heating-cost/; https://floridasolardesigngroup.com/how-much-does-a-solar-pool-heater-cost/ | 0 | reference source did not distinguish material and labor costs | 3477 | unit |  | 3477
Equipment | Solar Pool Heater | Solar Swimming Pool Heater | Electric Resistance Swimming Pool Heater | Commercial | New | Institutional | FL Zone 2 | Per Unit | 0% | 11764.7059 | 1633.9869 | 10130.719 | 0.86111 | 15 | 0 | 0.37007 | 949 | https://www.homedepot.com/p/EcoSmart-27-kW-4-07-GPM-Smart-Pool-Electric-Pool-Tankless-Water-Heater-Smart-POOL-27/203316222 | 574 | https://www.homewyse.com/services/cost_to_replace_pool_heater.html | 5000 | Average of three web references: http://solarexpert.com/solar-education/solar-faqs/solar-pool/; https://www.medallionenergy.com/blog/solar-pool-heating-cost/; https://floridasolardesigngroup.com/how-much-does-a-solar-pool-heater-cost/ | 0 | reference source did not distinguish material and labor costs | 3477 | unit |  | 3477
Equipment | Solar Pool Heater | Solar Swimming Pool Heater | Electric Resistance Swimming Pool Heater | Commercial | New | Lodging/Hospitality | FL Zone 2 | Per Unit | 5.077% | 11764.7059 | 1633.9869 | 10130.719 | 0.86111 | 15 | 0 | 0.37007 | 949 | https://www.homedepot.com/p/EcoSmart-27-kW-4-07-GPM-Smart-Pool-Electric-Pool-Tankless-Water-Heater-Smart-POOL-27/203316222 | 574 | https://www.homewyse.com/services/cost_to_replace_pool_heater.html | 5000 | Average of three web references: http://solarexpert.com/solar-education/solar-faqs/solar-pool/; https://www.medallionenergy.com/blog/solar-pool-heating-cost/; https://floridasolardesigngroup.com/how-much-does-a-solar-pool-heater-cost/ | 0 | reference source did not distinguish material and labor costs | 3477 | unit |  | 3477
Equipment | Solar Pool Heater | Solar Swimming Pool Heater | Electric Resistance Swimming Pool Heater | Commercial | New | Miscellaneous | FL Zone 2 | Per Unit | 0% | 11764.7059 | 1633.9869 | 10130.719 | 0.86111 | 15 | 0 | 0.37007 | 949 | https://www.homedepot.com/p/EcoSmart-27-kW-4-07-GPM-Smart-Pool-Electric-Pool-Tankless-Water-Heater-Smart-POOL-27/203316222 | 574 | https://www.homewyse.com/services/cost_to_replace_pool_heater.html | 5000 | Average of three web references: http://solarexpert.com/solar-education/solar-faqs/solar-pool/; https://www.medallionenergy.com/blog/solar-pool-heating-cost/; https://floridasolardesigngroup.com/how-much-does-a-solar-pool-heater-cost/ | 0 | reference source did not distinguish material and labor costs | 3477 | unit |  | 3477
Equipment | Solar Pool Heater | Solar Swimming Pool Heater | Electric Resistance Swimming Pool Heater | Commercial | New | Offices | FL Zone 2 | Per Unit | 0% | 11764.7059 | 1633.9869 | 10130.719 | 0.86111 | 15 | 0 | 0.37007 | 949 | https://www.homedepot.com/p/EcoSmart-27-kW-4-07-GPM-Smart-Pool-Electric-Pool-Tankless-Water-Heater-Smart-POOL-27/203316222 | 574 | https://www.homewyse.com/services/cost_to_replace_pool_heater.html | 5000 | Average of three web references: http://solarexpert.com/solar-education/solar-faqs/solar-pool/; https://www.medallionenergy.com/blog/solar-pool-heating-cost/; https://floridasolardesigngroup.com/how-much-does-a-solar-pool-heater-cost/ | 0 | reference source did not distinguish material and labor costs | 3477 | unit |  | 3477
Equipment | Solar Pool Heater | Solar Swimming Pool Heater | Electric Resistance Swimming Pool Heater | Commercial | New | Restaurants | FL Zone 2 | Per Unit | 0% | 11764.7059 | 1633.9869 | 10130.719 | 0.86111 | 15 | 0 | 0.37007 | 949 | https://www.homedepot.com/p/EcoSmart-27-kW-4-07-GPM-Smart-Pool-Electric-Pool-Tankless-Water-Heater-Smart-POOL-27/203316222 | 574 | https://www.homewyse.com/services/cost_to_replace_pool_heater.html | 5000 | Average of three web references: http://solarexpert.com/solar-education/solar-faqs/solar-pool/; https://www.medallionenergy.com/blog/solar-pool-heating-cost/; https://floridasolardesigngroup.com/how-much-does-a-solar-pool-heater-cost/ | 0 | reference source did not distinguish material and labor costs | 3477 | unit |  | 3477
Equipment | Solar Pool Heater | Solar Swimming Pool Heater | Electric Resistance Swimming Pool Heater | Commercial | New | Retail | FL Zone 2 | Per Unit | 0% | 11764.7059 | 1633.9869 | 10130.719 | 0.86111 | 15 | 0 | 0.37007 | 949 | https://www.homedepot.com/p/EcoSmart-27-kW-4-07-GPM-Smart-Pool-Electric-Pool-Tankless-Water-Heater-Smart-POOL-27/203316222 | 574 | https://www.homewyse.com/services/cost_to_replace_pool_heater.html | 5000 | Average of three web references: http://solarexpert.com/solar-education/solar-faqs/solar-pool/; https://www.medallionenergy.com/blog/solar-pool-heating-cost/; https://floridasolardesigngroup.com/how-much-does-a-solar-pool-heater-cost/ | 0 | reference source did not distinguish material and labor costs | 3477 | unit |  | 3477
Equipment | Solar Pool Heater | Solar Swimming Pool Heater | Electric Resistance Swimming Pool Heater | Commercial | New | Schools K-12 | FL Zone 2 | Per Unit | 16.92% | 11764.7059 | 1633.9869 | 10130.719 | 0.86111 | 15 | 0 | 0.37007 | 949 | https://www.homedepot.com/p/EcoSmart-27-kW-4-07-GPM-Smart-Pool-Electric-Pool-Tankless-Water-Heater-Smart-POOL-27/203316222 | 574 | https://www.homewyse.com/services/cost_to_replace_pool_heater.html | 5000 | Average of three web references: http://solarexpert.com/solar-education/solar-faqs/solar-pool/; https://www.medallionenergy.com/blog/solar-pool-heating-cost/; https://floridasolardesigngroup.com/how-much-does-a-solar-pool-heater-cost/ | 0 | reference source did not distinguish material and labor costs | 3477 | unit |  | 3477
Equipment | Solar Pool Heater | Solar Swimming Pool Heater | Electric Resistance Swimming Pool Heater | Commercial | New | Warehouse | FL Zone 2 | Per Unit | 0% | 11764.7059 | 1633.9869 | 10130.719 | 0.86111 | 15 | 0 | 0.37007 | 949 | https://www.homedepot.com/p/EcoSmart-27-kW-4-07-GPM-Smart-Pool-Electric-Pool-Tankless-Water-Heater-Smart-POOL-27/203316222 | 574 | https://www.homewyse.com/services/cost_to_replace_pool_heater.html | 5000 | Average of three web references: http://solarexpert.com/solar-education/solar-faqs/solar-pool/; https://www.medallionenergy.com/blog/solar-pool-heating-cost/; https://floridasolardesigngroup.com/how-much-does-a-solar-pool-heater-cost/ | 0 | reference source did not distinguish material and labor costs | 3477 | unit |  | 3477
Equipment | Solar Powered Pool Pump | Solar Powered Pool Pump | Single Speed Pool Pump Motor 1 HP | Commercial | Turnover | Assembly | FL Zone 2 | Per Pool | 7.98% | 5018.75 | 953.5625 | 4065.1875 | 0.81 | 10 | 0.9567 | 0.1485 | 179.99 | http://www.inyopools.com/Products/00100018074612.htm?gclid=EAIaIQobChMInIa73oLy2wIVhb9kCh3f9wcGEAQYCCABEgLWHfD_BwE | 150 | Estimate at $150 Per unit, reference: https://www.improvenet.com/r/costs-and-prices/pool-pump-replacement | 1689 | 1hp pump with solar panels and mounting brackets: http://www.naturalcurrent.com/sunray-solflo-1-solar-powered-pool-pump/ | 900 | Estimate at $150 Per unit for pump, reference: https://www.improvenet.com/r/costs-and-prices/pool-pump-replacement; plus $750 for solar panel installation, reference: https://www.homeadvisor.com/cost/swimming-pools-hot-tubs-and-saunas/install-a-swimming-pool-heater/ | 2259.01 | motor |  | 2259.01
Equipment | Solar Powered Pool Pump | Solar Powered Pool Pump | Single Speed Pool Pump Motor 1 HP | Commercial | Turnover | College and University | FL Zone 2 | Per Pool | 11.4% | 5018.75 | 953.5625 | 4065.1875 | 0.81 | 10 | 0.9567 | 0.1485 | 179.99 | http://www.inyopools.com/Products/00100018074612.htm?gclid=EAIaIQobChMInIa73oLy2wIVhb9kCh3f9wcGEAQYCCABEgLWHfD_BwE | 150 | Estimate at $150 Per unit, reference: https://www.improvenet.com/r/costs-and-prices/pool-pump-replacement | 1689 | 1hp pump with solar panels and mounting brackets: http://www.naturalcurrent.com/sunray-solflo-1-solar-powered-pool-pump/ | 900 | Estimate at $150 Per unit for pump, reference: https://www.improvenet.com/r/costs-and-prices/pool-pump-replacement; plus $750 for solar panel installation, reference: https://www.homeadvisor.com/cost/swimming-pools-hot-tubs-and-saunas/install-a-swimming-pool-heater/ | 2259.01 | motor |  | 2259.01
Equipment | Solar Powered Pool Pump | Solar Powered Pool Pump | Single Speed Pool Pump Motor 1 HP | Commercial | Turnover | Grocery | FL Zone 2 | Per Pool | 0% | 5018.75 | 953.5625 | 4065.1875 | 0.81 | 10 | 0.9567 | 0.1485 | 179.99 | http://www.inyopools.com/Products/00100018074612.htm?gclid=EAIaIQobChMInIa73oLy2wIVhb9kCh3f9wcGEAQYCCABEgLWHfD_BwE | 150 | Estimate at $150 Per unit, reference: https://www.improvenet.com/r/costs-and-prices/pool-pump-replacement | 1689 | 1hp pump with solar panels and mounting brackets: http://www.naturalcurrent.com/sunray-solflo-1-solar-powered-pool-pump/ | 900 | Estimate at $150 Per unit for pump, reference: https://www.improvenet.com/r/costs-and-prices/pool-pump-replacement; plus $750 for solar panel installation, reference: https://www.homeadvisor.com/cost/swimming-pools-hot-tubs-and-saunas/install-a-swimming-pool-heater/ | 2259.01 | motor |  | 2259.01
Equipment | Solar Powered Pool Pump | Solar Powered Pool Pump | Single Speed Pool Pump Motor 1 HP | Commercial | Turnover | Healthcare | FL Zone 2 | Per Pool | 0% | 5018.75 | 953.5625 | 4065.1875 | 0.81 | 10 | 0.9567 | 0.1485 | 179.99 | http://www.inyopools.com/Products/00100018074612.htm?gclid=EAIaIQobChMInIa73oLy2wIVhb9kCh3f9wcGEAQYCCABEgLWHfD_BwE | 150 | Estimate at $150 Per unit, reference: https://www.improvenet.com/r/costs-and-prices/pool-pump-replacement | 1689 | 1hp pump with solar panels and mounting brackets: http://www.naturalcurrent.com/sunray-solflo-1-solar-powered-pool-pump/ | 900 | Estimate at $150 Per unit for pump, reference: https://www.improvenet.com/r/costs-and-prices/pool-pump-replacement; plus $750 for solar panel installation, reference: https://www.homeadvisor.com/cost/swimming-pools-hot-tubs-and-saunas/install-a-swimming-pool-heater/ | 2259.01 | motor |  | 2259.01
Equipment | Solar Powered Pool Pump | Solar Powered Pool Pump | Single Speed Pool Pump Motor 1 HP | Commercial | Turnover | Hospitals | FL Zone 2 | Per Pool | 0% | 5018.75 | 953.5625 | 4065.1875 | 0.81 | 10 | 0.9567 | 0.1485 | 179.99 | http://www.inyopools.com/Products/00100018074612.htm?gclid=EAIaIQobChMInIa73oLy2wIVhb9kCh3f9wcGEAQYCCABEgLWHfD_BwE | 150 | Estimate at $150 Per unit, reference: https://www.improvenet.com/r/costs-and-prices/pool-pump-replacement | 1689 | 1hp pump with solar panels and mounting brackets: http://www.naturalcurrent.com/sunray-solflo-1-solar-powered-pool-pump/ | 900 | Estimate at $150 Per unit for pump, reference: https://www.improvenet.com/r/costs-and-prices/pool-pump-replacement; plus $750 for solar panel installation, reference: https://www.homeadvisor.com/cost/swimming-pools-hot-tubs-and-saunas/install-a-swimming-pool-heater/ | 2259.01 | motor |  | 2259.01
Equipment | Solar Powered Pool Pump | Solar Powered Pool Pump | Single Speed Pool Pump Motor 1 HP | Commercial | Turnover | Institutional | FL Zone 2 | Per Pool | 0% | 5018.75 | 953.5625 | 4065.1875 | 0.81 | 10 | 0.9567 | 0.1485 | 179.99 | http://www.inyopools.com/Products/00100018074612.htm?gclid=EAIaIQobChMInIa73oLy2wIVhb9kCh3f9wcGEAQYCCABEgLWHfD_BwE | 150 | Estimate at $150 Per unit, reference: https://www.improvenet.com/r/costs-and-prices/pool-pump-replacement | 1689 | 1hp pump with solar panels and mounting brackets: http://www.naturalcurrent.com/sunray-solflo-1-solar-powered-pool-pump/ | 900 | Estimate at $150 Per unit for pump, reference: https://www.improvenet.com/r/costs-and-prices/pool-pump-replacement; plus $750 for solar panel installation, reference: https://www.homeadvisor.com/cost/swimming-pools-hot-tubs-and-saunas/install-a-swimming-pool-heater/ | 2259.01 | motor |  | 2259.01
Equipment | Solar Powered Pool Pump | Solar Powered Pool Pump | Single Speed Pool Pump Motor 1 HP | Commercial | Turnover | Lodging/Hospitality | FL Zone 2 | Per Pool | 3.42% | 5018.75 | 953.5625 | 4065.1875 | 0.81 | 10 | 0.9567 | 0.1485 | 179.99 | http://www.inyopools.com/Products/00100018074612.htm?gclid=EAIaIQobChMInIa73oLy2wIVhb9kCh3f9wcGEAQYCCABEgLWHfD_BwE | 150 | Estimate at $150 Per unit, reference: https://www.improvenet.com/r/costs-and-prices/pool-pump-replacement | 1689 | 1hp pump with solar panels and mounting brackets: http://www.naturalcurrent.com/sunray-solflo-1-solar-powered-pool-pump/ | 900 | Estimate at $150 Per unit for pump, reference: https://www.improvenet.com/r/costs-and-prices/pool-pump-replacement; plus $750 for solar panel installation, reference: https://www.homeadvisor.com/cost/swimming-pools-hot-tubs-and-saunas/install-a-swimming-pool-heater/ | 2259.01 | motor |  | 2259.01
Equipment | Solar Powered Pool Pump | Solar Powered Pool Pump | Single Speed Pool Pump Motor 1 HP | Commercial | Turnover | Miscellaneous | FL Zone 2 | Per Pool | 0% | 5018.75 | 953.5625 | 4065.1875 | 0.81 | 10 | 0.9567 | 0.1485 | 179.99 | http://www.inyopools.com/Products/00100018074612.htm?gclid=EAIaIQobChMInIa73oLy2wIVhb9kCh3f9wcGEAQYCCABEgLWHfD_BwE | 150 | Estimate at $150 Per unit, reference: https://www.improvenet.com/r/costs-and-prices/pool-pump-replacement | 1689 | 1hp pump with solar panels and mounting brackets: http://www.naturalcurrent.com/sunray-solflo-1-solar-powered-pool-pump/ | 900 | Estimate at $150 Per unit for pump, reference: https://www.improvenet.com/r/costs-and-prices/pool-pump-replacement; plus $750 for solar panel installation, reference: https://www.homeadvisor.com/cost/swimming-pools-hot-tubs-and-saunas/install-a-swimming-pool-heater/ | 2259.01 | motor |  | 2259.01
Equipment | Solar Powered Pool Pump | Solar Powered Pool Pump | Single Speed Pool Pump Motor 1 HP | Commercial | Turnover | Offices | FL Zone 2 | Per Pool | 0% | 5018.75 | 953.5625 | 4065.1875 | 0.81 | 10 | 0.9567 | 0.1485 | 179.99 | http://www.inyopools.com/Products/00100018074612.htm?gclid=EAIaIQobChMInIa73oLy2wIVhb9kCh3f9wcGEAQYCCABEgLWHfD_BwE | 150 | Estimate at $150 Per unit, reference: https://www.improvenet.com/r/costs-and-prices/pool-pump-replacement | 1689 | 1hp pump with solar panels and mounting brackets: http://www.naturalcurrent.com/sunray-solflo-1-solar-powered-pool-pump/ | 900 | Estimate at $150 Per unit for pump, reference: https://www.improvenet.com/r/costs-and-prices/pool-pump-replacement; plus $750 for solar panel installation, reference: https://www.homeadvisor.com/cost/swimming-pools-hot-tubs-and-saunas/install-a-swimming-pool-heater/ | 2259.01 | motor |  | 2259.01
Equipment | Solar Powered Pool Pump | Solar Powered Pool Pump | Single Speed Pool Pump Motor 1 HP | Commercial | Turnover | Restaurants | FL Zone 2 | Per Pool | 0% | 5018.75 | 953.5625 | 4065.1875 | 0.81 | 10 | 0.9567 | 0.1485 | 179.99 | http://www.inyopools.com/Products/00100018074612.htm?gclid=EAIaIQobChMInIa73oLy2wIVhb9kCh3f9wcGEAQYCCABEgLWHfD_BwE | 150 | Estimate at $150 Per unit, reference: https://www.improvenet.com/r/costs-and-prices/pool-pump-replacement | 1689 | 1hp pump with solar panels and mounting brackets: http://www.naturalcurrent.com/sunray-solflo-1-solar-powered-pool-pump/ | 900 | Estimate at $150 Per unit for pump, reference: https://www.improvenet.com/r/costs-and-prices/pool-pump-replacement; plus $750 for solar panel installation, reference: https://www.homeadvisor.com/cost/swimming-pools-hot-tubs-and-saunas/install-a-swimming-pool-heater/ | 2259.01 | motor |  | 2259.01
Equipment | Solar Powered Pool Pump | Solar Powered Pool Pump | Single Speed Pool Pump Motor 1 HP | Commercial | Turnover | Retail | FL Zone 2 | Per Pool | 0% | 5018.75 | 953.5625 | 4065.1875 | 0.81 | 10 | 0.9567 | 0.1485 | 179.99 | http://www.inyopools.com/Products/00100018074612.htm?gclid=EAIaIQobChMInIa73oLy2wIVhb9kCh3f9wcGEAQYCCABEgLWHfD_BwE | 150 | Estimate at $150 Per unit, reference: https://www.improvenet.com/r/costs-and-prices/pool-pump-replacement | 1689 | 1hp pump with solar panels and mounting brackets: http://www.naturalcurrent.com/sunray-solflo-1-solar-powered-pool-pump/ | 900 | Estimate at $150 Per unit for pump, reference: https://www.improvenet.com/r/costs-and-prices/pool-pump-replacement; plus $750 for solar panel installation, reference: https://www.homeadvisor.com/cost/swimming-pools-hot-tubs-and-saunas/install-a-swimming-pool-heater/ | 2259.01 | motor |  | 2259.01
Equipment | Solar Powered Pool Pump | Solar Powered Pool Pump | Single Speed Pool Pump Motor 1 HP | Commercial | Turnover | Schools K-12 | FL Zone 2 | Per Pool | 0% | 5018.75 | 953.5625 | 4065.1875 | 0.81 | 10 | 0.9567 | 0.1485 | 179.99 | http://www.inyopools.com/Products/00100018074612.htm?gclid=EAIaIQobChMInIa73oLy2wIVhb9kCh3f9wcGEAQYCCABEgLWHfD_BwE | 150 | Estimate at $150 Per unit, reference: https://www.improvenet.com/r/costs-and-prices/pool-pump-replacement | 1689 | 1hp pump with solar panels and mounting brackets: http://www.naturalcurrent.com/sunray-solflo-1-solar-powered-pool-pump/ | 900 | Estimate at $150 Per unit for pump, reference: https://www.improvenet.com/r/costs-and-prices/pool-pump-replacement; plus $750 for solar panel installation, reference: https://www.homeadvisor.com/cost/swimming-pools-hot-tubs-and-saunas/install-a-swimming-pool-heater/ | 2259.01 | motor |  | 2259.01
Equipment | Solar Powered Pool Pump | Solar Powered Pool Pump | Single Speed Pool Pump Motor 1 HP | Commercial | New | Assembly | FL Zone 2 | Per Pool | 7.98% | 5018.75 | 953.5625 | 4065.1875 | 0.81 | 10 | 0.9567 | 0.1485 | 179.99 | http://www.inyopools.com/Products/00100018074612.htm?gclid=EAIaIQobChMInIa73oLy2wIVhb9kCh3f9wcGEAQYCCABEgLWHfD_BwE | 150 | Estimate at $150 Per unit, reference: https://www.improvenet.com/r/costs-and-prices/pool-pump-replacement | 1689 | 1hp pump with solar panels and mounting brackets: http://www.naturalcurrent.com/sunray-solflo-1-solar-powered-pool-pump/ | 900 | Estimate at $150 Per unit for pump, reference: https://www.improvenet.com/r/costs-and-prices/pool-pump-replacement; plus $750 for solar panel installation, reference: https://www.homeadvisor.com/cost/swimming-pools-hot-tubs-and-saunas/install-a-swimming-pool-heater/ | 2259.01 | motor |  | 2259.01
Equipment | Solar Powered Pool Pump | Solar Powered Pool Pump | Single Speed Pool Pump Motor 1 HP | Commercial | New | College and University | FL Zone 2 | Per Pool | 11.4% | 5018.75 | 953.5625 | 4065.1875 | 0.81 | 10 | 0.9567 | 0.1485 | 179.99 | http://www.inyopools.com/Products/00100018074612.htm?gclid=EAIaIQobChMInIa73oLy2wIVhb9kCh3f9wcGEAQYCCABEgLWHfD_BwE | 150 | Estimate at $150 Per unit, reference: https://www.improvenet.com/r/costs-and-prices/pool-pump-replacement | 1689 | 1hp pump with solar panels and mounting brackets: http://www.naturalcurrent.com/sunray-solflo-1-solar-powered-pool-pump/ | 900 | Estimate at $150 Per unit for pump, reference: https://www.improvenet.com/r/costs-and-prices/pool-pump-replacement; plus $750 for solar panel installation, reference: https://www.homeadvisor.com/cost/swimming-pools-hot-tubs-and-saunas/install-a-swimming-pool-heater/ | 2259.01 | motor |  | 2259.01
Equipment | Solar Powered Pool Pump | Solar Powered Pool Pump | Single Speed Pool Pump Motor 1 HP | Commercial | New | Grocery | FL Zone 2 | Per Pool | 0% | 5018.75 | 953.5625 | 4065.1875 | 0.81 | 10 | 0.9567 | 0.1485 | 179.99 | http://www.inyopools.com/Products/00100018074612.htm?gclid=EAIaIQobChMInIa73oLy2wIVhb9kCh3f9wcGEAQYCCABEgLWHfD_BwE | 150 | Estimate at $150 Per unit, reference: https://www.improvenet.com/r/costs-and-prices/pool-pump-replacement | 1689 | 1hp pump with solar panels and mounting brackets: http://www.naturalcurrent.com/sunray-solflo-1-solar-powered-pool-pump/ | 900 | Estimate at $150 Per unit for pump, reference: https://www.improvenet.com/r/costs-and-prices/pool-pump-replacement; plus $750 for solar panel installation, reference: https://www.homeadvisor.com/cost/swimming-pools-hot-tubs-and-saunas/install-a-swimming-pool-heater/ | 2259.01 | motor |  | 2259.01
Equipment | Solar Powered Pool Pump | Solar Powered Pool Pump | Single Speed Pool Pump Motor 1 HP | Commercial | New | Healthcare | FL Zone 2 | Per Pool | 0% | 5018.75 | 953.5625 | 4065.1875 | 0.81 | 10 | 0.9567 | 0.1485 | 179.99 | http://www.inyopools.com/Products/00100018074612.htm?gclid=EAIaIQobChMInIa73oLy2wIVhb9kCh3f9wcGEAQYCCABEgLWHfD_BwE | 150 | Estimate at $150 Per unit, reference: https://www.improvenet.com/r/costs-and-prices/pool-pump-replacement | 1689 | 1hp pump with solar panels and mounting brackets: http://www.naturalcurrent.com/sunray-solflo-1-solar-powered-pool-pump/ | 900 | Estimate at $150 Per unit for pump, reference: https://www.improvenet.com/r/costs-and-prices/pool-pump-replacement; plus $750 for solar panel installation, reference: https://www.homeadvisor.com/cost/swimming-pools-hot-tubs-and-saunas/install-a-swimming-pool-heater/ | 2259.01 | motor |  | 2259.01
Equipment | Solar Powered Pool Pump | Solar Powered Pool Pump | Single Speed Pool Pump Motor 1 HP | Commercial | New | Hospitals | FL Zone 2 | Per Pool | 0% | 5018.75 | 953.5625 | 4065.1875 | 0.81 | 10 | 0.9567 | 0.1485 | 179.99 | http://www.inyopools.com/Products/00100018074612.htm?gclid=EAIaIQobChMInIa73oLy2wIVhb9kCh3f9wcGEAQYCCABEgLWHfD_BwE | 150 | Estimate at $150 Per unit, reference: https://www.improvenet.com/r/costs-and-prices/pool-pump-replacement | 1689 | 1hp pump with solar panels and mounting brackets: http://www.naturalcurrent.com/sunray-solflo-1-solar-powered-pool-pump/ | 900 | Estimate at $150 Per unit for pump, reference: https://www.improvenet.com/r/costs-and-prices/pool-pump-replacement; plus $750 for solar panel installation, reference: https://www.homeadvisor.com/cost/swimming-pools-hot-tubs-and-saunas/install-a-swimming-pool-heater/ | 2259.01 | motor |  | 2259.01
Equipment | Solar Powered Pool Pump | Solar Powered Pool Pump | Single Speed Pool Pump Motor 1 HP | Commercial | New | Institutional | FL Zone 2 | Per Pool | 0% | 5018.75 | 953.5625 | 4065.1875 | 0.81 | 10 | 0.9567 | 0.1485 | 179.99 | http://www.inyopools.com/Products/00100018074612.htm?gclid=EAIaIQobChMInIa73oLy2wIVhb9kCh3f9wcGEAQYCCABEgLWHfD_BwE | 150 | Estimate at $150 Per unit, reference: https://www.improvenet.com/r/costs-and-prices/pool-pump-replacement | 1689 | 1hp pump with solar panels and mounting brackets: http://www.naturalcurrent.com/sunray-solflo-1-solar-powered-pool-pump/ | 900 | Estimate at $150 Per unit for pump, reference: https://www.improvenet.com/r/costs-and-prices/pool-pump-replacement; plus $750 for solar panel installation, reference: https://www.homeadvisor.com/cost/swimming-pools-hot-tubs-and-saunas/install-a-swimming-pool-heater/ | 2259.01 | motor |  | 2259.01
Equipment | Solar Powered Pool Pump | Solar Powered Pool Pump | Single Speed Pool Pump Motor 1 HP | Commercial | New | Lodging/Hospitality | FL Zone 2 | Per Pool | 3.42% | 5018.75 | 953.5625 | 4065.1875 | 0.81 | 10 | 0.9567 | 0.1485 | 179.99 | http://www.inyopools.com/Products/00100018074612.htm?gclid=EAIaIQobChMInIa73oLy2wIVhb9kCh3f9wcGEAQYCCABEgLWHfD_BwE | 150 | Estimate at $150 Per unit, reference: https://www.improvenet.com/r/costs-and-prices/pool-pump-replacement | 1689 | 1hp pump with solar panels and mounting brackets: http://www.naturalcurrent.com/sunray-solflo-1-solar-powered-pool-pump/ | 900 | Estimate at $150 Per unit for pump, reference: https://www.improvenet.com/r/costs-and-prices/pool-pump-replacement; plus $750 for solar panel installation, reference: https://www.homeadvisor.com/cost/swimming-pools-hot-tubs-and-saunas/install-a-swimming-pool-heater/ | 2259.01 | motor |  | 2259.01
Equipment | Solar Powered Pool Pump | Solar Powered Pool Pump | Single Speed Pool Pump Motor 1 HP | Commercial | New | Miscellaneous | FL Zone 2 | Per Pool | 0% | 5018.75 | 953.5625 | 4065.1875 | 0.81 | 10 | 0.9567 | 0.1485 | 179.99 | http://www.inyopools.com/Products/00100018074612.htm?gclid=EAIaIQobChMInIa73oLy2wIVhb9kCh3f9wcGEAQYCCABEgLWHfD_BwE | 150 | Estimate at $150 Per unit, reference: https://www.improvenet.com/r/costs-and-prices/pool-pump-replacement | 1689 | 1hp pump with solar panels and mounting brackets: http://www.naturalcurrent.com/sunray-solflo-1-solar-powered-pool-pump/ | 900 | Estimate at $150 Per unit for pump, reference: https://www.improvenet.com/r/costs-and-prices/pool-pump-replacement; plus $750 for solar panel installation, reference: https://www.homeadvisor.com/cost/swimming-pools-hot-tubs-and-saunas/install-a-swimming-pool-heater/ | 2259.01 | motor |  | 2259.01
Equipment | Solar Powered Pool Pump | Solar Powered Pool Pump | Single Speed Pool Pump Motor 1 HP | Commercial | New | Offices | FL Zone 2 | Per Pool | 0% | 5018.75 | 953.5625 | 4065.1875 | 0.81 | 10 | 0.9567 | 0.1485 | 179.99 | http://www.inyopools.com/Products/00100018074612.htm?gclid=EAIaIQobChMInIa73oLy2wIVhb9kCh3f9wcGEAQYCCABEgLWHfD_BwE | 150 | Estimate at $150 Per unit, reference: https://www.improvenet.com/r/costs-and-prices/pool-pump-replacement | 1689 | 1hp pump with solar panels and mounting brackets: http://www.naturalcurrent.com/sunray-solflo-1-solar-powered-pool-pump/ | 900 | Estimate at $150 Per unit for pump, reference: https://www.improvenet.com/r/costs-and-prices/pool-pump-replacement; plus $750 for solar panel installation, reference: https://www.homeadvisor.com/cost/swimming-pools-hot-tubs-and-saunas/install-a-swimming-pool-heater/ | 2259.01 | motor |  | 2259.01
Equipment | Solar Powered Pool Pump | Solar Powered Pool Pump | Single Speed Pool Pump Motor 1 HP | Commercial | New | Restaurants | FL Zone 2 | Per Pool | 0% | 5018.75 | 953.5625 | 4065.1875 | 0.81 | 10 | 0.9567 | 0.1485 | 179.99 | http://www.inyopools.com/Products/00100018074612.htm?gclid=EAIaIQobChMInIa73oLy2wIVhb9kCh3f9wcGEAQYCCABEgLWHfD_BwE | 150 | Estimate at $150 Per unit, reference: https://www.improvenet.com/r/costs-and-prices/pool-pump-replacement | 1689 | 1hp pump with solar panels and mounting brackets: http://www.naturalcurrent.com/sunray-solflo-1-solar-powered-pool-pump/ | 900 | Estimate at $150 Per unit for pump, reference: https://www.improvenet.com/r/costs-and-prices/pool-pump-replacement; plus $750 for solar panel installation, reference: https://www.homeadvisor.com/cost/swimming-pools-hot-tubs-and-saunas/install-a-swimming-pool-heater/ | 2259.01 | motor |  | 2259.01
Equipment | Solar Powered Pool Pump | Solar Powered Pool Pump | Single Speed Pool Pump Motor 1 HP | Commercial | New | Retail | FL Zone 2 | Per Pool | 0% | 5018.75 | 953.5625 | 4065.1875 | 0.81 | 10 | 0.9567 | 0.1485 | 179.99 | http://www.inyopools.com/Products/00100018074612.htm?gclid=EAIaIQobChMInIa73oLy2wIVhb9kCh3f9wcGEAQYCCABEgLWHfD_BwE | 150 | Estimate at $150 Per unit, reference: https://www.improvenet.com/r/costs-and-prices/pool-pump-replacement | 1689 | 1hp pump with solar panels and mounting brackets: http://www.naturalcurrent.com/sunray-solflo-1-solar-powered-pool-pump/ | 900 | Estimate at $150 Per unit for pump, reference: https://www.improvenet.com/r/costs-and-prices/pool-pump-replacement; plus $750 for solar panel installation, reference: https://www.homeadvisor.com/cost/swimming-pools-hot-tubs-and-saunas/install-a-swimming-pool-heater/ | 2259.01 | motor |  | 2259.01
Equipment | Solar Powered Pool Pump | Solar Powered Pool Pump | Single Speed Pool Pump Motor 1 HP | Commercial | New | Schools K-12 | FL Zone 2 | Per Pool | 0% | 5018.75 | 953.5625 | 4065.1875 | 0.81 | 10 | 0.9567 | 0.1485 | 179.99 | http://www.inyopools.com/Products/00100018074612.htm?gclid=EAIaIQobChMInIa73oLy2wIVhb9kCh3f9wcGEAQYCCABEgLWHfD_BwE | 150 | Estimate at $150 Per unit, reference: https://www.improvenet.com/r/costs-and-prices/pool-pump-replacement | 1689 | 1hp pump with solar panels and mounting brackets: http://www.naturalcurrent.com/sunray-solflo-1-solar-powered-pool-pump/ | 900 | Estimate at $150 Per unit for pump, reference: https://www.improvenet.com/r/costs-and-prices/pool-pump-replacement; plus $750 for solar panel installation, reference: https://www.homeadvisor.com/cost/swimming-pools-hot-tubs-and-saunas/install-a-swimming-pool-heater/ | 2259.01 | motor |  | 2259.01
Equipment | Two Speed Pool Pump | Dual Speed Pool Pump Motor 1 HP | Single Speed Pool Pump Motor 1 HP | Commercial | Turnover | Assembly | FL Zone 2 | Per Pool | 0% | 5018.75 | 1917.9091 | 3100.8409 | 0.61785 | 10 | 0.72975 | 0.11327 | 179.99 | http://www.inyopools.com/Products/00100018074612.htm?gclid=EAIaIQobChMInIa73oLy2wIVhb9kCh3f9wcGEAQYCCABEgLWHfD_BwE | 150 | Estimate at $150 Per unit, reference: https://www.improvenet.com/r/costs-and-prices/pool-pump-replacement | 539 | http://www.inyopools.com/Products/44400018081134.htm | 150 | Estimate at $150 Per unit, reference: https://www.improvenet.com/r/costs-and-prices/pool-pump-replacement | 359.01 | motor |  | 359.01
Equipment | Two Speed Pool Pump | Dual Speed Pool Pump Motor 1 HP | Single Speed Pool Pump Motor 1 HP | Commercial | Turnover | College and University | FL Zone 2 | Per Pool | 0% | 5018.75 | 1917.9091 | 3100.8409 | 0.61785 | 10 | 0.72975 | 0.11327 | 179.99 | http://www.inyopools.com/Products/00100018074612.htm?gclid=EAIaIQobChMInIa73oLy2wIVhb9kCh3f9wcGEAQYCCABEgLWHfD_BwE | 150 | Estimate at $150 Per unit, reference: https://www.improvenet.com/r/costs-and-prices/pool-pump-replacement | 539 | http://www.inyopools.com/Products/44400018081134.htm | 150 | Estimate at $150 Per unit, reference: https://www.improvenet.com/r/costs-and-prices/pool-pump-replacement | 359.01 | motor |  | 359.01
Equipment | Two Speed Pool Pump | Dual Speed Pool Pump Motor 1 HP | Single Speed Pool Pump Motor 1 HP | Commercial | Turnover | Grocery | FL Zone 2 | Per Pool | 0% | 5018.75 | 1917.9091 | 3100.8409 | 0.61785 | 10 | 0.72975 | 0.11327 | 179.99 | http://www.inyopools.com/Products/00100018074612.htm?gclid=EAIaIQobChMInIa73oLy2wIVhb9kCh3f9wcGEAQYCCABEgLWHfD_BwE | 150 | Estimate at $150 Per unit, reference: https://www.improvenet.com/r/costs-and-prices/pool-pump-replacement | 539 | http://www.inyopools.com/Products/44400018081134.htm | 150 | Estimate at $150 Per unit, reference: https://www.improvenet.com/r/costs-and-prices/pool-pump-replacement | 359.01 | motor |  | 359.01
Equipment | Two Speed Pool Pump | Dual Speed Pool Pump Motor 1 HP | Single Speed Pool Pump Motor 1 HP | Commercial | Turnover | Healthcare | FL Zone 2 | Per Pool | 0% | 5018.75 | 1917.9091 | 3100.8409 | 0.61785 | 10 | 0.72975 | 0.11327 | 179.99 | http://www.inyopools.com/Products/00100018074612.htm?gclid=EAIaIQobChMInIa73oLy2wIVhb9kCh3f9wcGEAQYCCABEgLWHfD_BwE | 150 | Estimate at $150 Per unit, reference: https://www.improvenet.com/r/costs-and-prices/pool-pump-replacement | 539 | http://www.inyopools.com/Products/44400018081134.htm | 150 | Estimate at $150 Per unit, reference: https://www.improvenet.com/r/costs-and-prices/pool-pump-replacement | 359.01 | motor |  | 359.01
Equipment | Two Speed Pool Pump | Dual Speed Pool Pump Motor 1 HP | Single Speed Pool Pump Motor 1 HP | Commercial | Turnover | Hospitals | FL Zone 2 | Per Pool | 0% | 5018.75 | 1917.9091 | 3100.8409 | 0.61785 | 10 | 0.72975 | 0.11327 | 179.99 | http://www.inyopools.com/Products/00100018074612.htm?gclid=EAIaIQobChMInIa73oLy2wIVhb9kCh3f9wcGEAQYCCABEgLWHfD_BwE | 150 | Estimate at $150 Per unit, reference: https://www.improvenet.com/r/costs-and-prices/pool-pump-replacement | 539 | http://www.inyopools.com/Products/44400018081134.htm | 150 | Estimate at $150 Per unit, reference: https://www.improvenet.com/r/costs-and-prices/pool-pump-replacement | 359.01 | motor |  | 359.01
Equipment | Two Speed Pool Pump | Dual Speed Pool Pump Motor 1 HP | Single Speed Pool Pump Motor 1 HP | Commercial | Turnover | Institutional | FL Zone 2 | Per Pool | 0% | 5018.75 | 1917.9091 | 3100.8409 | 0.61785 | 10 | 0.72975 | 0.11327 | 179.99 | http://www.inyopools.com/Products/00100018074612.htm?gclid=EAIaIQobChMInIa73oLy2wIVhb9kCh3f9wcGEAQYCCABEgLWHfD_BwE | 150 | Estimate at $150 Per unit, reference: https://www.improvenet.com/r/costs-and-prices/pool-pump-replacement | 539 | http://www.inyopools.com/Products/44400018081134.htm | 150 | Estimate at $150 Per unit, reference: https://www.improvenet.com/r/costs-and-prices/pool-pump-replacement | 359.01 | motor |  | 359.01
Equipment | Two Speed Pool Pump | Dual Speed Pool Pump Motor 1 HP | Single Speed Pool Pump Motor 1 HP | Commercial | Turnover | Lodging/Hospitality | FL Zone 2 | Per Pool | 0% | 5018.75 | 1917.9091 | 3100.8409 | 0.61785 | 10 | 0.72975 | 0.11327 | 179.99 | http://www.inyopools.com/Products/00100018074612.htm?gclid=EAIaIQobChMInIa73oLy2wIVhb9kCh3f9wcGEAQYCCABEgLWHfD_BwE | 150 | Estimate at $150 Per unit, reference: https://www.improvenet.com/r/costs-and-prices/pool-pump-replacement | 539 | http://www.inyopools.com/Products/44400018081134.htm | 150 | Estimate at $150 Per unit, reference: https://www.improvenet.com/r/costs-and-prices/pool-pump-replacement | 359.01 | motor |  | 359.01
Equipment | Two Speed Pool Pump | Dual Speed Pool Pump Motor 1 HP | Single Speed Pool Pump Motor 1 HP | Commercial | Turnover | Miscellaneous | FL Zone 2 | Per Pool | 0% | 5018.75 | 1917.9091 | 3100.8409 | 0.61785 | 10 | 0.72975 | 0.11327 | 179.99 | http://www.inyopools.com/Products/00100018074612.htm?gclid=EAIaIQobChMInIa73oLy2wIVhb9kCh3f9wcGEAQYCCABEgLWHfD_BwE | 150 | Estimate at $150 Per unit, reference: https://www.improvenet.com/r/costs-and-prices/pool-pump-replacement | 539 | http://www.inyopools.com/Products/44400018081134.htm | 150 | Estimate at $150 Per unit, reference: https://www.improvenet.com/r/costs-and-prices/pool-pump-replacement | 359.01 | motor |  | 359.01
Equipment | Two Speed Pool Pump | Dual Speed Pool Pump Motor 1 HP | Single Speed Pool Pump Motor 1 HP | Commercial | Turnover | Offices | FL Zone 2 | Per Pool | 0% | 5018.75 | 1917.9091 | 3100.8409 | 0.61785 | 10 | 0.72975 | 0.11327 | 179.99 | http://www.inyopools.com/Products/00100018074612.htm?gclid=EAIaIQobChMInIa73oLy2wIVhb9kCh3f9wcGEAQYCCABEgLWHfD_BwE | 150 | Estimate at $150 Per unit, reference: https://www.improvenet.com/r/costs-and-prices/pool-pump-replacement | 539 | http://www.inyopools.com/Products/44400018081134.htm | 150 | Estimate at $150 Per unit, reference: https://www.improvenet.com/r/costs-and-prices/pool-pump-replacement | 359.01 | motor |  | 359.01
Equipment | Two Speed Pool Pump | Dual Speed Pool Pump Motor 1 HP | Single Speed Pool Pump Motor 1 HP | Commercial | Turnover | Restaurants | FL Zone 2 | Per Pool | 0% | 5018.75 | 1917.9091 | 3100.8409 | 0.61785 | 10 | 0.72975 | 0.11327 | 179.99 | http://www.inyopools.com/Products/00100018074612.htm?gclid=EAIaIQobChMInIa73oLy2wIVhb9kCh3f9wcGEAQYCCABEgLWHfD_BwE | 150 | Estimate at $150 Per unit, reference: https://www.improvenet.com/r/costs-and-prices/pool-pump-replacement | 539 | http://www.inyopools.com/Products/44400018081134.htm | 150 | Estimate at $150 Per unit, reference: https://www.improvenet.com/r/costs-and-prices/pool-pump-replacement | 359.01 | motor |  | 359.01
Equipment | Two Speed Pool Pump | Dual Speed Pool Pump Motor 1 HP | Single Speed Pool Pump Motor 1 HP | Commercial | Turnover | Retail | FL Zone 2 | Per Pool | 0% | 5018.75 | 1917.9091 | 3100.8409 | 0.61785 | 10 | 0.72975 | 0.11327 | 179.99 | http://www.inyopools.com/Products/00100018074612.htm?gclid=EAIaIQobChMInIa73oLy2wIVhb9kCh3f9wcGEAQYCCABEgLWHfD_BwE | 150 | Estimate at $150 Per unit, reference: https://www.improvenet.com/r/costs-and-prices/pool-pump-replacement | 539 | http://www.inyopools.com/Products/44400018081134.htm | 150 | Estimate at $150 Per unit, reference: https://www.improvenet.com/r/costs-and-prices/pool-pump-replacement | 359.01 | motor |  | 359.01
Equipment | Two Speed Pool Pump | Dual Speed Pool Pump Motor 1 HP | Single Speed Pool Pump Motor 1 HP | Commercial | Turnover | Schools K-12 | FL Zone 2 | Per Pool | 0% | 5018.75 | 1917.9091 | 3100.8409 | 0.61785 | 10 | 0.72975 | 0.11327 | 179.99 | http://www.inyopools.com/Products/00100018074612.htm?gclid=EAIaIQobChMInIa73oLy2wIVhb9kCh3f9wcGEAQYCCABEgLWHfD_BwE | 150 | Estimate at $150 Per unit, reference: https://www.improvenet.com/r/costs-and-prices/pool-pump-replacement | 539 | http://www.inyopools.com/Products/44400018081134.htm | 150 | Estimate at $150 Per unit, reference: https://www.improvenet.com/r/costs-and-prices/pool-pump-replacement | 359.01 | motor |  | 359.01
Equipment | Two Speed Pool Pump | Dual Speed Pool Pump Motor 1 HP | Single Speed Pool Pump Motor 1 HP | Commercial | Turnover | Warehouse | FL Zone 2 | Per Pool | 0% | 5018.75 | 1917.9091 | 3100.8409 | 0.61785 | 10 | 0.72975 | 0.11327 | 179.99 | http://www.inyopools.com/Products/00100018074612.htm?gclid=EAIaIQobChMInIa73oLy2wIVhb9kCh3f9wcGEAQYCCABEgLWHfD_BwE | 150 | Estimate at $150 Per unit, reference: https://www.improvenet.com/r/costs-and-prices/pool-pump-replacement | 539 | http://www.inyopools.com/Products/44400018081134.htm | 150 | Estimate at $150 Per unit, reference: https://www.improvenet.com/r/costs-and-prices/pool-pump-replacement | 359.01 | motor |  | 359.01
Equipment | Two Speed Pool Pump | Dual Speed Pool Pump Motor 1 HP | Single Speed Pool Pump Motor 1 HP | Commercial | New | Assembly | FL Zone 2 | Per Pool | 0% | 5018.75 | 1917.9091 | 3100.8409 | 0.61785 | 10 | 0.72975 | 0.11327 | 179.99 | http://www.inyopools.com/Products/00100018074612.htm?gclid=EAIaIQobChMInIa73oLy2wIVhb9kCh3f9wcGEAQYCCABEgLWHfD_BwE | 150 | Estimate at $150 Per unit, reference: https://www.improvenet.com/r/costs-and-prices/pool-pump-replacement | 539 | http://www.inyopools.com/Products/44400018081134.htm | 150 | Estimate at $150 Per unit, reference: https://www.improvenet.com/r/costs-and-prices/pool-pump-replacement | 359.01 | motor |  | 359.01
Equipment | Two Speed Pool Pump | Dual Speed Pool Pump Motor 1 HP | Single Speed Pool Pump Motor 1 HP | Commercial | New | College and University | FL Zone 2 | Per Pool | 0% | 5018.75 | 1917.9091 | 3100.8409 | 0.61785 | 10 | 0.72975 | 0.11327 | 179.99 | http://www.inyopools.com/Products/00100018074612.htm?gclid=EAIaIQobChMInIa73oLy2wIVhb9kCh3f9wcGEAQYCCABEgLWHfD_BwE | 150 | Estimate at $150 Per unit, reference: https://www.improvenet.com/r/costs-and-prices/pool-pump-replacement | 539 | http://www.inyopools.com/Products/44400018081134.htm | 150 | Estimate at $150 Per unit, reference: https://www.improvenet.com/r/costs-and-prices/pool-pump-replacement | 359.01 | motor |  | 359.01
Equipment | Two Speed Pool Pump | Dual Speed Pool Pump Motor 1 HP | Single Speed Pool Pump Motor 1 HP | Commercial | New | Grocery | FL Zone 2 | Per Pool | 0% | 5018.75 | 1917.9091 | 3100.8409 | 0.61785 | 10 | 0.72975 | 0.11327 | 179.99 | http://www.inyopools.com/Products/00100018074612.htm?gclid=EAIaIQobChMInIa73oLy2wIVhb9kCh3f9wcGEAQYCCABEgLWHfD_BwE | 150 | Estimate at $150 Per unit, reference: https://www.improvenet.com/r/costs-and-prices/pool-pump-replacement | 539 | http://www.inyopools.com/Products/44400018081134.htm | 150 | Estimate at $150 Per unit, reference: https://www.improvenet.com/r/costs-and-prices/pool-pump-replacement | 359.01 | motor |  | 359.01
Equipment | Two Speed Pool Pump | Dual Speed Pool Pump Motor 1 HP | Single Speed Pool Pump Motor 1 HP | Commercial | New | Healthcare | FL Zone 2 | Per Pool | 0% | 5018.75 | 1917.9091 | 3100.8409 | 0.61785 | 10 | 0.72975 | 0.11327 | 179.99 | http://www.inyopools.com/Products/00100018074612.htm?gclid=EAIaIQobChMInIa73oLy2wIVhb9kCh3f9wcGEAQYCCABEgLWHfD_BwE | 150 | Estimate at $150 Per unit, reference: https://www.improvenet.com/r/costs-and-prices/pool-pump-replacement | 539 | http://www.inyopools.com/Products/44400018081134.htm | 150 | Estimate at $150 Per unit, reference: https://www.improvenet.com/r/costs-and-prices/pool-pump-replacement | 359.01 | motor |  | 359.01
Equipment | Two Speed Pool Pump | Dual Speed Pool Pump Motor 1 HP | Single Speed Pool Pump Motor 1 HP | Commercial | New | Hospitals | FL Zone 2 | Per Pool | 0% | 5018.75 | 1917.9091 | 3100.8409 | 0.61785 | 10 | 0.72975 | 0.11327 | 179.99 | http://www.inyopools.com/Products/00100018074612.htm?gclid=EAIaIQobChMInIa73oLy2wIVhb9kCh3f9wcGEAQYCCABEgLWHfD_BwE | 150 | Estimate at $150 Per unit, reference: https://www.improvenet.com/r/costs-and-prices/pool-pump-replacement | 539 | http://www.inyopools.com/Products/44400018081134.htm | 150 | Estimate at $150 Per unit, reference: https://www.improvenet.com/r/costs-and-prices/pool-pump-replacement | 359.01 | motor |  | 359.01
Equipment | Two Speed Pool Pump | Dual Speed Pool Pump Motor 1 HP | Single Speed Pool Pump Motor 1 HP | Commercial | New | Institutional | FL Zone 2 | Per Pool | 0% | 5018.75 | 1917.9091 | 3100.8409 | 0.61785 | 10 | 0.72975 | 0.11327 | 179.99 | http://www.inyopools.com/Products/00100018074612.htm?gclid=EAIaIQobChMInIa73oLy2wIVhb9kCh3f9wcGEAQYCCABEgLWHfD_BwE | 150 | Estimate at $150 Per unit, reference: https://www.improvenet.com/r/costs-and-prices/pool-pump-replacement | 539 | http://www.inyopools.com/Products/44400018081134.htm | 150 | Estimate at $150 Per unit, reference: https://www.improvenet.com/r/costs-and-prices/pool-pump-replacement | 359.01 | motor |  | 359.01
Equipment | Two Speed Pool Pump | Dual Speed Pool Pump Motor 1 HP | Single Speed Pool Pump Motor 1 HP | Commercial | New | Lodging/Hospitality | FL Zone 2 | Per Pool | 0% | 5018.75 | 1917.9091 | 3100.8409 | 0.61785 | 10 | 0.72975 | 0.11327 | 179.99 | http://www.inyopools.com/Products/00100018074612.htm?gclid=EAIaIQobChMInIa73oLy2wIVhb9kCh3f9wcGEAQYCCABEgLWHfD_BwE | 150 | Estimate at $150 Per unit, reference: https://www.improvenet.com/r/costs-and-prices/pool-pump-replacement | 539 | http://www.inyopools.com/Products/44400018081134.htm | 150 | Estimate at $150 Per unit, reference: https://www.improvenet.com/r/costs-and-prices/pool-pump-replacement | 359.01 | motor |  | 359.01
Equipment | Two Speed Pool Pump | Dual Speed Pool Pump Motor 1 HP | Single Speed Pool Pump Motor 1 HP | Commercial | New | Miscellaneous | FL Zone 2 | Per Pool | 0% | 5018.75 | 1917.9091 | 3100.8409 | 0.61785 | 10 | 0.72975 | 0.11327 | 179.99 | http://www.inyopools.com/Products/00100018074612.htm?gclid=EAIaIQobChMInIa73oLy2wIVhb9kCh3f9wcGEAQYCCABEgLWHfD_BwE | 150 | Estimate at $150 Per unit, reference: https://www.improvenet.com/r/costs-and-prices/pool-pump-replacement | 539 | http://www.inyopools.com/Products/44400018081134.htm | 150 | Estimate at $150 Per unit, reference: https://www.improvenet.com/r/costs-and-prices/pool-pump-replacement | 359.01 | motor |  | 359.01
Equipment | Two Speed Pool Pump | Dual Speed Pool Pump Motor 1 HP | Single Speed Pool Pump Motor 1 HP | Commercial | New | Offices | FL Zone 2 | Per Pool | 0% | 5018.75 | 1917.9091 | 3100.8409 | 0.61785 | 10 | 0.72975 | 0.11327 | 179.99 | http://www.inyopools.com/Products/00100018074612.htm?gclid=EAIaIQobChMInIa73oLy2wIVhb9kCh3f9wcGEAQYCCABEgLWHfD_BwE | 150 | Estimate at $150 Per unit, reference: https://www.improvenet.com/r/costs-and-prices/pool-pump-replacement | 539 | http://www.inyopools.com/Products/44400018081134.htm | 150 | Estimate at $150 Per unit, reference: https://www.improvenet.com/r/costs-and-prices/pool-pump-replacement | 359.01 | motor |  | 359.01
Equipment | Two Speed Pool Pump | Dual Speed Pool Pump Motor 1 HP | Single Speed Pool Pump Motor 1 HP | Commercial | New | Restaurants | FL Zone 2 | Per Pool | 0% | 5018.75 | 1917.9091 | 3100.8409 | 0.61785 | 10 | 0.72975 | 0.11327 | 179.99 | http://www.inyopools.com/Products/00100018074612.htm?gclid=EAIaIQobChMInIa73oLy2wIVhb9kCh3f9wcGEAQYCCABEgLWHfD_BwE | 150 | Estimate at $150 Per unit, reference: https://www.improvenet.com/r/costs-and-prices/pool-pump-replacement | 539 | http://www.inyopools.com/Products/44400018081134.htm | 150 | Estimate at $150 Per unit, reference: https://www.improvenet.com/r/costs-and-prices/pool-pump-replacement | 359.01 | motor |  | 359.01
Equipment | Two Speed Pool Pump | Dual Speed Pool Pump Motor 1 HP | Single Speed Pool Pump Motor 1 HP | Commercial | New | Retail | FL Zone 2 | Per Pool | 0% | 5018.75 | 1917.9091 | 3100.8409 | 0.61785 | 10 | 0.72975 | 0.11327 | 179.99 | http://www.inyopools.com/Products/00100018074612.htm?gclid=EAIaIQobChMInIa73oLy2wIVhb9kCh3f9wcGEAQYCCABEgLWHfD_BwE | 150 | Estimate at $150 Per unit, reference: https://www.improvenet.com/r/costs-and-prices/pool-pump-replacement | 539 | http://www.inyopools.com/Products/44400018081134.htm | 150 | Estimate at $150 Per unit, reference: https://www.improvenet.com/r/costs-and-prices/pool-pump-replacement | 359.01 | motor |  | 359.01
Equipment | Two Speed Pool Pump | Dual Speed Pool Pump Motor 1 HP | Single Speed Pool Pump Motor 1 HP | Commercial | New | Schools K-12 | FL Zone 2 | Per Pool | 0% | 5018.75 | 1917.9091 | 3100.8409 | 0.61785 | 10 | 0.72975 | 0.11327 | 179.99 | http://www.inyopools.com/Products/00100018074612.htm?gclid=EAIaIQobChMInIa73oLy2wIVhb9kCh3f9wcGEAQYCCABEgLWHfD_BwE | 150 | Estimate at $150 Per unit, reference: https://www.improvenet.com/r/costs-and-prices/pool-pump-replacement | 539 | http://www.inyopools.com/Products/44400018081134.htm | 150 | Estimate at $150 Per unit, reference: https://www.improvenet.com/r/costs-and-prices/pool-pump-replacement | 359.01 | motor |  | 359.01
Equipment | Two Speed Pool Pump | Dual Speed Pool Pump Motor 1 HP | Single Speed Pool Pump Motor 1 HP | Commercial | New | Warehouse | FL Zone 2 | Per Pool | 0% | 5018.75 | 1917.9091 | 3100.8409 | 0.61785 | 10 | 0.72975 | 0.11327 | 179.99 | http://www.inyopools.com/Products/00100018074612.htm?gclid=EAIaIQobChMInIa73oLy2wIVhb9kCh3f9wcGEAQYCCABEgLWHfD_BwE | 150 | Estimate at $150 Per unit, reference: https://www.improvenet.com/r/costs-and-prices/pool-pump-replacement | 539 | http://www.inyopools.com/Products/44400018081134.htm | 150 | Estimate at $150 Per unit, reference: https://www.improvenet.com/r/costs-and-prices/pool-pump-replacement | 359.01 | motor |  | 359.01
Equipment | Variable Speed Pool Pump | Variable Speed Pool Pump | Single Speed Pool Pump Motor 1 HP | Commercial | Turnover | Assembly | FL Zone 2 | Per Pool | 46.17% | 5018.75 | 1788.5 | 3230.25 | 0.64364 | 10 | 0.7602 | 0.118 | 179.99 | http://www.inyopools.com/Products/00100018074612.htm?gclid=EAIaIQobChMInIa73oLy2wIVhb9kCh3f9wcGEAQYCCABEgLWHfD_BwE | 150 | Estimate at $150 Per unit, reference: https://www.improvenet.com/r/costs-and-prices/pool-pump-replacement | 1265 | http://www.inyopools.com/Products/02200018059633.htm | 150 | Estimate at $150 Per unit, reference: https://www.improvenet.com/r/costs-and-prices/pool-pump-replacement | 1085.01 | motor |  | 1085.01
Equipment | Variable Speed Pool Pump | Variable Speed Pool Pump | Single Speed Pool Pump Motor 1 HP | Commercial | Turnover | College and University | FL Zone 2 | Per Pool | 42.75% | 5018.75 | 1788.5 | 3230.25 | 0.64364 | 10 | 0.7602 | 0.118 | 179.99 | http://www.inyopools.com/Products/00100018074612.htm?gclid=EAIaIQobChMInIa73oLy2wIVhb9kCh3f9wcGEAQYCCABEgLWHfD_BwE | 150 | Estimate at $150 Per unit, reference: https://www.improvenet.com/r/costs-and-prices/pool-pump-replacement | 1265 | http://www.inyopools.com/Products/02200018059633.htm | 150 | Estimate at $150 Per unit, reference: https://www.improvenet.com/r/costs-and-prices/pool-pump-replacement | 1085.01 | motor |  | 1085.01
Equipment | Variable Speed Pool Pump | Variable Speed Pool Pump | Single Speed Pool Pump Motor 1 HP | Commercial | Turnover | Grocery | FL Zone 2 | Per Pool | 0% | 5018.75 | 1788.5 | 3230.25 | 0.64364 | 10 | 0.7602 | 0.118 | 179.99 | http://www.inyopools.com/Products/00100018074612.htm?gclid=EAIaIQobChMInIa73oLy2wIVhb9kCh3f9wcGEAQYCCABEgLWHfD_BwE | 150 | Estimate at $150 Per unit, reference: https://www.improvenet.com/r/costs-and-prices/pool-pump-replacement | 1265 | http://www.inyopools.com/Products/02200018059633.htm | 150 | Estimate at $150 Per unit, reference: https://www.improvenet.com/r/costs-and-prices/pool-pump-replacement | 1085.01 | motor |  | 1085.01
Equipment | Variable Speed Pool Pump | Variable Speed Pool Pump | Single Speed Pool Pump Motor 1 HP | Commercial | Turnover | Healthcare | FL Zone 2 | Per Pool | 0% | 5018.75 | 1788.5 | 3230.25 | 0.64364 | 10 | 0.7602 | 0.118 | 179.99 | http://www.inyopools.com/Products/00100018074612.htm?gclid=EAIaIQobChMInIa73oLy2wIVhb9kCh3f9wcGEAQYCCABEgLWHfD_BwE | 150 | Estimate at $150 Per unit, reference: https://www.improvenet.com/r/costs-and-prices/pool-pump-replacement | 1265 | http://www.inyopools.com/Products/02200018059633.htm | 150 | Estimate at $150 Per unit, reference: https://www.improvenet.com/r/costs-and-prices/pool-pump-replacement | 1085.01 | motor |  | 1085.01
Equipment | Variable Speed Pool Pump | Variable Speed Pool Pump | Single Speed Pool Pump Motor 1 HP | Commercial | Turnover | Hospitals | FL Zone 2 | Per Pool | 0% | 5018.75 | 1788.5 | 3230.25 | 0.64364 | 10 | 0.7602 | 0.118 | 179.99 | http://www.inyopools.com/Products/00100018074612.htm?gclid=EAIaIQobChMInIa73oLy2wIVhb9kCh3f9wcGEAQYCCABEgLWHfD_BwE | 150 | Estimate at $150 Per unit, reference: https://www.improvenet.com/r/costs-and-prices/pool-pump-replacement | 1265 | http://www.inyopools.com/Products/02200018059633.htm | 150 | Estimate at $150 Per unit, reference: https://www.improvenet.com/r/costs-and-prices/pool-pump-replacement | 1085.01 | motor |  | 1085.01
Equipment | Variable Speed Pool Pump | Variable Speed Pool Pump | Single Speed Pool Pump Motor 1 HP | Commercial | Turnover | Institutional | FL Zone 2 | Per Pool | 0% | 5018.75 | 1788.5 | 3230.25 | 0.64364 | 10 | 0.7602 | 0.118 | 179.99 | http://www.inyopools.com/Products/00100018074612.htm?gclid=EAIaIQobChMInIa73oLy2wIVhb9kCh3f9wcGEAQYCCABEgLWHfD_BwE | 150 | Estimate at $150 Per unit, reference: https://www.improvenet.com/r/costs-and-prices/pool-pump-replacement | 1265 | http://www.inyopools.com/Products/02200018059633.htm | 150 | Estimate at $150 Per unit, reference: https://www.improvenet.com/r/costs-and-prices/pool-pump-replacement | 1085.01 | motor |  | 1085.01
Equipment | Variable Speed Pool Pump | Variable Speed Pool Pump | Single Speed Pool Pump Motor 1 HP | Commercial | Turnover | Lodging/Hospitality | FL Zone 2 | Per Pool | 50.73% | 5018.75 | 1788.5 | 3230.25 | 0.64364 | 10 | 0.7602 | 0.118 | 179.99 | http://www.inyopools.com/Products/00100018074612.htm?gclid=EAIaIQobChMInIa73oLy2wIVhb9kCh3f9wcGEAQYCCABEgLWHfD_BwE | 150 | Estimate at $150 Per unit, reference: https://www.improvenet.com/r/costs-and-prices/pool-pump-replacement | 1265 | http://www.inyopools.com/Products/02200018059633.htm | 150 | Estimate at $150 Per unit, reference: https://www.improvenet.com/r/costs-and-prices/pool-pump-replacement | 1085.01 | motor |  | 1085.01
Equipment | Variable Speed Pool Pump | Variable Speed Pool Pump | Single Speed Pool Pump Motor 1 HP | Commercial | Turnover | Miscellaneous | FL Zone 2 | Per Pool | 0% | 5018.75 | 1788.5 | 3230.25 | 0.64364 | 10 | 0.7602 | 0.118 | 179.99 | http://www.inyopools.com/Products/00100018074612.htm?gclid=EAIaIQobChMInIa73oLy2wIVhb9kCh3f9wcGEAQYCCABEgLWHfD_BwE | 150 | Estimate at $150 Per unit, reference: https://www.improvenet.com/r/costs-and-prices/pool-pump-replacement | 1265 | http://www.inyopools.com/Products/02200018059633.htm | 150 | Estimate at $150 Per unit, reference: https://www.improvenet.com/r/costs-and-prices/pool-pump-replacement | 1085.01 | motor |  | 1085.01
Equipment | Variable Speed Pool Pump | Variable Speed Pool Pump | Single Speed Pool Pump Motor 1 HP | Commercial | Turnover | Offices | FL Zone 2 | Per Pool | 0% | 5018.75 | 1788.5 | 3230.25 | 0.64364 | 10 | 0.7602 | 0.118 | 179.99 | http://www.inyopools.com/Products/00100018074612.htm?gclid=EAIaIQobChMInIa73oLy2wIVhb9kCh3f9wcGEAQYCCABEgLWHfD_BwE | 150 | Estimate at $150 Per unit, reference: https://www.improvenet.com/r/costs-and-prices/pool-pump-replacement | 1265 | http://www.inyopools.com/Products/02200018059633.htm | 150 | Estimate at $150 Per unit, reference: https://www.improvenet.com/r/costs-and-prices/pool-pump-replacement | 1085.01 | motor |  | 1085.01
Equipment | Variable Speed Pool Pump | Variable Speed Pool Pump | Single Speed Pool Pump Motor 1 HP | Commercial | Turnover | Restaurants | FL Zone 2 | Per Pool | 0% | 5018.75 | 1788.5 | 3230.25 | 0.64364 | 10 | 0.7602 | 0.118 | 179.99 | http://www.inyopools.com/Products/00100018074612.htm?gclid=EAIaIQobChMInIa73oLy2wIVhb9kCh3f9wcGEAQYCCABEgLWHfD_BwE | 150 | Estimate at $150 Per unit, reference: https://www.improvenet.com/r/costs-and-prices/pool-pump-replacement | 1265 | http://www.inyopools.com/Products/02200018059633.htm | 150 | Estimate at $150 Per unit, reference: https://www.improvenet.com/r/costs-and-prices/pool-pump-replacement | 1085.01 | motor |  | 1085.01
Equipment | Variable Speed Pool Pump | Variable Speed Pool Pump | Single Speed Pool Pump Motor 1 HP | Commercial | Turnover | Retail | FL Zone 2 | Per Pool | 0% | 5018.75 | 1788.5 | 3230.25 | 0.64364 | 10 | 0.7602 | 0.118 | 179.99 | http://www.inyopools.com/Products/00100018074612.htm?gclid=EAIaIQobChMInIa73oLy2wIVhb9kCh3f9wcGEAQYCCABEgLWHfD_BwE | 150 | Estimate at $150 Per unit, reference: https://www.improvenet.com/r/costs-and-prices/pool-pump-replacement | 1265 | http://www.inyopools.com/Products/02200018059633.htm | 150 | Estimate at $150 Per unit, reference: https://www.improvenet.com/r/costs-and-prices/pool-pump-replacement | 1085.01 | motor |  | 1085.01
Equipment | Variable Speed Pool Pump | Variable Speed Pool Pump | Single Speed Pool Pump Motor 1 HP | Commercial | Turnover | Schools K-12 | FL Zone 2 | Per Pool | 0% | 5018.75 | 1788.5 | 3230.25 | 0.64364 | 10 | 0.7602 | 0.118 | 179.99 | http://www.inyopools.com/Products/00100018074612.htm?gclid=EAIaIQobChMInIa73oLy2wIVhb9kCh3f9wcGEAQYCCABEgLWHfD_BwE | 150 | Estimate at $150 Per unit, reference: https://www.improvenet.com/r/costs-and-prices/pool-pump-replacement | 1265 | http://www.inyopools.com/Products/02200018059633.htm | 150 | Estimate at $150 Per unit, reference: https://www.improvenet.com/r/costs-and-prices/pool-pump-replacement | 1085.01 | motor |  | 1085.01
Equipment | Variable Speed Pool Pump | Variable Speed Pool Pump | Single Speed Pool Pump Motor 1 HP | Commercial | New | Assembly | FL Zone 2 | Per Pool | 46.17% | 5018.75 | 1788.5 | 3230.25 | 0.64364 | 10 | 0.7602 | 0.118 | 179.99 | http://www.inyopools.com/Products/00100018074612.htm?gclid=EAIaIQobChMInIa73oLy2wIVhb9kCh3f9wcGEAQYCCABEgLWHfD_BwE | 150 | Estimate at $150 Per unit, reference: https://www.improvenet.com/r/costs-and-prices/pool-pump-replacement | 1265 | http://www.inyopools.com/Products/02200018059633.htm | 150 | Estimate at $150 Per unit, reference: https://www.improvenet.com/r/costs-and-prices/pool-pump-replacement | 1085.01 | motor |  | 1085.01
Equipment | Variable Speed Pool Pump | Variable Speed Pool Pump | Single Speed Pool Pump Motor 1 HP | Commercial | New | College and University | FL Zone 2 | Per Pool | 42.75% | 5018.75 | 1788.5 | 3230.25 | 0.64364 | 10 | 0.7602 | 0.118 | 179.99 | http://www.inyopools.com/Products/00100018074612.htm?gclid=EAIaIQobChMInIa73oLy2wIVhb9kCh3f9wcGEAQYCCABEgLWHfD_BwE | 150 | Estimate at $150 Per unit, reference: https://www.improvenet.com/r/costs-and-prices/pool-pump-replacement | 1265 | http://www.inyopools.com/Products/02200018059633.htm | 150 | Estimate at $150 Per unit, reference: https://www.improvenet.com/r/costs-and-prices/pool-pump-replacement | 1085.01 | motor |  | 1085.01
Equipment | Variable Speed Pool Pump | Variable Speed Pool Pump | Single Speed Pool Pump Motor 1 HP | Commercial | New | Grocery | FL Zone 2 | Per Pool | 0% | 5018.75 | 1788.5 | 3230.25 | 0.64364 | 10 | 0.7602 | 0.118 | 179.99 | http://www.inyopools.com/Products/00100018074612.htm?gclid=EAIaIQobChMInIa73oLy2wIVhb9kCh3f9wcGEAQYCCABEgLWHfD_BwE | 150 | Estimate at $150 Per unit, reference: https://www.improvenet.com/r/costs-and-prices/pool-pump-replacement | 1265 | http://www.inyopools.com/Products/02200018059633.htm | 150 | Estimate at $150 Per unit, reference: https://www.improvenet.com/r/costs-and-prices/pool-pump-replacement | 1085.01 | motor |  | 1085.01
Equipment | Variable Speed Pool Pump | Variable Speed Pool Pump | Single Speed Pool Pump Motor 1 HP | Commercial | New | Healthcare | FL Zone 2 | Per Pool | 0% | 5018.75 | 1788.5 | 3230.25 | 0.64364 | 10 | 0.7602 | 0.118 | 179.99 | http://www.inyopools.com/Products/00100018074612.htm?gclid=EAIaIQobChMInIa73oLy2wIVhb9kCh3f9wcGEAQYCCABEgLWHfD_BwE | 150 | Estimate at $150 Per unit, reference: https://www.improvenet.com/r/costs-and-prices/pool-pump-replacement | 1265 | http://www.inyopools.com/Products/02200018059633.htm | 150 | Estimate at $150 Per unit, reference: https://www.improvenet.com/r/costs-and-prices/pool-pump-replacement | 1085.01 | motor |  | 1085.01
Equipment | Variable Speed Pool Pump | Variable Speed Pool Pump | Single Speed Pool Pump Motor 1 HP | Commercial | New | Hospitals | FL Zone 2 | Per Pool | 0% | 5018.75 | 1788.5 | 3230.25 | 0.64364 | 10 | 0.7602 | 0.118 | 179.99 | http://www.inyopools.com/Products/00100018074612.htm?gclid=EAIaIQobChMInIa73oLy2wIVhb9kCh3f9wcGEAQYCCABEgLWHfD_BwE | 150 | Estimate at $150 Per unit, reference: https://www.improvenet.com/r/costs-and-prices/pool-pump-replacement | 1265 | http://www.inyopools.com/Products/02200018059633.htm | 150 | Estimate at $150 Per unit, reference: https://www.improvenet.com/r/costs-and-prices/pool-pump-replacement | 1085.01 | motor |  | 1085.01
Equipment | Variable Speed Pool Pump | Variable Speed Pool Pump | Single Speed Pool Pump Motor 1 HP | Commercial | New | Institutional | FL Zone 2 | Per Pool | 0% | 5018.75 | 1788.5 | 3230.25 | 0.64364 | 10 | 0.7602 | 0.118 | 179.99 | http://www.inyopools.com/Products/00100018074612.htm?gclid=EAIaIQobChMInIa73oLy2wIVhb9kCh3f9wcGEAQYCCABEgLWHfD_BwE | 150 | Estimate at $150 Per unit, reference: https://www.improvenet.com/r/costs-and-prices/pool-pump-replacement | 1265 | http://www.inyopools.com/Products/02200018059633.htm | 150 | Estimate at $150 Per unit, reference: https://www.improvenet.com/r/costs-and-prices/pool-pump-replacement | 1085.01 | motor |  | 1085.01
Equipment | Variable Speed Pool Pump | Variable Speed Pool Pump | Single Speed Pool Pump Motor 1 HP | Commercial | New | Lodging/Hospitality | FL Zone 2 | Per Pool | 50.73% | 5018.75 | 1788.5 | 3230.25 | 0.64364 | 10 | 0.7602 | 0.118 | 179.99 | http://www.inyopools.com/Products/00100018074612.htm?gclid=EAIaIQobChMInIa73oLy2wIVhb9kCh3f9wcGEAQYCCABEgLWHfD_BwE | 150 | Estimate at $150 Per unit, reference: https://www.improvenet.com/r/costs-and-prices/pool-pump-replacement | 1265 | http://www.inyopools.com/Products/02200018059633.htm | 150 | Estimate at $150 Per unit, reference: https://www.improvenet.com/r/costs-and-prices/pool-pump-replacement | 1085.01 | motor |  | 1085.01
Equipment | Variable Speed Pool Pump | Variable Speed Pool Pump | Single Speed Pool Pump Motor 1 HP | Commercial | New | Miscellaneous | FL Zone 2 | Per Pool | 0% | 5018.75 | 1788.5 | 3230.25 | 0.64364 | 10 | 0.7602 | 0.118 | 179.99 | http://www.inyopools.com/Products/00100018074612.htm?gclid=EAIaIQobChMInIa73oLy2wIVhb9kCh3f9wcGEAQYCCABEgLWHfD_BwE | 150 | Estimate at $150 Per unit, reference: https://www.improvenet.com/r/costs-and-prices/pool-pump-replacement | 1265 | http://www.inyopools.com/Products/02200018059633.htm | 150 | Estimate at $150 Per unit, reference: https://www.improvenet.com/r/costs-and-prices/pool-pump-replacement | 1085.01 | motor |  | 1085.01
Equipment | Variable Speed Pool Pump | Variable Speed Pool Pump | Single Speed Pool Pump Motor 1 HP | Commercial | New | Offices | FL Zone 2 | Per Pool | 0% | 5018.75 | 1788.5 | 3230.25 | 0.64364 | 10 | 0.7602 | 0.118 | 179.99 | http://www.inyopools.com/Products/00100018074612.htm?gclid=EAIaIQobChMInIa73oLy2wIVhb9kCh3f9wcGEAQYCCABEgLWHfD_BwE | 150 | Estimate at $150 Per unit, reference: https://www.improvenet.com/r/costs-and-prices/pool-pump-replacement | 1265 | http://www.inyopools.com/Products/02200018059633.htm | 150 | Estimate at $150 Per unit, reference: https://www.improvenet.com/r/costs-and-prices/pool-pump-replacement | 1085.01 | motor |  | 1085.01
Equipment | Variable Speed Pool Pump | Variable Speed Pool Pump | Single Speed Pool Pump Motor 1 HP | Commercial | New | Restaurants | FL Zone 2 | Per Pool | 0% | 5018.75 | 1788.5 | 3230.25 | 0.64364 | 10 | 0.7602 | 0.118 | 179.99 | http://www.inyopools.com/Products/00100018074612.htm?gclid=EAIaIQobChMInIa73oLy2wIVhb9kCh3f9wcGEAQYCCABEgLWHfD_BwE | 150 | Estimate at $150 Per unit, reference: https://www.improvenet.com/r/costs-and-prices/pool-pump-replacement | 1265 | http://www.inyopools.com/Products/02200018059633.htm | 150 | Estimate at $150 Per unit, reference: https://www.improvenet.com/r/costs-and-prices/pool-pump-replacement | 1085.01 | motor |  | 1085.01
Equipment | Variable Speed Pool Pump | Variable Speed Pool Pump | Single Speed Pool Pump Motor 1 HP | Commercial | New | Retail | FL Zone 2 | Per Pool | 0% | 5018.75 | 1788.5 | 3230.25 | 0.64364 | 10 | 0.7602 | 0.118 | 179.99 | http://www.inyopools.com/Products/00100018074612.htm?gclid=EAIaIQobChMInIa73oLy2wIVhb9kCh3f9wcGEAQYCCABEgLWHfD_BwE | 150 | Estimate at $150 Per unit, reference: https://www.improvenet.com/r/costs-and-prices/pool-pump-replacement | 1265 | http://www.inyopools.com/Products/02200018059633.htm | 150 | Estimate at $150 Per unit, reference: https://www.improvenet.com/r/costs-and-prices/pool-pump-replacement | 1085.01 | motor |  | 1085.01
Equipment | Variable Speed Pool Pump | Variable Speed Pool Pump | Single Speed Pool Pump Motor 1 HP | Commercial | New | Schools K-12 | FL Zone 2 | Per Pool | 0% | 5018.75 | 1788.5 | 3230.25 | 0.64364 | 10 | 0.7602 | 0.118 | 179.99 | http://www.inyopools.com/Products/00100018074612.htm?gclid=EAIaIQobChMInIa73oLy2wIVhb9kCh3f9wcGEAQYCCABEgLWHfD_BwE | 150 | Estimate at $150 Per unit, reference: https://www.improvenet.com/r/costs-and-prices/pool-pump-replacement | 1265 | http://www.inyopools.com/Products/02200018059633.htm | 150 | Estimate at $150 Per unit, reference: https://www.improvenet.com/r/costs-and-prices/pool-pump-replacement | 1085.01 | motor |  | 1085.01
Equipment | ENERGY STAR Imaging Equipment | One Copier meeting ENERGY STAR 2.0 Standards | One Standard Copier | Commercial | Turnover | Assembly | FL Zone 2 | Per Unit | 17.92% | 937.8 | 521 | 416.8 | 0.44444 | 6 | 0.0578 | 0.038813 | 2358.71 | https://www.printer-central.com/shop/product/printers/multifunction-printers/hewlett-packard/l3u59a-201/31704009/1 | 0 | 0 | 2943.85 | https://www.printer-central.com/shop/product/printers/multifunction-printers/hewlett-packard/f2a81a-aaz/32652051/1 | 0 | 0 | 585.14 | unit |  | 585.14
Equipment | ENERGY STAR Imaging Equipment | One Copier meeting ENERGY STAR 2.0 Standards | One Standard Copier | Commercial | Turnover | College and University | FL Zone 2 | Per Unit | 17.92% | 937.8 | 521 | 416.8 | 0.44444 | 6 | 0.0578 | 0.038813 | 2358.71 | https://www.printer-central.com/shop/product/printers/multifunction-printers/hewlett-packard/l3u59a-201/31704009/1 | 0 | 0 | 2943.85 | https://www.printer-central.com/shop/product/printers/multifunction-printers/hewlett-packard/f2a81a-aaz/32652051/1 | 0 | 0 | 585.14 | unit |  | 585.14
Equipment | ENERGY STAR Imaging Equipment | One Copier meeting ENERGY STAR 2.0 Standards | One Standard Copier | Commercial | Turnover | Grocery | FL Zone 2 | Per Unit | 17.92% | 937.8 | 521 | 416.8 | 0.44444 | 6 | 0.0578 | 0.038813 | 2358.71 | https://www.printer-central.com/shop/product/printers/multifunction-printers/hewlett-packard/l3u59a-201/31704009/1 | 0 | 0 | 2943.85 | https://www.printer-central.com/shop/product/printers/multifunction-printers/hewlett-packard/f2a81a-aaz/32652051/1 | 0 | 0 | 585.14 | unit |  | 585.14
Equipment | ENERGY STAR Imaging Equipment | One Copier meeting ENERGY STAR 2.0 Standards | One Standard Copier | Commercial | Turnover | Healthcare | FL Zone 2 | Per Unit | 17.92% | 937.8 | 521 | 416.8 | 0.44444 | 6 | 0.0578 | 0.038813 | 2358.71 | https://www.printer-central.com/shop/product/printers/multifunction-printers/hewlett-packard/l3u59a-201/31704009/1 | 0 | 0 | 2943.85 | https://www.printer-central.com/shop/product/printers/multifunction-printers/hewlett-packard/f2a81a-aaz/32652051/1 | 0 | 0 | 585.14 | unit |  | 585.14
Equipment | ENERGY STAR Imaging Equipment | One Copier meeting ENERGY STAR 2.0 Standards | One Standard Copier | Commercial | Turnover | Hospitals | FL Zone 2 | Per Unit | 17.92% | 937.8 | 521 | 416.8 | 0.44444 | 6 | 0.0578 | 0.038813 | 2358.71 | https://www.printer-central.com/shop/product/printers/multifunction-printers/hewlett-packard/l3u59a-201/31704009/1 | 0 | 0 | 2943.85 | https://www.printer-central.com/shop/product/printers/multifunction-printers/hewlett-packard/f2a81a-aaz/32652051/1 | 0 | 0 | 585.14 | unit |  | 585.14
Equipment | ENERGY STAR Imaging Equipment | One Copier meeting ENERGY STAR 2.0 Standards | One Standard Copier | Commercial | Turnover | Institutional | FL Zone 2 | Per Unit | 17.92% | 937.8 | 521 | 416.8 | 0.44444 | 6 | 0.0578 | 0.038813 | 2358.71 | https://www.printer-central.com/shop/product/printers/multifunction-printers/hewlett-packard/l3u59a-201/31704009/1 | 0 | 0 | 2943.85 | https://www.printer-central.com/shop/product/printers/multifunction-printers/hewlett-packard/f2a81a-aaz/32652051/1 | 0 | 0 | 585.14 | unit |  | 585.14
Equipment | ENERGY STAR Imaging Equipment | One Copier meeting ENERGY STAR 2.0 Standards | One Standard Copier | Commercial | Turnover | Lodging/Hospitality | FL Zone 2 | Per Unit | 17.92% | 937.8 | 521 | 416.8 | 0.44444 | 6 | 0.0578 | 0.038813 | 2358.71 | https://www.printer-central.com/shop/product/printers/multifunction-printers/hewlett-packard/l3u59a-201/31704009/1 | 0 | 0 | 2943.85 | https://www.printer-central.com/shop/product/printers/multifunction-printers/hewlett-packard/f2a81a-aaz/32652051/1 | 0 | 0 | 585.14 | unit |  | 585.14
Equipment | ENERGY STAR Imaging Equipment | One Copier meeting ENERGY STAR 2.0 Standards | One Standard Copier | Commercial | Turnover | Miscellaneous | FL Zone 2 | Per Unit | 0% | 937.8 | 521 | 416.8 | 0.44444 | 6 | 0.0578 | 0.038813 | 2358.71 | https://www.printer-central.com/shop/product/printers/multifunction-printers/hewlett-packard/l3u59a-201/31704009/1 | 0 | 0 | 2943.85 | https://www.printer-central.com/shop/product/printers/multifunction-printers/hewlett-packard/f2a81a-aaz/32652051/1 | 0 | 0 | 585.14 | unit |  | 585.14
Equipment | ENERGY STAR Imaging Equipment | One Copier meeting ENERGY STAR 2.0 Standards | One Standard Copier | Commercial | Turnover | Offices | FL Zone 2 | Per Unit | 17.92% | 937.8 | 521 | 416.8 | 0.44444 | 6 | 0.0578 | 0.038813 | 2358.71 | https://www.printer-central.com/shop/product/printers/multifunction-printers/hewlett-packard/l3u59a-201/31704009/1 | 0 | 0 | 2943.85 | https://www.printer-central.com/shop/product/printers/multifunction-printers/hewlett-packard/f2a81a-aaz/32652051/1 | 0 | 0 | 585.14 | unit |  | 585.14
Equipment | ENERGY STAR Imaging Equipment | One Copier meeting ENERGY STAR 2.0 Standards | One Standard Copier | Commercial | Turnover | Restaurants | FL Zone 2 | Per Unit | 0% | 937.8 | 521 | 416.8 | 0.44444 | 6 | 0.0578 | 0.038813 | 2358.71 | https://www.printer-central.com/shop/product/printers/multifunction-printers/hewlett-packard/l3u59a-201/31704009/1 | 0 | 0 | 2943.85 | https://www.printer-central.com/shop/product/printers/multifunction-printers/hewlett-packard/f2a81a-aaz/32652051/1 | 0 | 0 | 585.14 | unit |  | 585.14
Equipment | ENERGY STAR Imaging Equipment | One Copier meeting ENERGY STAR 2.0 Standards | One Standard Copier | Commercial | Turnover | Retail | FL Zone 2 | Per Unit | 17.92% | 937.8 | 521 | 416.8 | 0.44444 | 6 | 0.0578 | 0.038813 | 2358.71 | https://www.printer-central.com/shop/product/printers/multifunction-printers/hewlett-packard/l3u59a-201/31704009/1 | 0 | 0 | 2943.85 | https://www.printer-central.com/shop/product/printers/multifunction-printers/hewlett-packard/f2a81a-aaz/32652051/1 | 0 | 0 | 585.14 | unit |  | 585.14
Equipment | ENERGY STAR Imaging Equipment | One Copier meeting ENERGY STAR 2.0 Standards | One Standard Copier | Commercial | Turnover | Schools K-12 | FL Zone 2 | Per Unit | 17.92% | 937.8 | 521 | 416.8 | 0.44444 | 6 | 0.0578 | 0.038813 | 2358.71 | https://www.printer-central.com/shop/product/printers/multifunction-printers/hewlett-packard/l3u59a-201/31704009/1 | 0 | 0 | 2943.85 | https://www.printer-central.com/shop/product/printers/multifunction-printers/hewlett-packard/f2a81a-aaz/32652051/1 | 0 | 0 | 585.14 | unit |  | 585.14
Equipment | ENERGY STAR Imaging Equipment | One Copier meeting ENERGY STAR 2.0 Standards | One Standard Copier | Commercial | Turnover | Warehouse | FL Zone 2 | Per Unit | 0% | 937.8 | 521 | 416.8 | 0.44444 | 6 | 0.0578 | 0.038813 | 2358.71 | https://www.printer-central.com/shop/product/printers/multifunction-printers/hewlett-packard/l3u59a-201/31704009/1 | 0 | 0 | 2943.85 | https://www.printer-central.com/shop/product/printers/multifunction-printers/hewlett-packard/f2a81a-aaz/32652051/1 | 0 | 0 | 585.14 | unit |  | 585.14
Equipment | ENERGY STAR Imaging Equipment | One Copier meeting ENERGY STAR 2.0 Standards | One Standard Copier | Commercial | New | Assembly | FL Zone 2 | Per Unit | 17.92% | 937.8 | 521 | 416.8 | 0.44444 | 6 | 0.0578 | 0.038813 | 2358.71 | https://www.printer-central.com/shop/product/printers/multifunction-printers/hewlett-packard/l3u59a-201/31704009/1 | 0 | 0 | 2943.85 | https://www.printer-central.com/shop/product/printers/multifunction-printers/hewlett-packard/f2a81a-aaz/32652051/1 | 0 | 0 | 585.14 | unit |  | 585.14
Equipment | ENERGY STAR Imaging Equipment | One Copier meeting ENERGY STAR 2.0 Standards | One Standard Copier | Commercial | New | College and University | FL Zone 2 | Per Unit | 17.92% | 937.8 | 521 | 416.8 | 0.44444 | 6 | 0.0578 | 0.038813 | 2358.71 | https://www.printer-central.com/shop/product/printers/multifunction-printers/hewlett-packard/l3u59a-201/31704009/1 | 0 | 0 | 2943.85 | https://www.printer-central.com/shop/product/printers/multifunction-printers/hewlett-packard/f2a81a-aaz/32652051/1 | 0 | 0 | 585.14 | unit |  | 585.14
Equipment | ENERGY STAR Imaging Equipment | One Copier meeting ENERGY STAR 2.0 Standards | One Standard Copier | Commercial | New | Grocery | FL Zone 2 | Per Unit | 17.92% | 937.8 | 521 | 416.8 | 0.44444 | 6 | 0.0578 | 0.038813 | 2358.71 | https://www.printer-central.com/shop/product/printers/multifunction-printers/hewlett-packard/l3u59a-201/31704009/1 | 0 | 0 | 2943.85 | https://www.printer-central.com/shop/product/printers/multifunction-printers/hewlett-packard/f2a81a-aaz/32652051/1 | 0 | 0 | 585.14 | unit |  | 585.14
Equipment | ENERGY STAR Imaging Equipment | One Copier meeting ENERGY STAR 2.0 Standards | One Standard Copier | Commercial | New | Healthcare | FL Zone 2 | Per Unit | 17.92% | 937.8 | 521 | 416.8 | 0.44444 | 6 | 0.0578 | 0.038813 | 2358.71 | https://www.printer-central.com/shop/product/printers/multifunction-printers/hewlett-packard/l3u59a-201/31704009/1 | 0 | 0 | 2943.85 | https://www.printer-central.com/shop/product/printers/multifunction-printers/hewlett-packard/f2a81a-aaz/32652051/1 | 0 | 0 | 585.14 | unit |  | 585.14
Equipment | ENERGY STAR Imaging Equipment | One Copier meeting ENERGY STAR 2.0 Standards | One Standard Copier | Commercial | New | Hospitals | FL Zone 2 | Per Unit | 17.92% | 937.8 | 521 | 416.8 | 0.44444 | 6 | 0.0578 | 0.038813 | 2358.71 | https://www.printer-central.com/shop/product/printers/multifunction-printers/hewlett-packard/l3u59a-201/31704009/1 | 0 | 0 | 2943.85 | https://www.printer-central.com/shop/product/printers/multifunction-printers/hewlett-packard/f2a81a-aaz/32652051/1 | 0 | 0 | 585.14 | unit |  | 585.14
Equipment | ENERGY STAR Imaging Equipment | One Copier meeting ENERGY STAR 2.0 Standards | One Standard Copier | Commercial | New | Institutional | FL Zone 2 | Per Unit | 17.92% | 937.8 | 521 | 416.8 | 0.44444 | 6 | 0.0578 | 0.038813 | 2358.71 | https://www.printer-central.com/shop/product/printers/multifunction-printers/hewlett-packard/l3u59a-201/31704009/1 | 0 | 0 | 2943.85 | https://www.printer-central.com/shop/product/printers/multifunction-printers/hewlett-packard/f2a81a-aaz/32652051/1 | 0 | 0 | 585.14 | unit |  | 585.14
Equipment | ENERGY STAR Imaging Equipment | One Copier meeting ENERGY STAR 2.0 Standards | One Standard Copier | Commercial | New | Lodging/Hospitality | FL Zone 2 | Per Unit | 17.92% | 937.8 | 521 | 416.8 | 0.44444 | 6 | 0.0578 | 0.038813 | 2358.71 | https://www.printer-central.com/shop/product/printers/multifunction-printers/hewlett-packard/l3u59a-201/31704009/1 | 0 | 0 | 2943.85 | https://www.printer-central.com/shop/product/printers/multifunction-printers/hewlett-packard/f2a81a-aaz/32652051/1 | 0 | 0 | 585.14 | unit |  | 585.14
Equipment | ENERGY STAR Imaging Equipment | One Copier meeting ENERGY STAR 2.0 Standards | One Standard Copier | Commercial | New | Miscellaneous | FL Zone 2 | Per Unit | 0% | 937.8 | 521 | 416.8 | 0.44444 | 6 | 0.0578 | 0.038813 | 2358.71 | https://www.printer-central.com/shop/product/printers/multifunction-printers/hewlett-packard/l3u59a-201/31704009/1 | 0 | 0 | 2943.85 | https://www.printer-central.com/shop/product/printers/multifunction-printers/hewlett-packard/f2a81a-aaz/32652051/1 | 0 | 0 | 585.14 | unit |  | 585.14
Equipment | ENERGY STAR Imaging Equipment | One Copier meeting ENERGY STAR 2.0 Standards | One Standard Copier | Commercial | New | Offices | FL Zone 2 | Per Unit | 17.92% | 937.8 | 521 | 416.8 | 0.44444 | 6 | 0.0578 | 0.038813 | 2358.71 | https://www.printer-central.com/shop/product/printers/multifunction-printers/hewlett-packard/l3u59a-201/31704009/1 | 0 | 0 | 2943.85 | https://www.printer-central.com/shop/product/printers/multifunction-printers/hewlett-packard/f2a81a-aaz/32652051/1 | 0 | 0 | 585.14 | unit |  | 585.14
Equipment | ENERGY STAR Imaging Equipment | One Copier meeting ENERGY STAR 2.0 Standards | One Standard Copier | Commercial | New | Restaurants | FL Zone 2 | Per Unit | 0% | 937.8 | 521 | 416.8 | 0.44444 | 6 | 0.0578 | 0.038813 | 2358.71 | https://www.printer-central.com/shop/product/printers/multifunction-printers/hewlett-packard/l3u59a-201/31704009/1 | 0 | 0 | 2943.85 | https://www.printer-central.com/shop/product/printers/multifunction-printers/hewlett-packard/f2a81a-aaz/32652051/1 | 0 | 0 | 585.14 | unit |  | 585.14
Equipment | ENERGY STAR Imaging Equipment | One Copier meeting ENERGY STAR 2.0 Standards | One Standard Copier | Commercial | New | Retail | FL Zone 2 | Per Unit | 17.92% | 937.8 | 521 | 416.8 | 0.44444 | 6 | 0.0578 | 0.038813 | 2358.71 | https://www.printer-central.com/shop/product/printers/multifunction-printers/hewlett-packard/l3u59a-201/31704009/1 | 0 | 0 | 2943.85 | https://www.printer-central.com/shop/product/printers/multifunction-printers/hewlett-packard/f2a81a-aaz/32652051/1 | 0 | 0 | 585.14 | unit |  | 585.14
Equipment | ENERGY STAR Imaging Equipment | One Copier meeting ENERGY STAR 2.0 Standards | One Standard Copier | Commercial | New | Schools K-12 | FL Zone 2 | Per Unit | 17.92% | 937.8 | 521 | 416.8 | 0.44444 | 6 | 0.0578 | 0.038813 | 2358.71 | https://www.printer-central.com/shop/product/printers/multifunction-printers/hewlett-packard/l3u59a-201/31704009/1 | 0 | 0 | 2943.85 | https://www.printer-central.com/shop/product/printers/multifunction-printers/hewlett-packard/f2a81a-aaz/32652051/1 | 0 | 0 | 585.14 | unit |  | 585.14
Equipment | ENERGY STAR Imaging Equipment | One Copier meeting ENERGY STAR 2.0 Standards | One Standard Copier | Commercial | New | Warehouse | FL Zone 2 | Per Unit | 0% | 937.8 | 521 | 416.8 | 0.44444 | 6 | 0.0578 | 0.038813 | 2358.71 | https://www.printer-central.com/shop/product/printers/multifunction-printers/hewlett-packard/l3u59a-201/31704009/1 | 0 | 0 | 2943.85 | https://www.printer-central.com/shop/product/printers/multifunction-printers/hewlett-packard/f2a81a-aaz/32652051/1 | 0 | 0 | 585.14 | unit |  | 585.14
Equipment | Energy Star PCs | One Personal Computer meeting ENERGY STAR® 6.1 Standards | One Personal Computer meeting ENERGY STAR® 3.0 Standards | Commercial | Turnover | Assembly | FL Zone 2 | Per Unit | 35% | 284.9901 | 161.4747 | 123.5154 | 0.4334 | 4 | 0.017591 | 0 | 0 | Reference source included incremental cost only | 0 | 0 | 20 | Illinois 2018 Statewide TRM, Section 4.8.6 | 0 | 0 | 20 | unit |  | 20
Equipment | Energy Star PCs | One Personal Computer meeting ENERGY STAR® 6.1 Standards | One Personal Computer meeting ENERGY STAR® 3.0 Standards | Commercial | Turnover | College and University | FL Zone 2 | Per Unit | 35% | 284.9901 | 161.4747 | 123.5154 | 0.4334 | 4 | 0.023703 | 0.023703 | 0 | Reference source included incremental cost only | 0 | 0 | 20 | Illinois 2018 Statewide TRM, Section 4.8.6 | 0 | 0 | 20 | unit |  | 20
Equipment | Energy Star PCs | One Personal Computer meeting ENERGY STAR® 6.1 Standards | One Personal Computer meeting ENERGY STAR® 3.0 Standards | Commercial | Turnover | Grocery | FL Zone 2 | Per Unit | 35% | 284.9901 | 161.4747 | 123.5154 | 0.4334 | 4 | 0.017591 | 0.0068231 | 0 | Reference source included incremental cost only | 0 | 0 | 20 | Illinois 2018 Statewide TRM, Section 4.8.6 | 0 | 0 | 20 | unit |  | 20
Equipment | Energy Star PCs | One Personal Computer meeting ENERGY STAR® 6.1 Standards | One Personal Computer meeting ENERGY STAR® 3.0 Standards | Commercial | Turnover | Healthcare | FL Zone 2 | Per Unit | 35% | 284.9901 | 161.4747 | 123.5154 | 0.4334 | 4 | 0.017591 | 0.0068231 | 0 | Reference source included incremental cost only | 0 | 0 | 20 | Illinois 2018 Statewide TRM, Section 4.8.6 | 0 | 0 | 20 | unit |  | 20
Equipment | Energy Star PCs | One Personal Computer meeting ENERGY STAR® 6.1 Standards | One Personal Computer meeting ENERGY STAR® 3.0 Standards | Commercial | Turnover | Hospitals | FL Zone 2 | Per Unit | 35% | 284.9901 | 161.4747 | 123.5154 | 0.4334 | 4 | 0.023703 | 0.023703 | 0 | Reference source included incremental cost only | 0 | 0 | 20 | Illinois 2018 Statewide TRM, Section 4.8.6 | 0 | 0 | 20 | unit |  | 20
Equipment | Energy Star PCs | One Personal Computer meeting ENERGY STAR® 6.1 Standards | One Personal Computer meeting ENERGY STAR® 3.0 Standards | Commercial | Turnover | Institutional | FL Zone 2 | Per Unit | 35% | 284.9901 | 161.4747 | 123.5154 | 0.4334 | 4 | 0.017591 | 0 | 0 | Reference source included incremental cost only | 0 | 0 | 20 | Illinois 2018 Statewide TRM, Section 4.8.6 | 0 | 0 | 20 | unit |  | 20
Equipment | Energy Star PCs | One Personal Computer meeting ENERGY STAR® 6.1 Standards | One Personal Computer meeting ENERGY STAR® 3.0 Standards | Commercial | Turnover | Lodging/Hospitality | FL Zone 2 | Per Unit | 35% | 284.9901 | 161.4747 | 123.5154 | 0.4334 | 4 | 0.017591 | 0.0068231 | 0 | Reference source included incremental cost only | 0 | 0 | 20 | Illinois 2018 Statewide TRM, Section 4.8.6 | 0 | 0 | 20 | unit |  | 20
Equipment | Energy Star PCs | One Personal Computer meeting ENERGY STAR® 6.1 Standards | One Personal Computer meeting ENERGY STAR® 3.0 Standards | Commercial | Turnover | Miscellaneous | FL Zone 2 | Per Unit | 35% | 284.9901 | 161.4747 | 123.5154 | 0.4334 | 4 | 0.017591 | 0 | 0 | Reference source included incremental cost only | 0 | 0 | 20 | Illinois 2018 Statewide TRM, Section 4.8.6 | 0 | 0 | 20 | unit |  | 20
Equipment | Energy Star PCs | One Personal Computer meeting ENERGY STAR® 6.1 Standards | One Personal Computer meeting ENERGY STAR® 3.0 Standards | Commercial | Turnover | Offices | FL Zone 2 | Per Unit | 35% | 284.9901 | 161.4747 | 123.5154 | 0.4334 | 4 | 0.017591 | 0.0068231 | 0 | Reference source included incremental cost only | 0 | 0 | 20 | Illinois 2018 Statewide TRM, Section 4.8.6 | 0 | 0 | 20 | unit |  | 20
Equipment | Energy Star PCs | One Personal Computer meeting ENERGY STAR® 6.1 Standards | One Personal Computer meeting ENERGY STAR® 3.0 Standards | Commercial | Turnover | Restaurants | FL Zone 2 | Per Unit | 35% | 284.9901 | 161.4747 | 123.5154 | 0.4334 | 4 | 0.017591 | 0 | 0 | Reference source included incremental cost only | 0 | 0 | 20 | Illinois 2018 Statewide TRM, Section 4.8.6 | 0 | 0 | 20 | unit |  | 20
Equipment | Energy Star PCs | One Personal Computer meeting ENERGY STAR® 6.1 Standards | One Personal Computer meeting ENERGY STAR® 3.0 Standards | Commercial | Turnover | Retail | FL Zone 2 | Per Unit | 35% | 284.9901 | 161.4747 | 123.5154 | 0.4334 | 4 | 0.017591 | 0.0068231 | 0 | Reference source included incremental cost only | 0 | 0 | 20 | Illinois 2018 Statewide TRM, Section 4.8.6 | 0 | 0 | 20 | unit |  | 20
Equipment | Energy Star PCs | One Personal Computer meeting ENERGY STAR® 6.1 Standards | One Personal Computer meeting ENERGY STAR® 3.0 Standards | Commercial | Turnover | Schools K-12 | FL Zone 2 | Per Unit | 35% | 284.9901 | 161.4747 | 123.5154 | 0.4334 | 4 | 0.017591 | 0.0068231 | 0 | Reference source included incremental cost only | 0 | 0 | 20 | Illinois 2018 Statewide TRM, Section 4.8.6 | 0 | 0 | 20 | unit |  | 20
Equipment | Energy Star PCs | One Personal Computer meeting ENERGY STAR® 6.1 Standards | One Personal Computer meeting ENERGY STAR® 3.0 Standards | Commercial | Turnover | Warehouse | FL Zone 2 | Per Unit | 35% | 284.9901 | 161.4747 | 123.5154 | 0.4334 | 4 | 0.017591 | 0 | 0 | Reference source included incremental cost only | 0 | 0 | 20 | Illinois 2018 Statewide TRM, Section 4.8.6 | 0 | 0 | 20 | unit |  | 20
Equipment | Energy Star PCs | One Personal Computer meeting ENERGY STAR® 6.1 Standards | One Personal Computer meeting ENERGY STAR® 3.0 Standards | Commercial | New | Assembly | FL Zone 2 | Per Unit | 35% | 284.9901 | 161.4747 | 123.5154 | 0.4334 | 4 | 0.017591 | 0 | 0 | Reference source included incremental cost only | 0 | 0 | 20 | Illinois 2018 Statewide TRM, Section 4.8.6 | 0 | 0 | 20 | unit |  | 20
Equipment | Energy Star PCs | One Personal Computer meeting ENERGY STAR® 6.1 Standards | One Personal Computer meeting ENERGY STAR® 3.0 Standards | Commercial | New | College and University | FL Zone 2 | Per Unit | 35% | 284.9901 | 161.4747 | 123.5154 | 0.4334 | 4 | 0.023703 | 0.023703 | 0 | Reference source included incremental cost only | 0 | 0 | 20 | Illinois 2018 Statewide TRM, Section 4.8.6 | 0 | 0 | 20 | unit |  | 20
Equipment | Energy Star PCs | One Personal Computer meeting ENERGY STAR® 6.1 Standards | One Personal Computer meeting ENERGY STAR® 3.0 Standards | Commercial | New | Grocery | FL Zone 2 | Per Unit | 35% | 284.9901 | 161.4747 | 123.5154 | 0.4334 | 4 | 0.017591 | 0.0068231 | 0 | Reference source included incremental cost only | 0 | 0 | 20 | Illinois 2018 Statewide TRM, Section 4.8.6 | 0 | 0 | 20 | unit |  | 20
Equipment | Energy Star PCs | One Personal Computer meeting ENERGY STAR® 6.1 Standards | One Personal Computer meeting ENERGY STAR® 3.0 Standards | Commercial | New | Healthcare | FL Zone 2 | Per Unit | 35% | 284.9901 | 161.4747 | 123.5154 | 0.4334 | 4 | 0.017591 | 0.0068231 | 0 | Reference source included incremental cost only | 0 | 0 | 20 | Illinois 2018 Statewide TRM, Section 4.8.6 | 0 | 0 | 20 | unit |  | 20
Equipment | Energy Star PCs | One Personal Computer meeting ENERGY STAR® 6.1 Standards | One Personal Computer meeting ENERGY STAR® 3.0 Standards | Commercial | New | Hospitals | FL Zone 2 | Per Unit | 35% | 284.9901 | 161.4747 | 123.5154 | 0.4334 | 4 | 0.023703 | 0.023703 | 0 | Reference source included incremental cost only | 0 | 0 | 20 | Illinois 2018 Statewide TRM, Section 4.8.6 | 0 | 0 | 20 | unit |  | 20
Equipment | Energy Star PCs | One Personal Computer meeting ENERGY STAR® 6.1 Standards | One Personal Computer meeting ENERGY STAR® 3.0 Standards | Commercial | New | Institutional | FL Zone 2 | Per Unit | 35% | 284.9901 | 161.4747 | 123.5154 | 0.4334 | 4 | 0.017591 | 0 | 0 | Reference source included incremental cost only | 0 | 0 | 20 | Illinois 2018 Statewide TRM, Section 4.8.6 | 0 | 0 | 20 | unit |  | 20
Equipment | Energy Star PCs | One Personal Computer meeting ENERGY STAR® 6.1 Standards | One Personal Computer meeting ENERGY STAR® 3.0 Standards | Commercial | New | Lodging/Hospitality | FL Zone 2 | Per Unit | 35% | 284.9901 | 161.4747 | 123.5154 | 0.4334 | 4 | 0.017591 | 0.0068231 | 0 | Reference source included incremental cost only | 0 | 0 | 20 | Illinois 2018 Statewide TRM, Section 4.8.6 | 0 | 0 | 20 | unit |  | 20
Equipment | Energy Star PCs | One Personal Computer meeting ENERGY STAR® 6.1 Standards | One Personal Computer meeting ENERGY STAR® 3.0 Standards | Commercial | New | Miscellaneous | FL Zone 2 | Per Unit | 35% | 284.9901 | 161.4747 | 123.5154 | 0.4334 | 4 | 0.017591 | 0 | 0 | Reference source included incremental cost only | 0 | 0 | 20 | Illinois 2018 Statewide TRM, Section 4.8.6 | 0 | 0 | 20 | unit |  | 20
Equipment | Energy Star PCs | One Personal Computer meeting ENERGY STAR® 6.1 Standards | One Personal Computer meeting ENERGY STAR® 3.0 Standards | Commercial | New | Offices | FL Zone 2 | Per Unit | 35% | 284.9901 | 161.4747 | 123.5154 | 0.4334 | 4 | 0.017591 | 0.0068231 | 0 | Reference source included incremental cost only | 0 | 0 | 20 | Illinois 2018 Statewide TRM, Section 4.8.6 | 0 | 0 | 20 | unit |  | 20
Equipment | Energy Star PCs | One Personal Computer meeting ENERGY STAR® 6.1 Standards | One Personal Computer meeting ENERGY STAR® 3.0 Standards | Commercial | New | Restaurants | FL Zone 2 | Per Unit | 35% | 284.9901 | 161.4747 | 123.5154 | 0.4334 | 4 | 0.017591 | 0 | 0 | Reference source included incremental cost only | 0 | 0 | 20 | Illinois 2018 Statewide TRM, Section 4.8.6 | 0 | 0 | 20 | unit |  | 20
Equipment | Energy Star PCs | One Personal Computer meeting ENERGY STAR® 6.1 Standards | One Personal Computer meeting ENERGY STAR® 3.0 Standards | Commercial | New | Retail | FL Zone 2 | Per Unit | 35% | 284.9901 | 161.4747 | 123.5154 | 0.4334 | 4 | 0.017591 | 0.0068231 | 0 | Reference source included incremental cost only | 0 | 0 | 20 | Illinois 2018 Statewide TRM, Section 4.8.6 | 0 | 0 | 20 | unit |  | 20
Equipment | Energy Star PCs | One Personal Computer meeting ENERGY STAR® 6.1 Standards | One Personal Computer meeting ENERGY STAR® 3.0 Standards | Commercial | New | Schools K-12 | FL Zone 2 | Per Unit | 35% | 284.9901 | 161.4747 | 123.5154 | 0.4334 | 4 | 0.017591 | 0.0068231 | 0 | Reference source included incremental cost only | 0 | 0 | 20 | Illinois 2018 Statewide TRM, Section 4.8.6 | 0 | 0 | 20 | unit |  | 20
Equipment | Energy Star PCs | One Personal Computer meeting ENERGY STAR® 6.1 Standards | One Personal Computer meeting ENERGY STAR® 3.0 Standards | Commercial | New | Warehouse | FL Zone 2 | Per Unit | 35% | 284.9901 | 161.4747 | 123.5154 | 0.4334 | 4 | 0.017591 | 0 | 0 | Reference source included incremental cost only | 0 | 0 | 20 | Illinois 2018 Statewide TRM, Section 4.8.6 | 0 | 0 | 20 | unit |  | 20
Equipment | Energy Star Servers | One Server meeting ENERGY STAR 2.0 Standards | One Standard Server | Commercial | Turnover | Assembly | FL Zone 2 | Per Unit | 0% | 4925.6988 | 3788.9991 | 1136.6997 | 0.23077 | 4 | 0.16919 | 0.11767 | 0 | Reference source included incremental cost only | 0 | 0 | 70 | Efficiency Vermont TRM, 2015: Iinternal Power Supplies, efficient datacenter server power supply | 0 | 0 | 70 | unit |  | 70
Equipment | Energy Star Servers | One Server meeting ENERGY STAR 2.0 Standards | One Standard Server | Commercial | Turnover | College and University | FL Zone 2 | Per Unit | 47.28% | 4925.6988 | 3788.9991 | 1136.6997 | 0.23077 | 4 | 0.16919 | 0.11767 | 0 | Reference source included incremental cost only | 0 | 0 | 70 | Efficiency Vermont TRM, 2015: Iinternal Power Supplies, efficient datacenter server power supply | 0 | 0 | 70 | unit |  | 70
Equipment | Energy Star Servers | One Server meeting ENERGY STAR 2.0 Standards | One Standard Server | Commercial | Turnover | Grocery | FL Zone 2 | Per Unit | 0% | 4925.6988 | 3788.9991 | 1136.6997 | 0.23077 | 4 | 0.16919 | 0.11767 | 0 | Reference source included incremental cost only | 0 | 0 | 70 | Efficiency Vermont TRM, 2015: Iinternal Power Supplies, efficient datacenter server power supply | 0 | 0 | 70 | unit |  | 70
Equipment | Energy Star Servers | One Server meeting ENERGY STAR 2.0 Standards | One Standard Server | Commercial | Turnover | Healthcare | FL Zone 2 | Per Unit | 47.28% | 4925.6988 | 3788.9991 | 1136.6997 | 0.23077 | 4 | 0.16919 | 0.11767 | 0 | Reference source included incremental cost only | 0 | 0 | 70 | Efficiency Vermont TRM, 2015: Iinternal Power Supplies, efficient datacenter server power supply | 0 | 0 | 70 | unit |  | 70
Equipment | Energy Star Servers | One Server meeting ENERGY STAR 2.0 Standards | One Standard Server | Commercial | Turnover | Hospitals | FL Zone 2 | Per Unit | 47.28% | 4925.6988 | 3788.9991 | 1136.6997 | 0.23077 | 4 | 0.16919 | 0.11767 | 0 | Reference source included incremental cost only | 0 | 0 | 70 | Efficiency Vermont TRM, 2015: Iinternal Power Supplies, efficient datacenter server power supply | 0 | 0 | 70 | unit |  | 70
Equipment | Energy Star Servers | One Server meeting ENERGY STAR 2.0 Standards | One Standard Server | Commercial | Turnover | Institutional | FL Zone 2 | Per Unit | 47.28% | 4925.6988 | 3788.9991 | 1136.6997 | 0.23077 | 4 | 0.16919 | 0.11767 | 0 | Reference source included incremental cost only | 0 | 0 | 70 | Efficiency Vermont TRM, 2015: Iinternal Power Supplies, efficient datacenter server power supply | 0 | 0 | 70 | unit |  | 70
Equipment | Energy Star Servers | One Server meeting ENERGY STAR 2.0 Standards | One Standard Server | Commercial | Turnover | Lodging/Hospitality | FL Zone 2 | Per Unit | 47.28% | 4925.6988 | 3788.9991 | 1136.6997 | 0.23077 | 4 | 0.16919 | 0.11767 | 0 | Reference source included incremental cost only | 0 | 0 | 70 | Efficiency Vermont TRM, 2015: Iinternal Power Supplies, efficient datacenter server power supply | 0 | 0 | 70 | unit |  | 70
Equipment | Energy Star Servers | One Server meeting ENERGY STAR 2.0 Standards | One Standard Server | Commercial | Turnover | Miscellaneous | FL Zone 2 | Per Unit | 47.28% | 4925.6988 | 3788.9991 | 1136.6997 | 0.23077 | 4 | 0.16919 | 0.11767 | 0 | Reference source included incremental cost only | 0 | 0 | 70 | Efficiency Vermont TRM, 2015: Iinternal Power Supplies, efficient datacenter server power supply | 0 | 0 | 70 | unit |  | 70
Equipment | Energy Star Servers | One Server meeting ENERGY STAR 2.0 Standards | One Standard Server | Commercial | Turnover | Offices | FL Zone 2 | Per Unit | 47.28% | 4925.6988 | 3788.9991 | 1136.6997 | 0.23077 | 4 | 0.16919 | 0.11767 | 0 | Reference source included incremental cost only | 0 | 0 | 70 | Efficiency Vermont TRM, 2015: Iinternal Power Supplies, efficient datacenter server power supply | 0 | 0 | 70 | unit |  | 70
Equipment | Energy Star Servers | One Server meeting ENERGY STAR 2.0 Standards | One Standard Server | Commercial | Turnover | Restaurants | FL Zone 2 | Per Unit | 0% | 4925.6988 | 3788.9991 | 1136.6997 | 0.23077 | 4 | 0.16919 | 0.11767 | 0 | Reference source included incremental cost only | 0 | 0 | 70 | Efficiency Vermont TRM, 2015: Iinternal Power Supplies, efficient datacenter server power supply | 0 | 0 | 70 | unit |  | 70
Equipment | Energy Star Servers | One Server meeting ENERGY STAR 2.0 Standards | One Standard Server | Commercial | Turnover | Retail | FL Zone 2 | Per Unit | 47.28% | 4925.6988 | 3788.9991 | 1136.6997 | 0.23077 | 4 | 0.16919 | 0.11767 | 0 | Reference source included incremental cost only | 0 | 0 | 70 | Efficiency Vermont TRM, 2015: Iinternal Power Supplies, efficient datacenter server power supply | 0 | 0 | 70 | unit |  | 70
Equipment | Energy Star Servers | One Server meeting ENERGY STAR 2.0 Standards | One Standard Server | Commercial | Turnover | Schools K-12 | FL Zone 2 | Per Unit | 47.28% | 4925.6988 | 3788.9991 | 1136.6997 | 0.23077 | 4 | 0.16919 | 0.11767 | 0 | Reference source included incremental cost only | 0 | 0 | 70 | Efficiency Vermont TRM, 2015: Iinternal Power Supplies, efficient datacenter server power supply | 0 | 0 | 70 | unit |  | 70
Equipment | Energy Star Servers | One Server meeting ENERGY STAR 2.0 Standards | One Standard Server | Commercial | Turnover | Warehouse | FL Zone 2 | Per Unit | 0% | 4925.6988 | 3788.9991 | 1136.6997 | 0.23077 | 4 | 0.16919 | 0.11767 | 0 | Reference source included incremental cost only | 0 | 0 | 70 | Efficiency Vermont TRM, 2015: Iinternal Power Supplies, efficient datacenter server power supply | 0 | 0 | 70 | unit |  | 70
Equipment | Energy Star Servers | One Server meeting ENERGY STAR 2.0 Standards | One Standard Server | Commercial | New | Assembly | FL Zone 2 | Per Unit | 0% | 4925.6988 | 3788.9991 | 1136.6997 | 0.23077 | 4 | 0.16919 | 0.11767 | 0 | Reference source included incremental cost only | 0 | 0 | 70 | Efficiency Vermont TRM, 2015: Iinternal Power Supplies, efficient datacenter server power supply | 0 | 0 | 70 | unit |  | 70
Equipment | Energy Star Servers | One Server meeting ENERGY STAR 2.0 Standards | One Standard Server | Commercial | New | College and University | FL Zone 2 | Per Unit | 47.28% | 4925.6988 | 3788.9991 | 1136.6997 | 0.23077 | 4 | 0.16919 | 0.11767 | 0 | Reference source included incremental cost only | 0 | 0 | 70 | Efficiency Vermont TRM, 2015: Iinternal Power Supplies, efficient datacenter server power supply | 0 | 0 | 70 | unit |  | 70
Equipment | Energy Star Servers | One Server meeting ENERGY STAR 2.0 Standards | One Standard Server | Commercial | New | Grocery | FL Zone 2 | Per Unit | 0% | 4925.6988 | 3788.9991 | 1136.6997 | 0.23077 | 4 | 0.16919 | 0.11767 | 0 | Reference source included incremental cost only | 0 | 0 | 70 | Efficiency Vermont TRM, 2015: Iinternal Power Supplies, efficient datacenter server power supply | 0 | 0 | 70 | unit |  | 70
Equipment | Energy Star Servers | One Server meeting ENERGY STAR 2.0 Standards | One Standard Server | Commercial | New | Healthcare | FL Zone 2 | Per Unit | 47.28% | 4925.6988 | 3788.9991 | 1136.6997 | 0.23077 | 4 | 0.16919 | 0.11767 | 0 | Reference source included incremental cost only | 0 | 0 | 70 | Efficiency Vermont TRM, 2015: Iinternal Power Supplies, efficient datacenter server power supply | 0 | 0 | 70 | unit |  | 70
Equipment | Energy Star Servers | One Server meeting ENERGY STAR 2.0 Standards | One Standard Server | Commercial | New | Hospitals | FL Zone 2 | Per Unit | 47.28% | 4925.6988 | 3788.9991 | 1136.6997 | 0.23077 | 4 | 0.16919 | 0.11767 | 0 | Reference source included incremental cost only | 0 | 0 | 70 | Efficiency Vermont TRM, 2015: Iinternal Power Supplies, efficient datacenter server power supply | 0 | 0 | 70 | unit |  | 70
Equipment | Energy Star Servers | One Server meeting ENERGY STAR 2.0 Standards | One Standard Server | Commercial | New | Institutional | FL Zone 2 | Per Unit | 47.28% | 4925.6988 | 3788.9991 | 1136.6997 | 0.23077 | 4 | 0.16919 | 0.11767 | 0 | Reference source included incremental cost only | 0 | 0 | 70 | Efficiency Vermont TRM, 2015: Iinternal Power Supplies, efficient datacenter server power supply | 0 | 0 | 70 | unit |  | 70
Equipment | Energy Star Servers | One Server meeting ENERGY STAR 2.0 Standards | One Standard Server | Commercial | New | Lodging/Hospitality | FL Zone 2 | Per Unit | 47.28% | 4925.6988 | 3788.9991 | 1136.6997 | 0.23077 | 4 | 0.16919 | 0.11767 | 0 | Reference source included incremental cost only | 0 | 0 | 70 | Efficiency Vermont TRM, 2015: Iinternal Power Supplies, efficient datacenter server power supply | 0 | 0 | 70 | unit |  | 70
Equipment | Energy Star Servers | One Server meeting ENERGY STAR 2.0 Standards | One Standard Server | Commercial | New | Miscellaneous | FL Zone 2 | Per Unit | 47.28% | 4925.6988 | 3788.9991 | 1136.6997 | 0.23077 | 4 | 0.16919 | 0.11767 | 0 | Reference source included incremental cost only | 0 | 0 | 70 | Efficiency Vermont TRM, 2015: Iinternal Power Supplies, efficient datacenter server power supply | 0 | 0 | 70 | unit |  | 70
Equipment | Energy Star Servers | One Server meeting ENERGY STAR 2.0 Standards | One Standard Server | Commercial | New | Offices | FL Zone 2 | Per Unit | 47.28% | 4925.6988 | 3788.9991 | 1136.6997 | 0.23077 | 4 | 0.16919 | 0.11767 | 0 | Reference source included incremental cost only | 0 | 0 | 70 | Efficiency Vermont TRM, 2015: Iinternal Power Supplies, efficient datacenter server power supply | 0 | 0 | 70 | unit |  | 70
Equipment | Energy Star Servers | One Server meeting ENERGY STAR 2.0 Standards | One Standard Server | Commercial | New | Restaurants | FL Zone 2 | Per Unit | 0% | 4925.6988 | 3788.9991 | 1136.6997 | 0.23077 | 4 | 0.16919 | 0.11767 | 0 | Reference source included incremental cost only | 0 | 0 | 70 | Efficiency Vermont TRM, 2015: Iinternal Power Supplies, efficient datacenter server power supply | 0 | 0 | 70 | unit |  | 70
Equipment | Energy Star Servers | One Server meeting ENERGY STAR 2.0 Standards | One Standard Server | Commercial | New | Retail | FL Zone 2 | Per Unit | 47.28% | 4925.6988 | 3788.9991 | 1136.6997 | 0.23077 | 4 | 0.16919 | 0.11767 | 0 | Reference source included incremental cost only | 0 | 0 | 70 | Efficiency Vermont TRM, 2015: Iinternal Power Supplies, efficient datacenter server power supply | 0 | 0 | 70 | unit |  | 70
Equipment | Energy Star Servers | One Server meeting ENERGY STAR 2.0 Standards | One Standard Server | Commercial | New | Schools K-12 | FL Zone 2 | Per Unit | 47.28% | 4925.6988 | 3788.9991 | 1136.6997 | 0.23077 | 4 | 0.16919 | 0.11767 | 0 | Reference source included incremental cost only | 0 | 0 | 70 | Efficiency Vermont TRM, 2015: Iinternal Power Supplies, efficient datacenter server power supply | 0 | 0 | 70 | unit |  | 70
Equipment | Energy Star Servers | One Server meeting ENERGY STAR 2.0 Standards | One Standard Server | Commercial | New | Warehouse | FL Zone 2 | Per Unit | 0% | 4925.6988 | 3788.9991 | 1136.6997 | 0.23077 | 4 | 0.16919 | 0.11767 | 0 | Reference source included incremental cost only | 0 | 0 | 70 | Efficiency Vermont TRM, 2015: Iinternal Power Supplies, efficient datacenter server power supply | 0 | 0 | 70 | unit |  | 70
Equipment | Energy Star Uninterruptable Power Supply | Standard Desktop Plugged into Energy Star Uninterruptable Power Supply at 25% Load | Standard Desktop Plugged into Uninterruptable Power Supply at 25% Load | Commercial | Turnover | Assembly | FL Zone 2 | kWh | 0% | 284.9901 | 279.638 | 5.3521 | 0.01878 | 10 | 0.00061097 | 0.00061097 | 0 | Reference source included incremental cost only | 0 | 0 | 1.5473 | CMUA TRM, 2017, based on incremental cost per deemend kWh applied to kWh savings in Measure Workbook (UPS on single desktop PC) | 0 | 0 | 1.5473 | unit |  | 1.5473
Equipment | Energy Star Uninterruptable Power Supply | Standard Desktop Plugged into Energy Star Uninterruptable Power Supply at 25% Load | Standard Desktop Plugged into Uninterruptable Power Supply at 25% Load | Commercial | Turnover | College and University | FL Zone 2 | kWh | 22.4% | 284.9901 | 279.638 | 5.3521 | 0.01878 | 10 | 0.00061097 | 0.00061097 | 0 | Reference source included incremental cost only | 0 | 0 | 1.5473 | CMUA TRM, 2017, based on incremental cost per deemend kWh applied to kWh savings in Measure Workbook (UPS on single desktop PC) | 0 | 0 | 1.5473 | unit |  | 1.5473
Equipment | Energy Star Uninterruptable Power Supply | Standard Desktop Plugged into Energy Star Uninterruptable Power Supply at 25% Load | Standard Desktop Plugged into Uninterruptable Power Supply at 25% Load | Commercial | Turnover | Grocery | FL Zone 2 | kWh | 0% | 284.9901 | 279.638 | 5.3521 | 0.01878 | 10 | 0.00061097 | 0.00061097 | 0 | Reference source included incremental cost only | 0 | 0 | 1.5473 | CMUA TRM, 2017, based on incremental cost per deemend kWh applied to kWh savings in Measure Workbook (UPS on single desktop PC) | 0 | 0 | 1.5473 | unit |  | 1.5473
Equipment | Energy Star Uninterruptable Power Supply | Standard Desktop Plugged into Energy Star Uninterruptable Power Supply at 25% Load | Standard Desktop Plugged into Uninterruptable Power Supply at 25% Load | Commercial | Turnover | Healthcare | FL Zone 2 | kWh | 22.4% | 284.9901 | 279.638 | 5.3521 | 0.01878 | 10 | 0.00061097 | 0.00061097 | 0 | Reference source included incremental cost only | 0 | 0 | 1.5473 | CMUA TRM, 2017, based on incremental cost per deemend kWh applied to kWh savings in Measure Workbook (UPS on single desktop PC) | 0 | 0 | 1.5473 | unit |  | 1.5473
Equipment | Energy Star Uninterruptable Power Supply | Standard Desktop Plugged into Energy Star Uninterruptable Power Supply at 25% Load | Standard Desktop Plugged into Uninterruptable Power Supply at 25% Load | Commercial | Turnover | Hospitals | FL Zone 2 | kWh | 22.4% | 284.9901 | 279.638 | 5.3521 | 0.01878 | 10 | 0.00061097 | 0.00061097 | 0 | Reference source included incremental cost only | 0 | 0 | 1.5473 | CMUA TRM, 2017, based on incremental cost per deemend kWh applied to kWh savings in Measure Workbook (UPS on single desktop PC) | 0 | 0 | 1.5473 | unit |  | 1.5473
Equipment | Energy Star Uninterruptable Power Supply | Standard Desktop Plugged into Energy Star Uninterruptable Power Supply at 25% Load | Standard Desktop Plugged into Uninterruptable Power Supply at 25% Load | Commercial | Turnover | Institutional | FL Zone 2 | kWh | 22.4% | 284.9901 | 279.638 | 5.3521 | 0.01878 | 10 | 0.00061097 | 0.00061097 | 0 | Reference source included incremental cost only | 0 | 0 | 1.5473 | CMUA TRM, 2017, based on incremental cost per deemend kWh applied to kWh savings in Measure Workbook (UPS on single desktop PC) | 0 | 0 | 1.5473 | unit |  | 1.5473
Equipment | Energy Star Uninterruptable Power Supply | Standard Desktop Plugged into Energy Star Uninterruptable Power Supply at 25% Load | Standard Desktop Plugged into Uninterruptable Power Supply at 25% Load | Commercial | Turnover | Lodging/Hospitality | FL Zone 2 | kWh | 22.4% | 284.9901 | 279.638 | 5.3521 | 0.01878 | 10 | 0.00061097 | 0.00061097 | 0 | Reference source included incremental cost only | 0 | 0 | 1.5473 | CMUA TRM, 2017, based on incremental cost per deemend kWh applied to kWh savings in Measure Workbook (UPS on single desktop PC) | 0 | 0 | 1.5473 | unit |  | 1.5473
Equipment | Energy Star Uninterruptable Power Supply | Standard Desktop Plugged into Energy Star Uninterruptable Power Supply at 25% Load | Standard Desktop Plugged into Uninterruptable Power Supply at 25% Load | Commercial | Turnover | Miscellaneous | FL Zone 2 | kWh | 22.4% | 284.9901 | 279.638 | 5.3521 | 0.01878 | 10 | 0.00061097 | 0.00061097 | 0 | Reference source included incremental cost only | 0 | 0 | 1.5473 | CMUA TRM, 2017, based on incremental cost per deemend kWh applied to kWh savings in Measure Workbook (UPS on single desktop PC) | 0 | 0 | 1.5473 | unit |  | 1.5473
Equipment | Energy Star Uninterruptable Power Supply | Standard Desktop Plugged into Energy Star Uninterruptable Power Supply at 25% Load | Standard Desktop Plugged into Uninterruptable Power Supply at 25% Load | Commercial | Turnover | Offices | FL Zone 2 | kWh | 22.4% | 284.9901 | 279.638 | 5.3521 | 0.01878 | 10 | 0.00061097 | 0.00061097 | 0 | Reference source included incremental cost only | 0 | 0 | 1.5473 | CMUA TRM, 2017, based on incremental cost per deemend kWh applied to kWh savings in Measure Workbook (UPS on single desktop PC) | 0 | 0 | 1.5473 | unit |  | 1.5473
Equipment | Energy Star Uninterruptable Power Supply | Standard Desktop Plugged into Energy Star Uninterruptable Power Supply at 25% Load | Standard Desktop Plugged into Uninterruptable Power Supply at 25% Load | Commercial | Turnover | Restaurants | FL Zone 2 | kWh | 0% | 284.9901 | 279.638 | 5.3521 | 0.01878 | 10 | 0.00061097 | 0.00061097 | 0 | Reference source included incremental cost only | 0 | 0 | 1.5473 | CMUA TRM, 2017, based on incremental cost per deemend kWh applied to kWh savings in Measure Workbook (UPS on single desktop PC) | 0 | 0 | 1.5473 | unit |  | 1.5473
Equipment | Energy Star Uninterruptable Power Supply | Standard Desktop Plugged into Energy Star Uninterruptable Power Supply at 25% Load | Standard Desktop Plugged into Uninterruptable Power Supply at 25% Load | Commercial | Turnover | Retail | FL Zone 2 | kWh | 0% | 284.9901 | 279.638 | 5.3521 | 0.01878 | 10 | 0.00061097 | 0.00061097 | 0 | Reference source included incremental cost only | 0 | 0 | 1.5473 | CMUA TRM, 2017, based on incremental cost per deemend kWh applied to kWh savings in Measure Workbook (UPS on single desktop PC) | 0 | 0 | 1.5473 | unit |  | 1.5473
Equipment | Energy Star Uninterruptable Power Supply | Standard Desktop Plugged into Energy Star Uninterruptable Power Supply at 25% Load | Standard Desktop Plugged into Uninterruptable Power Supply at 25% Load | Commercial | Turnover | Schools K-12 | FL Zone 2 | kWh | 22.4% | 284.9901 | 279.638 | 5.3521 | 0.01878 | 10 | 0.00061097 | 0.00061097 | 0 | Reference source included incremental cost only | 0 | 0 | 1.5473 | CMUA TRM, 2017, based on incremental cost per deemend kWh applied to kWh savings in Measure Workbook (UPS on single desktop PC) | 0 | 0 | 1.5473 | unit |  | 1.5473
Equipment | Energy Star Uninterruptable Power Supply | Standard Desktop Plugged into Energy Star Uninterruptable Power Supply at 25% Load | Standard Desktop Plugged into Uninterruptable Power Supply at 25% Load | Commercial | Turnover | Warehouse | FL Zone 2 | kWh | 0% | 284.9901 | 279.638 | 5.3521 | 0.01878 | 10 | 0.00061097 | 0.00061097 | 0 | Reference source included incremental cost only | 0 | 0 | 1.5473 | CMUA TRM, 2017, based on incremental cost per deemend kWh applied to kWh savings in Measure Workbook (UPS on single desktop PC) | 0 | 0 | 1.5473 | unit |  | 1.5473
Equipment | Energy Star Uninterruptable Power Supply | Standard Desktop Plugged into Energy Star Uninterruptable Power Supply at 25% Load | Standard Desktop Plugged into Uninterruptable Power Supply at 25% Load | Commercial | New | Assembly | FL Zone 2 | kWh | 0% | 284.9901 | 279.638 | 5.3521 | 0.01878 | 10 | 0.00061097 | 0.00061097 | 0 | Reference source included incremental cost only | 0 | 0 | 1.5473 | CMUA TRM, 2017, based on incremental cost per deemend kWh applied to kWh savings in Measure Workbook (UPS on single desktop PC) | 0 | 0 | 1.5473 | unit |  | 1.5473
Equipment | Energy Star Uninterruptable Power Supply | Standard Desktop Plugged into Energy Star Uninterruptable Power Supply at 25% Load | Standard Desktop Plugged into Uninterruptable Power Supply at 25% Load | Commercial | New | College and University | FL Zone 2 | kWh | 22.4% | 284.9901 | 279.638 | 5.3521 | 0.01878 | 10 | 0.00061097 | 0.00061097 | 0 | Reference source included incremental cost only | 0 | 0 | 1.5473 | CMUA TRM, 2017, based on incremental cost per deemend kWh applied to kWh savings in Measure Workbook (UPS on single desktop PC) | 0 | 0 | 1.5473 | unit |  | 1.5473
Equipment | Energy Star Uninterruptable Power Supply | Standard Desktop Plugged into Energy Star Uninterruptable Power Supply at 25% Load | Standard Desktop Plugged into Uninterruptable Power Supply at 25% Load | Commercial | New | Grocery | FL Zone 2 | kWh | 0% | 284.9901 | 279.638 | 5.3521 | 0.01878 | 10 | 0.00061097 | 0.00061097 | 0 | Reference source included incremental cost only | 0 | 0 | 1.5473 | CMUA TRM, 2017, based on incremental cost per deemend kWh applied to kWh savings in Measure Workbook (UPS on single desktop PC) | 0 | 0 | 1.5473 | unit |  | 1.5473
Equipment | Energy Star Uninterruptable Power Supply | Standard Desktop Plugged into Energy Star Uninterruptable Power Supply at 25% Load | Standard Desktop Plugged into Uninterruptable Power Supply at 25% Load | Commercial | New | Healthcare | FL Zone 2 | kWh | 22.4% | 284.9901 | 279.638 | 5.3521 | 0.01878 | 10 | 0.00061097 | 0.00061097 | 0 | Reference source included incremental cost only | 0 | 0 | 1.5473 | CMUA TRM, 2017, based on incremental cost per deemend kWh applied to kWh savings in Measure Workbook (UPS on single desktop PC) | 0 | 0 | 1.5473 | unit |  | 1.5473
Equipment | Energy Star Uninterruptable Power Supply | Standard Desktop Plugged into Energy Star Uninterruptable Power Supply at 25% Load | Standard Desktop Plugged into Uninterruptable Power Supply at 25% Load | Commercial | New | Hospitals | FL Zone 2 | kWh | 22.4% | 284.9901 | 279.638 | 5.3521 | 0.01878 | 10 | 0.00061097 | 0.00061097 | 0 | Reference source included incremental cost only | 0 | 0 | 1.5473 | CMUA TRM, 2017, based on incremental cost per deemend kWh applied to kWh savings in Measure Workbook (UPS on single desktop PC) | 0 | 0 | 1.5473 | unit |  | 1.5473
Equipment | Energy Star Uninterruptable Power Supply | Standard Desktop Plugged into Energy Star Uninterruptable Power Supply at 25% Load | Standard Desktop Plugged into Uninterruptable Power Supply at 25% Load | Commercial | New | Institutional | FL Zone 2 | kWh | 22.4% | 284.9901 | 279.638 | 5.3521 | 0.01878 | 10 | 0.00061097 | 0.00061097 | 0 | Reference source included incremental cost only | 0 | 0 | 1.5473 | CMUA TRM, 2017, based on incremental cost per deemend kWh applied to kWh savings in Measure Workbook (UPS on single desktop PC) | 0 | 0 | 1.5473 | unit |  | 1.5473
Equipment | Energy Star Uninterruptable Power Supply | Standard Desktop Plugged into Energy Star Uninterruptable Power Supply at 25% Load | Standard Desktop Plugged into Uninterruptable Power Supply at 25% Load | Commercial | New | Lodging/Hospitality | FL Zone 2 | kWh | 22.4% | 284.9901 | 279.638 | 5.3521 | 0.01878 | 10 | 0.00061097 | 0.00061097 | 0 | Reference source included incremental cost only | 0 | 0 | 1.5473 | CMUA TRM, 2017, based on incremental cost per deemend kWh applied to kWh savings in Measure Workbook (UPS on single desktop PC) | 0 | 0 | 1.5473 | unit |  | 1.5473
Equipment | Energy Star Uninterruptable Power Supply | Standard Desktop Plugged into Energy Star Uninterruptable Power Supply at 25% Load | Standard Desktop Plugged into Uninterruptable Power Supply at 25% Load | Commercial | New | Miscellaneous | FL Zone 2 | kWh | 22.4% | 284.9901 | 279.638 | 5.3521 | 0.01878 | 10 | 0.00061097 | 0.00061097 | 0 | Reference source included incremental cost only | 0 | 0 | 1.5473 | CMUA TRM, 2017, based on incremental cost per deemend kWh applied to kWh savings in Measure Workbook (UPS on single desktop PC) | 0 | 0 | 1.5473 | unit |  | 1.5473
Equipment | Energy Star Uninterruptable Power Supply | Standard Desktop Plugged into Energy Star Uninterruptable Power Supply at 25% Load | Standard Desktop Plugged into Uninterruptable Power Supply at 25% Load | Commercial | New | Offices | FL Zone 2 | kWh | 22.4% | 284.9901 | 279.638 | 5.3521 | 0.01878 | 10 | 0.00061097 | 0.00061097 | 0 | Reference source included incremental cost only | 0 | 0 | 1.5473 | CMUA TRM, 2017, based on incremental cost per deemend kWh applied to kWh savings in Measure Workbook (UPS on single desktop PC) | 0 | 0 | 1.5473 | unit |  | 1.5473
Equipment | Energy Star Uninterruptable Power Supply | Standard Desktop Plugged into Energy Star Uninterruptable Power Supply at 25% Load | Standard Desktop Plugged into Uninterruptable Power Supply at 25% Load | Commercial | New | Restaurants | FL Zone 2 | kWh | 0% | 284.9901 | 279.638 | 5.3521 | 0.01878 | 10 | 0.00061097 | 0.00061097 | 0 | Reference source included incremental cost only | 0 | 0 | 1.5473 | CMUA TRM, 2017, based on incremental cost per deemend kWh applied to kWh savings in Measure Workbook (UPS on single desktop PC) | 0 | 0 | 1.5473 | unit |  | 1.5473
Equipment | Energy Star Uninterruptable Power Supply | Standard Desktop Plugged into Energy Star Uninterruptable Power Supply at 25% Load | Standard Desktop Plugged into Uninterruptable Power Supply at 25% Load | Commercial | New | Retail | FL Zone 2 | kWh | 0% | 284.9901 | 279.638 | 5.3521 | 0.01878 | 10 | 0.00061097 | 0.00061097 | 0 | Reference source included incremental cost only | 0 | 0 | 1.5473 | CMUA TRM, 2017, based on incremental cost per deemend kWh applied to kWh savings in Measure Workbook (UPS on single desktop PC) | 0 | 0 | 1.5473 | unit |  | 1.5473
Equipment | Energy Star Uninterruptable Power Supply | Standard Desktop Plugged into Energy Star Uninterruptable Power Supply at 25% Load | Standard Desktop Plugged into Uninterruptable Power Supply at 25% Load | Commercial | New | Schools K-12 | FL Zone 2 | kWh | 22.4% | 284.9901 | 279.638 | 5.3521 | 0.01878 | 10 | 0.00061097 | 0.00061097 | 0 | Reference source included incremental cost only | 0 | 0 | 1.5473 | CMUA TRM, 2017, based on incremental cost per deemend kWh applied to kWh savings in Measure Workbook (UPS on single desktop PC) | 0 | 0 | 1.5473 | unit |  | 1.5473
Equipment | Energy Star Uninterruptable Power Supply | Standard Desktop Plugged into Energy Star Uninterruptable Power Supply at 25% Load | Standard Desktop Plugged into Uninterruptable Power Supply at 25% Load | Commercial | New | Warehouse | FL Zone 2 | kWh | 0% | 284.9901 | 279.638 | 5.3521 | 0.01878 | 10 | 0.00061097 | 0.00061097 | 0 | Reference source included incremental cost only | 0 | 0 | 1.5473 | CMUA TRM, 2017, based on incremental cost per deemend kWh applied to kWh savings in Measure Workbook (UPS on single desktop PC) | 0 | 0 | 1.5473 | unit |  | 1.5473
Equipment | Server Virtualization | 2 Virtual Host Server | 20 Single Application Server | Commercial | Turnover | Assembly | FL Zone 2 | Per Unit | 0% | 24528 | 3504 | 21024 | 0.85714 | 3 | 3.1292 | 2.1764 | 10215 | https://searchvmware.techtarget.com/Virtualization-benefits-are-worth-the-extra-cost-over-physical-servers-alone | 0 | 0 | 27915 | 2 virtual shared servers - https://searchvmware.techtarget.com/Virtualization-benefits-are-worth-the-extra-cost-over-physical-servers-alone | 0 | 0 | 17700 | system |  | 17700
Equipment | Server Virtualization | 2 Virtual Host Server | 20 Single Application Server | Commercial | Turnover | College and University | FL Zone 2 | Per Unit | 92% | 24528 | 3504 | 21024 | 0.85714 | 3 | 3.1292 | 2.1764 | 10215 | https://searchvmware.techtarget.com/Virtualization-benefits-are-worth-the-extra-cost-over-physical-servers-alone | 0 | 0 | 27915 | 2 virtual shared servers - https://searchvmware.techtarget.com/Virtualization-benefits-are-worth-the-extra-cost-over-physical-servers-alone | 0 | 0 | 17700 | system |  | 17700
Equipment | Server Virtualization | 2 Virtual Host Server | 20 Single Application Server | Commercial | Turnover | Grocery | FL Zone 2 | Per Unit | 0% | 24528 | 3504 | 21024 | 0.85714 | 3 | 3.1292 | 2.1764 | 10215 | https://searchvmware.techtarget.com/Virtualization-benefits-are-worth-the-extra-cost-over-physical-servers-alone | 0 | 0 | 27915 | 2 virtual shared servers - https://searchvmware.techtarget.com/Virtualization-benefits-are-worth-the-extra-cost-over-physical-servers-alone | 0 | 0 | 17700 | system |  | 17700
Equipment | Server Virtualization | 2 Virtual Host Server | 20 Single Application Server | Commercial | Turnover | Healthcare | FL Zone 2 | Per Unit | 37.33% | 24528 | 3504 | 21024 | 0.85714 | 3 | 3.1292 | 2.1764 | 10215 | https://searchvmware.techtarget.com/Virtualization-benefits-are-worth-the-extra-cost-over-physical-servers-alone | 0 | 0 | 27915 | 2 virtual shared servers - https://searchvmware.techtarget.com/Virtualization-benefits-are-worth-the-extra-cost-over-physical-servers-alone | 0 | 0 | 17700 | system |  | 17700
Equipment | Server Virtualization | 2 Virtual Host Server | 20 Single Application Server | Commercial | Turnover | Hospitals | FL Zone 2 | Per Unit | 92% | 24528 | 3504 | 21024 | 0.85714 | 3 | 3.1292 | 2.1764 | 10215 | https://searchvmware.techtarget.com/Virtualization-benefits-are-worth-the-extra-cost-over-physical-servers-alone | 0 | 0 | 27915 | 2 virtual shared servers - https://searchvmware.techtarget.com/Virtualization-benefits-are-worth-the-extra-cost-over-physical-servers-alone | 0 | 0 | 17700 | system |  | 17700
Equipment | Server Virtualization | 2 Virtual Host Server | 20 Single Application Server | Commercial | Turnover | Institutional | FL Zone 2 | Per Unit | 92% | 24528 | 3504 | 21024 | 0.85714 | 3 | 3.1292 | 2.1764 | 10215 | https://searchvmware.techtarget.com/Virtualization-benefits-are-worth-the-extra-cost-over-physical-servers-alone | 0 | 0 | 27915 | 2 virtual shared servers - https://searchvmware.techtarget.com/Virtualization-benefits-are-worth-the-extra-cost-over-physical-servers-alone | 0 | 0 | 17700 | system |  | 17700
Equipment | Server Virtualization | 2 Virtual Host Server | 20 Single Application Server | Commercial | Turnover | Lodging/Hospitality | FL Zone 2 | Per Unit | 37.33% | 24528 | 3504 | 21024 | 0.85714 | 3 | 3.1292 | 2.1764 | 10215 | https://searchvmware.techtarget.com/Virtualization-benefits-are-worth-the-extra-cost-over-physical-servers-alone | 0 | 0 | 27915 | 2 virtual shared servers - https://searchvmware.techtarget.com/Virtualization-benefits-are-worth-the-extra-cost-over-physical-servers-alone | 0 | 0 | 17700 | system |  | 17700
Equipment | Server Virtualization | 2 Virtual Host Server | 20 Single Application Server | Commercial | Turnover | Miscellaneous | FL Zone 2 | Per Unit | 39.02% | 24528 | 3504 | 21024 | 0.85714 | 3 | 3.1292 | 2.1764 | 10215 | https://searchvmware.techtarget.com/Virtualization-benefits-are-worth-the-extra-cost-over-physical-servers-alone | 0 | 0 | 27915 | 2 virtual shared servers - https://searchvmware.techtarget.com/Virtualization-benefits-are-worth-the-extra-cost-over-physical-servers-alone | 0 | 0 | 17700 | system |  | 17700
Equipment | Server Virtualization | 2 Virtual Host Server | 20 Single Application Server | Commercial | Turnover | Offices | FL Zone 2 | Per Unit | 37.33% | 24528 | 3504 | 21024 | 0.85714 | 3 | 3.1292 | 2.1764 | 10215 | https://searchvmware.techtarget.com/Virtualization-benefits-are-worth-the-extra-cost-over-physical-servers-alone | 0 | 0 | 27915 | 2 virtual shared servers - https://searchvmware.techtarget.com/Virtualization-benefits-are-worth-the-extra-cost-over-physical-servers-alone | 0 | 0 | 17700 | system |  | 17700
Equipment | Server Virtualization | 2 Virtual Host Server | 20 Single Application Server | Commercial | Turnover | Restaurants | FL Zone 2 | Per Unit | 0% | 24528 | 3504 | 21024 | 0.85714 | 3 | 3.1292 | 2.1764 | 10215 | https://searchvmware.techtarget.com/Virtualization-benefits-are-worth-the-extra-cost-over-physical-servers-alone | 0 | 0 | 27915 | 2 virtual shared servers - https://searchvmware.techtarget.com/Virtualization-benefits-are-worth-the-extra-cost-over-physical-servers-alone | 0 | 0 | 17700 | system |  | 17700
Equipment | Server Virtualization | 2 Virtual Host Server | 20 Single Application Server | Commercial | Turnover | Retail | FL Zone 2 | Per Unit | 37.33% | 24528 | 3504 | 21024 | 0.85714 | 3 | 3.1292 | 2.1764 | 10215 | https://searchvmware.techtarget.com/Virtualization-benefits-are-worth-the-extra-cost-over-physical-servers-alone | 0 | 0 | 27915 | 2 virtual shared servers - https://searchvmware.techtarget.com/Virtualization-benefits-are-worth-the-extra-cost-over-physical-servers-alone | 0 | 0 | 17700 | system |  | 17700
Equipment | Server Virtualization | 2 Virtual Host Server | 20 Single Application Server | Commercial | Turnover | Schools K-12 | FL Zone 2 | Per Unit | 92% | 24528 | 3504 | 21024 | 0.85714 | 3 | 3.1292 | 2.1764 | 10215 | https://searchvmware.techtarget.com/Virtualization-benefits-are-worth-the-extra-cost-over-physical-servers-alone | 0 | 0 | 27915 | 2 virtual shared servers - https://searchvmware.techtarget.com/Virtualization-benefits-are-worth-the-extra-cost-over-physical-servers-alone | 0 | 0 | 17700 | system |  | 17700
Equipment | Server Virtualization | 2 Virtual Host Server | 20 Single Application Server | Commercial | Turnover | Warehouse | FL Zone 2 | Per Unit | 0% | 24528 | 3504 | 21024 | 0.85714 | 3 | 3.1292 | 2.1764 | 10215 | https://searchvmware.techtarget.com/Virtualization-benefits-are-worth-the-extra-cost-over-physical-servers-alone | 0 | 0 | 27915 | 2 virtual shared servers - https://searchvmware.techtarget.com/Virtualization-benefits-are-worth-the-extra-cost-over-physical-servers-alone | 0 | 0 | 17700 | system |  | 17700
Equipment | Server Virtualization | 2 Virtual Host Server | 20 Single Application Server | Commercial | New | Assembly | FL Zone 2 | Per Unit | 0% | 24528 | 3504 | 21024 | 0.85714 | 3 | 3.1292 | 2.1764 | 10215 | https://searchvmware.techtarget.com/Virtualization-benefits-are-worth-the-extra-cost-over-physical-servers-alone | 0 | 0 | 27915 | 2 virtual shared servers - https://searchvmware.techtarget.com/Virtualization-benefits-are-worth-the-extra-cost-over-physical-servers-alone | 0 | 0 | 17700 | system |  | 17700
Equipment | Server Virtualization | 2 Virtual Host Server | 20 Single Application Server | Commercial | New | College and University | FL Zone 2 | Per Unit | 92% | 24528 | 3504 | 21024 | 0.85714 | 3 | 3.1292 | 2.1764 | 10215 | https://searchvmware.techtarget.com/Virtualization-benefits-are-worth-the-extra-cost-over-physical-servers-alone | 0 | 0 | 27915 | 2 virtual shared servers - https://searchvmware.techtarget.com/Virtualization-benefits-are-worth-the-extra-cost-over-physical-servers-alone | 0 | 0 | 17700 | system |  | 17700
Equipment | Server Virtualization | 2 Virtual Host Server | 20 Single Application Server | Commercial | New | Grocery | FL Zone 2 | Per Unit | 0% | 24528 | 3504 | 21024 | 0.85714 | 3 | 3.1292 | 2.1764 | 10215 | https://searchvmware.techtarget.com/Virtualization-benefits-are-worth-the-extra-cost-over-physical-servers-alone | 0 | 0 | 27915 | 2 virtual shared servers - https://searchvmware.techtarget.com/Virtualization-benefits-are-worth-the-extra-cost-over-physical-servers-alone | 0 | 0 | 17700 | system |  | 17700
Equipment | Server Virtualization | 2 Virtual Host Server | 20 Single Application Server | Commercial | New | Healthcare | FL Zone 2 | Per Unit | 38.55% | 24528 | 3504 | 21024 | 0.85714 | 3 | 3.1292 | 2.1764 | 10215 | https://searchvmware.techtarget.com/Virtualization-benefits-are-worth-the-extra-cost-over-physical-servers-alone | 0 | 0 | 27915 | 2 virtual shared servers - https://searchvmware.techtarget.com/Virtualization-benefits-are-worth-the-extra-cost-over-physical-servers-alone | 0 | 0 | 17700 | system |  | 17700
Equipment | Server Virtualization | 2 Virtual Host Server | 20 Single Application Server | Commercial | New | Hospitals | FL Zone 2 | Per Unit | 92% | 24528 | 3504 | 21024 | 0.85714 | 3 | 3.1292 | 2.1764 | 10215 | https://searchvmware.techtarget.com/Virtualization-benefits-are-worth-the-extra-cost-over-physical-servers-alone | 0 | 0 | 27915 | 2 virtual shared servers - https://searchvmware.techtarget.com/Virtualization-benefits-are-worth-the-extra-cost-over-physical-servers-alone | 0 | 0 | 17700 | system |  | 17700
Equipment | Server Virtualization | 2 Virtual Host Server | 20 Single Application Server | Commercial | New | Institutional | FL Zone 2 | Per Unit | 92% | 24528 | 3504 | 21024 | 0.85714 | 3 | 3.1292 | 2.1764 | 10215 | https://searchvmware.techtarget.com/Virtualization-benefits-are-worth-the-extra-cost-over-physical-servers-alone | 0 | 0 | 27915 | 2 virtual shared servers - https://searchvmware.techtarget.com/Virtualization-benefits-are-worth-the-extra-cost-over-physical-servers-alone | 0 | 0 | 17700 | system |  | 17700
Equipment | Server Virtualization | 2 Virtual Host Server | 20 Single Application Server | Commercial | New | Lodging/Hospitality | FL Zone 2 | Per Unit | 38.55% | 24528 | 3504 | 21024 | 0.85714 | 3 | 3.1292 | 2.1764 | 10215 | https://searchvmware.techtarget.com/Virtualization-benefits-are-worth-the-extra-cost-over-physical-servers-alone | 0 | 0 | 27915 | 2 virtual shared servers - https://searchvmware.techtarget.com/Virtualization-benefits-are-worth-the-extra-cost-over-physical-servers-alone | 0 | 0 | 17700 | system |  | 17700
Equipment | Server Virtualization | 2 Virtual Host Server | 20 Single Application Server | Commercial | New | Miscellaneous | FL Zone 2 | Per Unit | 39.02% | 24528 | 3504 | 21024 | 0.85714 | 3 | 3.1292 | 2.1764 | 10215 | https://searchvmware.techtarget.com/Virtualization-benefits-are-worth-the-extra-cost-over-physical-servers-alone | 0 | 0 | 27915 | 2 virtual shared servers - https://searchvmware.techtarget.com/Virtualization-benefits-are-worth-the-extra-cost-over-physical-servers-alone | 0 | 0 | 17700 | system |  | 17700
Equipment | Server Virtualization | 2 Virtual Host Server | 20 Single Application Server | Commercial | New | Offices | FL Zone 2 | Per Unit | 38.55% | 24528 | 3504 | 21024 | 0.85714 | 3 | 3.1292 | 2.1764 | 10215 | https://searchvmware.techtarget.com/Virtualization-benefits-are-worth-the-extra-cost-over-physical-servers-alone | 0 | 0 | 27915 | 2 virtual shared servers - https://searchvmware.techtarget.com/Virtualization-benefits-are-worth-the-extra-cost-over-physical-servers-alone | 0 | 0 | 17700 | system |  | 17700
Equipment | Server Virtualization | 2 Virtual Host Server | 20 Single Application Server | Commercial | New | Restaurants | FL Zone 2 | Per Unit | 0% | 24528 | 3504 | 21024 | 0.85714 | 3 | 3.1292 | 2.1764 | 10215 | https://searchvmware.techtarget.com/Virtualization-benefits-are-worth-the-extra-cost-over-physical-servers-alone | 0 | 0 | 27915 | 2 virtual shared servers - https://searchvmware.techtarget.com/Virtualization-benefits-are-worth-the-extra-cost-over-physical-servers-alone | 0 | 0 | 17700 | system |  | 17700
Equipment | Server Virtualization | 2 Virtual Host Server | 20 Single Application Server | Commercial | New | Retail | FL Zone 2 | Per Unit | 38.55% | 24528 | 3504 | 21024 | 0.85714 | 3 | 3.1292 | 2.1764 | 10215 | https://searchvmware.techtarget.com/Virtualization-benefits-are-worth-the-extra-cost-over-physical-servers-alone | 0 | 0 | 27915 | 2 virtual shared servers - https://searchvmware.techtarget.com/Virtualization-benefits-are-worth-the-extra-cost-over-physical-servers-alone | 0 | 0 | 17700 | system |  | 17700
Equipment | Server Virtualization | 2 Virtual Host Server | 20 Single Application Server | Commercial | New | Schools K-12 | FL Zone 2 | Per Unit | 92% | 24528 | 3504 | 21024 | 0.85714 | 3 | 3.1292 | 2.1764 | 10215 | https://searchvmware.techtarget.com/Virtualization-benefits-are-worth-the-extra-cost-over-physical-servers-alone | 0 | 0 | 27915 | 2 virtual shared servers - https://searchvmware.techtarget.com/Virtualization-benefits-are-worth-the-extra-cost-over-physical-servers-alone | 0 | 0 | 17700 | system |  | 17700
Equipment | Server Virtualization | 2 Virtual Host Server | 20 Single Application Server | Commercial | New | Warehouse | FL Zone 2 | Per Unit | 0% | 24528 | 3504 | 21024 | 0.85714 | 3 | 3.1292 | 2.1764 | 10215 | https://searchvmware.techtarget.com/Virtualization-benefits-are-worth-the-extra-cost-over-physical-servers-alone | 0 | 0 | 27915 | 2 virtual shared servers - https://searchvmware.techtarget.com/Virtualization-benefits-are-worth-the-extra-cost-over-physical-servers-alone | 0 | 0 | 17700 | system |  | 17700
Equipment | Energy Star Commercial Glass Door Freezer | One Glass Door Freezer meeting ENERGY STAR® 3.0 Standards | One Glass Door Freezer meeting Federal Standards | Commercial | Turnover | Assembly | FL Zone 2 | Per Unit | 0% | 10820.5523 | 6430.57 | 4389.9823 | 0.40571 | 12 | 0.64112 | 0.22051 | 0 | Reference source included incremental cost only | 0 | 0 | 166 | Illinois 2018 Statewide TRM, Section 4.2.2 | 0 | 0 | 166 | freezer |  | 166
Equipment | Energy Star Commercial Glass Door Freezer | One Glass Door Freezer meeting ENERGY STAR® 3.0 Standards | One Glass Door Freezer meeting Federal Standards | Commercial | Turnover | College and University | FL Zone 2 | Per Unit | 0% | 10820.5523 | 6430.57 | 4389.9823 | 0.40571 | 12 | 0.56918 | 0.47676 | 0 | Reference source included incremental cost only | 0 | 0 | 166 | Illinois 2018 Statewide TRM, Section 4.2.2 | 0 | 0 | 166 | freezer |  | 166
Equipment | Energy Star Commercial Glass Door Freezer | One Glass Door Freezer meeting ENERGY STAR® 3.0 Standards | One Glass Door Freezer meeting Federal Standards | Commercial | Turnover | Grocery | FL Zone 2 | Per Unit | 33.1% | 10820.5523 | 6430.57 | 4389.9823 | 0.40571 | 12 | 0.64112 | 0.22051 | 0 | Reference source included incremental cost only | 0 | 0 | 166 | Illinois 2018 Statewide TRM, Section 4.2.2 | 0 | 0 | 166 | freezer |  | 166
Equipment | Energy Star Commercial Glass Door Freezer | One Glass Door Freezer meeting ENERGY STAR® 3.0 Standards | One Glass Door Freezer meeting Federal Standards | Commercial | Turnover | Healthcare | FL Zone 2 | Per Unit | 0% | 10820.5523 | 6430.57 | 4389.9823 | 0.40571 | 12 | 0.56918 | 0.47676 | 0 | Reference source included incremental cost only | 0 | 0 | 166 | Illinois 2018 Statewide TRM, Section 4.2.2 | 0 | 0 | 166 | freezer |  | 166
Equipment | Energy Star Commercial Glass Door Freezer | One Glass Door Freezer meeting ENERGY STAR® 3.0 Standards | One Glass Door Freezer meeting Federal Standards | Commercial | Turnover | Hospitals | FL Zone 2 | Per Unit | 0% | 10820.5523 | 6430.57 | 4389.9823 | 0.40571 | 12 | 0.56918 | 0.47676 | 0 | Reference source included incremental cost only | 0 | 0 | 166 | Illinois 2018 Statewide TRM, Section 4.2.2 | 0 | 0 | 166 | freezer |  | 166
Equipment | Energy Star Commercial Glass Door Freezer | One Glass Door Freezer meeting ENERGY STAR® 3.0 Standards | One Glass Door Freezer meeting Federal Standards | Commercial | Turnover | Institutional | FL Zone 2 | Per Unit | 0% | 10820.5523 | 6430.57 | 4389.9823 | 0.40571 | 12 | 0.64112 | 0.22051 | 0 | Reference source included incremental cost only | 0 | 0 | 166 | Illinois 2018 Statewide TRM, Section 4.2.2 | 0 | 0 | 166 | freezer |  | 166
Equipment | Energy Star Commercial Glass Door Freezer | One Glass Door Freezer meeting ENERGY STAR® 3.0 Standards | One Glass Door Freezer meeting Federal Standards | Commercial | Turnover | Lodging/Hospitality | FL Zone 2 | Per Unit | 0% | 10820.5523 | 6430.57 | 4389.9823 | 0.40571 | 12 | 0.56918 | 0.47676 | 0 | Reference source included incremental cost only | 0 | 0 | 166 | Illinois 2018 Statewide TRM, Section 4.2.2 | 0 | 0 | 166 | freezer |  | 166
Equipment | Energy Star Commercial Glass Door Freezer | One Glass Door Freezer meeting ENERGY STAR® 3.0 Standards | One Glass Door Freezer meeting Federal Standards | Commercial | Turnover | Miscellaneous | FL Zone 2 | Per Unit | 0% | 10820.5523 | 6430.57 | 4389.9823 | 0.40571 | 12 | 0.64112 | 0.22051 | 0 | Reference source included incremental cost only | 0 | 0 | 166 | Illinois 2018 Statewide TRM, Section 4.2.2 | 0 | 0 | 166 | freezer |  | 166
Equipment | Energy Star Commercial Glass Door Freezer | One Glass Door Freezer meeting ENERGY STAR® 3.0 Standards | One Glass Door Freezer meeting Federal Standards | Commercial | Turnover | Offices | FL Zone 2 | Per Unit | 0% | 10820.5523 | 6430.57 | 4389.9823 | 0.40571 | 12 | 0.64112 | 0.22051 | 0 | Reference source included incremental cost only | 0 | 0 | 166 | Illinois 2018 Statewide TRM, Section 4.2.2 | 0 | 0 | 166 | freezer |  | 166
Equipment | Energy Star Commercial Glass Door Freezer | One Glass Door Freezer meeting ENERGY STAR® 3.0 Standards | One Glass Door Freezer meeting Federal Standards | Commercial | Turnover | Restaurants | FL Zone 2 | Per Unit | 0% | 10820.5523 | 6430.57 | 4389.9823 | 0.40571 | 12 | 0.56918 | 0.47676 | 0 | Reference source included incremental cost only | 0 | 0 | 166 | Illinois 2018 Statewide TRM, Section 4.2.2 | 0 | 0 | 166 | freezer |  | 166
Equipment | Energy Star Commercial Glass Door Freezer | One Glass Door Freezer meeting ENERGY STAR® 3.0 Standards | One Glass Door Freezer meeting Federal Standards | Commercial | Turnover | Retail | FL Zone 2 | Per Unit | 33.1% | 10820.5523 | 6430.57 | 4389.9823 | 0.40571 | 12 | 0.64112 | 0.22051 | 0 | Reference source included incremental cost only | 0 | 0 | 166 | Illinois 2018 Statewide TRM, Section 4.2.2 | 0 | 0 | 166 | freezer |  | 166
Equipment | Energy Star Commercial Glass Door Freezer | One Glass Door Freezer meeting ENERGY STAR® 3.0 Standards | One Glass Door Freezer meeting Federal Standards | Commercial | Turnover | Schools K-12 | FL Zone 2 | Per Unit | 0% | 10820.5523 | 6430.57 | 4389.9823 | 0.40571 | 12 | 0.56918 | 0.47676 | 0 | Reference source included incremental cost only | 0 | 0 | 166 | Illinois 2018 Statewide TRM, Section 4.2.2 | 0 | 0 | 166 | freezer |  | 166
Equipment | Energy Star Commercial Glass Door Freezer | One Glass Door Freezer meeting ENERGY STAR® 3.0 Standards | One Glass Door Freezer meeting Federal Standards | Commercial | Turnover | Warehouse | FL Zone 2 | Per Unit | 0% | 10820.5523 | 6430.57 | 4389.9823 | 0.40571 | 12 | 0.64112 | 0.22051 | 0 | Reference source included incremental cost only | 0 | 0 | 166 | Illinois 2018 Statewide TRM, Section 4.2.2 | 0 | 0 | 166 | freezer |  | 166
Equipment | Energy Star Commercial Glass Door Freezer | One Glass Door Freezer meeting ENERGY STAR® 3.0 Standards | One Glass Door Freezer meeting Federal Standards | Commercial | New | Assembly | FL Zone 2 | Per Unit | 0% | 10820.5523 | 6430.57 | 4389.9823 | 0.40571 | 12 | 0.64112 | 0.22051 | 0 | Reference source included incremental cost only | 0 | 0 | 166 | Illinois 2018 Statewide TRM, Section 4.2.2 | 0 | 0 | 166 | freezer |  | 166
Equipment | Energy Star Commercial Glass Door Freezer | One Glass Door Freezer meeting ENERGY STAR® 3.0 Standards | One Glass Door Freezer meeting Federal Standards | Commercial | New | College and University | FL Zone 2 | Per Unit | 0% | 10820.5523 | 6430.57 | 4389.9823 | 0.40571 | 12 | 0.56918 | 0.47676 | 0 | Reference source included incremental cost only | 0 | 0 | 166 | Illinois 2018 Statewide TRM, Section 4.2.2 | 0 | 0 | 166 | freezer |  | 166
Equipment | Energy Star Commercial Glass Door Freezer | One Glass Door Freezer meeting ENERGY STAR® 3.0 Standards | One Glass Door Freezer meeting Federal Standards | Commercial | New | Grocery | FL Zone 2 | Per Unit | 0.46% | 10820.5523 | 6430.57 | 4389.9823 | 0.40571 | 12 | 0.64112 | 0.22051 | 0 | Reference source included incremental cost only | 0 | 0 | 166 | Illinois 2018 Statewide TRM, Section 4.2.2 | 0 | 0 | 166 | freezer |  | 166
Equipment | Energy Star Commercial Glass Door Freezer | One Glass Door Freezer meeting ENERGY STAR® 3.0 Standards | One Glass Door Freezer meeting Federal Standards | Commercial | New | Healthcare | FL Zone 2 | Per Unit | 0% | 10820.5523 | 6430.57 | 4389.9823 | 0.40571 | 12 | 0.56918 | 0.47676 | 0 | Reference source included incremental cost only | 0 | 0 | 166 | Illinois 2018 Statewide TRM, Section 4.2.2 | 0 | 0 | 166 | freezer |  | 166
Equipment | Energy Star Commercial Glass Door Freezer | One Glass Door Freezer meeting ENERGY STAR® 3.0 Standards | One Glass Door Freezer meeting Federal Standards | Commercial | New | Hospitals | FL Zone 2 | Per Unit | 0% | 10820.5523 | 6430.57 | 4389.9823 | 0.40571 | 12 | 0.56918 | 0.47676 | 0 | Reference source included incremental cost only | 0 | 0 | 166 | Illinois 2018 Statewide TRM, Section 4.2.2 | 0 | 0 | 166 | freezer |  | 166
Equipment | Energy Star Commercial Glass Door Freezer | One Glass Door Freezer meeting ENERGY STAR® 3.0 Standards | One Glass Door Freezer meeting Federal Standards | Commercial | New | Institutional | FL Zone 2 | Per Unit | 0% | 10820.5523 | 6430.57 | 4389.9823 | 0.40571 | 12 | 0.64112 | 0.22051 | 0 | Reference source included incremental cost only | 0 | 0 | 166 | Illinois 2018 Statewide TRM, Section 4.2.2 | 0 | 0 | 166 | freezer |  | 166
Equipment | Energy Star Commercial Glass Door Freezer | One Glass Door Freezer meeting ENERGY STAR® 3.0 Standards | One Glass Door Freezer meeting Federal Standards | Commercial | New | Lodging/Hospitality | FL Zone 2 | Per Unit | 0% | 10820.5523 | 6430.57 | 4389.9823 | 0.40571 | 12 | 0.56918 | 0.47676 | 0 | Reference source included incremental cost only | 0 | 0 | 166 | Illinois 2018 Statewide TRM, Section 4.2.2 | 0 | 0 | 166 | freezer |  | 166
Equipment | Energy Star Commercial Glass Door Freezer | One Glass Door Freezer meeting ENERGY STAR® 3.0 Standards | One Glass Door Freezer meeting Federal Standards | Commercial | New | Miscellaneous | FL Zone 2 | Per Unit | 0% | 10820.5523 | 6430.57 | 4389.9823 | 0.40571 | 12 | 0.64112 | 0.22051 | 0 | Reference source included incremental cost only | 0 | 0 | 166 | Illinois 2018 Statewide TRM, Section 4.2.2 | 0 | 0 | 166 | freezer |  | 166
Equipment | Energy Star Commercial Glass Door Freezer | One Glass Door Freezer meeting ENERGY STAR® 3.0 Standards | One Glass Door Freezer meeting Federal Standards | Commercial | New | Offices | FL Zone 2 | Per Unit | 0% | 10820.5523 | 6430.57 | 4389.9823 | 0.40571 | 12 | 0.64112 | 0.22051 | 0 | Reference source included incremental cost only | 0 | 0 | 166 | Illinois 2018 Statewide TRM, Section 4.2.2 | 0 | 0 | 166 | freezer |  | 166
Equipment | Energy Star Commercial Glass Door Freezer | One Glass Door Freezer meeting ENERGY STAR® 3.0 Standards | One Glass Door Freezer meeting Federal Standards | Commercial | New | Restaurants | FL Zone 2 | Per Unit | 0% | 10820.5523 | 6430.57 | 4389.9823 | 0.40571 | 12 | 0.56918 | 0.47676 | 0 | Reference source included incremental cost only | 0 | 0 | 166 | Illinois 2018 Statewide TRM, Section 4.2.2 | 0 | 0 | 166 | freezer |  | 166
Equipment | Energy Star Commercial Glass Door Freezer | One Glass Door Freezer meeting ENERGY STAR® 3.0 Standards | One Glass Door Freezer meeting Federal Standards | Commercial | New | Retail | FL Zone 2 | Per Unit | 0.437% | 10820.5523 | 6430.57 | 4389.9823 | 0.40571 | 12 | 0.64112 | 0.22051 | 0 | Reference source included incremental cost only | 0 | 0 | 166 | Illinois 2018 Statewide TRM, Section 4.2.2 | 0 | 0 | 166 | freezer |  | 166
Equipment | Energy Star Commercial Glass Door Freezer | One Glass Door Freezer meeting ENERGY STAR® 3.0 Standards | One Glass Door Freezer meeting Federal Standards | Commercial | New | Schools K-12 | FL Zone 2 | Per Unit | 0% | 10820.5523 | 6430.57 | 4389.9823 | 0.40571 | 12 | 0.56918 | 0.47676 | 0 | Reference source included incremental cost only | 0 | 0 | 166 | Illinois 2018 Statewide TRM, Section 4.2.2 | 0 | 0 | 166 | freezer |  | 166
Equipment | Energy Star Commercial Glass Door Freezer | One Glass Door Freezer meeting ENERGY STAR® 3.0 Standards | One Glass Door Freezer meeting Federal Standards | Commercial | New | Warehouse | FL Zone 2 | Per Unit | 0% | 10820.5523 | 6430.57 | 4389.9823 | 0.40571 | 12 | 0.64112 | 0.22051 | 0 | Reference source included incremental cost only | 0 | 0 | 166 | Illinois 2018 Statewide TRM, Section 4.2.2 | 0 | 0 | 166 | freezer |  | 166
Equipment | Energy Star Commercial Glass Door Refrigerator | One Glass Door Refrigerator meeting ENERGY STAR® 3.0 Standards | One Glass Door Refrigerator meeting Federal Standards | Commercial | Turnover | Assembly | FL Zone 2 | Per Unit | 0% | 2436.1825 | 1513.3161 | 922.8665 | 0.37882 | 12 | 0.13478 | 0.046356 | 0 | Reference source included incremental cost only | 0 | 0 | 164 | Illinois 2018 Statewide TRM, Section 4.2.2 | 0 | 0 | 164 | refrigerator |  | 164
Equipment | Energy Star Commercial Glass Door Refrigerator | One Glass Door Refrigerator meeting ENERGY STAR® 3.0 Standards | One Glass Door Refrigerator meeting Federal Standards | Commercial | Turnover | College and University | FL Zone 2 | Per Unit | 0% | 2436.1825 | 1513.3161 | 922.8665 | 0.37882 | 12 | 0.11965 | 0.10023 | 0 | Reference source included incremental cost only | 0 | 0 | 164 | Illinois 2018 Statewide TRM, Section 4.2.2 | 0 | 0 | 164 | refrigerator |  | 164
Equipment | Energy Star Commercial Glass Door Refrigerator | One Glass Door Refrigerator meeting ENERGY STAR® 3.0 Standards | One Glass Door Refrigerator meeting Federal Standards | Commercial | Turnover | Grocery | FL Zone 2 | Per Unit | 33.1% | 2436.1825 | 1513.3161 | 922.8665 | 0.37882 | 12 | 0.13478 | 0.046356 | 0 | Reference source included incremental cost only | 0 | 0 | 164 | Illinois 2018 Statewide TRM, Section 4.2.2 | 0 | 0 | 164 | refrigerator |  | 164
Equipment | Energy Star Commercial Glass Door Refrigerator | One Glass Door Refrigerator meeting ENERGY STAR® 3.0 Standards | One Glass Door Refrigerator meeting Federal Standards | Commercial | Turnover | Healthcare | FL Zone 2 | Per Unit | 0% | 2436.1825 | 1513.3161 | 922.8665 | 0.37882 | 12 | 0.11965 | 0.10023 | 0 | Reference source included incremental cost only | 0 | 0 | 164 | Illinois 2018 Statewide TRM, Section 4.2.2 | 0 | 0 | 164 | refrigerator |  | 164
Equipment | Energy Star Commercial Glass Door Refrigerator | One Glass Door Refrigerator meeting ENERGY STAR® 3.0 Standards | One Glass Door Refrigerator meeting Federal Standards | Commercial | Turnover | Hospitals | FL Zone 2 | Per Unit | 0% | 2436.1825 | 1513.3161 | 922.8665 | 0.37882 | 12 | 0.11965 | 0.10023 | 0 | Reference source included incremental cost only | 0 | 0 | 164 | Illinois 2018 Statewide TRM, Section 4.2.2 | 0 | 0 | 164 | refrigerator |  | 164
Equipment | Energy Star Commercial Glass Door Refrigerator | One Glass Door Refrigerator meeting ENERGY STAR® 3.0 Standards | One Glass Door Refrigerator meeting Federal Standards | Commercial | Turnover | Institutional | FL Zone 2 | Per Unit | 0% | 2436.1825 | 1513.3161 | 922.8665 | 0.37882 | 12 | 0.13478 | 0.046356 | 0 | Reference source included incremental cost only | 0 | 0 | 164 | Illinois 2018 Statewide TRM, Section 4.2.2 | 0 | 0 | 164 | refrigerator |  | 164
Equipment | Energy Star Commercial Glass Door Refrigerator | One Glass Door Refrigerator meeting ENERGY STAR® 3.0 Standards | One Glass Door Refrigerator meeting Federal Standards | Commercial | Turnover | Lodging/Hospitality | FL Zone 2 | Per Unit | 0% | 2436.1825 | 1513.3161 | 922.8665 | 0.37882 | 12 | 0.11965 | 0.10023 | 0 | Reference source included incremental cost only | 0 | 0 | 164 | Illinois 2018 Statewide TRM, Section 4.2.2 | 0 | 0 | 164 | refrigerator |  | 164
Equipment | Energy Star Commercial Glass Door Refrigerator | One Glass Door Refrigerator meeting ENERGY STAR® 3.0 Standards | One Glass Door Refrigerator meeting Federal Standards | Commercial | Turnover | Miscellaneous | FL Zone 2 | Per Unit | 0% | 2436.1825 | 1513.3161 | 922.8665 | 0.37882 | 12 | 0.13478 | 0.046356 | 0 | Reference source included incremental cost only | 0 | 0 | 164 | Illinois 2018 Statewide TRM, Section 4.2.2 | 0 | 0 | 164 | refrigerator |  | 164
Equipment | Energy Star Commercial Glass Door Refrigerator | One Glass Door Refrigerator meeting ENERGY STAR® 3.0 Standards | One Glass Door Refrigerator meeting Federal Standards | Commercial | Turnover | Offices | FL Zone 2 | Per Unit | 0% | 2436.1825 | 1513.3161 | 922.8665 | 0.37882 | 12 | 0.13478 | 0.046356 | 0 | Reference source included incremental cost only | 0 | 0 | 164 | Illinois 2018 Statewide TRM, Section 4.2.2 | 0 | 0 | 164 | refrigerator |  | 164
Equipment | Energy Star Commercial Glass Door Refrigerator | One Glass Door Refrigerator meeting ENERGY STAR® 3.0 Standards | One Glass Door Refrigerator meeting Federal Standards | Commercial | Turnover | Restaurants | FL Zone 2 | Per Unit | 0% | 2436.1825 | 1513.3161 | 922.8665 | 0.37882 | 12 | 0.11965 | 0.10023 | 0 | Reference source included incremental cost only | 0 | 0 | 164 | Illinois 2018 Statewide TRM, Section 4.2.2 | 0 | 0 | 164 | refrigerator |  | 164
Equipment | Energy Star Commercial Glass Door Refrigerator | One Glass Door Refrigerator meeting ENERGY STAR® 3.0 Standards | One Glass Door Refrigerator meeting Federal Standards | Commercial | Turnover | Retail | FL Zone 2 | Per Unit | 33.1% | 2436.1825 | 1513.3161 | 922.8665 | 0.37882 | 12 | 0.13478 | 0.046356 | 0 | Reference source included incremental cost only | 0 | 0 | 164 | Illinois 2018 Statewide TRM, Section 4.2.2 | 0 | 0 | 164 | refrigerator |  | 164
Equipment | Energy Star Commercial Glass Door Refrigerator | One Glass Door Refrigerator meeting ENERGY STAR® 3.0 Standards | One Glass Door Refrigerator meeting Federal Standards | Commercial | Turnover | Schools K-12 | FL Zone 2 | Per Unit | 0% | 2436.1825 | 1513.3161 | 922.8665 | 0.37882 | 12 | 0.11965 | 0.10023 | 0 | Reference source included incremental cost only | 0 | 0 | 164 | Illinois 2018 Statewide TRM, Section 4.2.2 | 0 | 0 | 164 | refrigerator |  | 164
Equipment | Energy Star Commercial Glass Door Refrigerator | One Glass Door Refrigerator meeting ENERGY STAR® 3.0 Standards | One Glass Door Refrigerator meeting Federal Standards | Commercial | Turnover | Warehouse | FL Zone 2 | Per Unit | 0% | 2436.1825 | 1513.3161 | 922.8665 | 0.37882 | 12 | 0.13478 | 0.046356 | 0 | Reference source included incremental cost only | 0 | 0 | 164 | Illinois 2018 Statewide TRM, Section 4.2.2 | 0 | 0 | 164 | refrigerator |  | 164
Equipment | Energy Star Commercial Glass Door Refrigerator | One Glass Door Refrigerator meeting ENERGY STAR® 3.0 Standards | One Glass Door Refrigerator meeting Federal Standards | Commercial | New | Assembly | FL Zone 2 | Per Unit | 0% | 2436.1825 | 1513.3161 | 922.8665 | 0.37882 | 12 | 0.13478 | 0.046356 | 0 | Reference source included incremental cost only | 0 | 0 | 164 | Illinois 2018 Statewide TRM, Section 4.2.2 | 0 | 0 | 164 | refrigerator |  | 164
Equipment | Energy Star Commercial Glass Door Refrigerator | One Glass Door Refrigerator meeting ENERGY STAR® 3.0 Standards | One Glass Door Refrigerator meeting Federal Standards | Commercial | New | College and University | FL Zone 2 | Per Unit | 0% | 2436.1825 | 1513.3161 | 922.8665 | 0.37882 | 12 | 0.11965 | 0.10023 | 0 | Reference source included incremental cost only | 0 | 0 | 164 | Illinois 2018 Statewide TRM, Section 4.2.2 | 0 | 0 | 164 | refrigerator |  | 164
Equipment | Energy Star Commercial Glass Door Refrigerator | One Glass Door Refrigerator meeting ENERGY STAR® 3.0 Standards | One Glass Door Refrigerator meeting Federal Standards | Commercial | New | Grocery | FL Zone 2 | Per Unit | 0.46% | 2436.1825 | 1513.3161 | 922.8665 | 0.37882 | 12 | 0.13478 | 0.046356 | 0 | Reference source included incremental cost only | 0 | 0 | 164 | Illinois 2018 Statewide TRM, Section 4.2.2 | 0 | 0 | 164 | refrigerator |  | 164
Equipment | Energy Star Commercial Glass Door Refrigerator | One Glass Door Refrigerator meeting ENERGY STAR® 3.0 Standards | One Glass Door Refrigerator meeting Federal Standards | Commercial | New | Healthcare | FL Zone 2 | Per Unit | 0% | 2436.1825 | 1513.3161 | 922.8665 | 0.37882 | 12 | 0.11965 | 0.10023 | 0 | Reference source included incremental cost only | 0 | 0 | 164 | Illinois 2018 Statewide TRM, Section 4.2.2 | 0 | 0 | 164 | refrigerator |  | 164
Equipment | Energy Star Commercial Glass Door Refrigerator | One Glass Door Refrigerator meeting ENERGY STAR® 3.0 Standards | One Glass Door Refrigerator meeting Federal Standards | Commercial | New | Hospitals | FL Zone 2 | Per Unit | 0% | 2436.1825 | 1513.3161 | 922.8665 | 0.37882 | 12 | 0.11965 | 0.10023 | 0 | Reference source included incremental cost only | 0 | 0 | 164 | Illinois 2018 Statewide TRM, Section 4.2.2 | 0 | 0 | 164 | refrigerator |  | 164
Equipment | Energy Star Commercial Glass Door Refrigerator | One Glass Door Refrigerator meeting ENERGY STAR® 3.0 Standards | One Glass Door Refrigerator meeting Federal Standards | Commercial | New | Institutional | FL Zone 2 | Per Unit | 0% | 2436.1825 | 1513.3161 | 922.8665 | 0.37882 | 12 | 0.13478 | 0.046356 | 0 | Reference source included incremental cost only | 0 | 0 | 164 | Illinois 2018 Statewide TRM, Section 4.2.2 | 0 | 0 | 164 | refrigerator |  | 164
Equipment | Energy Star Commercial Glass Door Refrigerator | One Glass Door Refrigerator meeting ENERGY STAR® 3.0 Standards | One Glass Door Refrigerator meeting Federal Standards | Commercial | New | Lodging/Hospitality | FL Zone 2 | Per Unit | 0% | 2436.1825 | 1513.3161 | 922.8665 | 0.37882 | 12 | 0.11965 | 0.10023 | 0 | Reference source included incremental cost only | 0 | 0 | 164 | Illinois 2018 Statewide TRM, Section 4.2.2 | 0 | 0 | 164 | refrigerator |  | 164
Equipment | Energy Star Commercial Glass Door Refrigerator | One Glass Door Refrigerator meeting ENERGY STAR® 3.0 Standards | One Glass Door Refrigerator meeting Federal Standards | Commercial | New | Miscellaneous | FL Zone 2 | Per Unit | 0% | 2436.1825 | 1513.3161 | 922.8665 | 0.37882 | 12 | 0.13478 | 0.046356 | 0 | Reference source included incremental cost only | 0 | 0 | 164 | Illinois 2018 Statewide TRM, Section 4.2.2 | 0 | 0 | 164 | refrigerator |  | 164
Equipment | Energy Star Commercial Glass Door Refrigerator | One Glass Door Refrigerator meeting ENERGY STAR® 3.0 Standards | One Glass Door Refrigerator meeting Federal Standards | Commercial | New | Offices | FL Zone 2 | Per Unit | 0% | 2436.1825 | 1513.3161 | 922.8665 | 0.37882 | 12 | 0.13478 | 0.046356 | 0 | Reference source included incremental cost only | 0 | 0 | 164 | Illinois 2018 Statewide TRM, Section 4.2.2 | 0 | 0 | 164 | refrigerator |  | 164
Equipment | Energy Star Commercial Glass Door Refrigerator | One Glass Door Refrigerator meeting ENERGY STAR® 3.0 Standards | One Glass Door Refrigerator meeting Federal Standards | Commercial | New | Restaurants | FL Zone 2 | Per Unit | 0% | 2436.1825 | 1513.3161 | 922.8665 | 0.37882 | 12 | 0.11965 | 0.10023 | 0 | Reference source included incremental cost only | 0 | 0 | 164 | Illinois 2018 Statewide TRM, Section 4.2.2 | 0 | 0 | 164 | refrigerator |  | 164
Equipment | Energy Star Commercial Glass Door Refrigerator | One Glass Door Refrigerator meeting ENERGY STAR® 3.0 Standards | One Glass Door Refrigerator meeting Federal Standards | Commercial | New | Retail | FL Zone 2 | Per Unit | 0.437% | 2436.1825 | 1513.3161 | 922.8665 | 0.37882 | 12 | 0.13478 | 0.046356 | 0 | Reference source included incremental cost only | 0 | 0 | 164 | Illinois 2018 Statewide TRM, Section 4.2.2 | 0 | 0 | 164 | refrigerator |  | 164
Equipment | Energy Star Commercial Glass Door Refrigerator | One Glass Door Refrigerator meeting ENERGY STAR® 3.0 Standards | One Glass Door Refrigerator meeting Federal Standards | Commercial | New | Schools K-12 | FL Zone 2 | Per Unit | 0% | 2436.1825 | 1513.3161 | 922.8665 | 0.37882 | 12 | 0.11965 | 0.10023 | 0 | Reference source included incremental cost only | 0 | 0 | 164 | Illinois 2018 Statewide TRM, Section 4.2.2 | 0 | 0 | 164 | refrigerator |  | 164
Equipment | Energy Star Commercial Glass Door Refrigerator | One Glass Door Refrigerator meeting ENERGY STAR® 3.0 Standards | One Glass Door Refrigerator meeting Federal Standards | Commercial | New | Warehouse | FL Zone 2 | Per Unit | 0% | 2436.1825 | 1513.3161 | 922.8665 | 0.37882 | 12 | 0.13478 | 0.046356 | 0 | Reference source included incremental cost only | 0 | 0 | 164 | Illinois 2018 Statewide TRM, Section 4.2.2 | 0 | 0 | 164 | refrigerator |  | 164
Equipment | Energy Star Commercial Solid Door Freezer | One Solid Door Freezer meeting ENERGY STAR® 3.0 Standards | One Solid Door Freezer meeting Federal Standards | Commercial | Turnover | Assembly | FL Zone 2 | Per Unit | 0% | 6015.1469 | 3482.1 | 2533.0469 | 0.42111 | 12 | 0.37834 | 0.16907 | 0 | Reference source included incremental cost only | 0 | 0 | 166 | Illinois 2018 Statewide TRM, Section 4.2.2 | 0 | 0 | 166 | freezer |  | 166
Equipment | Energy Star Commercial Solid Door Freezer | One Solid Door Freezer meeting ENERGY STAR® 3.0 Standards | One Solid Door Freezer meeting Federal Standards | Commercial | Turnover | College and University | FL Zone 2 | Per Unit | 0% | 6015.1469 | 3482.1 | 2533.0469 | 0.42111 | 12 | 0.32842 | 0.27509 | 0 | Reference source included incremental cost only | 0 | 0 | 166 | Illinois 2018 Statewide TRM, Section 4.2.2 | 0 | 0 | 166 | freezer |  | 166
Equipment | Energy Star Commercial Solid Door Freezer | One Solid Door Freezer meeting ENERGY STAR® 3.0 Standards | One Solid Door Freezer meeting Federal Standards | Commercial | Turnover | Grocery | FL Zone 2 | Per Unit | 66.59% | 6015.1469 | 3482.1 | 2533.0469 | 0.42111 | 12 | 0.37834 | 0.16907 | 0 | Reference source included incremental cost only | 0 | 0 | 166 | Illinois 2018 Statewide TRM, Section 4.2.2 | 0 | 0 | 166 | freezer |  | 166
Equipment | Energy Star Commercial Solid Door Freezer | One Solid Door Freezer meeting ENERGY STAR® 3.0 Standards | One Solid Door Freezer meeting Federal Standards | Commercial | Turnover | Healthcare | FL Zone 2 | Per Unit | 0% | 6015.1469 | 3482.1 | 2533.0469 | 0.42111 | 12 | 0.32842 | 0.27509 | 0 | Reference source included incremental cost only | 0 | 0 | 166 | Illinois 2018 Statewide TRM, Section 4.2.2 | 0 | 0 | 166 | freezer |  | 166
Equipment | Energy Star Commercial Solid Door Freezer | One Solid Door Freezer meeting ENERGY STAR® 3.0 Standards | One Solid Door Freezer meeting Federal Standards | Commercial | Turnover | Hospitals | FL Zone 2 | Per Unit | 0% | 6015.1469 | 3482.1 | 2533.0469 | 0.42111 | 12 | 0.32842 | 0.27509 | 0 | Reference source included incremental cost only | 0 | 0 | 166 | Illinois 2018 Statewide TRM, Section 4.2.2 | 0 | 0 | 166 | freezer |  | 166
Equipment | Energy Star Commercial Solid Door Freezer | One Solid Door Freezer meeting ENERGY STAR® 3.0 Standards | One Solid Door Freezer meeting Federal Standards | Commercial | Turnover | Institutional | FL Zone 2 | Per Unit | 0% | 6015.1469 | 3482.1 | 2533.0469 | 0.42111 | 12 | 0.37834 | 0.16907 | 0 | Reference source included incremental cost only | 0 | 0 | 166 | Illinois 2018 Statewide TRM, Section 4.2.2 | 0 | 0 | 166 | freezer |  | 166
Equipment | Energy Star Commercial Solid Door Freezer | One Solid Door Freezer meeting ENERGY STAR® 3.0 Standards | One Solid Door Freezer meeting Federal Standards | Commercial | Turnover | Lodging/Hospitality | FL Zone 2 | Per Unit | 0% | 6015.1469 | 3482.1 | 2533.0469 | 0.42111 | 12 | 0.32842 | 0.27509 | 0 | Reference source included incremental cost only | 0 | 0 | 166 | Illinois 2018 Statewide TRM, Section 4.2.2 | 0 | 0 | 166 | freezer |  | 166
Equipment | Energy Star Commercial Solid Door Freezer | One Solid Door Freezer meeting ENERGY STAR® 3.0 Standards | One Solid Door Freezer meeting Federal Standards | Commercial | Turnover | Miscellaneous | FL Zone 2 | Per Unit | 0% | 6015.1469 | 3482.1 | 2533.0469 | 0.42111 | 12 | 0.37834 | 0.16907 | 0 | Reference source included incremental cost only | 0 | 0 | 166 | Illinois 2018 Statewide TRM, Section 4.2.2 | 0 | 0 | 166 | freezer |  | 166
Equipment | Energy Star Commercial Solid Door Freezer | One Solid Door Freezer meeting ENERGY STAR® 3.0 Standards | One Solid Door Freezer meeting Federal Standards | Commercial | Turnover | Offices | FL Zone 2 | Per Unit | 0% | 6015.1469 | 3482.1 | 2533.0469 | 0.42111 | 12 | 0.37834 | 0.16907 | 0 | Reference source included incremental cost only | 0 | 0 | 166 | Illinois 2018 Statewide TRM, Section 4.2.2 | 0 | 0 | 166 | freezer |  | 166
Equipment | Energy Star Commercial Solid Door Freezer | One Solid Door Freezer meeting ENERGY STAR® 3.0 Standards | One Solid Door Freezer meeting Federal Standards | Commercial | Turnover | Restaurants | FL Zone 2 | Per Unit | 0% | 6015.1469 | 3482.1 | 2533.0469 | 0.42111 | 12 | 0.32842 | 0.27509 | 0 | Reference source included incremental cost only | 0 | 0 | 166 | Illinois 2018 Statewide TRM, Section 4.2.2 | 0 | 0 | 166 | freezer |  | 166
Equipment | Energy Star Commercial Solid Door Freezer | One Solid Door Freezer meeting ENERGY STAR® 3.0 Standards | One Solid Door Freezer meeting Federal Standards | Commercial | Turnover | Retail | FL Zone 2 | Per Unit | 66.59% | 6015.1469 | 3482.1 | 2533.0469 | 0.42111 | 12 | 0.37834 | 0.16907 | 0 | Reference source included incremental cost only | 0 | 0 | 166 | Illinois 2018 Statewide TRM, Section 4.2.2 | 0 | 0 | 166 | freezer |  | 166
Equipment | Energy Star Commercial Solid Door Freezer | One Solid Door Freezer meeting ENERGY STAR® 3.0 Standards | One Solid Door Freezer meeting Federal Standards | Commercial | Turnover | Schools K-12 | FL Zone 2 | Per Unit | 0% | 6015.1469 | 3482.1 | 2533.0469 | 0.42111 | 12 | 0.32842 | 0.27509 | 0 | Reference source included incremental cost only | 0 | 0 | 166 | Illinois 2018 Statewide TRM, Section 4.2.2 | 0 | 0 | 166 | freezer |  | 166
Equipment | Energy Star Commercial Solid Door Freezer | One Solid Door Freezer meeting ENERGY STAR® 3.0 Standards | One Solid Door Freezer meeting Federal Standards | Commercial | Turnover | Warehouse | FL Zone 2 | Per Unit | 0% | 6015.1469 | 3482.1 | 2533.0469 | 0.42111 | 12 | 0.37834 | 0.16907 | 0 | Reference source included incremental cost only | 0 | 0 | 166 | Illinois 2018 Statewide TRM, Section 4.2.2 | 0 | 0 | 166 | freezer |  | 166
Equipment | Energy Star Commercial Solid Door Freezer | One Solid Door Freezer meeting ENERGY STAR® 3.0 Standards | One Solid Door Freezer meeting Federal Standards | Commercial | New | Assembly | FL Zone 2 | Per Unit | 0% | 6015.1469 | 3482.1 | 2533.0469 | 0.42111 | 12 | 0.37834 | 0.16907 | 0 | Reference source included incremental cost only | 0 | 0 | 166 | Illinois 2018 Statewide TRM, Section 4.2.2 | 0 | 0 | 166 | freezer |  | 166
Equipment | Energy Star Commercial Solid Door Freezer | One Solid Door Freezer meeting ENERGY STAR® 3.0 Standards | One Solid Door Freezer meeting Federal Standards | Commercial | New | College and University | FL Zone 2 | Per Unit | 0% | 6015.1469 | 3482.1 | 2533.0469 | 0.42111 | 12 | 0.32842 | 0.27509 | 0 | Reference source included incremental cost only | 0 | 0 | 166 | Illinois 2018 Statewide TRM, Section 4.2.2 | 0 | 0 | 166 | freezer |  | 166
Equipment | Energy Star Commercial Solid Door Freezer | One Solid Door Freezer meeting ENERGY STAR® 3.0 Standards | One Solid Door Freezer meeting Federal Standards | Commercial | New | Grocery | FL Zone 2 | Per Unit | 66.59% | 6015.1469 | 3482.1 | 2533.0469 | 0.42111 | 12 | 0.37834 | 0.16907 | 0 | Reference source included incremental cost only | 0 | 0 | 166 | Illinois 2018 Statewide TRM, Section 4.2.2 | 0 | 0 | 166 | freezer |  | 166
Equipment | Energy Star Commercial Solid Door Freezer | One Solid Door Freezer meeting ENERGY STAR® 3.0 Standards | One Solid Door Freezer meeting Federal Standards | Commercial | New | Healthcare | FL Zone 2 | Per Unit | 0% | 6015.1469 | 3482.1 | 2533.0469 | 0.42111 | 12 | 0.32842 | 0.27509 | 0 | Reference source included incremental cost only | 0 | 0 | 166 | Illinois 2018 Statewide TRM, Section 4.2.2 | 0 | 0 | 166 | freezer |  | 166
Equipment | Energy Star Commercial Solid Door Freezer | One Solid Door Freezer meeting ENERGY STAR® 3.0 Standards | One Solid Door Freezer meeting Federal Standards | Commercial | New | Hospitals | FL Zone 2 | Per Unit | 0% | 6015.1469 | 3482.1 | 2533.0469 | 0.42111 | 12 | 0.32842 | 0.27509 | 0 | Reference source included incremental cost only | 0 | 0 | 166 | Illinois 2018 Statewide TRM, Section 4.2.2 | 0 | 0 | 166 | freezer |  | 166
Equipment | Energy Star Commercial Solid Door Freezer | One Solid Door Freezer meeting ENERGY STAR® 3.0 Standards | One Solid Door Freezer meeting Federal Standards | Commercial | New | Institutional | FL Zone 2 | Per Unit | 0% | 6015.1469 | 3482.1 | 2533.0469 | 0.42111 | 12 | 0.37834 | 0.16907 | 0 | Reference source included incremental cost only | 0 | 0 | 166 | Illinois 2018 Statewide TRM, Section 4.2.2 | 0 | 0 | 166 | freezer |  | 166
Equipment | Energy Star Commercial Solid Door Freezer | One Solid Door Freezer meeting ENERGY STAR® 3.0 Standards | One Solid Door Freezer meeting Federal Standards | Commercial | New | Lodging/Hospitality | FL Zone 2 | Per Unit | 0% | 6015.1469 | 3482.1 | 2533.0469 | 0.42111 | 12 | 0.32842 | 0.27509 | 0 | Reference source included incremental cost only | 0 | 0 | 166 | Illinois 2018 Statewide TRM, Section 4.2.2 | 0 | 0 | 166 | freezer |  | 166
Equipment | Energy Star Commercial Solid Door Freezer | One Solid Door Freezer meeting ENERGY STAR® 3.0 Standards | One Solid Door Freezer meeting Federal Standards | Commercial | New | Miscellaneous | FL Zone 2 | Per Unit | 0% | 6015.1469 | 3482.1 | 2533.0469 | 0.42111 | 12 | 0.37834 | 0.16907 | 0 | Reference source included incremental cost only | 0 | 0 | 166 | Illinois 2018 Statewide TRM, Section 4.2.2 | 0 | 0 | 166 | freezer |  | 166
Equipment | Energy Star Commercial Solid Door Freezer | One Solid Door Freezer meeting ENERGY STAR® 3.0 Standards | One Solid Door Freezer meeting Federal Standards | Commercial | New | Offices | FL Zone 2 | Per Unit | 0% | 6015.1469 | 3482.1 | 2533.0469 | 0.42111 | 12 | 0.37834 | 0.16907 | 0 | Reference source included incremental cost only | 0 | 0 | 166 | Illinois 2018 Statewide TRM, Section 4.2.2 | 0 | 0 | 166 | freezer |  | 166
Equipment | Energy Star Commercial Solid Door Freezer | One Solid Door Freezer meeting ENERGY STAR® 3.0 Standards | One Solid Door Freezer meeting Federal Standards | Commercial | New | Restaurants | FL Zone 2 | Per Unit | 0% | 6015.1469 | 3482.1 | 2533.0469 | 0.42111 | 12 | 0.32842 | 0.27509 | 0 | Reference source included incremental cost only | 0 | 0 | 166 | Illinois 2018 Statewide TRM, Section 4.2.2 | 0 | 0 | 166 | freezer |  | 166
Equipment | Energy Star Commercial Solid Door Freezer | One Solid Door Freezer meeting ENERGY STAR® 3.0 Standards | One Solid Door Freezer meeting Federal Standards | Commercial | New | Retail | FL Zone 2 | Per Unit | 66.59% | 6015.1469 | 3482.1 | 2533.0469 | 0.42111 | 12 | 0.37834 | 0.16907 | 0 | Reference source included incremental cost only | 0 | 0 | 166 | Illinois 2018 Statewide TRM, Section 4.2.2 | 0 | 0 | 166 | freezer |  | 166
Equipment | Energy Star Commercial Solid Door Freezer | One Solid Door Freezer meeting ENERGY STAR® 3.0 Standards | One Solid Door Freezer meeting Federal Standards | Commercial | New | Schools K-12 | FL Zone 2 | Per Unit | 0% | 6015.1469 | 3482.1 | 2533.0469 | 0.42111 | 12 | 0.32842 | 0.27509 | 0 | Reference source included incremental cost only | 0 | 0 | 166 | Illinois 2018 Statewide TRM, Section 4.2.2 | 0 | 0 | 166 | freezer |  | 166
Equipment | Energy Star Commercial Solid Door Freezer | One Solid Door Freezer meeting ENERGY STAR® 3.0 Standards | One Solid Door Freezer meeting Federal Standards | Commercial | New | Warehouse | FL Zone 2 | Per Unit | 0% | 6015.1469 | 3482.1 | 2533.0469 | 0.42111 | 12 | 0.37834 | 0.16907 | 0 | Reference source included incremental cost only | 0 | 0 | 166 | Illinois 2018 Statewide TRM, Section 4.2.2 | 0 | 0 | 166 | freezer |  | 166
Equipment | Energy Star Commercial Solid Door Refrigerator | One Solid Door Refrigerator meeting ENERGY STAR® 3.0 Standards | One Solid Door Refrigerator meeting Federal Standards | Commercial | Turnover | Assembly | FL Zone 2 | Per Unit | 0% | 1690.4885 | 840.5646 | 849.9239 | 0.50277 | 12 | 0.12695 | 0.056728 | 0 | Reference source included incremental cost only | 0 | 0 | 164 | Illinois 2018 Statewide TRM, Section 4.2.2 | 0 | 0 | 164 | refrigerator |  | 164
Equipment | Energy Star Commercial Solid Door Refrigerator | One Solid Door Refrigerator meeting ENERGY STAR® 3.0 Standards | One Solid Door Refrigerator meeting Federal Standards | Commercial | Turnover | College and University | FL Zone 2 | Per Unit | 0% | 1690.4885 | 840.5646 | 849.9239 | 0.50277 | 12 | 0.1102 | 0.092304 | 0 | Reference source included incremental cost only | 0 | 0 | 164 | Illinois 2018 Statewide TRM, Section 4.2.2 | 0 | 0 | 164 | refrigerator |  | 164
Equipment | Energy Star Commercial Solid Door Refrigerator | One Solid Door Refrigerator meeting ENERGY STAR® 3.0 Standards | One Solid Door Refrigerator meeting Federal Standards | Commercial | Turnover | Grocery | FL Zone 2 | Per Unit | 66.59% | 1690.4885 | 840.5646 | 849.9239 | 0.50277 | 12 | 0.12695 | 0.056728 | 0 | Reference source included incremental cost only | 0 | 0 | 164 | Illinois 2018 Statewide TRM, Section 4.2.2 | 0 | 0 | 164 | refrigerator |  | 164
Equipment | Energy Star Commercial Solid Door Refrigerator | One Solid Door Refrigerator meeting ENERGY STAR® 3.0 Standards | One Solid Door Refrigerator meeting Federal Standards | Commercial | Turnover | Healthcare | FL Zone 2 | Per Unit | 0% | 1690.4885 | 840.5646 | 849.9239 | 0.50277 | 12 | 0.1102 | 0.092304 | 0 | Reference source included incremental cost only | 0 | 0 | 164 | Illinois 2018 Statewide TRM, Section 4.2.2 | 0 | 0 | 164 | refrigerator |  | 164
Equipment | Energy Star Commercial Solid Door Refrigerator | One Solid Door Refrigerator meeting ENERGY STAR® 3.0 Standards | One Solid Door Refrigerator meeting Federal Standards | Commercial | Turnover | Hospitals | FL Zone 2 | Per Unit | 0% | 1690.4885 | 840.5646 | 849.9239 | 0.50277 | 12 | 0.1102 | 0.092304 | 0 | Reference source included incremental cost only | 0 | 0 | 164 | Illinois 2018 Statewide TRM, Section 4.2.2 | 0 | 0 | 164 | refrigerator |  | 164
Equipment | Energy Star Commercial Solid Door Refrigerator | One Solid Door Refrigerator meeting ENERGY STAR® 3.0 Standards | One Solid Door Refrigerator meeting Federal Standards | Commercial | Turnover | Institutional | FL Zone 2 | Per Unit | 0% | 1690.4885 | 840.5646 | 849.9239 | 0.50277 | 12 | 0.12695 | 0.056728 | 0 | Reference source included incremental cost only | 0 | 0 | 164 | Illinois 2018 Statewide TRM, Section 4.2.2 | 0 | 0 | 164 | refrigerator |  | 164
Equipment | Energy Star Commercial Solid Door Refrigerator | One Solid Door Refrigerator meeting ENERGY STAR® 3.0 Standards | One Solid Door Refrigerator meeting Federal Standards | Commercial | Turnover | Lodging/Hospitality | FL Zone 2 | Per Unit | 0% | 1690.4885 | 840.5646 | 849.9239 | 0.50277 | 12 | 0.1102 | 0.092304 | 0 | Reference source included incremental cost only | 0 | 0 | 164 | Illinois 2018 Statewide TRM, Section 4.2.2 | 0 | 0 | 164 | refrigerator |  | 164
Equipment | Energy Star Commercial Solid Door Refrigerator | One Solid Door Refrigerator meeting ENERGY STAR® 3.0 Standards | One Solid Door Refrigerator meeting Federal Standards | Commercial | Turnover | Miscellaneous | FL Zone 2 | Per Unit | 0% | 1690.4885 | 840.5646 | 849.9239 | 0.50277 | 12 | 0.12695 | 0.056728 | 0 | Reference source included incremental cost only | 0 | 0 | 164 | Illinois 2018 Statewide TRM, Section 4.2.2 | 0 | 0 | 164 | refrigerator |  | 164
Equipment | Energy Star Commercial Solid Door Refrigerator | One Solid Door Refrigerator meeting ENERGY STAR® 3.0 Standards | One Solid Door Refrigerator meeting Federal Standards | Commercial | Turnover | Offices | FL Zone 2 | Per Unit | 0% | 1690.4885 | 840.5646 | 849.9239 | 0.50277 | 12 | 0.12695 | 0.056728 | 0 | Reference source included incremental cost only | 0 | 0 | 164 | Illinois 2018 Statewide TRM, Section 4.2.2 | 0 | 0 | 164 | refrigerator |  | 164
Equipment | Energy Star Commercial Solid Door Refrigerator | One Solid Door Refrigerator meeting ENERGY STAR® 3.0 Standards | One Solid Door Refrigerator meeting Federal Standards | Commercial | Turnover | Restaurants | FL Zone 2 | Per Unit | 0% | 1690.4885 | 840.5646 | 849.9239 | 0.50277 | 12 | 0.1102 | 0.092304 | 0 | Reference source included incremental cost only | 0 | 0 | 164 | Illinois 2018 Statewide TRM, Section 4.2.2 | 0 | 0 | 164 | refrigerator |  | 164
Equipment | Energy Star Commercial Solid Door Refrigerator | One Solid Door Refrigerator meeting ENERGY STAR® 3.0 Standards | One Solid Door Refrigerator meeting Federal Standards | Commercial | Turnover | Retail | FL Zone 2 | Per Unit | 66.59% | 1690.4885 | 840.5646 | 849.9239 | 0.50277 | 12 | 0.12695 | 0.056728 | 0 | Reference source included incremental cost only | 0 | 0 | 164 | Illinois 2018 Statewide TRM, Section 4.2.2 | 0 | 0 | 164 | refrigerator |  | 164
Equipment | Energy Star Commercial Solid Door Refrigerator | One Solid Door Refrigerator meeting ENERGY STAR® 3.0 Standards | One Solid Door Refrigerator meeting Federal Standards | Commercial | Turnover | Schools K-12 | FL Zone 2 | Per Unit | 0% | 1690.4885 | 840.5646 | 849.9239 | 0.50277 | 12 | 0.1102 | 0.092304 | 0 | Reference source included incremental cost only | 0 | 0 | 164 | Illinois 2018 Statewide TRM, Section 4.2.2 | 0 | 0 | 164 | refrigerator |  | 164
Equipment | Energy Star Commercial Solid Door Refrigerator | One Solid Door Refrigerator meeting ENERGY STAR® 3.0 Standards | One Solid Door Refrigerator meeting Federal Standards | Commercial | Turnover | Warehouse | FL Zone 2 | Per Unit | 0% | 1690.4885 | 840.5646 | 849.9239 | 0.50277 | 12 | 0.12695 | 0.056728 | 0 | Reference source included incremental cost only | 0 | 0 | 164 | Illinois 2018 Statewide TRM, Section 4.2.2 | 0 | 0 | 164 | refrigerator |  | 164
Equipment | Energy Star Commercial Solid Door Refrigerator | One Solid Door Refrigerator meeting ENERGY STAR® 3.0 Standards | One Solid Door Refrigerator meeting Federal Standards | Commercial | New | Assembly | FL Zone 2 | Per Unit | 0% | 1690.4885 | 840.5646 | 849.9239 | 0.50277 | 12 | 0.12695 | 0.056728 | 0 | Reference source included incremental cost only | 0 | 0 | 164 | Illinois 2018 Statewide TRM, Section 4.2.2 | 0 | 0 | 164 | refrigerator |  | 164
Equipment | Energy Star Commercial Solid Door Refrigerator | One Solid Door Refrigerator meeting ENERGY STAR® 3.0 Standards | One Solid Door Refrigerator meeting Federal Standards | Commercial | New | College and University | FL Zone 2 | Per Unit | 0% | 1690.4885 | 840.5646 | 849.9239 | 0.50277 | 12 | 0.1102 | 0.092304 | 0 | Reference source included incremental cost only | 0 | 0 | 164 | Illinois 2018 Statewide TRM, Section 4.2.2 | 0 | 0 | 164 | refrigerator |  | 164
Equipment | Energy Star Commercial Solid Door Refrigerator | One Solid Door Refrigerator meeting ENERGY STAR® 3.0 Standards | One Solid Door Refrigerator meeting Federal Standards | Commercial | New | Grocery | FL Zone 2 | Per Unit | 66.59% | 1690.4885 | 840.5646 | 849.9239 | 0.50277 | 12 | 0.12695 | 0.056728 | 0 | Reference source included incremental cost only | 0 | 0 | 164 | Illinois 2018 Statewide TRM, Section 4.2.2 | 0 | 0 | 164 | refrigerator |  | 164
Equipment | Energy Star Commercial Solid Door Refrigerator | One Solid Door Refrigerator meeting ENERGY STAR® 3.0 Standards | One Solid Door Refrigerator meeting Federal Standards | Commercial | New | Healthcare | FL Zone 2 | Per Unit | 0% | 1690.4885 | 840.5646 | 849.9239 | 0.50277 | 12 | 0.1102 | 0.092304 | 0 | Reference source included incremental cost only | 0 | 0 | 164 | Illinois 2018 Statewide TRM, Section 4.2.2 | 0 | 0 | 164 | refrigerator |  | 164
Equipment | Energy Star Commercial Solid Door Refrigerator | One Solid Door Refrigerator meeting ENERGY STAR® 3.0 Standards | One Solid Door Refrigerator meeting Federal Standards | Commercial | New | Hospitals | FL Zone 2 | Per Unit | 0% | 1690.4885 | 840.5646 | 849.9239 | 0.50277 | 12 | 0.1102 | 0.092304 | 0 | Reference source included incremental cost only | 0 | 0 | 164 | Illinois 2018 Statewide TRM, Section 4.2.2 | 0 | 0 | 164 | refrigerator |  | 164
Equipment | Energy Star Commercial Solid Door Refrigerator | One Solid Door Refrigerator meeting ENERGY STAR® 3.0 Standards | One Solid Door Refrigerator meeting Federal Standards | Commercial | New | Institutional | FL Zone 2 | Per Unit | 0% | 1690.4885 | 840.5646 | 849.9239 | 0.50277 | 12 | 0.12695 | 0.056728 | 0 | Reference source included incremental cost only | 0 | 0 | 164 | Illinois 2018 Statewide TRM, Section 4.2.2 | 0 | 0 | 164 | refrigerator |  | 164
Equipment | Energy Star Commercial Solid Door Refrigerator | One Solid Door Refrigerator meeting ENERGY STAR® 3.0 Standards | One Solid Door Refrigerator meeting Federal Standards | Commercial | New | Lodging/Hospitality | FL Zone 2 | Per Unit | 0% | 1690.4885 | 840.5646 | 849.9239 | 0.50277 | 12 | 0.1102 | 0.092304 | 0 | Reference source included incremental cost only | 0 | 0 | 164 | Illinois 2018 Statewide TRM, Section 4.2.2 | 0 | 0 | 164 | refrigerator |  | 164
Equipment | Energy Star Commercial Solid Door Refrigerator | One Solid Door Refrigerator meeting ENERGY STAR® 3.0 Standards | One Solid Door Refrigerator meeting Federal Standards | Commercial | New | Miscellaneous | FL Zone 2 | Per Unit | 0% | 1690.4885 | 840.5646 | 849.9239 | 0.50277 | 12 | 0.12695 | 0.056728 | 0 | Reference source included incremental cost only | 0 | 0 | 164 | Illinois 2018 Statewide TRM, Section 4.2.2 | 0 | 0 | 164 | refrigerator |  | 164
Equipment | Energy Star Commercial Solid Door Refrigerator | One Solid Door Refrigerator meeting ENERGY STAR® 3.0 Standards | One Solid Door Refrigerator meeting Federal Standards | Commercial | New | Offices | FL Zone 2 | Per Unit | 0% | 1690.4885 | 840.5646 | 849.9239 | 0.50277 | 12 | 0.12695 | 0.056728 | 0 | Reference source included incremental cost only | 0 | 0 | 164 | Illinois 2018 Statewide TRM, Section 4.2.2 | 0 | 0 | 164 | refrigerator |  | 164
Equipment | Energy Star Commercial Solid Door Refrigerator | One Solid Door Refrigerator meeting ENERGY STAR® 3.0 Standards | One Solid Door Refrigerator meeting Federal Standards | Commercial | New | Restaurants | FL Zone 2 | Per Unit | 0% | 1690.4885 | 840.5646 | 849.9239 | 0.50277 | 12 | 0.1102 | 0.092304 | 0 | Reference source included incremental cost only | 0 | 0 | 164 | Illinois 2018 Statewide TRM, Section 4.2.2 | 0 | 0 | 164 | refrigerator |  | 164
Equipment | Energy Star Commercial Solid Door Refrigerator | One Solid Door Refrigerator meeting ENERGY STAR® 3.0 Standards | One Solid Door Refrigerator meeting Federal Standards | Commercial | New | Retail | FL Zone 2 | Per Unit | 66.59% | 1690.4885 | 840.5646 | 849.9239 | 0.50277 | 12 | 0.12695 | 0.056728 | 0 | Reference source included incremental cost only | 0 | 0 | 164 | Illinois 2018 Statewide TRM, Section 4.2.2 | 0 | 0 | 164 | refrigerator |  | 164
Equipment | Energy Star Commercial Solid Door Refrigerator | One Solid Door Refrigerator meeting ENERGY STAR® 3.0 Standards | One Solid Door Refrigerator meeting Federal Standards | Commercial | New | Schools K-12 | FL Zone 2 | Per Unit | 0% | 1690.4885 | 840.5646 | 849.9239 | 0.50277 | 12 | 0.1102 | 0.092304 | 0 | Reference source included incremental cost only | 0 | 0 | 164 | Illinois 2018 Statewide TRM, Section 4.2.2 | 0 | 0 | 164 | refrigerator |  | 164
Equipment | Energy Star Commercial Solid Door Refrigerator | One Solid Door Refrigerator meeting ENERGY STAR® 3.0 Standards | One Solid Door Refrigerator meeting Federal Standards | Commercial | New | Warehouse | FL Zone 2 | Per Unit | 0% | 1690.4885 | 840.5646 | 849.9239 | 0.50277 | 12 | 0.12695 | 0.056728 | 0 | Reference source included incremental cost only | 0 | 0 | 164 | Illinois 2018 Statewide TRM, Section 4.2.2 | 0 | 0 | 164 | refrigerator |  | 164
Equipment | Energy Star Ice Maker | One Continuous Self-Contained Ice Maker meeting ENERGY STAR® 2.0 Standards (8.9 kWh / 100 lbs of ice) | One Continuous Self-Contained Ice Maker meeting Federal Standard (9.5 kWh / 100 lbs of ice) | Commercial | Turnover | Assembly | FL Zone 2 | Per Unit | 32.96% | 2088.5085 | 1850.6475 | 237.861 | 0.11389 | 8 | 0.036863 | 0.023275 | 0 | Reference source included incremental cost only | 0 | 0 | 249 | CMUA TRM, 2017, based on 500-1000 lbs/day unit | 0 | 0 | 249 | ice maker |  | 249
Equipment | Energy Star Ice Maker | One Continuous Self-Contained Ice Maker meeting ENERGY STAR® 2.0 Standards (8.9 kWh / 100 lbs of ice) | One Continuous Self-Contained Ice Maker meeting Federal Standard (9.5 kWh / 100 lbs of ice) | Commercial | Turnover | College and University | FL Zone 2 | Per Unit | 32.68% | 2088.5085 | 1850.6475 | 237.861 | 0.11389 | 8 | 0.03084 | 0.025832 | 0 | Reference source included incremental cost only | 0 | 0 | 249 | CMUA TRM, 2017, based on 500-1000 lbs/day unit | 0 | 0 | 249 | ice maker |  | 249
Equipment | Energy Star Ice Maker | One Continuous Self-Contained Ice Maker meeting ENERGY STAR® 2.0 Standards (8.9 kWh / 100 lbs of ice) | One Continuous Self-Contained Ice Maker meeting Federal Standard (9.5 kWh / 100 lbs of ice) | Commercial | Turnover | Grocery | FL Zone 2 | Per Unit | 33.92% | 2088.5085 | 1850.6475 | 237.861 | 0.11389 | 8 | 0.036863 | 0.023275 | 0 | Reference source included incremental cost only | 0 | 0 | 249 | CMUA TRM, 2017, based on 500-1000 lbs/day unit | 0 | 0 | 249 | ice maker |  | 249
Equipment | Energy Star Ice Maker | One Continuous Self-Contained Ice Maker meeting ENERGY STAR® 2.0 Standards (8.9 kWh / 100 lbs of ice) | One Continuous Self-Contained Ice Maker meeting Federal Standard (9.5 kWh / 100 lbs of ice) | Commercial | Turnover | Healthcare | FL Zone 2 | Per Unit | 32.68% | 2088.5085 | 1850.6475 | 237.861 | 0.11389 | 8 | 0.03084 | 0.025832 | 0 | Reference source included incremental cost only | 0 | 0 | 249 | CMUA TRM, 2017, based on 500-1000 lbs/day unit | 0 | 0 | 249 | ice maker |  | 249
Equipment | Energy Star Ice Maker | One Continuous Self-Contained Ice Maker meeting ENERGY STAR® 2.0 Standards (8.9 kWh / 100 lbs of ice) | One Continuous Self-Contained Ice Maker meeting Federal Standard (9.5 kWh / 100 lbs of ice) | Commercial | Turnover | Hospitals | FL Zone 2 | Per Unit | 32.68% | 2088.5085 | 1850.6475 | 237.861 | 0.11389 | 8 | 0.03084 | 0.025832 | 0 | Reference source included incremental cost only | 0 | 0 | 249 | CMUA TRM, 2017, based on 500-1000 lbs/day unit | 0 | 0 | 249 | ice maker |  | 249
Equipment | Energy Star Ice Maker | One Continuous Self-Contained Ice Maker meeting ENERGY STAR® 2.0 Standards (8.9 kWh / 100 lbs of ice) | One Continuous Self-Contained Ice Maker meeting Federal Standard (9.5 kWh / 100 lbs of ice) | Commercial | Turnover | Institutional | FL Zone 2 | Per Unit | 0% | 2088.5085 | 1850.6475 | 237.861 | 0.11389 | 8 | 0.036863 | 0.023275 | 0 | Reference source included incremental cost only | 0 | 0 | 249 | CMUA TRM, 2017, based on 500-1000 lbs/day unit | 0 | 0 | 249 | ice maker |  | 249
Equipment | Energy Star Ice Maker | One Continuous Self-Contained Ice Maker meeting ENERGY STAR® 2.0 Standards (8.9 kWh / 100 lbs of ice) | One Continuous Self-Contained Ice Maker meeting Federal Standard (9.5 kWh / 100 lbs of ice) | Commercial | Turnover | Lodging/Hospitality | FL Zone 2 | Per Unit | 32.68% | 2088.5085 | 1850.6475 | 237.861 | 0.11389 | 8 | 0.03084 | 0.025832 | 0 | Reference source included incremental cost only | 0 | 0 | 249 | CMUA TRM, 2017, based on 500-1000 lbs/day unit | 0 | 0 | 249 | ice maker |  | 249
Equipment | Energy Star Ice Maker | One Continuous Self-Contained Ice Maker meeting ENERGY STAR® 2.0 Standards (8.9 kWh / 100 lbs of ice) | One Continuous Self-Contained Ice Maker meeting Federal Standard (9.5 kWh / 100 lbs of ice) | Commercial | Turnover | Miscellaneous | FL Zone 2 | Per Unit | 0% | 2088.5085 | 1850.6475 | 237.861 | 0.11389 | 8 | 0.036863 | 0.023275 | 0 | Reference source included incremental cost only | 0 | 0 | 249 | CMUA TRM, 2017, based on 500-1000 lbs/day unit | 0 | 0 | 249 | ice maker |  | 249
Equipment | Energy Star Ice Maker | One Continuous Self-Contained Ice Maker meeting ENERGY STAR® 2.0 Standards (8.9 kWh / 100 lbs of ice) | One Continuous Self-Contained Ice Maker meeting Federal Standard (9.5 kWh / 100 lbs of ice) | Commercial | Turnover | Offices | FL Zone 2 | Per Unit | 0% | 2088.5085 | 1850.6475 | 237.861 | 0.11389 | 8 | 0.036863 | 0.023275 | 0 | Reference source included incremental cost only | 0 | 0 | 249 | CMUA TRM, 2017, based on 500-1000 lbs/day unit | 0 | 0 | 249 | ice maker |  | 249
Equipment | Energy Star Ice Maker | One Continuous Self-Contained Ice Maker meeting ENERGY STAR® 2.0 Standards (8.9 kWh / 100 lbs of ice) | One Continuous Self-Contained Ice Maker meeting Federal Standard (9.5 kWh / 100 lbs of ice) | Commercial | Turnover | Restaurants | FL Zone 2 | Per Unit | 33.92% | 2088.5085 | 1850.6475 | 237.861 | 0.11389 | 8 | 0.03084 | 0.025832 | 0 | Reference source included incremental cost only | 0 | 0 | 249 | CMUA TRM, 2017, based on 500-1000 lbs/day unit | 0 | 0 | 249 | ice maker |  | 249
Equipment | Energy Star Ice Maker | One Continuous Self-Contained Ice Maker meeting ENERGY STAR® 2.0 Standards (8.9 kWh / 100 lbs of ice) | One Continuous Self-Contained Ice Maker meeting Federal Standard (9.5 kWh / 100 lbs of ice) | Commercial | Turnover | Retail | FL Zone 2 | Per Unit | 32.68% | 2088.5085 | 1850.6475 | 237.861 | 0.11389 | 8 | 0.036863 | 0.023275 | 0 | Reference source included incremental cost only | 0 | 0 | 249 | CMUA TRM, 2017, based on 500-1000 lbs/day unit | 0 | 0 | 249 | ice maker |  | 249
Equipment | Energy Star Ice Maker | One Continuous Self-Contained Ice Maker meeting ENERGY STAR® 2.0 Standards (8.9 kWh / 100 lbs of ice) | One Continuous Self-Contained Ice Maker meeting Federal Standard (9.5 kWh / 100 lbs of ice) | Commercial | Turnover | Schools K-12 | FL Zone 2 | Per Unit | 32.68% | 2088.5085 | 1850.6475 | 237.861 | 0.11389 | 8 | 0.03084 | 0.025832 | 0 | Reference source included incremental cost only | 0 | 0 | 249 | CMUA TRM, 2017, based on 500-1000 lbs/day unit | 0 | 0 | 249 | ice maker |  | 249
Equipment | Energy Star Ice Maker | One Continuous Self-Contained Ice Maker meeting ENERGY STAR® 2.0 Standards (8.9 kWh / 100 lbs of ice) | One Continuous Self-Contained Ice Maker meeting Federal Standard (9.5 kWh / 100 lbs of ice) | Commercial | Turnover | Warehouse | FL Zone 2 | Per Unit | 0% | 2088.5085 | 1850.6475 | 237.861 | 0.11389 | 8 | 0.036863 | 0.023275 | 0 | Reference source included incremental cost only | 0 | 0 | 249 | CMUA TRM, 2017, based on 500-1000 lbs/day unit | 0 | 0 | 249 | ice maker |  | 249
Equipment | Energy Star Ice Maker | One Continuous Self-Contained Ice Maker meeting ENERGY STAR® 2.0 Standards (8.9 kWh / 100 lbs of ice) | One Continuous Self-Contained Ice Maker meeting Federal Standard (9.5 kWh / 100 lbs of ice) | Commercial | New | Assembly | FL Zone 2 | Per Unit | 32.96% | 2088.5085 | 1850.6475 | 237.861 | 0.11389 | 8 | 0.036863 | 0.023275 | 0 | Reference source included incremental cost only | 0 | 0 | 249 | CMUA TRM, 2017, based on 500-1000 lbs/day unit | 0 | 0 | 249 | ice maker |  | 249
Equipment | Energy Star Ice Maker | One Continuous Self-Contained Ice Maker meeting ENERGY STAR® 2.0 Standards (8.9 kWh / 100 lbs of ice) | One Continuous Self-Contained Ice Maker meeting Federal Standard (9.5 kWh / 100 lbs of ice) | Commercial | New | College and University | FL Zone 2 | Per Unit | 32.68% | 2088.5085 | 1850.6475 | 237.861 | 0.11389 | 8 | 0.03084 | 0.025832 | 0 | Reference source included incremental cost only | 0 | 0 | 249 | CMUA TRM, 2017, based on 500-1000 lbs/day unit | 0 | 0 | 249 | ice maker |  | 249
Equipment | Energy Star Ice Maker | One Continuous Self-Contained Ice Maker meeting ENERGY STAR® 2.0 Standards (8.9 kWh / 100 lbs of ice) | One Continuous Self-Contained Ice Maker meeting Federal Standard (9.5 kWh / 100 lbs of ice) | Commercial | New | Grocery | FL Zone 2 | Per Unit | 33.92% | 2088.5085 | 1850.6475 | 237.861 | 0.11389 | 8 | 0.036863 | 0.023275 | 0 | Reference source included incremental cost only | 0 | 0 | 249 | CMUA TRM, 2017, based on 500-1000 lbs/day unit | 0 | 0 | 249 | ice maker |  | 249
Equipment | Energy Star Ice Maker | One Continuous Self-Contained Ice Maker meeting ENERGY STAR® 2.0 Standards (8.9 kWh / 100 lbs of ice) | One Continuous Self-Contained Ice Maker meeting Federal Standard (9.5 kWh / 100 lbs of ice) | Commercial | New | Healthcare | FL Zone 2 | Per Unit | 32.68% | 2088.5085 | 1850.6475 | 237.861 | 0.11389 | 8 | 0.03084 | 0.025832 | 0 | Reference source included incremental cost only | 0 | 0 | 249 | CMUA TRM, 2017, based on 500-1000 lbs/day unit | 0 | 0 | 249 | ice maker |  | 249
Equipment | Energy Star Ice Maker | One Continuous Self-Contained Ice Maker meeting ENERGY STAR® 2.0 Standards (8.9 kWh / 100 lbs of ice) | One Continuous Self-Contained Ice Maker meeting Federal Standard (9.5 kWh / 100 lbs of ice) | Commercial | New | Hospitals | FL Zone 2 | Per Unit | 32.68% | 2088.5085 | 1850.6475 | 237.861 | 0.11389 | 8 | 0.03084 | 0.025832 | 0 | Reference source included incremental cost only | 0 | 0 | 249 | CMUA TRM, 2017, based on 500-1000 lbs/day unit | 0 | 0 | 249 | ice maker |  | 249
Equipment | Energy Star Ice Maker | One Continuous Self-Contained Ice Maker meeting ENERGY STAR® 2.0 Standards (8.9 kWh / 100 lbs of ice) | One Continuous Self-Contained Ice Maker meeting Federal Standard (9.5 kWh / 100 lbs of ice) | Commercial | New | Institutional | FL Zone 2 | Per Unit | 0% | 2088.5085 | 1850.6475 | 237.861 | 0.11389 | 8 | 0.036863 | 0.023275 | 0 | Reference source included incremental cost only | 0 | 0 | 249 | CMUA TRM, 2017, based on 500-1000 lbs/day unit | 0 | 0 | 249 | ice maker |  | 249
Equipment | Energy Star Ice Maker | One Continuous Self-Contained Ice Maker meeting ENERGY STAR® 2.0 Standards (8.9 kWh / 100 lbs of ice) | One Continuous Self-Contained Ice Maker meeting Federal Standard (9.5 kWh / 100 lbs of ice) | Commercial | New | Lodging/Hospitality | FL Zone 2 | Per Unit | 32.68% | 2088.5085 | 1850.6475 | 237.861 | 0.11389 | 8 | 0.03084 | 0.025832 | 0 | Reference source included incremental cost only | 0 | 0 | 249 | CMUA TRM, 2017, based on 500-1000 lbs/day unit | 0 | 0 | 249 | ice maker |  | 249
Equipment | Energy Star Ice Maker | One Continuous Self-Contained Ice Maker meeting ENERGY STAR® 2.0 Standards (8.9 kWh / 100 lbs of ice) | One Continuous Self-Contained Ice Maker meeting Federal Standard (9.5 kWh / 100 lbs of ice) | Commercial | New | Miscellaneous | FL Zone 2 | Per Unit | 0% | 2088.5085 | 1850.6475 | 237.861 | 0.11389 | 8 | 0.036863 | 0.023275 | 0 | Reference source included incremental cost only | 0 | 0 | 249 | CMUA TRM, 2017, based on 500-1000 lbs/day unit | 0 | 0 | 249 | ice maker |  | 249
Equipment | Energy Star Ice Maker | One Continuous Self-Contained Ice Maker meeting ENERGY STAR® 2.0 Standards (8.9 kWh / 100 lbs of ice) | One Continuous Self-Contained Ice Maker meeting Federal Standard (9.5 kWh / 100 lbs of ice) | Commercial | New | Offices | FL Zone 2 | Per Unit | 0% | 2088.5085 | 1850.6475 | 237.861 | 0.11389 | 8 | 0.036863 | 0.023275 | 0 | Reference source included incremental cost only | 0 | 0 | 249 | CMUA TRM, 2017, based on 500-1000 lbs/day unit | 0 | 0 | 249 | ice maker |  | 249
Equipment | Energy Star Ice Maker | One Continuous Self-Contained Ice Maker meeting ENERGY STAR® 2.0 Standards (8.9 kWh / 100 lbs of ice) | One Continuous Self-Contained Ice Maker meeting Federal Standard (9.5 kWh / 100 lbs of ice) | Commercial | New | Restaurants | FL Zone 2 | Per Unit | 33.92% | 2088.5085 | 1850.6475 | 237.861 | 0.11389 | 8 | 0.03084 | 0.025832 | 0 | Reference source included incremental cost only | 0 | 0 | 249 | CMUA TRM, 2017, based on 500-1000 lbs/day unit | 0 | 0 | 249 | ice maker |  | 249
Equipment | Energy Star Ice Maker | One Continuous Self-Contained Ice Maker meeting ENERGY STAR® 2.0 Standards (8.9 kWh / 100 lbs of ice) | One Continuous Self-Contained Ice Maker meeting Federal Standard (9.5 kWh / 100 lbs of ice) | Commercial | New | Retail | FL Zone 2 | Per Unit | 32.68% | 2088.5085 | 1850.6475 | 237.861 | 0.11389 | 8 | 0.036863 | 0.023275 | 0 | Reference source included incremental cost only | 0 | 0 | 249 | CMUA TRM, 2017, based on 500-1000 lbs/day unit | 0 | 0 | 249 | ice maker |  | 249
Equipment | Energy Star Ice Maker | One Continuous Self-Contained Ice Maker meeting ENERGY STAR® 2.0 Standards (8.9 kWh / 100 lbs of ice) | One Continuous Self-Contained Ice Maker meeting Federal Standard (9.5 kWh / 100 lbs of ice) | Commercial | New | Schools K-12 | FL Zone 2 | Per Unit | 32.68% | 2088.5085 | 1850.6475 | 237.861 | 0.11389 | 8 | 0.03084 | 0.025832 | 0 | Reference source included incremental cost only | 0 | 0 | 249 | CMUA TRM, 2017, based on 500-1000 lbs/day unit | 0 | 0 | 249 | ice maker |  | 249
Equipment | Energy Star Ice Maker | One Continuous Self-Contained Ice Maker meeting ENERGY STAR® 2.0 Standards (8.9 kWh / 100 lbs of ice) | One Continuous Self-Contained Ice Maker meeting Federal Standard (9.5 kWh / 100 lbs of ice) | Commercial | New | Warehouse | FL Zone 2 | Per Unit | 0% | 2088.5085 | 1850.6475 | 237.861 | 0.11389 | 8 | 0.036863 | 0.023275 | 0 | Reference source included incremental cost only | 0 | 0 | 249 | CMUA TRM, 2017, based on 500-1000 lbs/day unit | 0 | 0 | 249 | ice maker |  | 249
Equipment | Energy Star Refrigerator | One Refrigerator/Freezer meeting ENERGY STAR® 5.0 Standards | One Refrigerator/Freezer meeting Federal Standard | Commercial | Turnover | Assembly | FL Zone 2 | Per Appliance | 35.47% | 607.13 | 473.63 | 133.5 | 0.21989 | 12 | 0.017577 | 0.01383 | 907 | NEEP Incremental Cost Recommendations 2017 - average of refrigerator types (https://neep.org/sites/default/files/resources/Incremental_Cost_Recommendations_Non_Lighting_050917.xlsx) | 166.52 | rate at $83.26/per labor hour, assume 2 hours work, reference: https://www.homewyse.com/costs/cost_of_energy_efficient_refrigerators.html | 1029 | NEEP Incremental Cost Recommendations 2017 - average of refrigerator types (https://neep.org/sites/default/files/resources/Incremental_Cost_Recommendations_Non_Lighting_050917.xlsx) | 166.52 | rate at $83.26/per labor hour, assume 2 hours work, reference: https://www.homewyse.com/costs/cost_of_energy_efficient_refrigerators.html | 122 | refrigerator |  | 122
Equipment | Energy Star Refrigerator | One Refrigerator/Freezer meeting ENERGY STAR® 5.0 Standards | One Refrigerator/Freezer meeting Federal Standard | Commercial | Turnover | College and University | FL Zone 2 | Per Appliance | 45.6% | 607.13 | 473.63 | 133.5 | 0.21989 | 12 | 0.017577 | 0.01383 | 907 | NEEP Incremental Cost Recommendations 2017 - average of refrigerator types (https://neep.org/sites/default/files/resources/Incremental_Cost_Recommendations_Non_Lighting_050917.xlsx) | 166.52 | rate at $83.26/per labor hour, assume 2 hours work, reference: https://www.homewyse.com/costs/cost_of_energy_efficient_refrigerators.html | 1029 | NEEP Incremental Cost Recommendations 2017 - average of refrigerator types (https://neep.org/sites/default/files/resources/Incremental_Cost_Recommendations_Non_Lighting_050917.xlsx) | 166.52 | rate at $83.26/per labor hour, assume 2 hours work, reference: https://www.homewyse.com/costs/cost_of_energy_efficient_refrigerators.html | 122 | refrigerator |  | 122
Equipment | Energy Star Refrigerator | One Refrigerator/Freezer meeting ENERGY STAR® 5.0 Standards | One Refrigerator/Freezer meeting Federal Standard | Commercial | Turnover | Grocery | FL Zone 2 | Per Appliance | 45.6% | 607.13 | 473.63 | 133.5 | 0.21989 | 12 | 0.017577 | 0.01383 | 907 | NEEP Incremental Cost Recommendations 2017 - average of refrigerator types (https://neep.org/sites/default/files/resources/Incremental_Cost_Recommendations_Non_Lighting_050917.xlsx) | 166.52 | rate at $83.26/per labor hour, assume 2 hours work, reference: https://www.homewyse.com/costs/cost_of_energy_efficient_refrigerators.html | 1029 | NEEP Incremental Cost Recommendations 2017 - average of refrigerator types (https://neep.org/sites/default/files/resources/Incremental_Cost_Recommendations_Non_Lighting_050917.xlsx) | 166.52 | rate at $83.26/per labor hour, assume 2 hours work, reference: https://www.homewyse.com/costs/cost_of_energy_efficient_refrigerators.html | 122 | refrigerator |  | 122
Equipment | Energy Star Refrigerator | One Refrigerator/Freezer meeting ENERGY STAR® 5.0 Standards | One Refrigerator/Freezer meeting Federal Standard | Commercial | Turnover | Healthcare | FL Zone 2 | Per Appliance | 35.47% | 607.13 | 473.63 | 133.5 | 0.21989 | 12 | 0.017577 | 0.01383 | 907 | NEEP Incremental Cost Recommendations 2017 - average of refrigerator types (https://neep.org/sites/default/files/resources/Incremental_Cost_Recommendations_Non_Lighting_050917.xlsx) | 166.52 | rate at $83.26/per labor hour, assume 2 hours work, reference: https://www.homewyse.com/costs/cost_of_energy_efficient_refrigerators.html | 1029 | NEEP Incremental Cost Recommendations 2017 - average of refrigerator types (https://neep.org/sites/default/files/resources/Incremental_Cost_Recommendations_Non_Lighting_050917.xlsx) | 166.52 | rate at $83.26/per labor hour, assume 2 hours work, reference: https://www.homewyse.com/costs/cost_of_energy_efficient_refrigerators.html | 122 | refrigerator |  | 122
Equipment | Energy Star Refrigerator | One Refrigerator/Freezer meeting ENERGY STAR® 5.0 Standards | One Refrigerator/Freezer meeting Federal Standard | Commercial | Turnover | Hospitals | FL Zone 2 | Per Appliance | 45.6% | 607.13 | 473.63 | 133.5 | 0.21989 | 12 | 0.017577 | 0.01383 | 907 | NEEP Incremental Cost Recommendations 2017 - average of refrigerator types (https://neep.org/sites/default/files/resources/Incremental_Cost_Recommendations_Non_Lighting_050917.xlsx) | 166.52 | rate at $83.26/per labor hour, assume 2 hours work, reference: https://www.homewyse.com/costs/cost_of_energy_efficient_refrigerators.html | 1029 | NEEP Incremental Cost Recommendations 2017 - average of refrigerator types (https://neep.org/sites/default/files/resources/Incremental_Cost_Recommendations_Non_Lighting_050917.xlsx) | 166.52 | rate at $83.26/per labor hour, assume 2 hours work, reference: https://www.homewyse.com/costs/cost_of_energy_efficient_refrigerators.html | 122 | refrigerator |  | 122
Equipment | Energy Star Refrigerator | One Refrigerator/Freezer meeting ENERGY STAR® 5.0 Standards | One Refrigerator/Freezer meeting Federal Standard | Commercial | Turnover | Institutional | FL Zone 2 | Per Appliance | 45.6% | 607.13 | 473.63 | 133.5 | 0.21989 | 12 | 0.017577 | 0.01383 | 907 | NEEP Incremental Cost Recommendations 2017 - average of refrigerator types (https://neep.org/sites/default/files/resources/Incremental_Cost_Recommendations_Non_Lighting_050917.xlsx) | 166.52 | rate at $83.26/per labor hour, assume 2 hours work, reference: https://www.homewyse.com/costs/cost_of_energy_efficient_refrigerators.html | 1029 | NEEP Incremental Cost Recommendations 2017 - average of refrigerator types (https://neep.org/sites/default/files/resources/Incremental_Cost_Recommendations_Non_Lighting_050917.xlsx) | 166.52 | rate at $83.26/per labor hour, assume 2 hours work, reference: https://www.homewyse.com/costs/cost_of_energy_efficient_refrigerators.html | 122 | refrigerator |  | 122
Equipment | Energy Star Refrigerator | One Refrigerator/Freezer meeting ENERGY STAR® 5.0 Standards | One Refrigerator/Freezer meeting Federal Standard | Commercial | Turnover | Lodging/Hospitality | FL Zone 2 | Per Appliance | 45.6% | 607.13 | 473.63 | 133.5 | 0.21989 | 12 | 0.017577 | 0.01383 | 907 | NEEP Incremental Cost Recommendations 2017 - average of refrigerator types (https://neep.org/sites/default/files/resources/Incremental_Cost_Recommendations_Non_Lighting_050917.xlsx) | 166.52 | rate at $83.26/per labor hour, assume 2 hours work, reference: https://www.homewyse.com/costs/cost_of_energy_efficient_refrigerators.html | 1029 | NEEP Incremental Cost Recommendations 2017 - average of refrigerator types (https://neep.org/sites/default/files/resources/Incremental_Cost_Recommendations_Non_Lighting_050917.xlsx) | 166.52 | rate at $83.26/per labor hour, assume 2 hours work, reference: https://www.homewyse.com/costs/cost_of_energy_efficient_refrigerators.html | 122 | refrigerator |  | 122
Equipment | Energy Star Refrigerator | One Refrigerator/Freezer meeting ENERGY STAR® 5.0 Standards | One Refrigerator/Freezer meeting Federal Standard | Commercial | Turnover | Miscellaneous | FL Zone 2 | Per Appliance | 45.6% | 607.13 | 473.63 | 133.5 | 0.21989 | 12 | 0.017577 | 0.01383 | 907 | NEEP Incremental Cost Recommendations 2017 - average of refrigerator types (https://neep.org/sites/default/files/resources/Incremental_Cost_Recommendations_Non_Lighting_050917.xlsx) | 166.52 | rate at $83.26/per labor hour, assume 2 hours work, reference: https://www.homewyse.com/costs/cost_of_energy_efficient_refrigerators.html | 1029 | NEEP Incremental Cost Recommendations 2017 - average of refrigerator types (https://neep.org/sites/default/files/resources/Incremental_Cost_Recommendations_Non_Lighting_050917.xlsx) | 166.52 | rate at $83.26/per labor hour, assume 2 hours work, reference: https://www.homewyse.com/costs/cost_of_energy_efficient_refrigerators.html | 122 | refrigerator |  | 122
Equipment | Energy Star Refrigerator | One Refrigerator/Freezer meeting ENERGY STAR® 5.0 Standards | One Refrigerator/Freezer meeting Federal Standard | Commercial | Turnover | Offices | FL Zone 2 | Per Appliance | 45.6% | 607.13 | 473.63 | 133.5 | 0.21989 | 12 | 0.017577 | 0.01383 | 907 | NEEP Incremental Cost Recommendations 2017 - average of refrigerator types (https://neep.org/sites/default/files/resources/Incremental_Cost_Recommendations_Non_Lighting_050917.xlsx) | 166.52 | rate at $83.26/per labor hour, assume 2 hours work, reference: https://www.homewyse.com/costs/cost_of_energy_efficient_refrigerators.html | 1029 | NEEP Incremental Cost Recommendations 2017 - average of refrigerator types (https://neep.org/sites/default/files/resources/Incremental_Cost_Recommendations_Non_Lighting_050917.xlsx) | 166.52 | rate at $83.26/per labor hour, assume 2 hours work, reference: https://www.homewyse.com/costs/cost_of_energy_efficient_refrigerators.html | 122 | refrigerator |  | 122
Equipment | Energy Star Refrigerator | One Refrigerator/Freezer meeting ENERGY STAR® 5.0 Standards | One Refrigerator/Freezer meeting Federal Standard | Commercial | Turnover | Restaurants | FL Zone 2 | Per Appliance | 45.6% | 607.13 | 473.63 | 133.5 | 0.21989 | 12 | 0.017577 | 0.01383 | 907 | NEEP Incremental Cost Recommendations 2017 - average of refrigerator types (https://neep.org/sites/default/files/resources/Incremental_Cost_Recommendations_Non_Lighting_050917.xlsx) | 166.52 | rate at $83.26/per labor hour, assume 2 hours work, reference: https://www.homewyse.com/costs/cost_of_energy_efficient_refrigerators.html | 1029 | NEEP Incremental Cost Recommendations 2017 - average of refrigerator types (https://neep.org/sites/default/files/resources/Incremental_Cost_Recommendations_Non_Lighting_050917.xlsx) | 166.52 | rate at $83.26/per labor hour, assume 2 hours work, reference: https://www.homewyse.com/costs/cost_of_energy_efficient_refrigerators.html | 122 | refrigerator |  | 122
Equipment | Energy Star Refrigerator | One Refrigerator/Freezer meeting ENERGY STAR® 5.0 Standards | One Refrigerator/Freezer meeting Federal Standard | Commercial | Turnover | Retail | FL Zone 2 | Per Appliance | 45.6% | 607.13 | 473.63 | 133.5 | 0.21989 | 12 | 0.017577 | 0.01383 | 907 | NEEP Incremental Cost Recommendations 2017 - average of refrigerator types (https://neep.org/sites/default/files/resources/Incremental_Cost_Recommendations_Non_Lighting_050917.xlsx) | 166.52 | rate at $83.26/per labor hour, assume 2 hours work, reference: https://www.homewyse.com/costs/cost_of_energy_efficient_refrigerators.html | 1029 | NEEP Incremental Cost Recommendations 2017 - average of refrigerator types (https://neep.org/sites/default/files/resources/Incremental_Cost_Recommendations_Non_Lighting_050917.xlsx) | 166.52 | rate at $83.26/per labor hour, assume 2 hours work, reference: https://www.homewyse.com/costs/cost_of_energy_efficient_refrigerators.html | 122 | refrigerator |  | 122
Equipment | Energy Star Refrigerator | One Refrigerator/Freezer meeting ENERGY STAR® 5.0 Standards | One Refrigerator/Freezer meeting Federal Standard | Commercial | Turnover | Schools K-12 | FL Zone 2 | Per Appliance | 45.6% | 607.13 | 473.63 | 133.5 | 0.21989 | 12 | 0.017577 | 0.01383 | 907 | NEEP Incremental Cost Recommendations 2017 - average of refrigerator types (https://neep.org/sites/default/files/resources/Incremental_Cost_Recommendations_Non_Lighting_050917.xlsx) | 166.52 | rate at $83.26/per labor hour, assume 2 hours work, reference: https://www.homewyse.com/costs/cost_of_energy_efficient_refrigerators.html | 1029 | NEEP Incremental Cost Recommendations 2017 - average of refrigerator types (https://neep.org/sites/default/files/resources/Incremental_Cost_Recommendations_Non_Lighting_050917.xlsx) | 166.52 | rate at $83.26/per labor hour, assume 2 hours work, reference: https://www.homewyse.com/costs/cost_of_energy_efficient_refrigerators.html | 122 | refrigerator |  | 122
Equipment | Energy Star Refrigerator | One Refrigerator/Freezer meeting ENERGY STAR® 5.0 Standards | One Refrigerator/Freezer meeting Federal Standard | Commercial | Turnover | Warehouse | FL Zone 2 | Per Appliance | 45.6% | 607.13 | 473.63 | 133.5 | 0.21989 | 12 | 0.017577 | 0.01383 | 907 | NEEP Incremental Cost Recommendations 2017 - average of refrigerator types (https://neep.org/sites/default/files/resources/Incremental_Cost_Recommendations_Non_Lighting_050917.xlsx) | 166.52 | rate at $83.26/per labor hour, assume 2 hours work, reference: https://www.homewyse.com/costs/cost_of_energy_efficient_refrigerators.html | 1029 | NEEP Incremental Cost Recommendations 2017 - average of refrigerator types (https://neep.org/sites/default/files/resources/Incremental_Cost_Recommendations_Non_Lighting_050917.xlsx) | 166.52 | rate at $83.26/per labor hour, assume 2 hours work, reference: https://www.homewyse.com/costs/cost_of_energy_efficient_refrigerators.html | 122 | refrigerator |  | 122
Equipment | Energy Star Refrigerator | One Refrigerator/Freezer meeting ENERGY STAR® 5.0 Standards | One Refrigerator/Freezer meeting Federal Standard | Commercial | New | Assembly | FL Zone 2 | Per Appliance | 35.47% | 607.13 | 473.63 | 133.5 | 0.21989 | 12 | 0.017577 | 0.01383 | 907 | NEEP Incremental Cost Recommendations 2017 - average of refrigerator types (https://neep.org/sites/default/files/resources/Incremental_Cost_Recommendations_Non_Lighting_050917.xlsx) | 166.52 | rate at $83.26/per labor hour, assume 2 hours work, reference: https://www.homewyse.com/costs/cost_of_energy_efficient_refrigerators.html | 1029 | NEEP Incremental Cost Recommendations 2017 - average of refrigerator types (https://neep.org/sites/default/files/resources/Incremental_Cost_Recommendations_Non_Lighting_050917.xlsx) | 166.52 | rate at $83.26/per labor hour, assume 2 hours work, reference: https://www.homewyse.com/costs/cost_of_energy_efficient_refrigerators.html | 122 | refrigerator |  | 122
Equipment | Energy Star Refrigerator | One Refrigerator/Freezer meeting ENERGY STAR® 5.0 Standards | One Refrigerator/Freezer meeting Federal Standard | Commercial | New | College and University | FL Zone 2 | Per Appliance | 53.2% | 607.13 | 473.63 | 133.5 | 0.21989 | 12 | 0.017577 | 0.01383 | 907 | NEEP Incremental Cost Recommendations 2017 - average of refrigerator types (https://neep.org/sites/default/files/resources/Incremental_Cost_Recommendations_Non_Lighting_050917.xlsx) | 166.52 | rate at $83.26/per labor hour, assume 2 hours work, reference: https://www.homewyse.com/costs/cost_of_energy_efficient_refrigerators.html | 1029 | NEEP Incremental Cost Recommendations 2017 - average of refrigerator types (https://neep.org/sites/default/files/resources/Incremental_Cost_Recommendations_Non_Lighting_050917.xlsx) | 166.52 | rate at $83.26/per labor hour, assume 2 hours work, reference: https://www.homewyse.com/costs/cost_of_energy_efficient_refrigerators.html | 122 | refrigerator |  | 122
Equipment | Energy Star Refrigerator | One Refrigerator/Freezer meeting ENERGY STAR® 5.0 Standards | One Refrigerator/Freezer meeting Federal Standard | Commercial | New | Grocery | FL Zone 2 | Per Appliance | 53.2% | 607.13 | 473.63 | 133.5 | 0.21989 | 12 | 0.017577 | 0.01383 | 907 | NEEP Incremental Cost Recommendations 2017 - average of refrigerator types (https://neep.org/sites/default/files/resources/Incremental_Cost_Recommendations_Non_Lighting_050917.xlsx) | 166.52 | rate at $83.26/per labor hour, assume 2 hours work, reference: https://www.homewyse.com/costs/cost_of_energy_efficient_refrigerators.html | 1029 | NEEP Incremental Cost Recommendations 2017 - average of refrigerator types (https://neep.org/sites/default/files/resources/Incremental_Cost_Recommendations_Non_Lighting_050917.xlsx) | 166.52 | rate at $83.26/per labor hour, assume 2 hours work, reference: https://www.homewyse.com/costs/cost_of_energy_efficient_refrigerators.html | 122 | refrigerator |  | 122
Equipment | Energy Star Refrigerator | One Refrigerator/Freezer meeting ENERGY STAR® 5.0 Standards | One Refrigerator/Freezer meeting Federal Standard | Commercial | New | Healthcare | FL Zone 2 | Per Appliance | 35.47% | 607.13 | 473.63 | 133.5 | 0.21989 | 12 | 0.017577 | 0.01383 | 907 | NEEP Incremental Cost Recommendations 2017 - average of refrigerator types (https://neep.org/sites/default/files/resources/Incremental_Cost_Recommendations_Non_Lighting_050917.xlsx) | 166.52 | rate at $83.26/per labor hour, assume 2 hours work, reference: https://www.homewyse.com/costs/cost_of_energy_efficient_refrigerators.html | 1029 | NEEP Incremental Cost Recommendations 2017 - average of refrigerator types (https://neep.org/sites/default/files/resources/Incremental_Cost_Recommendations_Non_Lighting_050917.xlsx) | 166.52 | rate at $83.26/per labor hour, assume 2 hours work, reference: https://www.homewyse.com/costs/cost_of_energy_efficient_refrigerators.html | 122 | refrigerator |  | 122
Equipment | Energy Star Refrigerator | One Refrigerator/Freezer meeting ENERGY STAR® 5.0 Standards | One Refrigerator/Freezer meeting Federal Standard | Commercial | New | Hospitals | FL Zone 2 | Per Appliance | 53.2% | 607.13 | 473.63 | 133.5 | 0.21989 | 12 | 0.017577 | 0.01383 | 907 | NEEP Incremental Cost Recommendations 2017 - average of refrigerator types (https://neep.org/sites/default/files/resources/Incremental_Cost_Recommendations_Non_Lighting_050917.xlsx) | 166.52 | rate at $83.26/per labor hour, assume 2 hours work, reference: https://www.homewyse.com/costs/cost_of_energy_efficient_refrigerators.html | 1029 | NEEP Incremental Cost Recommendations 2017 - average of refrigerator types (https://neep.org/sites/default/files/resources/Incremental_Cost_Recommendations_Non_Lighting_050917.xlsx) | 166.52 | rate at $83.26/per labor hour, assume 2 hours work, reference: https://www.homewyse.com/costs/cost_of_energy_efficient_refrigerators.html | 122 | refrigerator |  | 122
Equipment | Energy Star Refrigerator | One Refrigerator/Freezer meeting ENERGY STAR® 5.0 Standards | One Refrigerator/Freezer meeting Federal Standard | Commercial | New | Institutional | FL Zone 2 | Per Appliance | 53.2% | 607.13 | 473.63 | 133.5 | 0.21989 | 12 | 0.017577 | 0.01383 | 907 | NEEP Incremental Cost Recommendations 2017 - average of refrigerator types (https://neep.org/sites/default/files/resources/Incremental_Cost_Recommendations_Non_Lighting_050917.xlsx) | 166.52 | rate at $83.26/per labor hour, assume 2 hours work, reference: https://www.homewyse.com/costs/cost_of_energy_efficient_refrigerators.html | 1029 | NEEP Incremental Cost Recommendations 2017 - average of refrigerator types (https://neep.org/sites/default/files/resources/Incremental_Cost_Recommendations_Non_Lighting_050917.xlsx) | 166.52 | rate at $83.26/per labor hour, assume 2 hours work, reference: https://www.homewyse.com/costs/cost_of_energy_efficient_refrigerators.html | 122 | refrigerator |  | 122
Equipment | Energy Star Refrigerator | One Refrigerator/Freezer meeting ENERGY STAR® 5.0 Standards | One Refrigerator/Freezer meeting Federal Standard | Commercial | New | Lodging/Hospitality | FL Zone 2 | Per Appliance | 53.2% | 607.13 | 473.63 | 133.5 | 0.21989 | 12 | 0.017577 | 0.01383 | 907 | NEEP Incremental Cost Recommendations 2017 - average of refrigerator types (https://neep.org/sites/default/files/resources/Incremental_Cost_Recommendations_Non_Lighting_050917.xlsx) | 166.52 | rate at $83.26/per labor hour, assume 2 hours work, reference: https://www.homewyse.com/costs/cost_of_energy_efficient_refrigerators.html | 1029 | NEEP Incremental Cost Recommendations 2017 - average of refrigerator types (https://neep.org/sites/default/files/resources/Incremental_Cost_Recommendations_Non_Lighting_050917.xlsx) | 166.52 | rate at $83.26/per labor hour, assume 2 hours work, reference: https://www.homewyse.com/costs/cost_of_energy_efficient_refrigerators.html | 122 | refrigerator |  | 122
Equipment | Energy Star Refrigerator | One Refrigerator/Freezer meeting ENERGY STAR® 5.0 Standards | One Refrigerator/Freezer meeting Federal Standard | Commercial | New | Miscellaneous | FL Zone 2 | Per Appliance | 53.2% | 607.13 | 473.63 | 133.5 | 0.21989 | 12 | 0.017577 | 0.01383 | 907 | NEEP Incremental Cost Recommendations 2017 - average of refrigerator types (https://neep.org/sites/default/files/resources/Incremental_Cost_Recommendations_Non_Lighting_050917.xlsx) | 166.52 | rate at $83.26/per labor hour, assume 2 hours work, reference: https://www.homewyse.com/costs/cost_of_energy_efficient_refrigerators.html | 1029 | NEEP Incremental Cost Recommendations 2017 - average of refrigerator types (https://neep.org/sites/default/files/resources/Incremental_Cost_Recommendations_Non_Lighting_050917.xlsx) | 166.52 | rate at $83.26/per labor hour, assume 2 hours work, reference: https://www.homewyse.com/costs/cost_of_energy_efficient_refrigerators.html | 122 | refrigerator |  | 122
Equipment | Energy Star Refrigerator | One Refrigerator/Freezer meeting ENERGY STAR® 5.0 Standards | One Refrigerator/Freezer meeting Federal Standard | Commercial | New | Offices | FL Zone 2 | Per Appliance | 53.2% | 607.13 | 473.63 | 133.5 | 0.21989 | 12 | 0.017577 | 0.01383 | 907 | NEEP Incremental Cost Recommendations 2017 - average of refrigerator types (https://neep.org/sites/default/files/resources/Incremental_Cost_Recommendations_Non_Lighting_050917.xlsx) | 166.52 | rate at $83.26/per labor hour, assume 2 hours work, reference: https://www.homewyse.com/costs/cost_of_energy_efficient_refrigerators.html | 1029 | NEEP Incremental Cost Recommendations 2017 - average of refrigerator types (https://neep.org/sites/default/files/resources/Incremental_Cost_Recommendations_Non_Lighting_050917.xlsx) | 166.52 | rate at $83.26/per labor hour, assume 2 hours work, reference: https://www.homewyse.com/costs/cost_of_energy_efficient_refrigerators.html | 122 | refrigerator |  | 122
Equipment | Energy Star Refrigerator | One Refrigerator/Freezer meeting ENERGY STAR® 5.0 Standards | One Refrigerator/Freezer meeting Federal Standard | Commercial | New | Restaurants | FL Zone 2 | Per Appliance | 53.2% | 607.13 | 473.63 | 133.5 | 0.21989 | 12 | 0.017577 | 0.01383 | 907 | NEEP Incremental Cost Recommendations 2017 - average of refrigerator types (https://neep.org/sites/default/files/resources/Incremental_Cost_Recommendations_Non_Lighting_050917.xlsx) | 166.52 | rate at $83.26/per labor hour, assume 2 hours work, reference: https://www.homewyse.com/costs/cost_of_energy_efficient_refrigerators.html | 1029 | NEEP Incremental Cost Recommendations 2017 - average of refrigerator types (https://neep.org/sites/default/files/resources/Incremental_Cost_Recommendations_Non_Lighting_050917.xlsx) | 166.52 | rate at $83.26/per labor hour, assume 2 hours work, reference: https://www.homewyse.com/costs/cost_of_energy_efficient_refrigerators.html | 122 | refrigerator |  | 122
Equipment | Energy Star Refrigerator | One Refrigerator/Freezer meeting ENERGY STAR® 5.0 Standards | One Refrigerator/Freezer meeting Federal Standard | Commercial | New | Retail | FL Zone 2 | Per Appliance | 53.2% | 607.13 | 473.63 | 133.5 | 0.21989 | 12 | 0.017577 | 0.01383 | 907 | NEEP Incremental Cost Recommendations 2017 - average of refrigerator types (https://neep.org/sites/default/files/resources/Incremental_Cost_Recommendations_Non_Lighting_050917.xlsx) | 166.52 | rate at $83.26/per labor hour, assume 2 hours work, reference: https://www.homewyse.com/costs/cost_of_energy_efficient_refrigerators.html | 1029 | NEEP Incremental Cost Recommendations 2017 - average of refrigerator types (https://neep.org/sites/default/files/resources/Incremental_Cost_Recommendations_Non_Lighting_050917.xlsx) | 166.52 | rate at $83.26/per labor hour, assume 2 hours work, reference: https://www.homewyse.com/costs/cost_of_energy_efficient_refrigerators.html | 122 | refrigerator |  | 122
Equipment | Energy Star Refrigerator | One Refrigerator/Freezer meeting ENERGY STAR® 5.0 Standards | One Refrigerator/Freezer meeting Federal Standard | Commercial | New | Schools K-12 | FL Zone 2 | Per Appliance | 53.2% | 607.13 | 473.63 | 133.5 | 0.21989 | 12 | 0.017577 | 0.01383 | 907 | NEEP Incremental Cost Recommendations 2017 - average of refrigerator types (https://neep.org/sites/default/files/resources/Incremental_Cost_Recommendations_Non_Lighting_050917.xlsx) | 166.52 | rate at $83.26/per labor hour, assume 2 hours work, reference: https://www.homewyse.com/costs/cost_of_energy_efficient_refrigerators.html | 1029 | NEEP Incremental Cost Recommendations 2017 - average of refrigerator types (https://neep.org/sites/default/files/resources/Incremental_Cost_Recommendations_Non_Lighting_050917.xlsx) | 166.52 | rate at $83.26/per labor hour, assume 2 hours work, reference: https://www.homewyse.com/costs/cost_of_energy_efficient_refrigerators.html | 122 | refrigerator |  | 122
Equipment | Energy Star Refrigerator | One Refrigerator/Freezer meeting ENERGY STAR® 5.0 Standards | One Refrigerator/Freezer meeting Federal Standard | Commercial | New | Warehouse | FL Zone 2 | Per Appliance | 53.2% | 607.13 | 473.63 | 133.5 | 0.21989 | 12 | 0.017577 | 0.01383 | 907 | NEEP Incremental Cost Recommendations 2017 - average of refrigerator types (https://neep.org/sites/default/files/resources/Incremental_Cost_Recommendations_Non_Lighting_050917.xlsx) | 166.52 | rate at $83.26/per labor hour, assume 2 hours work, reference: https://www.homewyse.com/costs/cost_of_energy_efficient_refrigerators.html | 1029 | NEEP Incremental Cost Recommendations 2017 - average of refrigerator types (https://neep.org/sites/default/files/resources/Incremental_Cost_Recommendations_Non_Lighting_050917.xlsx) | 166.52 | rate at $83.26/per labor hour, assume 2 hours work, reference: https://www.homewyse.com/costs/cost_of_energy_efficient_refrigerators.html | 122 | refrigerator |  | 122
Equipment | Energy Star Vending Machine | One Refrigerated Vending Machine meeting ENERGY STAR® 3.2 Standards | One standard efficiency Refrigerated Vending Machine | Commercial | Turnover | Assembly | FL Zone 2 | Per Unit | 10.61% | 1460.365 | 934.6336 | 525.7314 | 0.36 | 14 | 0.082226 | 0.051367 | 0 | Reference source included incremental cost only | 0 | 0 | 500 | Illinois 2018 Statewide TRM, Section 4.6.5 | 0 | 0 | 500 | vending machine |  | 500
Equipment | Energy Star Vending Machine | One Refrigerated Vending Machine meeting ENERGY STAR® 3.2 Standards | One standard efficiency Refrigerated Vending Machine | Commercial | Turnover | College and University | FL Zone 2 | Per Unit | 4.15% | 1460.365 | 934.6336 | 525.7314 | 0.36 | 14 | 0.082504 | 0.051277 | 0 | Reference source included incremental cost only | 0 | 0 | 500 | Illinois 2018 Statewide TRM, Section 4.6.5 | 0 | 0 | 500 | vending machine |  | 500
Equipment | Energy Star Vending Machine | One Refrigerated Vending Machine meeting ENERGY STAR® 3.2 Standards | One standard efficiency Refrigerated Vending Machine | Commercial | Turnover | Grocery | FL Zone 2 | Per Unit | 62.25% | 1460.365 | 934.6336 | 525.7314 | 0.36 | 14 | 0.082226 | 0.051367 | 0 | Reference source included incremental cost only | 0 | 0 | 500 | Illinois 2018 Statewide TRM, Section 4.6.5 | 0 | 0 | 500 | vending machine |  | 500
Equipment | Energy Star Vending Machine | One Refrigerated Vending Machine meeting ENERGY STAR® 3.2 Standards | One standard efficiency Refrigerated Vending Machine | Commercial | Turnover | Healthcare | FL Zone 2 | Per Unit | 4.15% | 1460.365 | 934.6336 | 525.7314 | 0.36 | 14 | 0.082504 | 0.051277 | 0 | Reference source included incremental cost only | 0 | 0 | 500 | Illinois 2018 Statewide TRM, Section 4.6.5 | 0 | 0 | 500 | vending machine |  | 500
Equipment | Energy Star Vending Machine | One Refrigerated Vending Machine meeting ENERGY STAR® 3.2 Standards | One standard efficiency Refrigerated Vending Machine | Commercial | Turnover | Hospitals | FL Zone 2 | Per Unit | 4.15% | 1460.365 | 934.6336 | 525.7314 | 0.36 | 14 | 0.082504 | 0.051277 | 0 | Reference source included incremental cost only | 0 | 0 | 500 | Illinois 2018 Statewide TRM, Section 4.6.5 | 0 | 0 | 500 | vending machine |  | 500
Equipment | Energy Star Vending Machine | One Refrigerated Vending Machine meeting ENERGY STAR® 3.2 Standards | One standard efficiency Refrigerated Vending Machine | Commercial | Turnover | Institutional | FL Zone 2 | Per Unit | 0% | 1460.365 | 934.6336 | 525.7314 | 0.36 | 14 | 0.082226 | 0.051367 | 0 | Reference source included incremental cost only | 0 | 0 | 500 | Illinois 2018 Statewide TRM, Section 4.6.5 | 0 | 0 | 500 | vending machine |  | 500
Equipment | Energy Star Vending Machine | One Refrigerated Vending Machine meeting ENERGY STAR® 3.2 Standards | One standard efficiency Refrigerated Vending Machine | Commercial | Turnover | Lodging/Hospitality | FL Zone 2 | Per Unit | 4.15% | 1460.365 | 934.6336 | 525.7314 | 0.36 | 14 | 0.082504 | 0.051277 | 0 | Reference source included incremental cost only | 0 | 0 | 500 | Illinois 2018 Statewide TRM, Section 4.6.5 | 0 | 0 | 500 | vending machine |  | 500
Equipment | Energy Star Vending Machine | One Refrigerated Vending Machine meeting ENERGY STAR® 3.2 Standards | One standard efficiency Refrigerated Vending Machine | Commercial | Turnover | Miscellaneous | FL Zone 2 | Per Unit | 0% | 1460.365 | 934.6336 | 525.7314 | 0.36 | 14 | 0.082226 | 0.051367 | 0 | Reference source included incremental cost only | 0 | 0 | 500 | Illinois 2018 Statewide TRM, Section 4.6.5 | 0 | 0 | 500 | vending machine |  | 500
Equipment | Energy Star Vending Machine | One Refrigerated Vending Machine meeting ENERGY STAR® 3.2 Standards | One standard efficiency Refrigerated Vending Machine | Commercial | Turnover | Offices | FL Zone 2 | Per Unit | 10.61% | 1460.365 | 934.6336 | 525.7314 | 0.36 | 14 | 0.082226 | 0.051367 | 0 | Reference source included incremental cost only | 0 | 0 | 500 | Illinois 2018 Statewide TRM, Section 4.6.5 | 0 | 0 | 500 | vending machine |  | 500
Equipment | Energy Star Vending Machine | One Refrigerated Vending Machine meeting ENERGY STAR® 3.2 Standards | One standard efficiency Refrigerated Vending Machine | Commercial | Turnover | Restaurants | FL Zone 2 | Per Unit | 4.15% | 1460.365 | 934.6336 | 525.7314 | 0.36 | 14 | 0.082504 | 0.051277 | 0 | Reference source included incremental cost only | 0 | 0 | 500 | Illinois 2018 Statewide TRM, Section 4.6.5 | 0 | 0 | 500 | vending machine |  | 500
Equipment | Energy Star Vending Machine | One Refrigerated Vending Machine meeting ENERGY STAR® 3.2 Standards | One standard efficiency Refrigerated Vending Machine | Commercial | Turnover | Retail | FL Zone 2 | Per Unit | 4.15% | 1460.365 | 934.6336 | 525.7314 | 0.36 | 14 | 0.082226 | 0.051367 | 0 | Reference source included incremental cost only | 0 | 0 | 500 | Illinois 2018 Statewide TRM, Section 4.6.5 | 0 | 0 | 500 | vending machine |  | 500
Equipment | Energy Star Vending Machine | One Refrigerated Vending Machine meeting ENERGY STAR® 3.2 Standards | One standard efficiency Refrigerated Vending Machine | Commercial | Turnover | Schools K-12 | FL Zone 2 | Per Unit | 4.15% | 1460.365 | 934.6336 | 525.7314 | 0.36 | 14 | 0.082504 | 0.051277 | 0 | Reference source included incremental cost only | 0 | 0 | 500 | Illinois 2018 Statewide TRM, Section 4.6.5 | 0 | 0 | 500 | vending machine |  | 500
Equipment | Energy Star Vending Machine | One Refrigerated Vending Machine meeting ENERGY STAR® 3.2 Standards | One standard efficiency Refrigerated Vending Machine | Commercial | Turnover | Warehouse | FL Zone 2 | Per Unit | 0% | 1460.365 | 934.6336 | 525.7314 | 0.36 | 14 | 0.082226 | 0.051367 | 0 | Reference source included incremental cost only | 0 | 0 | 500 | Illinois 2018 Statewide TRM, Section 4.6.5 | 0 | 0 | 500 | vending machine |  | 500
Equipment | Energy Star Vending Machine | One Refrigerated Vending Machine meeting ENERGY STAR® 3.2 Standards | One standard efficiency Refrigerated Vending Machine | Commercial | New | Assembly | FL Zone 2 | Per Unit | 10.61% | 1460.365 | 934.6336 | 525.7314 | 0.36 | 14 | 0.082226 | 0.051367 | 0 | Reference source included incremental cost only | 0 | 0 | 500 | Illinois 2018 Statewide TRM, Section 4.6.5 | 0 | 0 | 500 | vending machine |  | 500
Equipment | Energy Star Vending Machine | One Refrigerated Vending Machine meeting ENERGY STAR® 3.2 Standards | One standard efficiency Refrigerated Vending Machine | Commercial | New | College and University | FL Zone 2 | Per Unit | 4.15% | 1460.365 | 934.6336 | 525.7314 | 0.36 | 14 | 0.082504 | 0.051277 | 0 | Reference source included incremental cost only | 0 | 0 | 500 | Illinois 2018 Statewide TRM, Section 4.6.5 | 0 | 0 | 500 | vending machine |  | 500
Equipment | Energy Star Vending Machine | One Refrigerated Vending Machine meeting ENERGY STAR® 3.2 Standards | One standard efficiency Refrigerated Vending Machine | Commercial | New | Grocery | FL Zone 2 | Per Unit | 62.25% | 1460.365 | 934.6336 | 525.7314 | 0.36 | 14 | 0.082226 | 0.051367 | 0 | Reference source included incremental cost only | 0 | 0 | 500 | Illinois 2018 Statewide TRM, Section 4.6.5 | 0 | 0 | 500 | vending machine |  | 500
Equipment | Energy Star Vending Machine | One Refrigerated Vending Machine meeting ENERGY STAR® 3.2 Standards | One standard efficiency Refrigerated Vending Machine | Commercial | New | Healthcare | FL Zone 2 | Per Unit | 4.15% | 1460.365 | 934.6336 | 525.7314 | 0.36 | 14 | 0.082504 | 0.051277 | 0 | Reference source included incremental cost only | 0 | 0 | 500 | Illinois 2018 Statewide TRM, Section 4.6.5 | 0 | 0 | 500 | vending machine |  | 500
Equipment | Energy Star Vending Machine | One Refrigerated Vending Machine meeting ENERGY STAR® 3.2 Standards | One standard efficiency Refrigerated Vending Machine | Commercial | New | Hospitals | FL Zone 2 | Per Unit | 4.15% | 1460.365 | 934.6336 | 525.7314 | 0.36 | 14 | 0.082504 | 0.051277 | 0 | Reference source included incremental cost only | 0 | 0 | 500 | Illinois 2018 Statewide TRM, Section 4.6.5 | 0 | 0 | 500 | vending machine |  | 500
Equipment | Energy Star Vending Machine | One Refrigerated Vending Machine meeting ENERGY STAR® 3.2 Standards | One standard efficiency Refrigerated Vending Machine | Commercial | New | Institutional | FL Zone 2 | Per Unit | 0% | 1460.365 | 934.6336 | 525.7314 | 0.36 | 14 | 0.082226 | 0.051367 | 0 | Reference source included incremental cost only | 0 | 0 | 500 | Illinois 2018 Statewide TRM, Section 4.6.5 | 0 | 0 | 500 | vending machine |  | 500
Equipment | Energy Star Vending Machine | One Refrigerated Vending Machine meeting ENERGY STAR® 3.2 Standards | One standard efficiency Refrigerated Vending Machine | Commercial | New | Lodging/Hospitality | FL Zone 2 | Per Unit | 4.15% | 1460.365 | 934.6336 | 525.7314 | 0.36 | 14 | 0.082504 | 0.051277 | 0 | Reference source included incremental cost only | 0 | 0 | 500 | Illinois 2018 Statewide TRM, Section 4.6.5 | 0 | 0 | 500 | vending machine |  | 500
Equipment | Energy Star Vending Machine | One Refrigerated Vending Machine meeting ENERGY STAR® 3.2 Standards | One standard efficiency Refrigerated Vending Machine | Commercial | New | Miscellaneous | FL Zone 2 | Per Unit | 0% | 1460.365 | 934.6336 | 525.7314 | 0.36 | 14 | 0.082226 | 0.051367 | 0 | Reference source included incremental cost only | 0 | 0 | 500 | Illinois 2018 Statewide TRM, Section 4.6.5 | 0 | 0 | 500 | vending machine |  | 500
Equipment | Energy Star Vending Machine | One Refrigerated Vending Machine meeting ENERGY STAR® 3.2 Standards | One standard efficiency Refrigerated Vending Machine | Commercial | New | Offices | FL Zone 2 | Per Unit | 10.61% | 1460.365 | 934.6336 | 525.7314 | 0.36 | 14 | 0.082226 | 0.051367 | 0 | Reference source included incremental cost only | 0 | 0 | 500 | Illinois 2018 Statewide TRM, Section 4.6.5 | 0 | 0 | 500 | vending machine |  | 500
Equipment | Energy Star Vending Machine | One Refrigerated Vending Machine meeting ENERGY STAR® 3.2 Standards | One standard efficiency Refrigerated Vending Machine | Commercial | New | Restaurants | FL Zone 2 | Per Unit | 4.15% | 1460.365 | 934.6336 | 525.7314 | 0.36 | 14 | 0.082504 | 0.051277 | 0 | Reference source included incremental cost only | 0 | 0 | 500 | Illinois 2018 Statewide TRM, Section 4.6.5 | 0 | 0 | 500 | vending machine |  | 500
Equipment | Energy Star Vending Machine | One Refrigerated Vending Machine meeting ENERGY STAR® 3.2 Standards | One standard efficiency Refrigerated Vending Machine | Commercial | New | Retail | FL Zone 2 | Per Unit | 4.15% | 1460.365 | 934.6336 | 525.7314 | 0.36 | 14 | 0.082226 | 0.051367 | 0 | Reference source included incremental cost only | 0 | 0 | 500 | Illinois 2018 Statewide TRM, Section 4.6.5 | 0 | 0 | 500 | vending machine |  | 500
Equipment | Energy Star Vending Machine | One Refrigerated Vending Machine meeting ENERGY STAR® 3.2 Standards | One standard efficiency Refrigerated Vending Machine | Commercial | New | Schools K-12 | FL Zone 2 | Per Unit | 4.15% | 1460.365 | 934.6336 | 525.7314 | 0.36 | 14 | 0.082504 | 0.051277 | 0 | Reference source included incremental cost only | 0 | 0 | 500 | Illinois 2018 Statewide TRM, Section 4.6.5 | 0 | 0 | 500 | vending machine |  | 500
Equipment | Energy Star Vending Machine | One Refrigerated Vending Machine meeting ENERGY STAR® 3.2 Standards | One standard efficiency Refrigerated Vending Machine | Commercial | New | Warehouse | FL Zone 2 | Per Unit | 0% | 1460.365 | 934.6336 | 525.7314 | 0.36 | 14 | 0.082226 | 0.051367 | 0 | Reference source included incremental cost only | 0 | 0 | 500 | Illinois 2018 Statewide TRM, Section 4.6.5 | 0 | 0 | 500 | vending machine |  | 500
Equipment | Refrigerated Display Case LED Lighting | 60" Refrigerated Case LED Strip | Lumen-Equivalent 32-Watt T8 Fixture | Commercial | Turnover | Assembly | FL Zone 2 | Per Unit | 0% | 2434.55 | 2273.5603 | 160.9897 | 0.066127 | 8 | 0.024002 | 0.013074 | 0 | Reference source included incremental cost only | 0 | 0 | 55 | Illinois 2018 Statewide TRM, Section 4.5.4 | 0 | 0 | 55 | fixture (5 ft lamp) |  | 55
Equipment | Refrigerated Display Case LED Lighting | 60" Refrigerated Case LED Strip | Lumen-Equivalent 32-Watt T8 Fixture | Commercial | Turnover | College and University | FL Zone 2 | Per Unit | 0% | 2434.55 | 2273.5603 | 160.9897 | 0.066127 | 8 | 0.020873 | 0.017484 | 0 | Reference source included incremental cost only | 0 | 0 | 55 | Illinois 2018 Statewide TRM, Section 4.5.4 | 0 | 0 | 55 | fixture (5 ft lamp) |  | 55
Equipment | Refrigerated Display Case LED Lighting | 60" Refrigerated Case LED Strip | Lumen-Equivalent 32-Watt T8 Fixture | Commercial | Turnover | Grocery | FL Zone 2 | Per Unit | 35.63% | 2434.55 | 2273.5603 | 160.9897 | 0.066127 | 8 | 0.024002 | 0.013074 | 0 | Reference source included incremental cost only | 0 | 0 | 55 | Illinois 2018 Statewide TRM, Section 4.5.4 | 0 | 0 | 55 | fixture (5 ft lamp) |  | 55
Equipment | Refrigerated Display Case LED Lighting | 60" Refrigerated Case LED Strip | Lumen-Equivalent 32-Watt T8 Fixture | Commercial | Turnover | Healthcare | FL Zone 2 | Per Unit | 0% | 2434.55 | 2273.5603 | 160.9897 | 0.066127 | 8 | 0.020873 | 0.017484 | 0 | Reference source included incremental cost only | 0 | 0 | 55 | Illinois 2018 Statewide TRM, Section 4.5.4 | 0 | 0 | 55 | fixture (5 ft lamp) |  | 55
Equipment | Refrigerated Display Case LED Lighting | 60" Refrigerated Case LED Strip | Lumen-Equivalent 32-Watt T8 Fixture | Commercial | Turnover | Hospitals | FL Zone 2 | Per Unit | 0% | 2434.55 | 2273.5603 | 160.9897 | 0.066127 | 8 | 0.020873 | 0.017484 | 0 | Reference source included incremental cost only | 0 | 0 | 55 | Illinois 2018 Statewide TRM, Section 4.5.4 | 0 | 0 | 55 | fixture (5 ft lamp) |  | 55
Equipment | Refrigerated Display Case LED Lighting | 60" Refrigerated Case LED Strip | Lumen-Equivalent 32-Watt T8 Fixture | Commercial | Turnover | Institutional | FL Zone 2 | Per Unit | 0% | 2434.55 | 2273.5603 | 160.9897 | 0.066127 | 8 | 0.024002 | 0.013074 | 0 | Reference source included incremental cost only | 0 | 0 | 55 | Illinois 2018 Statewide TRM, Section 4.5.4 | 0 | 0 | 55 | fixture (5 ft lamp) |  | 55
Equipment | Refrigerated Display Case LED Lighting | 60" Refrigerated Case LED Strip | Lumen-Equivalent 32-Watt T8 Fixture | Commercial | Turnover | Lodging/Hospitality | FL Zone 2 | Per Unit | 0% | 2434.55 | 2273.5603 | 160.9897 | 0.066127 | 8 | 0.020873 | 0.017484 | 0 | Reference source included incremental cost only | 0 | 0 | 55 | Illinois 2018 Statewide TRM, Section 4.5.4 | 0 | 0 | 55 | fixture (5 ft lamp) |  | 55
Equipment | Refrigerated Display Case LED Lighting | 60" Refrigerated Case LED Strip | Lumen-Equivalent 32-Watt T8 Fixture | Commercial | Turnover | Miscellaneous | FL Zone 2 | Per Unit | 0% | 2434.55 | 2273.5603 | 160.9897 | 0.066127 | 8 | 0.024002 | 0.013074 | 0 | Reference source included incremental cost only | 0 | 0 | 55 | Illinois 2018 Statewide TRM, Section 4.5.4 | 0 | 0 | 55 | fixture (5 ft lamp) |  | 55
Equipment | Refrigerated Display Case LED Lighting | 60" Refrigerated Case LED Strip | Lumen-Equivalent 32-Watt T8 Fixture | Commercial | Turnover | Offices | FL Zone 2 | Per Unit | 0% | 2434.55 | 2273.5603 | 160.9897 | 0.066127 | 8 | 0.024002 | 0.013074 | 0 | Reference source included incremental cost only | 0 | 0 | 55 | Illinois 2018 Statewide TRM, Section 4.5.4 | 0 | 0 | 55 | fixture (5 ft lamp) |  | 55
Equipment | Refrigerated Display Case LED Lighting | 60" Refrigerated Case LED Strip | Lumen-Equivalent 32-Watt T8 Fixture | Commercial | Turnover | Restaurants | FL Zone 2 | Per Unit | 0% | 2434.55 | 2273.5603 | 160.9897 | 0.066127 | 8 | 0.020873 | 0.017484 | 0 | Reference source included incremental cost only | 0 | 0 | 55 | Illinois 2018 Statewide TRM, Section 4.5.4 | 0 | 0 | 55 | fixture (5 ft lamp) |  | 55
Equipment | Refrigerated Display Case LED Lighting | 60" Refrigerated Case LED Strip | Lumen-Equivalent 32-Watt T8 Fixture | Commercial | Turnover | Retail | FL Zone 2 | Per Unit | 0% | 2434.55 | 2273.5603 | 160.9897 | 0.066127 | 8 | 0.024002 | 0.013074 | 0 | Reference source included incremental cost only | 0 | 0 | 55 | Illinois 2018 Statewide TRM, Section 4.5.4 | 0 | 0 | 55 | fixture (5 ft lamp) |  | 55
Equipment | Refrigerated Display Case LED Lighting | 60" Refrigerated Case LED Strip | Lumen-Equivalent 32-Watt T8 Fixture | Commercial | Turnover | Schools K-12 | FL Zone 2 | Per Unit | 0% | 2434.55 | 2273.5603 | 160.9897 | 0.066127 | 8 | 0.020873 | 0.017484 | 0 | Reference source included incremental cost only | 0 | 0 | 55 | Illinois 2018 Statewide TRM, Section 4.5.4 | 0 | 0 | 55 | fixture (5 ft lamp) |  | 55
Equipment | Refrigerated Display Case LED Lighting | 60" Refrigerated Case LED Strip | Lumen-Equivalent 32-Watt T8 Fixture | Commercial | Turnover | Warehouse | FL Zone 2 | Per Unit | 0% | 2434.55 | 2273.5603 | 160.9897 | 0.066127 | 8 | 0.024002 | 0.013074 | 0 | Reference source included incremental cost only | 0 | 0 | 55 | Illinois 2018 Statewide TRM, Section 4.5.4 | 0 | 0 | 55 | fixture (5 ft lamp) |  | 55
Equipment | Refrigerated Display Case LED Lighting | 60" Refrigerated Case LED Strip | Lumen-Equivalent 32-Watt T8 Fixture | Commercial | New | Assembly | FL Zone 2 | Per Unit | 0% | 2434.55 | 2434.55 | 0 | 0 | 8 | 0 | 0 | 0 | Reference source included incremental cost only | 0 | 0 | 55 | Illinois 2018 Statewide TRM, Section 4.5.4 | 0 | 0 | 55 | fixture (5 ft lamp) |  | 55
Equipment | Refrigerated Display Case LED Lighting | 60" Refrigerated Case LED Strip | Lumen-Equivalent 32-Watt T8 Fixture | Commercial | New | College and University | FL Zone 2 | Per Unit | 0% | 2434.55 | 2434.55 | 0 | 0 | 8 | 0 | 0 | 0 | Reference source included incremental cost only | 0 | 0 | 55 | Illinois 2018 Statewide TRM, Section 4.5.4 | 0 | 0 | 55 | fixture (5 ft lamp) |  | 55
Equipment | Refrigerated Display Case LED Lighting | 60" Refrigerated Case LED Strip | Lumen-Equivalent 32-Watt T8 Fixture | Commercial | New | Grocery | FL Zone 2 | Per Unit | 0% | 2434.55 | 2434.55 | 0 | 0 | 8 | 0 | 0 | 0 | Reference source included incremental cost only | 0 | 0 | 55 | Illinois 2018 Statewide TRM, Section 4.5.4 | 0 | 0 | 55 | fixture (5 ft lamp) |  | 55
Equipment | Refrigerated Display Case LED Lighting | 60" Refrigerated Case LED Strip | Lumen-Equivalent 32-Watt T8 Fixture | Commercial | New | Healthcare | FL Zone 2 | Per Unit | 0% | 2434.55 | 2434.55 | 0 | 0 | 8 | 0 | 0 | 0 | Reference source included incremental cost only | 0 | 0 | 55 | Illinois 2018 Statewide TRM, Section 4.5.4 | 0 | 0 | 55 | fixture (5 ft lamp) |  | 55
Equipment | Refrigerated Display Case LED Lighting | 60" Refrigerated Case LED Strip | Lumen-Equivalent 32-Watt T8 Fixture | Commercial | New | Hospitals | FL Zone 2 | Per Unit | 0% | 2434.55 | 2434.55 | 0 | 0 | 8 | 0 | 0 | 0 | Reference source included incremental cost only | 0 | 0 | 55 | Illinois 2018 Statewide TRM, Section 4.5.4 | 0 | 0 | 55 | fixture (5 ft lamp) |  | 55
Equipment | Refrigerated Display Case LED Lighting | 60" Refrigerated Case LED Strip | Lumen-Equivalent 32-Watt T8 Fixture | Commercial | New | Institutional | FL Zone 2 | Per Unit | 0% | 2434.55 | 2434.55 | 0 | 0 | 8 | 0 | 0 | 0 | Reference source included incremental cost only | 0 | 0 | 55 | Illinois 2018 Statewide TRM, Section 4.5.4 | 0 | 0 | 55 | fixture (5 ft lamp) |  | 55
Equipment | Refrigerated Display Case LED Lighting | 60" Refrigerated Case LED Strip | Lumen-Equivalent 32-Watt T8 Fixture | Commercial | New | Lodging/Hospitality | FL Zone 2 | Per Unit | 0% | 2434.55 | 2434.55 | 0 | 0 | 8 | 0 | 0 | 0 | Reference source included incremental cost only | 0 | 0 | 55 | Illinois 2018 Statewide TRM, Section 4.5.4 | 0 | 0 | 55 | fixture (5 ft lamp) |  | 55
Equipment | Refrigerated Display Case LED Lighting | 60" Refrigerated Case LED Strip | Lumen-Equivalent 32-Watt T8 Fixture | Commercial | New | Miscellaneous | FL Zone 2 | Per Unit | 0% | 2434.55 | 2434.55 | 0 | 0 | 8 | 0 | 0 | 0 | Reference source included incremental cost only | 0 | 0 | 55 | Illinois 2018 Statewide TRM, Section 4.5.4 | 0 | 0 | 55 | fixture (5 ft lamp) |  | 55
Equipment | Refrigerated Display Case LED Lighting | 60" Refrigerated Case LED Strip | Lumen-Equivalent 32-Watt T8 Fixture | Commercial | New | Offices | FL Zone 2 | Per Unit | 0% | 2434.55 | 2434.55 | 0 | 0 | 8 | 0 | 0 | 0 | Reference source included incremental cost only | 0 | 0 | 55 | Illinois 2018 Statewide TRM, Section 4.5.4 | 0 | 0 | 55 | fixture (5 ft lamp) |  | 55
Equipment | Refrigerated Display Case LED Lighting | 60" Refrigerated Case LED Strip | Lumen-Equivalent 32-Watt T8 Fixture | Commercial | New | Restaurants | FL Zone 2 | Per Unit | 0% | 2434.55 | 2434.55 | 0 | 0 | 8 | 0 | 0 | 0 | Reference source included incremental cost only | 0 | 0 | 55 | Illinois 2018 Statewide TRM, Section 4.5.4 | 0 | 0 | 55 | fixture (5 ft lamp) |  | 55
Equipment | Refrigerated Display Case LED Lighting | 60" Refrigerated Case LED Strip | Lumen-Equivalent 32-Watt T8 Fixture | Commercial | New | Retail | FL Zone 2 | Per Unit | 0% | 2434.55 | 2434.55 | 0 | 0 | 8 | 0 | 0 | 0 | Reference source included incremental cost only | 0 | 0 | 55 | Illinois 2018 Statewide TRM, Section 4.5.4 | 0 | 0 | 55 | fixture (5 ft lamp) |  | 55
Equipment | Refrigerated Display Case LED Lighting | 60" Refrigerated Case LED Strip | Lumen-Equivalent 32-Watt T8 Fixture | Commercial | New | Schools K-12 | FL Zone 2 | Per Unit | 0% | 2434.55 | 2434.55 | 0 | 0 | 8 | 0 | 0 | 0 | Reference source included incremental cost only | 0 | 0 | 55 | Illinois 2018 Statewide TRM, Section 4.5.4 | 0 | 0 | 55 | fixture (5 ft lamp) |  | 55
Equipment | Refrigerated Display Case LED Lighting | 60" Refrigerated Case LED Strip | Lumen-Equivalent 32-Watt T8 Fixture | Commercial | New | Warehouse | FL Zone 2 | Per Unit | 0% | 2434.55 | 2434.55 | 0 | 0 | 8 | 0 | 0 | 0 | Reference source included incremental cost only | 0 | 0 | 55 | Illinois 2018 Statewide TRM, Section 4.5.4 | 0 | 0 | 55 | fixture (5 ft lamp) |  | 55
Equipment | 10HP Open Drip-Proof(ODP) Motor | High Efficiency 10 HP Open-Drip Proof Motor, 4-Pole, 1800 RPM | 10 HP Open-Drip Proof Motor with EPACT 1992 Efficiency | Commercial | Turnover | Assembly | FL Zone 2 | Per Unit | 29.73% | 20689.9073 | 20466.7152 | 223.1921 | 0.010787 | 15 | 0.030596 | 0.0075551 | 1475.12 | Minnesota 2016 Statewide TRM, Appendix C | 0 | 0 | 2220.27 | Minnesota 2016 Statewide TRM, Appendix C | 0 | 0 | 745.15 | motor (10 hp) |  | 745.15
Equipment | 10HP Open Drip-Proof(ODP) Motor | High Efficiency 10 HP Open-Drip Proof Motor, 4-Pole, 1800 RPM | 10 HP Open-Drip Proof Motor with EPACT 1992 Efficiency | Commercial | Turnover | College and University | FL Zone 2 | Per Unit | 29.73% | 20689.9073 | 20466.7152 | 223.1921 | 0.010787 | 15 | 0.028938 | 0.024239 | 1475.12 | Minnesota 2016 Statewide TRM, Appendix C | 0 | 0 | 2220.27 | Minnesota 2016 Statewide TRM, Appendix C | 0 | 0 | 745.15 | motor (10 hp) |  | 745.15
Equipment | 10HP Open Drip-Proof(ODP) Motor | High Efficiency 10 HP Open-Drip Proof Motor, 4-Pole, 1800 RPM | 10 HP Open-Drip Proof Motor with EPACT 1992 Efficiency | Commercial | Turnover | Grocery | FL Zone 2 | Per Unit | 29.73% | 20689.9073 | 20466.7152 | 223.1921 | 0.010787 | 15 | 0.030596 | 0.0075551 | 1475.12 | Minnesota 2016 Statewide TRM, Appendix C | 0 | 0 | 2220.27 | Minnesota 2016 Statewide TRM, Appendix C | 0 | 0 | 745.15 | motor (10 hp) |  | 745.15
Equipment | 10HP Open Drip-Proof(ODP) Motor | High Efficiency 10 HP Open-Drip Proof Motor, 4-Pole, 1800 RPM | 10 HP Open-Drip Proof Motor with EPACT 1992 Efficiency | Commercial | Turnover | Healthcare | FL Zone 2 | Per Unit | 29.73% | 20689.9073 | 20466.7152 | 223.1921 | 0.010787 | 15 | 0.028938 | 0.024239 | 1475.12 | Minnesota 2016 Statewide TRM, Appendix C | 0 | 0 | 2220.27 | Minnesota 2016 Statewide TRM, Appendix C | 0 | 0 | 745.15 | motor (10 hp) |  | 745.15
Equipment | 10HP Open Drip-Proof(ODP) Motor | High Efficiency 10 HP Open-Drip Proof Motor, 4-Pole, 1800 RPM | 10 HP Open-Drip Proof Motor with EPACT 1992 Efficiency | Commercial | Turnover | Hospitals | FL Zone 2 | Per Unit | 29.73% | 20689.9073 | 20466.7152 | 223.1921 | 0.010787 | 15 | 0.028938 | 0.024239 | 1475.12 | Minnesota 2016 Statewide TRM, Appendix C | 0 | 0 | 2220.27 | Minnesota 2016 Statewide TRM, Appendix C | 0 | 0 | 745.15 | motor (10 hp) |  | 745.15
Equipment | 10HP Open Drip-Proof(ODP) Motor | High Efficiency 10 HP Open-Drip Proof Motor, 4-Pole, 1800 RPM | 10 HP Open-Drip Proof Motor with EPACT 1992 Efficiency | Commercial | Turnover | Institutional | FL Zone 2 | Per Unit | 0% | 20689.9073 | 20466.7152 | 223.1921 | 0.010787 | 15 | 0.030596 | 0.0075551 | 1475.12 | Minnesota 2016 Statewide TRM, Appendix C | 0 | 0 | 2220.27 | Minnesota 2016 Statewide TRM, Appendix C | 0 | 0 | 745.15 | motor (10 hp) |  | 745.15
Equipment | 10HP Open Drip-Proof(ODP) Motor | High Efficiency 10 HP Open-Drip Proof Motor, 4-Pole, 1800 RPM | 10 HP Open-Drip Proof Motor with EPACT 1992 Efficiency | Commercial | Turnover | Lodging/Hospitality | FL Zone 2 | Per Unit | 29.73% | 20689.9073 | 20466.7152 | 223.1921 | 0.010787 | 15 | 0.028938 | 0.024239 | 1475.12 | Minnesota 2016 Statewide TRM, Appendix C | 0 | 0 | 2220.27 | Minnesota 2016 Statewide TRM, Appendix C | 0 | 0 | 745.15 | motor (10 hp) |  | 745.15
Equipment | 10HP Open Drip-Proof(ODP) Motor | High Efficiency 10 HP Open-Drip Proof Motor, 4-Pole, 1800 RPM | 10 HP Open-Drip Proof Motor with EPACT 1992 Efficiency | Commercial | Turnover | Miscellaneous | FL Zone 2 | Per Unit | 0% | 20689.9073 | 20466.7152 | 223.1921 | 0.010787 | 15 | 0.030596 | 0.0075551 | 1475.12 | Minnesota 2016 Statewide TRM, Appendix C | 0 | 0 | 2220.27 | Minnesota 2016 Statewide TRM, Appendix C | 0 | 0 | 745.15 | motor (10 hp) |  | 745.15
Equipment | 10HP Open Drip-Proof(ODP) Motor | High Efficiency 10 HP Open-Drip Proof Motor, 4-Pole, 1800 RPM | 10 HP Open-Drip Proof Motor with EPACT 1992 Efficiency | Commercial | Turnover | Offices | FL Zone 2 | Per Unit | 0% | 20689.9073 | 20466.7152 | 223.1921 | 0.010787 | 15 | 0.030596 | 0.0075551 | 1475.12 | Minnesota 2016 Statewide TRM, Appendix C | 0 | 0 | 2220.27 | Minnesota 2016 Statewide TRM, Appendix C | 0 | 0 | 745.15 | motor (10 hp) |  | 745.15
Equipment | 10HP Open Drip-Proof(ODP) Motor | High Efficiency 10 HP Open-Drip Proof Motor, 4-Pole, 1800 RPM | 10 HP Open-Drip Proof Motor with EPACT 1992 Efficiency | Commercial | Turnover | Restaurants | FL Zone 2 | Per Unit | 29.73% | 20689.9073 | 20466.7152 | 223.1921 | 0.010787 | 15 | 0.028938 | 0.024239 | 1475.12 | Minnesota 2016 Statewide TRM, Appendix C | 0 | 0 | 2220.27 | Minnesota 2016 Statewide TRM, Appendix C | 0 | 0 | 745.15 | motor (10 hp) |  | 745.15
Equipment | 10HP Open Drip-Proof(ODP) Motor | High Efficiency 10 HP Open-Drip Proof Motor, 4-Pole, 1800 RPM | 10 HP Open-Drip Proof Motor with EPACT 1992 Efficiency | Commercial | Turnover | Retail | FL Zone 2 | Per Unit | 29.73% | 20689.9073 | 20466.7152 | 223.1921 | 0.010787 | 15 | 0.030596 | 0.0075551 | 1475.12 | Minnesota 2016 Statewide TRM, Appendix C | 0 | 0 | 2220.27 | Minnesota 2016 Statewide TRM, Appendix C | 0 | 0 | 745.15 | motor (10 hp) |  | 745.15
Equipment | 10HP Open Drip-Proof(ODP) Motor | High Efficiency 10 HP Open-Drip Proof Motor, 4-Pole, 1800 RPM | 10 HP Open-Drip Proof Motor with EPACT 1992 Efficiency | Commercial | Turnover | Schools K-12 | FL Zone 2 | Per Unit | 29.73% | 20689.9073 | 20466.7152 | 223.1921 | 0.010787 | 15 | 0.028938 | 0.024239 | 1475.12 | Minnesota 2016 Statewide TRM, Appendix C | 0 | 0 | 2220.27 | Minnesota 2016 Statewide TRM, Appendix C | 0 | 0 | 745.15 | motor (10 hp) |  | 745.15
Equipment | 10HP Open Drip-Proof(ODP) Motor | High Efficiency 10 HP Open-Drip Proof Motor, 4-Pole, 1800 RPM | 10 HP Open-Drip Proof Motor with EPACT 1992 Efficiency | Commercial | Turnover | Warehouse | FL Zone 2 | Per Unit | 0% | 20689.9073 | 20466.7152 | 223.1921 | 0.010787 | 15 | 0.030596 | 0.0075551 | 1475.12 | Minnesota 2016 Statewide TRM, Appendix C | 0 | 0 | 2220.27 | Minnesota 2016 Statewide TRM, Appendix C | 0 | 0 | 745.15 | motor (10 hp) |  | 745.15
Equipment | 10HP Open Drip-Proof(ODP) Motor | High Efficiency 10 HP Open-Drip Proof Motor, 4-Pole, 1800 RPM | 10 HP Open-Drip Proof Motor with EPACT 1992 Efficiency | Commercial | New | Assembly | FL Zone 2 | Per Unit | 37.16% | 20689.9073 | 20466.7152 | 223.1921 | 0.010787 | 15 | 0.030596 | 0.0075551 | 1475.12 | Minnesota 2016 Statewide TRM, Appendix C | 0 | 0 | 2220.27 | Minnesota 2016 Statewide TRM, Appendix C | 0 | 0 | 745.15 | motor (10 hp) |  | 745.15
Equipment | 10HP Open Drip-Proof(ODP) Motor | High Efficiency 10 HP Open-Drip Proof Motor, 4-Pole, 1800 RPM | 10 HP Open-Drip Proof Motor with EPACT 1992 Efficiency | Commercial | New | College and University | FL Zone 2 | Per Unit | 37.16% | 20689.9073 | 20466.7152 | 223.1921 | 0.010787 | 15 | 0.028938 | 0.024239 | 1475.12 | Minnesota 2016 Statewide TRM, Appendix C | 0 | 0 | 2220.27 | Minnesota 2016 Statewide TRM, Appendix C | 0 | 0 | 745.15 | motor (10 hp) |  | 745.15
Equipment | 10HP Open Drip-Proof(ODP) Motor | High Efficiency 10 HP Open-Drip Proof Motor, 4-Pole, 1800 RPM | 10 HP Open-Drip Proof Motor with EPACT 1992 Efficiency | Commercial | New | Grocery | FL Zone 2 | Per Unit | 37.16% | 20689.9073 | 20466.7152 | 223.1921 | 0.010787 | 15 | 0.030596 | 0.0075551 | 1475.12 | Minnesota 2016 Statewide TRM, Appendix C | 0 | 0 | 2220.27 | Minnesota 2016 Statewide TRM, Appendix C | 0 | 0 | 745.15 | motor (10 hp) |  | 745.15
Equipment | 10HP Open Drip-Proof(ODP) Motor | High Efficiency 10 HP Open-Drip Proof Motor, 4-Pole, 1800 RPM | 10 HP Open-Drip Proof Motor with EPACT 1992 Efficiency | Commercial | New | Healthcare | FL Zone 2 | Per Unit | 37.16% | 20689.9073 | 20466.7152 | 223.1921 | 0.010787 | 15 | 0.028938 | 0.024239 | 1475.12 | Minnesota 2016 Statewide TRM, Appendix C | 0 | 0 | 2220.27 | Minnesota 2016 Statewide TRM, Appendix C | 0 | 0 | 745.15 | motor (10 hp) |  | 745.15
Equipment | 10HP Open Drip-Proof(ODP) Motor | High Efficiency 10 HP Open-Drip Proof Motor, 4-Pole, 1800 RPM | 10 HP Open-Drip Proof Motor with EPACT 1992 Efficiency | Commercial | New | Hospitals | FL Zone 2 | Per Unit | 37.16% | 20689.9073 | 20466.7152 | 223.1921 | 0.010787 | 15 | 0.028938 | 0.024239 | 1475.12 | Minnesota 2016 Statewide TRM, Appendix C | 0 | 0 | 2220.27 | Minnesota 2016 Statewide TRM, Appendix C | 0 | 0 | 745.15 | motor (10 hp) |  | 745.15
Equipment | 10HP Open Drip-Proof(ODP) Motor | High Efficiency 10 HP Open-Drip Proof Motor, 4-Pole, 1800 RPM | 10 HP Open-Drip Proof Motor with EPACT 1992 Efficiency | Commercial | New | Institutional | FL Zone 2 | Per Unit | 0% | 20689.9073 | 20466.7152 | 223.1921 | 0.010787 | 15 | 0.030596 | 0.0075551 | 1475.12 | Minnesota 2016 Statewide TRM, Appendix C | 0 | 0 | 2220.27 | Minnesota 2016 Statewide TRM, Appendix C | 0 | 0 | 745.15 | motor (10 hp) |  | 745.15
Equipment | 10HP Open Drip-Proof(ODP) Motor | High Efficiency 10 HP Open-Drip Proof Motor, 4-Pole, 1800 RPM | 10 HP Open-Drip Proof Motor with EPACT 1992 Efficiency | Commercial | New | Lodging/Hospitality | FL Zone 2 | Per Unit | 37.16% | 20689.9073 | 20466.7152 | 223.1921 | 0.010787 | 15 | 0.028938 | 0.024239 | 1475.12 | Minnesota 2016 Statewide TRM, Appendix C | 0 | 0 | 2220.27 | Minnesota 2016 Statewide TRM, Appendix C | 0 | 0 | 745.15 | motor (10 hp) |  | 745.15
Equipment | 10HP Open Drip-Proof(ODP) Motor | High Efficiency 10 HP Open-Drip Proof Motor, 4-Pole, 1800 RPM | 10 HP Open-Drip Proof Motor with EPACT 1992 Efficiency | Commercial | New | Miscellaneous | FL Zone 2 | Per Unit | 0% | 20689.9073 | 20466.7152 | 223.1921 | 0.010787 | 15 | 0.030596 | 0.0075551 | 1475.12 | Minnesota 2016 Statewide TRM, Appendix C | 0 | 0 | 2220.27 | Minnesota 2016 Statewide TRM, Appendix C | 0 | 0 | 745.15 | motor (10 hp) |  | 745.15
Equipment | 10HP Open Drip-Proof(ODP) Motor | High Efficiency 10 HP Open-Drip Proof Motor, 4-Pole, 1800 RPM | 10 HP Open-Drip Proof Motor with EPACT 1992 Efficiency | Commercial | New | Offices | FL Zone 2 | Per Unit | 0% | 20689.9073 | 20466.7152 | 223.1921 | 0.010787 | 15 | 0.030596 | 0.0075551 | 1475.12 | Minnesota 2016 Statewide TRM, Appendix C | 0 | 0 | 2220.27 | Minnesota 2016 Statewide TRM, Appendix C | 0 | 0 | 745.15 | motor (10 hp) |  | 745.15
Equipment | 10HP Open Drip-Proof(ODP) Motor | High Efficiency 10 HP Open-Drip Proof Motor, 4-Pole, 1800 RPM | 10 HP Open-Drip Proof Motor with EPACT 1992 Efficiency | Commercial | New | Restaurants | FL Zone 2 | Per Unit | 37.16% | 20689.9073 | 20466.7152 | 223.1921 | 0.010787 | 15 | 0.028938 | 0.024239 | 1475.12 | Minnesota 2016 Statewide TRM, Appendix C | 0 | 0 | 2220.27 | Minnesota 2016 Statewide TRM, Appendix C | 0 | 0 | 745.15 | motor (10 hp) |  | 745.15
Equipment | 10HP Open Drip-Proof(ODP) Motor | High Efficiency 10 HP Open-Drip Proof Motor, 4-Pole, 1800 RPM | 10 HP Open-Drip Proof Motor with EPACT 1992 Efficiency | Commercial | New | Retail | FL Zone 2 | Per Unit | 37.16% | 20689.9073 | 20466.7152 | 223.1921 | 0.010787 | 15 | 0.030596 | 0.0075551 | 1475.12 | Minnesota 2016 Statewide TRM, Appendix C | 0 | 0 | 2220.27 | Minnesota 2016 Statewide TRM, Appendix C | 0 | 0 | 745.15 | motor (10 hp) |  | 745.15
Equipment | 10HP Open Drip-Proof(ODP) Motor | High Efficiency 10 HP Open-Drip Proof Motor, 4-Pole, 1800 RPM | 10 HP Open-Drip Proof Motor with EPACT 1992 Efficiency | Commercial | New | Schools K-12 | FL Zone 2 | Per Unit | 37.16% | 20689.9073 | 20466.7152 | 223.1921 | 0.010787 | 15 | 0.028938 | 0.024239 | 1475.12 | Minnesota 2016 Statewide TRM, Appendix C | 0 | 0 | 2220.27 | Minnesota 2016 Statewide TRM, Appendix C | 0 | 0 | 745.15 | motor (10 hp) |  | 745.15
Equipment | 10HP Open Drip-Proof(ODP) Motor | High Efficiency 10 HP Open-Drip Proof Motor, 4-Pole, 1800 RPM | 10 HP Open-Drip Proof Motor with EPACT 1992 Efficiency | Commercial | New | Warehouse | FL Zone 2 | Per Unit | 0% | 20689.9073 | 20466.7152 | 223.1921 | 0.010787 | 15 | 0.030596 | 0.0075551 | 1475.12 | Minnesota 2016 Statewide TRM, Appendix C | 0 | 0 | 2220.27 | Minnesota 2016 Statewide TRM, Appendix C | 0 | 0 | 745.15 | motor (10 hp) |  | 745.15
Equipment | High Speed Fans | High Speed Fan, 24" - 35" Blade Diameter | Standard Speed Fan, 24" - 35" Blade Diameter | Commercial | Turnover | Assembly | FL Zone 2 | Per Unit | 11.82% | 4629.1782 | 4120.6164 | 508.5618 | 0.10986 | 7 | 0.070783 | 0.0064843 | 0 | Reference source included incremental cost only | 0 | 0 | 150 | Illinois 2018 Statewide TRM, Section 4.1.3 | 0 | 0 | 150 | fan |  | 150
Equipment | High Speed Fans | High Speed Fan, 24" - 35" Blade Diameter | Standard Speed Fan, 24" - 35" Blade Diameter | Commercial | Turnover | College and University | FL Zone 2 | Per Unit | 10.93% | 4629.1782 | 4120.6164 | 508.5618 | 0.10986 | 7 | 0.065938 | 0.055231 | 0 | Reference source included incremental cost only | 0 | 0 | 150 | Illinois 2018 Statewide TRM, Section 4.1.3 | 0 | 0 | 150 | fan |  | 150
Equipment | High Speed Fans | High Speed Fan, 24" - 35" Blade Diameter | Standard Speed Fan, 24" - 35" Blade Diameter | Commercial | Turnover | Grocery | FL Zone 2 | Per Unit | 9.456% | 4629.1782 | 4120.6164 | 508.5618 | 0.10986 | 7 | 0.070783 | 0.0064843 | 0 | Reference source included incremental cost only | 0 | 0 | 150 | Illinois 2018 Statewide TRM, Section 4.1.3 | 0 | 0 | 150 | fan |  | 150
Equipment | High Speed Fans | High Speed Fan, 24" - 35" Blade Diameter | Standard Speed Fan, 24" - 35" Blade Diameter | Commercial | Turnover | Healthcare | FL Zone 2 | Per Unit | 10.98% | 4629.1782 | 4120.6164 | 508.5618 | 0.10986 | 7 | 0.065938 | 0.055231 | 0 | Reference source included incremental cost only | 0 | 0 | 150 | Illinois 2018 Statewide TRM, Section 4.1.3 | 0 | 0 | 150 | fan |  | 150
Equipment | High Speed Fans | High Speed Fan, 24" - 35" Blade Diameter | Standard Speed Fan, 24" - 35" Blade Diameter | Commercial | Turnover | Hospitals | FL Zone 2 | Per Unit | 11.82% | 4629.1782 | 4120.6164 | 508.5618 | 0.10986 | 7 | 0.065938 | 0.055231 | 0 | Reference source included incremental cost only | 0 | 0 | 150 | Illinois 2018 Statewide TRM, Section 4.1.3 | 0 | 0 | 150 | fan |  | 150
Equipment | High Speed Fans | High Speed Fan, 24" - 35" Blade Diameter | Standard Speed Fan, 24" - 35" Blade Diameter | Commercial | Turnover | Institutional | FL Zone 2 | Per Unit | 18.39% | 4629.1782 | 4120.6164 | 508.5618 | 0.10986 | 7 | 0.070783 | 0.0064843 | 0 | Reference source included incremental cost only | 0 | 0 | 150 | Illinois 2018 Statewide TRM, Section 4.1.3 | 0 | 0 | 150 | fan |  | 150
Equipment | High Speed Fans | High Speed Fan, 24" - 35" Blade Diameter | Standard Speed Fan, 24" - 35" Blade Diameter | Commercial | Turnover | Lodging/Hospitality | FL Zone 2 | Per Unit | 14.03% | 4629.1782 | 4120.6164 | 508.5618 | 0.10986 | 7 | 0.065938 | 0.055231 | 0 | Reference source included incremental cost only | 0 | 0 | 150 | Illinois 2018 Statewide TRM, Section 4.1.3 | 0 | 0 | 150 | fan |  | 150
Equipment | High Speed Fans | High Speed Fan, 24" - 35" Blade Diameter | Standard Speed Fan, 24" - 35" Blade Diameter | Commercial | Turnover | Miscellaneous | FL Zone 2 | Per Unit | 14.03% | 4629.1782 | 4120.6164 | 508.5618 | 0.10986 | 7 | 0.070783 | 0.0064843 | 0 | Reference source included incremental cost only | 0 | 0 | 150 | Illinois 2018 Statewide TRM, Section 4.1.3 | 0 | 0 | 150 | fan |  | 150
Equipment | High Speed Fans | High Speed Fan, 24" - 35" Blade Diameter | Standard Speed Fan, 24" - 35" Blade Diameter | Commercial | Turnover | Offices | FL Zone 2 | Per Unit | 11.82% | 4629.1782 | 4120.6164 | 508.5618 | 0.10986 | 7 | 0.070783 | 0.0064843 | 0 | Reference source included incremental cost only | 0 | 0 | 150 | Illinois 2018 Statewide TRM, Section 4.1.3 | 0 | 0 | 150 | fan |  | 150
Equipment | High Speed Fans | High Speed Fan, 24" - 35" Blade Diameter | Standard Speed Fan, 24" - 35" Blade Diameter | Commercial | Turnover | Restaurants | FL Zone 2 | Per Unit | 14.03% | 4629.1782 | 4120.6164 | 508.5618 | 0.10986 | 7 | 0.065938 | 0.055231 | 0 | Reference source included incremental cost only | 0 | 0 | 150 | Illinois 2018 Statewide TRM, Section 4.1.3 | 0 | 0 | 150 | fan |  | 150
Equipment | High Speed Fans | High Speed Fan, 24" - 35" Blade Diameter | Standard Speed Fan, 24" - 35" Blade Diameter | Commercial | Turnover | Retail | FL Zone 2 | Per Unit | 11.03% | 4629.1782 | 4120.6164 | 508.5618 | 0.10986 | 7 | 0.070783 | 0.0064843 | 0 | Reference source included incremental cost only | 0 | 0 | 150 | Illinois 2018 Statewide TRM, Section 4.1.3 | 0 | 0 | 150 | fan |  | 150
Equipment | High Speed Fans | High Speed Fan, 24" - 35" Blade Diameter | Standard Speed Fan, 24" - 35" Blade Diameter | Commercial | Turnover | Schools K-12 | FL Zone 2 | Per Unit | 10.93% | 4629.1782 | 4120.6164 | 508.5618 | 0.10986 | 7 | 0.065938 | 0.055231 | 0 | Reference source included incremental cost only | 0 | 0 | 150 | Illinois 2018 Statewide TRM, Section 4.1.3 | 0 | 0 | 150 | fan |  | 150
Equipment | High Speed Fans | High Speed Fan, 24" - 35" Blade Diameter | Standard Speed Fan, 24" - 35" Blade Diameter | Commercial | Turnover | Warehouse | FL Zone 2 | Per Unit | 14.03% | 4629.1782 | 4120.6164 | 508.5618 | 0.10986 | 7 | 0.070783 | 0.0064843 | 0 | Reference source included incremental cost only | 0 | 0 | 150 | Illinois 2018 Statewide TRM, Section 4.1.3 | 0 | 0 | 150 | fan |  | 150
Equipment | High Speed Fans | High Speed Fan, 24" - 35" Blade Diameter | Standard Speed Fan, 24" - 35" Blade Diameter | Commercial | New | Assembly | FL Zone 2 | Per Unit | 11.82% | 4629.1782 | 4120.6164 | 508.5618 | 0.10986 | 7 | 0.070783 | 0.0064843 | 0 | Reference source included incremental cost only | 0 | 0 | 150 | Illinois 2018 Statewide TRM, Section 4.1.3 | 0 | 0 | 150 | fan |  | 150
Equipment | High Speed Fans | High Speed Fan, 24" - 35" Blade Diameter | Standard Speed Fan, 24" - 35" Blade Diameter | Commercial | New | College and University | FL Zone 2 | Per Unit | 10.93% | 4629.1782 | 4120.6164 | 508.5618 | 0.10986 | 7 | 0.065938 | 0.055231 | 0 | Reference source included incremental cost only | 0 | 0 | 150 | Illinois 2018 Statewide TRM, Section 4.1.3 | 0 | 0 | 150 | fan |  | 150
Equipment | High Speed Fans | High Speed Fan, 24" - 35" Blade Diameter | Standard Speed Fan, 24" - 35" Blade Diameter | Commercial | New | Grocery | FL Zone 2 | Per Unit | 9.456% | 4629.1782 | 4120.6164 | 508.5618 | 0.10986 | 7 | 0.070783 | 0.0064843 | 0 | Reference source included incremental cost only | 0 | 0 | 150 | Illinois 2018 Statewide TRM, Section 4.1.3 | 0 | 0 | 150 | fan |  | 150
Equipment | High Speed Fans | High Speed Fan, 24" - 35" Blade Diameter | Standard Speed Fan, 24" - 35" Blade Diameter | Commercial | New | Healthcare | FL Zone 2 | Per Unit | 10.98% | 4629.1782 | 4120.6164 | 508.5618 | 0.10986 | 7 | 0.065938 | 0.055231 | 0 | Reference source included incremental cost only | 0 | 0 | 150 | Illinois 2018 Statewide TRM, Section 4.1.3 | 0 | 0 | 150 | fan |  | 150
Equipment | High Speed Fans | High Speed Fan, 24" - 35" Blade Diameter | Standard Speed Fan, 24" - 35" Blade Diameter | Commercial | New | Hospitals | FL Zone 2 | Per Unit | 11.82% | 4629.1782 | 4120.6164 | 508.5618 | 0.10986 | 7 | 0.065938 | 0.055231 | 0 | Reference source included incremental cost only | 0 | 0 | 150 | Illinois 2018 Statewide TRM, Section 4.1.3 | 0 | 0 | 150 | fan |  | 150
Equipment | High Speed Fans | High Speed Fan, 24" - 35" Blade Diameter | Standard Speed Fan, 24" - 35" Blade Diameter | Commercial | New | Institutional | FL Zone 2 | Per Unit | 18.39% | 4629.1782 | 4120.6164 | 508.5618 | 0.10986 | 7 | 0.070783 | 0.0064843 | 0 | Reference source included incremental cost only | 0 | 0 | 150 | Illinois 2018 Statewide TRM, Section 4.1.3 | 0 | 0 | 150 | fan |  | 150
Equipment | High Speed Fans | High Speed Fan, 24" - 35" Blade Diameter | Standard Speed Fan, 24" - 35" Blade Diameter | Commercial | New | Lodging/Hospitality | FL Zone 2 | Per Unit | 14.03% | 4629.1782 | 4120.6164 | 508.5618 | 0.10986 | 7 | 0.065938 | 0.055231 | 0 | Reference source included incremental cost only | 0 | 0 | 150 | Illinois 2018 Statewide TRM, Section 4.1.3 | 0 | 0 | 150 | fan |  | 150
Equipment | High Speed Fans | High Speed Fan, 24" - 35" Blade Diameter | Standard Speed Fan, 24" - 35" Blade Diameter | Commercial | New | Miscellaneous | FL Zone 2 | Per Unit | 14.03% | 4629.1782 | 4120.6164 | 508.5618 | 0.10986 | 7 | 0.070783 | 0.0064843 | 0 | Reference source included incremental cost only | 0 | 0 | 150 | Illinois 2018 Statewide TRM, Section 4.1.3 | 0 | 0 | 150 | fan |  | 150
Equipment | High Speed Fans | High Speed Fan, 24" - 35" Blade Diameter | Standard Speed Fan, 24" - 35" Blade Diameter | Commercial | New | Offices | FL Zone 2 | Per Unit | 11.82% | 4629.1782 | 4120.6164 | 508.5618 | 0.10986 | 7 | 0.070783 | 0.0064843 | 0 | Reference source included incremental cost only | 0 | 0 | 150 | Illinois 2018 Statewide TRM, Section 4.1.3 | 0 | 0 | 150 | fan |  | 150
Equipment | High Speed Fans | High Speed Fan, 24" - 35" Blade Diameter | Standard Speed Fan, 24" - 35" Blade Diameter | Commercial | New | Restaurants | FL Zone 2 | Per Unit | 14.03% | 4629.1782 | 4120.6164 | 508.5618 | 0.10986 | 7 | 0.065938 | 0.055231 | 0 | Reference source included incremental cost only | 0 | 0 | 150 | Illinois 2018 Statewide TRM, Section 4.1.3 | 0 | 0 | 150 | fan |  | 150
Equipment | High Speed Fans | High Speed Fan, 24" - 35" Blade Diameter | Standard Speed Fan, 24" - 35" Blade Diameter | Commercial | New | Retail | FL Zone 2 | Per Unit | 11.03% | 4629.1782 | 4120.6164 | 508.5618 | 0.10986 | 7 | 0.070783 | 0.0064843 | 0 | Reference source included incremental cost only | 0 | 0 | 150 | Illinois 2018 Statewide TRM, Section 4.1.3 | 0 | 0 | 150 | fan |  | 150
Equipment | High Speed Fans | High Speed Fan, 24" - 35" Blade Diameter | Standard Speed Fan, 24" - 35" Blade Diameter | Commercial | New | Schools K-12 | FL Zone 2 | Per Unit | 10.93% | 4629.1782 | 4120.6164 | 508.5618 | 0.10986 | 7 | 0.065938 | 0.055231 | 0 | Reference source included incremental cost only | 0 | 0 | 150 | Illinois 2018 Statewide TRM, Section 4.1.3 | 0 | 0 | 150 | fan |  | 150
Equipment | High Speed Fans | High Speed Fan, 24" - 35" Blade Diameter | Standard Speed Fan, 24" - 35" Blade Diameter | Commercial | New | Warehouse | FL Zone 2 | Per Unit | 14.03% | 4629.1782 | 4120.6164 | 508.5618 | 0.10986 | 7 | 0.070783 | 0.0064843 | 0 | Reference source included incremental cost only | 0 | 0 | 150 | Illinois 2018 Statewide TRM, Section 4.1.3 | 0 | 0 | 150 | fan |  | 150
Nonequipment | Drain Water Heat Recovery | Hot Water Loop with 50 Gallon Electric Resistance Heater and Drain Water Heat Exchanger | Standard Hot Water Loop with 50 Gallon Electric Resistance Heater, No Drain Water Heat Recovery | Commercial | Existing | Assembly | FL Zone 2 | Per End Use Consumption | 2.67% | 7518.6978 | 6595.9485 | 922.7493 | 0.12273 | 15 | 0.22336 | 0.10621 | 0 | No equipment cost | 0 | 0 | 7592 | M2P4-60 http://gfxtechnology.com/contents.html Plus 2 Days Plumbers and 3 days Technician | 0 | 0 | 7592 | system | 1 | 7592
Nonequipment | Drain Water Heat Recovery | Hot Water Loop with 50 Gallon Electric Resistance Heater and Drain Water Heat Exchanger | Standard Hot Water Loop with 50 Gallon Electric Resistance Heater, No Drain Water Heat Recovery | Commercial | Existing | College and University | FL Zone 2 | Per End Use Consumption | 2.67% | 172930.0493 | 151706.816 | 21223.2333 | 0.12273 | 15 | 2.1673 | 4.8102 | 0 | No equipment cost | 0 | 0 | 7592 | M2P4-60 http://gfxtechnology.com/contents.html Plus 2 Days Plumbers and 3 days Technician | 0 | 0 | 7592 | system | 10 | 75920
Nonequipment | Drain Water Heat Recovery | Hot Water Loop with 50 Gallon Electric Resistance Heater and Drain Water Heat Exchanger | Standard Hot Water Loop with 50 Gallon Electric Resistance Heater, No Drain Water Heat Recovery | Commercial | Existing | Grocery | FL Zone 2 | Per End Use Consumption | 2.67% | 15037.3956 | 13191.897 | 1845.4985 | 0.12273 | 15 | 0.11154 | 0.77467 | 0 | No equipment cost | 0 | 0 | 7592 | M2P4-60 http://gfxtechnology.com/contents.html Plus 2 Days Plumbers and 3 days Technician | 0 | 0 | 7592 | system | 1 | 7592
Nonequipment | Drain Water Heat Recovery | Hot Water Loop with 50 Gallon Electric Resistance Heater and Drain Water Heat Exchanger | Standard Hot Water Loop with 50 Gallon Electric Resistance Heater, No Drain Water Heat Recovery | Commercial | Existing | Healthcare | FL Zone 2 | Per End Use Consumption | 2.67% | 10024.9304 | 8794.598 | 1230.3324 | 0.12273 | 15 | 0.29781 | 0.14162 | 0 | No equipment cost | 0 | 0 | 7592 | M2P4-60 http://gfxtechnology.com/contents.html Plus 2 Days Plumbers and 3 days Technician | 0 | 0 | 7592 | system | 1 | 7592
Nonequipment | Drain Water Heat Recovery | Hot Water Loop with 50 Gallon Electric Resistance Heater and Drain Water Heat Exchanger | Standard Hot Water Loop with 50 Gallon Electric Resistance Heater, No Drain Water Heat Recovery | Commercial | Existing | Hospitals | FL Zone 2 | Per End Use Consumption | 2.67% | 303254.1444 | 266036.5903 | 37217.5541 | 0.12273 | 15 | 3.8005 | 8.4354 | 0 | No equipment cost | 0 | 0 | 7592 | M2P4-60 http://gfxtechnology.com/contents.html Plus 2 Days Plumbers and 3 days Technician | 0 | 0 | 7592 | system | 15 | 113880
Nonequipment | Drain Water Heat Recovery | Hot Water Loop with 50 Gallon Electric Resistance Heater and Drain Water Heat Exchanger | Standard Hot Water Loop with 50 Gallon Electric Resistance Heater, No Drain Water Heat Recovery | Commercial | Existing | Institutional | FL Zone 2 | Per End Use Consumption | 2.67% | 601495.8236 | 527675.8816 | 73819.942 | 0.12273 | 15 | 17.8685 | 8.497 | 0 | No equipment cost | 0 | 0 | 7592 | M2P4-60 http://gfxtechnology.com/contents.html Plus 2 Days Plumbers and 3 days Technician | 0 | 0 | 7592 | system | 25 | 189800
Nonequipment | Drain Water Heat Recovery | Hot Water Loop with 50 Gallon Electric Resistance Heater and Drain Water Heat Exchanger | Standard Hot Water Loop with 50 Gallon Electric Resistance Heater, No Drain Water Heat Recovery | Commercial | Existing | Lodging/Hospitality | FL Zone 2 | Per End Use Consumption | 2.67% | 72179.4988 | 63321.1058 | 8858.393 | 0.12273 | 15 | 0.53539 | 3.7184 | 0 | No equipment cost | 0 | 0 | 7592 | M2P4-60 http://gfxtechnology.com/contents.html Plus 2 Days Plumbers and 3 days Technician | 0 | 0 | 7592 | system | 3 | 22776
Nonequipment | Drain Water Heat Recovery | Hot Water Loop with 50 Gallon Electric Resistance Heater and Drain Water Heat Exchanger | Standard Hot Water Loop with 50 Gallon Electric Resistance Heater, No Drain Water Heat Recovery | Commercial | Existing | Miscellaneous | FL Zone 2 | Per End Use Consumption | 2.67% | 451121.8677 | 395756.9112 | 55364.9565 | 0.12273 | 15 | 13.4013 | 6.3728 | 0 | No equipment cost | 0 | 0 | 7592 | M2P4-60 http://gfxtechnology.com/contents.html Plus 2 Days Plumbers and 3 days Technician | 0 | 0 | 7592 | system | 20 | 151840
Nonequipment | Drain Water Heat Recovery | Hot Water Loop with 50 Gallon Electric Resistance Heater and Drain Water Heat Exchanger | Standard Hot Water Loop with 50 Gallon Electric Resistance Heater, No Drain Water Heat Recovery | Commercial | Existing | Offices | FL Zone 2 | Per End Use Consumption | 2.67% | 62655.815 | 54966.2377 | 7689.5773 | 0.12273 | 15 | 1.8613 | 0.88511 | 0 | No equipment cost | 0 | 0 | 7592 | M2P4-60 http://gfxtechnology.com/contents.html Plus 2 Days Plumbers and 3 days Technician | 0 | 0 | 7592 | system | 3 | 22776
Nonequipment | Drain Water Heat Recovery | Hot Water Loop with 50 Gallon Electric Resistance Heater and Drain Water Heat Exchanger | Standard Hot Water Loop with 50 Gallon Electric Resistance Heater, No Drain Water Heat Recovery | Commercial | Existing | Restaurants | FL Zone 2 | Per End Use Consumption | 2.67% | 25062.326 | 21986.4951 | 3075.8309 | 0.12273 | 15 | 0.1859 | 1.2911 | 0 | No equipment cost | 0 | 0 | 7592 | M2P4-60 http://gfxtechnology.com/contents.html Plus 2 Days Plumbers and 3 days Technician | 0 | 0 | 7592 | system | 2 | 15184
Nonequipment | Drain Water Heat Recovery | Hot Water Loop with 50 Gallon Electric Resistance Heater and Drain Water Heat Exchanger | Standard Hot Water Loop with 50 Gallon Electric Resistance Heater, No Drain Water Heat Recovery | Commercial | Existing | Retail | FL Zone 2 | Per End Use Consumption | 2.67% | 44661.0649 | 39179.9342 | 5481.1307 | 0.12273 | 15 | 0.33127 | 2.3008 | 0 | No equipment cost | 0 | 0 | 7592 | M2P4-60 http://gfxtechnology.com/contents.html Plus 2 Days Plumbers and 3 days Technician | 0 | 0 | 7592 | system | 3 | 22776
Nonequipment | Drain Water Heat Recovery | Hot Water Loop with 50 Gallon Electric Resistance Heater and Drain Water Heat Exchanger | Standard Hot Water Loop with 50 Gallon Electric Resistance Heater, No Drain Water Heat Recovery | Commercial | Existing | Schools K-12 | FL Zone 2 | Per End Use Consumption | 2.67% | 3132.8594 | 2748.3721 | 384.4873 | 0.12273 | 15 | 0.093067 | 0.044256 | 0 | No equipment cost | 0 | 0 | 7592 | M2P4-60 http://gfxtechnology.com/contents.html Plus 2 Days Plumbers and 3 days Technician | 0 | 0 | 7592 | system | 1 | 7592
Nonequipment | Drain Water Heat Recovery | Hot Water Loop with 50 Gallon Electric Resistance Heater and Drain Water Heat Exchanger | Standard Hot Water Loop with 50 Gallon Electric Resistance Heater, No Drain Water Heat Recovery | Commercial | Existing | Warehouse | FL Zone 2 | Per End Use Consumption | 2.67% | 15037.3956 | 13191.897 | 1845.4985 | 0.12273 | 15 | 0.44671 | 0.21243 | 0 | No equipment cost | 0 | 0 | 7592 | M2P4-60 http://gfxtechnology.com/contents.html Plus 2 Days Plumbers and 3 days Technician | 0 | 0 | 7592 | system | 1 | 7592
Nonequipment | Drain Water Heat Recovery | Hot Water Loop with 50 Gallon Electric Resistance Heater and Drain Water Heat Exchanger | Standard Hot Water Loop with 50 Gallon Electric Resistance Heater, No Drain Water Heat Recovery | Commercial | New | Assembly | FL Zone 2 | Per End Use Consumption | 22.45% | 7192.4897 | 6309.7751 | 882.7147 | 0.12273 | 15 | 0.21367 | 0.1016 | 0 | No equipment cost | 0 | 0 | 7592 | M2P4-60 http://gfxtechnology.com/contents.html Plus 2 Days Plumbers and 3 days Technician | 0 | 0 | 7592 | system | 1 | 7592
Nonequipment | Drain Water Heat Recovery | Hot Water Loop with 50 Gallon Electric Resistance Heater and Drain Water Heat Exchanger | Standard Hot Water Loop with 50 Gallon Electric Resistance Heater, No Drain Water Heat Recovery | Commercial | New | College and University | FL Zone 2 | Per End Use Consumption | 22.45% | 165427.2641 | 145124.8271 | 20302.437 | 0.12273 | 15 | 2.0732 | 4.6015 | 0 | No equipment cost | 0 | 0 | 7592 | M2P4-60 http://gfxtechnology.com/contents.html Plus 2 Days Plumbers and 3 days Technician | 0 | 0 | 7592 | system | 10 | 75920
Nonequipment | Drain Water Heat Recovery | Hot Water Loop with 50 Gallon Electric Resistance Heater and Drain Water Heat Exchanger | Standard Hot Water Loop with 50 Gallon Electric Resistance Heater, No Drain Water Heat Recovery | Commercial | New | Grocery | FL Zone 2 | Per End Use Consumption | 22.45% | 14384.9795 | 12619.5502 | 1765.4293 | 0.12273 | 15 | 0.1067 | 0.74106 | 0 | No equipment cost | 0 | 0 | 7592 | M2P4-60 http://gfxtechnology.com/contents.html Plus 2 Days Plumbers and 3 days Technician | 0 | 0 | 7592 | system | 1 | 7592
Nonequipment | Drain Water Heat Recovery | Hot Water Loop with 50 Gallon Electric Resistance Heater and Drain Water Heat Exchanger | Standard Hot Water Loop with 50 Gallon Electric Resistance Heater, No Drain Water Heat Recovery | Commercial | New | Healthcare | FL Zone 2 | Per End Use Consumption | 22.45% | 9589.9863 | 8413.0335 | 1176.9529 | 0.12273 | 15 | 0.28489 | 0.13547 | 0 | No equipment cost | 0 | 0 | 7592 | M2P4-60 http://gfxtechnology.com/contents.html Plus 2 Days Plumbers and 3 days Technician | 0 | 0 | 7592 | system | 1 | 7592
Nonequipment | Drain Water Heat Recovery | Hot Water Loop with 50 Gallon Electric Resistance Heater and Drain Water Heat Exchanger | Standard Hot Water Loop with 50 Gallon Electric Resistance Heater, No Drain Water Heat Recovery | Commercial | New | Hospitals | FL Zone 2 | Per End Use Consumption | 22.45% | 290097.0863 | 254494.262 | 35602.8242 | 0.12273 | 15 | 3.6357 | 8.0694 | 0 | No equipment cost | 0 | 0 | 7592 | M2P4-60 http://gfxtechnology.com/contents.html Plus 2 Days Plumbers and 3 days Technician | 0 | 0 | 7592 | system | 15 | 113880
Nonequipment | Drain Water Heat Recovery | Hot Water Loop with 50 Gallon Electric Resistance Heater and Drain Water Heat Exchanger | Standard Hot Water Loop with 50 Gallon Electric Resistance Heater, No Drain Water Heat Recovery | Commercial | New | Institutional | FL Zone 2 | Per End Use Consumption | 22.62% | 575399.1794 | 504782.0074 | 70617.172 | 0.12273 | 15 | 17.0932 | 8.1284 | 0 | No equipment cost | 0 | 0 | 7592 | M2P4-60 http://gfxtechnology.com/contents.html Plus 2 Days Plumbers and 3 days Technician | 0 | 0 | 7592 | system | 25 | 189800
Nonequipment | Drain Water Heat Recovery | Hot Water Loop with 50 Gallon Electric Resistance Heater and Drain Water Heat Exchanger | Standard Hot Water Loop with 50 Gallon Electric Resistance Heater, No Drain Water Heat Recovery | Commercial | New | Lodging/Hospitality | FL Zone 2 | Per End Use Consumption | 22.45% | 69047.9015 | 60573.8409 | 8474.0606 | 0.12273 | 15 | 0.51216 | 3.5571 | 0 | No equipment cost | 0 | 0 | 7592 | M2P4-60 http://gfxtechnology.com/contents.html Plus 2 Days Plumbers and 3 days Technician | 0 | 0 | 7592 | system | 3 | 22776
Nonequipment | Drain Water Heat Recovery | Hot Water Loop with 50 Gallon Electric Resistance Heater and Drain Water Heat Exchanger | Standard Hot Water Loop with 50 Gallon Electric Resistance Heater, No Drain Water Heat Recovery | Commercial | New | Miscellaneous | FL Zone 2 | Per End Use Consumption | 22.62% | 431549.3845 | 378586.5055 | 52962.879 | 0.12273 | 15 | 12.8199 | 6.0963 | 0 | No equipment cost | 0 | 0 | 7592 | M2P4-60 http://gfxtechnology.com/contents.html Plus 2 Days Plumbers and 3 days Technician | 0 | 0 | 7592 | system | 20 | 151840
Nonequipment | Drain Water Heat Recovery | Hot Water Loop with 50 Gallon Electric Resistance Heater and Drain Water Heat Exchanger | Standard Hot Water Loop with 50 Gallon Electric Resistance Heater, No Drain Water Heat Recovery | Commercial | New | Offices | FL Zone 2 | Per End Use Consumption | 22.45% | 59937.4145 | 52581.4591 | 7355.9554 | 0.12273 | 15 | 1.7805 | 0.8467 | 0 | No equipment cost | 0 | 0 | 7592 | M2P4-60 http://gfxtechnology.com/contents.html Plus 2 Days Plumbers and 3 days Technician | 0 | 0 | 7592 | system | 3 | 22776
Nonequipment | Drain Water Heat Recovery | Hot Water Loop with 50 Gallon Electric Resistance Heater and Drain Water Heat Exchanger | Standard Hot Water Loop with 50 Gallon Electric Resistance Heater, No Drain Water Heat Recovery | Commercial | New | Restaurants | FL Zone 2 | Per End Use Consumption | 22.45% | 23974.9658 | 21032.5836 | 2942.3822 | 0.12273 | 15 | 0.17783 | 1.2351 | 0 | No equipment cost | 0 | 0 | 7592 | M2P4-60 http://gfxtechnology.com/contents.html Plus 2 Days Plumbers and 3 days Technician | 0 | 0 | 7592 | system | 2 | 15184
Nonequipment | Drain Water Heat Recovery | Hot Water Loop with 50 Gallon Electric Resistance Heater and Drain Water Heat Exchanger | Standard Hot Water Loop with 50 Gallon Electric Resistance Heater, No Drain Water Heat Recovery | Commercial | New | Retail | FL Zone 2 | Per End Use Consumption | 22.45% | 42723.3891 | 37480.064 | 5243.325 | 0.12273 | 15 | 0.3169 | 2.201 | 0 | No equipment cost | 0 | 0 | 7592 | M2P4-60 http://gfxtechnology.com/contents.html Plus 2 Days Plumbers and 3 days Technician | 0 | 0 | 7592 | system | 3 | 22776
Nonequipment | Drain Water Heat Recovery | Hot Water Loop with 50 Gallon Electric Resistance Heater and Drain Water Heat Exchanger | Standard Hot Water Loop with 50 Gallon Electric Resistance Heater, No Drain Water Heat Recovery | Commercial | New | Schools K-12 | FL Zone 2 | Per End Use Consumption | 22.45% | 2996.9364 | 2629.1306 | 367.8058 | 0.12273 | 15 | 0.089029 | 0.042336 | 0 | No equipment cost | 0 | 0 | 7592 | M2P4-60 http://gfxtechnology.com/contents.html Plus 2 Days Plumbers and 3 days Technician | 0 | 0 | 7592 | system | 1 | 7592
Nonequipment | Drain Water Heat Recovery | Hot Water Loop with 50 Gallon Electric Resistance Heater and Drain Water Heat Exchanger | Standard Hot Water Loop with 50 Gallon Electric Resistance Heater, No Drain Water Heat Recovery | Commercial | New | Warehouse | FL Zone 2 | Per End Use Consumption | 22.45% | 14384.9795 | 12619.5502 | 1765.4293 | 0.12273 | 15 | 0.42733 | 0.20321 | 0 | No equipment cost | 0 | 0 | 7592 | M2P4-60 http://gfxtechnology.com/contents.html Plus 2 Days Plumbers and 3 days Technician | 0 | 0 | 7592 | system | 1 | 7592
Nonequipment | Faucet Aerator | Aerators with "average" flow rate (assume 1.0 GPM) | Faucet Aerator with 10% Less Efficient Flow than Federal Standard | Commercial | Existing | Assembly | FL Zone 2 | Per End Use Consumption | 23.64% | 7518.6978 | 7273.1332 | 245.5646 | 0.032661 | 10 | 0.05118 | 0.030823 | 0 | No equipment cost | 0 | 0 | 3 | Illinois 2018 Statewide TRM, Section 5.4.4 | 3.55 | Assume 3 min per aerator install, http://www.serviskey.net/support/rate-estimator?s4=FL (Domestic Services rate) | 6.55 | aerator | 3 | 19.65
Nonequipment | Faucet Aerator | Aerators with "average" flow rate (assume 1.0 GPM) | Faucet Aerator with 10% Less Efficient Flow than Federal Standard | Commercial | Existing | College and University | FL Zone 2 | Per End Use Consumption | 23.64% | 172930.0493 | 170146.9844 | 2783.0649 | 0.016094 | 10 | 0.25657 | 0.67071 | 0 | No equipment cost | 0 | 0 | 3 | Illinois 2018 Statewide TRM, Section 5.4.4 | 3.55 | Assume 3 min per aerator install, http://www.serviskey.net/support/rate-estimator?s4=FL (Domestic Services rate) | 6.55 | aerator | 34 | 222.7
Nonequipment | Faucet Aerator | Aerators with "average" flow rate (assume 1.0 GPM) | Faucet Aerator with 10% Less Efficient Flow than Federal Standard | Commercial | Existing | Grocery | FL Zone 2 | Per End Use Consumption | 23.64% | 15037.3956 | 14791.831 | 245.5646 | 0.01633 | 10 | 0.013033 | 0.11121 | 0 | No equipment cost | 0 | 0 | 3 | Illinois 2018 Statewide TRM, Section 5.4.4 | 3.55 | Assume 3 min per aerator install, http://www.serviskey.net/support/rate-estimator?s4=FL (Domestic Services rate) | 6.55 | aerator | 3 | 19.65
Nonequipment | Faucet Aerator | Aerators with "average" flow rate (assume 1.0 GPM) | Faucet Aerator with 10% Less Efficient Flow than Federal Standard | Commercial | Existing | Healthcare | FL Zone 2 | Per End Use Consumption | 23.64% | 10024.9304 | 9779.3658 | 245.5646 | 0.024495 | 10 | 0.05118 | 0.030823 | 0 | No equipment cost | 0 | 0 | 3 | Illinois 2018 Statewide TRM, Section 5.4.4 | 3.55 | Assume 3 min per aerator install, http://www.serviskey.net/support/rate-estimator?s4=FL (Domestic Services rate) | 6.55 | aerator | 3 | 19.65
Nonequipment | Faucet Aerator | Aerators with "average" flow rate (assume 1.0 GPM) | Faucet Aerator with 10% Less Efficient Flow than Federal Standard | Commercial | Existing | Hospitals | FL Zone 2 | Per End Use Consumption | 23.64% | 303254.1444 | 300061.8052 | 3192.3392 | 0.010527 | 10 | 0.2943 | 0.76934 | 0 | No equipment cost | 0 | 0 | 3 | Illinois 2018 Statewide TRM, Section 5.4.4 | 3.55 | Assume 3 min per aerator install, http://www.serviskey.net/support/rate-estimator?s4=FL (Domestic Services rate) | 6.55 | aerator | 39 | 255.45
Nonequipment | Faucet Aerator | Aerators with "average" flow rate (assume 1.0 GPM) | Faucet Aerator with 10% Less Efficient Flow than Federal Standard | Commercial | Existing | Institutional | FL Zone 2 | Per End Use Consumption | 23.64% | 601495.8236 | 588235.3378 | 13260.4858 | 0.022046 | 10 | 2.7637 | 1.6644 | 0 | No equipment cost | 0 | 0 | 3 | Illinois 2018 Statewide TRM, Section 5.4.4 | 3.55 | Assume 3 min per aerator install, http://www.serviskey.net/support/rate-estimator?s4=FL (Domestic Services rate) | 6.55 | aerator | 162 | 1061.1
Nonequipment | Faucet Aerator | Aerators with "average" flow rate (assume 1.0 GPM) | Faucet Aerator with 10% Less Efficient Flow than Federal Standard | Commercial | Existing | Lodging/Hospitality | FL Zone 2 | Per End Use Consumption | 23.64% | 72179.4988 | 71524.66 | 654.8388 | 0.0090724 | 10 | 0.034753 | 0.29655 | 0 | No equipment cost | 0 | 0 | 3 | Illinois 2018 Statewide TRM, Section 5.4.4 | 3.55 | Assume 3 min per aerator install, http://www.serviskey.net/support/rate-estimator?s4=FL (Domestic Services rate) | 6.55 | aerator | 8 | 52.4
Nonequipment | Faucet Aerator | Aerators with "average" flow rate (assume 1.0 GPM) | Faucet Aerator with 10% Less Efficient Flow than Federal Standard | Commercial | Existing | Miscellaneous | FL Zone 2 | Per End Use Consumption | 23.64% | 451121.8677 | 449157.3513 | 1964.5164 | 0.0043547 | 10 | 0.40944 | 0.24658 | 0 | No equipment cost | 0 | 0 | 3 | Illinois 2018 Statewide TRM, Section 5.4.4 | 3.55 | Assume 3 min per aerator install, http://www.serviskey.net/support/rate-estimator?s4=FL (Domestic Services rate) | 6.55 | aerator | 24 | 157.2
Nonequipment | Faucet Aerator | Aerators with "average" flow rate (assume 1.0 GPM) | Faucet Aerator with 10% Less Efficient Flow than Federal Standard | Commercial | Existing | Offices | FL Zone 2 | Per End Use Consumption | 23.64% | 62655.815 | 62410.2504 | 245.5646 | 0.0039193 | 10 | 0.05118 | 0.030823 | 0 | No equipment cost | 0 | 0 | 3 | Illinois 2018 Statewide TRM, Section 5.4.4 | 3.55 | Assume 3 min per aerator install, http://www.serviskey.net/support/rate-estimator?s4=FL (Domestic Services rate) | 6.55 | aerator | 3 | 19.65
Nonequipment | Faucet Aerator | Aerators with "average" flow rate (assume 1.0 GPM) | Faucet Aerator with 10% Less Efficient Flow than Federal Standard | Commercial | Existing | Restaurants | FL Zone 2 | Per End Use Consumption | 23.64% | 25062.326 | 24980.4711 | 81.8549 | 0.0032661 | 10 | 0.0043442 | 0.037069 | 0 | No equipment cost | 0 | 0 | 3 | Illinois 2018 Statewide TRM, Section 5.4.4 | 3.55 | Assume 3 min per aerator install, http://www.serviskey.net/support/rate-estimator?s4=FL (Domestic Services rate) | 6.55 | aerator | 1 | 6.55
Nonequipment | Faucet Aerator | Aerators with "average" flow rate (assume 1.0 GPM) | Faucet Aerator with 10% Less Efficient Flow than Federal Standard | Commercial | Existing | Retail | FL Zone 2 | Per End Use Consumption | 23.64% | 44661.0649 | 44497.3552 | 163.7097 | 0.0036656 | 10 | 0.0086884 | 0.074138 | 0 | No equipment cost | 0 | 0 | 3 | Illinois 2018 Statewide TRM, Section 5.4.4 | 3.55 | Assume 3 min per aerator install, http://www.serviskey.net/support/rate-estimator?s4=FL (Domestic Services rate) | 6.55 | aerator | 2 | 13.1
Nonequipment | Faucet Aerator | Aerators with "average" flow rate (assume 1.0 GPM) | Faucet Aerator with 10% Less Efficient Flow than Federal Standard | Commercial | Existing | Schools K-12 | FL Zone 2 | Per End Use Consumption | 23.64% | 3132.8594 | 3051.0046 | 81.8549 | 0.026128 | 10 | 0.01706 | 0.010274 | 0 | No equipment cost | 0 | 0 | 3 | Illinois 2018 Statewide TRM, Section 5.4.4 | 3.55 | Assume 3 min per aerator install, http://www.serviskey.net/support/rate-estimator?s4=FL (Domestic Services rate) | 6.55 | aerator | 1 | 6.55
Nonequipment | Faucet Aerator | Aerators with "average" flow rate (assume 1.0 GPM) | Faucet Aerator with 10% Less Efficient Flow than Federal Standard | Commercial | Existing | Warehouse | FL Zone 2 | Per End Use Consumption | 23.64% | 15037.3956 | 14955.5407 | 81.8549 | 0.0054434 | 10 | 0.01706 | 0.010274 | 0 | No equipment cost | 0 | 0 | 3 | Illinois 2018 Statewide TRM, Section 5.4.4 | 3.55 | Assume 3 min per aerator install, http://www.serviskey.net/support/rate-estimator?s4=FL (Domestic Services rate) | 6.55 | aerator | 1 | 6.55
Nonequipment | Faucet Aerator | Aerators with "average" flow rate (assume 1.0 GPM) | Faucet Aerator with Federal Standard Flow Rate of 2.2 gpm | Commercial | New | Assembly | FL Zone 2 | Per End Use Consumption | 23.64% | 7192.4897 | 6946.9252 | 245.5646 | 0.034142 | 10 | 0.05118 | 0.030823 | 0 | No equipment cost | 0 | 0 | 3 | Illinois 2018 Statewide TRM, Section 5.4.4 | 3.55 | Assume 3 min per aerator install, http://www.serviskey.net/support/rate-estimator?s4=FL (Domestic Services rate) | 6.55 | aerator | 3 | 19.65
Nonequipment | Faucet Aerator | Aerators with "average" flow rate (assume 1.0 GPM) | Faucet Aerator with Federal Standard Flow Rate of 2.2 gpm | Commercial | New | College and University | FL Zone 2 | Per End Use Consumption | 23.64% | 165427.2641 | 162644.1992 | 2783.0649 | 0.016823 | 10 | 0.25657 | 0.67071 | 0 | No equipment cost | 0 | 0 | 3 | Illinois 2018 Statewide TRM, Section 5.4.4 | 3.55 | Assume 3 min per aerator install, http://www.serviskey.net/support/rate-estimator?s4=FL (Domestic Services rate) | 6.55 | aerator | 34 | 222.7
Nonequipment | Faucet Aerator | Aerators with "average" flow rate (assume 1.0 GPM) | Faucet Aerator with Federal Standard Flow Rate of 2.2 gpm | Commercial | New | Grocery | FL Zone 2 | Per End Use Consumption | 23.64% | 14384.9795 | 14139.4149 | 245.5646 | 0.017071 | 10 | 0.013033 | 0.11121 | 0 | No equipment cost | 0 | 0 | 3 | Illinois 2018 Statewide TRM, Section 5.4.4 | 3.55 | Assume 3 min per aerator install, http://www.serviskey.net/support/rate-estimator?s4=FL (Domestic Services rate) | 6.55 | aerator | 3 | 19.65
Nonequipment | Faucet Aerator | Aerators with "average" flow rate (assume 1.0 GPM) | Faucet Aerator with Federal Standard Flow Rate of 2.2 gpm | Commercial | New | Healthcare | FL Zone 2 | Per End Use Consumption | 23.64% | 9589.9863 | 9344.4218 | 245.5646 | 0.025606 | 10 | 0.05118 | 0.030823 | 0 | No equipment cost | 0 | 0 | 3 | Illinois 2018 Statewide TRM, Section 5.4.4 | 3.55 | Assume 3 min per aerator install, http://www.serviskey.net/support/rate-estimator?s4=FL (Domestic Services rate) | 6.55 | aerator | 3 | 19.65
Nonequipment | Faucet Aerator | Aerators with "average" flow rate (assume 1.0 GPM) | Faucet Aerator with Federal Standard Flow Rate of 2.2 gpm | Commercial | New | Hospitals | FL Zone 2 | Per End Use Consumption | 23.64% | 290097.0863 | 286904.7471 | 3192.3392 | 0.011004 | 10 | 0.2943 | 0.76934 | 0 | No equipment cost | 0 | 0 | 3 | Illinois 2018 Statewide TRM, Section 5.4.4 | 3.55 | Assume 3 min per aerator install, http://www.serviskey.net/support/rate-estimator?s4=FL (Domestic Services rate) | 6.55 | aerator | 39 | 255.45
Nonequipment | Faucet Aerator | Aerators with "average" flow rate (assume 1.0 GPM) | Faucet Aerator with Federal Standard Flow Rate of 2.2 gpm | Commercial | New | Institutional | FL Zone 2 | Per End Use Consumption | 23.64% | 575399.1794 | 562138.6936 | 13260.4858 | 0.023046 | 10 | 2.7637 | 1.6644 | 0 | No equipment cost | 0 | 0 | 3 | Illinois 2018 Statewide TRM, Section 5.4.4 | 3.55 | Assume 3 min per aerator install, http://www.serviskey.net/support/rate-estimator?s4=FL (Domestic Services rate) | 6.55 | aerator | 162 | 1061.1
Nonequipment | Faucet Aerator | Aerators with "average" flow rate (assume 1.0 GPM) | Faucet Aerator with Federal Standard Flow Rate of 2.2 gpm | Commercial | New | Lodging/Hospitality | FL Zone 2 | Per End Use Consumption | 23.64% | 69047.9015 | 68393.0627 | 654.8388 | 0.0094838 | 10 | 0.034753 | 0.29655 | 0 | No equipment cost | 0 | 0 | 3 | Illinois 2018 Statewide TRM, Section 5.4.4 | 3.55 | Assume 3 min per aerator install, http://www.serviskey.net/support/rate-estimator?s4=FL (Domestic Services rate) | 6.55 | aerator | 8 | 52.4
Nonequipment | Faucet Aerator | Aerators with "average" flow rate (assume 1.0 GPM) | Faucet Aerator with Federal Standard Flow Rate of 2.2 gpm | Commercial | New | Miscellaneous | FL Zone 2 | Per End Use Consumption | 23.64% | 431549.3845 | 429584.8681 | 1964.5164 | 0.0045522 | 10 | 0.40944 | 0.24658 | 0 | No equipment cost | 0 | 0 | 3 | Illinois 2018 Statewide TRM, Section 5.4.4 | 3.55 | Assume 3 min per aerator install, http://www.serviskey.net/support/rate-estimator?s4=FL (Domestic Services rate) | 6.55 | aerator | 24 | 157.2
Nonequipment | Faucet Aerator | Aerators with "average" flow rate (assume 1.0 GPM) | Faucet Aerator with Federal Standard Flow Rate of 2.2 gpm | Commercial | New | Offices | FL Zone 2 | Per End Use Consumption | 23.64% | 59937.4145 | 59691.85 | 245.5646 | 0.004097 | 10 | 0.05118 | 0.030823 | 0 | No equipment cost | 0 | 0 | 3 | Illinois 2018 Statewide TRM, Section 5.4.4 | 3.55 | Assume 3 min per aerator install, http://www.serviskey.net/support/rate-estimator?s4=FL (Domestic Services rate) | 6.55 | aerator | 3 | 19.65
Nonequipment | Faucet Aerator | Aerators with "average" flow rate (assume 1.0 GPM) | Faucet Aerator with Federal Standard Flow Rate of 2.2 gpm | Commercial | New | Restaurants | FL Zone 2 | Per End Use Consumption | 23.64% | 23974.9658 | 23893.111 | 81.8549 | 0.0034142 | 10 | 0.0043442 | 0.037069 | 0 | No equipment cost | 0 | 0 | 3 | Illinois 2018 Statewide TRM, Section 5.4.4 | 3.55 | Assume 3 min per aerator install, http://www.serviskey.net/support/rate-estimator?s4=FL (Domestic Services rate) | 6.55 | aerator | 1 | 6.55
Nonequipment | Faucet Aerator | Aerators with "average" flow rate (assume 1.0 GPM) | Faucet Aerator with Federal Standard Flow Rate of 2.2 gpm | Commercial | New | Retail | FL Zone 2 | Per End Use Consumption | 23.64% | 42723.3891 | 42559.6794 | 163.7097 | 0.0038319 | 10 | 0.0086884 | 0.074138 | 0 | No equipment cost | 0 | 0 | 3 | Illinois 2018 Statewide TRM, Section 5.4.4 | 3.55 | Assume 3 min per aerator install, http://www.serviskey.net/support/rate-estimator?s4=FL (Domestic Services rate) | 6.55 | aerator | 2 | 13.1
Nonequipment | Faucet Aerator | Aerators with "average" flow rate (assume 1.0 GPM) | Faucet Aerator with Federal Standard Flow Rate of 2.2 gpm | Commercial | New | Schools K-12 | FL Zone 2 | Per End Use Consumption | 23.64% | 2996.9364 | 2915.0816 | 81.8549 | 0.027313 | 10 | 0.01706 | 0.010274 | 0 | No equipment cost | 0 | 0 | 3 | Illinois 2018 Statewide TRM, Section 5.4.4 | 3.55 | Assume 3 min per aerator install, http://www.serviskey.net/support/rate-estimator?s4=FL (Domestic Services rate) | 6.55 | aerator | 1 | 6.55
Nonequipment | Faucet Aerator | Aerators with "average" flow rate (assume 1.0 GPM) | Faucet Aerator with Federal Standard Flow Rate of 2.2 gpm | Commercial | New | Warehouse | FL Zone 2 | Per End Use Consumption | 23.64% | 14384.9795 | 14303.1246 | 81.8549 | 0.0056903 | 10 | 0.01706 | 0.010274 | 0 | No equipment cost | 0 | 0 | 3 | Illinois 2018 Statewide TRM, Section 5.4.4 | 3.55 | Assume 3 min per aerator install, http://www.serviskey.net/support/rate-estimator?s4=FL (Domestic Services rate) | 6.55 | aerator | 1 | 6.55
Nonequipment | Hot Water Circulation Pump Control | Recirculation Pump with Demand Control Mechanism | Uncontrolled Recirculation Pump | Commercial | Existing | Assembly | FL Zone 2 | Per Hot Water Circulation Pump | 70.18% | 7518.6978 | 6867.6978 | 651 | 0.086584 | 15 | 0.030962 | 0.032526 | 0 | No equipment cost | 0 | 0 | 249 | https://www.smartrecirculationcontrol.com/ | 210 | Estimate at $105 per labor hour, assume 2 hours work, reference: http://www.serviskey.net/support/rate-estimator?s4=FL | 459 | pump | 1 | 459
Nonequipment | Hot Water Circulation Pump Control | Recirculation Pump with Demand Control Mechanism | Uncontrolled Recirculation Pump | Commercial | Existing | College and University | FL Zone 2 | Per Hot Water Circulation Pump | 70.18% | 172930.0493 | 166420.0493 | 6510 | 0.037645 | 15 | 0.8107 | 0.8107 | 0 | No equipment cost | 0 | 0 | 249 | https://www.smartrecirculationcontrol.com/ | 210 | Estimate at $105 per labor hour, assume 2 hours work, reference: http://www.serviskey.net/support/rate-estimator?s4=FL | 459 | pump | 10 | 4590
Nonequipment | Hot Water Circulation Pump Control | Recirculation Pump with Demand Control Mechanism | Uncontrolled Recirculation Pump | Commercial | Existing | Grocery | FL Zone 2 | Per Hot Water Circulation Pump | 70.18% | 15037.3956 | 14386.3956 | 651 | 0.043292 | 15 | 0 | 0 | 0 | No equipment cost | 0 | 0 | 249 | https://www.smartrecirculationcontrol.com/ | 210 | Estimate at $105 per labor hour, assume 2 hours work, reference: http://www.serviskey.net/support/rate-estimator?s4=FL | 459 | pump | 1 | 459
Nonequipment | Hot Water Circulation Pump Control | Recirculation Pump with Demand Control Mechanism | Uncontrolled Recirculation Pump | Commercial | Existing | Healthcare | FL Zone 2 | Per Hot Water Circulation Pump | 70.18% | 10024.9304 | 9373.9304 | 651 | 0.064938 | 15 | 0.030962 | 0.032526 | 0 | No equipment cost | 0 | 0 | 249 | https://www.smartrecirculationcontrol.com/ | 210 | Estimate at $105 per labor hour, assume 2 hours work, reference: http://www.serviskey.net/support/rate-estimator?s4=FL | 459 | pump | 1 | 459
Nonequipment | Hot Water Circulation Pump Control | Recirculation Pump with Demand Control Mechanism | Uncontrolled Recirculation Pump | Commercial | Existing | Hospitals | FL Zone 2 | Per Hot Water Circulation Pump | 70.18% | 303254.1444 | 293489.1444 | 9765 | 0.032201 | 15 | 1.2161 | 1.2161 | 0 | No equipment cost | 0 | 0 | 249 | https://www.smartrecirculationcontrol.com/ | 210 | Estimate at $105 per labor hour, assume 2 hours work, reference: http://www.serviskey.net/support/rate-estimator?s4=FL | 459 | pump | 15 | 6885
Nonequipment | Hot Water Circulation Pump Control | Recirculation Pump with Demand Control Mechanism | Uncontrolled Recirculation Pump | Commercial | Existing | Institutional | FL Zone 2 | Per Hot Water Circulation Pump | 34.31% | 601495.8236 | 585220.8236 | 16275 | 0.027058 | 15 | 0.77405 | 0.81316 | 0 | No equipment cost | 0 | 0 | 249 | https://www.smartrecirculationcontrol.com/ | 210 | Estimate at $105 per labor hour, assume 2 hours work, reference: http://www.serviskey.net/support/rate-estimator?s4=FL | 459 | pump | 25 | 11475
Nonequipment | Hot Water Circulation Pump Control | Recirculation Pump with Demand Control Mechanism | Uncontrolled Recirculation Pump | Commercial | Existing | Lodging/Hospitality | FL Zone 2 | Per Hot Water Circulation Pump | 70.18% | 72179.4988 | 70226.4988 | 1953 | 0.027058 | 15 | 0 | 0 | 0 | No equipment cost | 0 | 0 | 249 | https://www.smartrecirculationcontrol.com/ | 210 | Estimate at $105 per labor hour, assume 2 hours work, reference: http://www.serviskey.net/support/rate-estimator?s4=FL | 459 | pump | 3 | 1377
Nonequipment | Hot Water Circulation Pump Control | Recirculation Pump with Demand Control Mechanism | Uncontrolled Recirculation Pump | Commercial | Existing | Miscellaneous | FL Zone 2 | Per Hot Water Circulation Pump | 34.31% | 451121.8677 | 438101.8677 | 13020 | 0.028861 | 15 | 0.61924 | 0.65053 | 0 | No equipment cost | 0 | 0 | 249 | https://www.smartrecirculationcontrol.com/ | 210 | Estimate at $105 per labor hour, assume 2 hours work, reference: http://www.serviskey.net/support/rate-estimator?s4=FL | 459 | pump | 20 | 9180
Nonequipment | Hot Water Circulation Pump Control | Recirculation Pump with Demand Control Mechanism | Uncontrolled Recirculation Pump | Commercial | Existing | Offices | FL Zone 2 | Per Hot Water Circulation Pump | 70.18% | 62655.815 | 60702.815 | 1953 | 0.03117 | 15 | 0.092886 | 0.097579 | 0 | No equipment cost | 0 | 0 | 249 | https://www.smartrecirculationcontrol.com/ | 210 | Estimate at $105 per labor hour, assume 2 hours work, reference: http://www.serviskey.net/support/rate-estimator?s4=FL | 459 | pump | 3 | 1377
Nonequipment | Hot Water Circulation Pump Control | Recirculation Pump with Demand Control Mechanism | Uncontrolled Recirculation Pump | Commercial | Existing | Restaurants | FL Zone 2 | Per Hot Water Circulation Pump | 70.18% | 25062.326 | 23760.326 | 1302 | 0.05195 | 15 | 0 | 0 | 0 | No equipment cost | 0 | 0 | 249 | https://www.smartrecirculationcontrol.com/ | 210 | Estimate at $105 per labor hour, assume 2 hours work, reference: http://www.serviskey.net/support/rate-estimator?s4=FL | 459 | pump | 2 | 918
Nonequipment | Hot Water Circulation Pump Control | Recirculation Pump with Demand Control Mechanism | Uncontrolled Recirculation Pump | Commercial | Existing | Retail | FL Zone 2 | Per Hot Water Circulation Pump | 70.18% | 44661.0649 | 42708.0649 | 1953 | 0.043729 | 15 | 0 | 0 | 0 | No equipment cost | 0 | 0 | 249 | https://www.smartrecirculationcontrol.com/ | 210 | Estimate at $105 per labor hour, assume 2 hours work, reference: http://www.serviskey.net/support/rate-estimator?s4=FL | 459 | pump | 3 | 1377
Nonequipment | Hot Water Circulation Pump Control | Recirculation Pump with Demand Control Mechanism | Uncontrolled Recirculation Pump | Commercial | Existing | Schools K-12 | FL Zone 2 | Per Hot Water Circulation Pump | 70.18% | 3132.8594 | 2481.8594 | 651 | 0.2078 | 15 | 0.030962 | 0.032526 | 0 | No equipment cost | 0 | 0 | 249 | https://www.smartrecirculationcontrol.com/ | 210 | Estimate at $105 per labor hour, assume 2 hours work, reference: http://www.serviskey.net/support/rate-estimator?s4=FL | 459 | pump | 1 | 459
Nonequipment | Hot Water Circulation Pump Control | Recirculation Pump with Demand Control Mechanism | Uncontrolled Recirculation Pump | Commercial | Existing | Warehouse | FL Zone 2 | Per Hot Water Circulation Pump | 70.18% | 15037.3956 | 14386.3956 | 651 | 0.043292 | 15 | 0.030962 | 0.032526 | 0 | No equipment cost | 0 | 0 | 249 | https://www.smartrecirculationcontrol.com/ | 210 | Estimate at $105 per labor hour, assume 2 hours work, reference: http://www.serviskey.net/support/rate-estimator?s4=FL | 459 | pump | 1 | 459
Nonequipment | Hot Water Circulation Pump Control | Recirculation Pump with Demand Control Mechanism | Uncontrolled Recirculation Pump | Commercial | New | Assembly | FL Zone 2 | Per Hot Water Circulation Pump | 0% | 7192.4897 | 6541.4897 | 651 | 0.090511 | 15 | 0.030962 | 0.032526 | 0 | No equipment cost | 0 | 0 | 249 | https://www.smartrecirculationcontrol.com/ | 210 | Estimate at $105 per labor hour, assume 2 hours work, reference: http://www.serviskey.net/support/rate-estimator?s4=FL | 459 | pump | 1 | 459
Nonequipment | Hot Water Circulation Pump Control | Recirculation Pump with Demand Control Mechanism | Uncontrolled Recirculation Pump | Commercial | New | College and University | FL Zone 2 | Per Hot Water Circulation Pump | 0% | 165427.2641 | 158917.2641 | 6510 | 0.039353 | 15 | 0.8107 | 0.8107 | 0 | No equipment cost | 0 | 0 | 249 | https://www.smartrecirculationcontrol.com/ | 210 | Estimate at $105 per labor hour, assume 2 hours work, reference: http://www.serviskey.net/support/rate-estimator?s4=FL | 459 | pump | 10 | 4590
Nonequipment | Hot Water Circulation Pump Control | Recirculation Pump with Demand Control Mechanism | Uncontrolled Recirculation Pump | Commercial | New | Grocery | FL Zone 2 | Per Hot Water Circulation Pump | 0% | 14384.9795 | 13733.9795 | 651 | 0.045256 | 15 | 0 | 0 | 0 | No equipment cost | 0 | 0 | 249 | https://www.smartrecirculationcontrol.com/ | 210 | Estimate at $105 per labor hour, assume 2 hours work, reference: http://www.serviskey.net/support/rate-estimator?s4=FL | 459 | pump | 1 | 459
Nonequipment | Hot Water Circulation Pump Control | Recirculation Pump with Demand Control Mechanism | Uncontrolled Recirculation Pump | Commercial | New | Healthcare | FL Zone 2 | Per Hot Water Circulation Pump | 0% | 9589.9863 | 8938.9863 | 651 | 0.067883 | 15 | 0.030962 | 0.032526 | 0 | No equipment cost | 0 | 0 | 249 | https://www.smartrecirculationcontrol.com/ | 210 | Estimate at $105 per labor hour, assume 2 hours work, reference: http://www.serviskey.net/support/rate-estimator?s4=FL | 459 | pump | 1 | 459
Nonequipment | Hot Water Circulation Pump Control | Recirculation Pump with Demand Control Mechanism | Uncontrolled Recirculation Pump | Commercial | New | Hospitals | FL Zone 2 | Per Hot Water Circulation Pump | 0% | 290097.0863 | 280332.0863 | 9765 | 0.033661 | 15 | 1.2161 | 1.2161 | 0 | No equipment cost | 0 | 0 | 249 | https://www.smartrecirculationcontrol.com/ | 210 | Estimate at $105 per labor hour, assume 2 hours work, reference: http://www.serviskey.net/support/rate-estimator?s4=FL | 459 | pump | 15 | 6885
Nonequipment | Hot Water Circulation Pump Control | Recirculation Pump with Demand Control Mechanism | Uncontrolled Recirculation Pump | Commercial | New | Institutional | FL Zone 2 | Per Hot Water Circulation Pump | 34.31% | 575399.1794 | 559124.1794 | 16275 | 0.028285 | 15 | 0.77405 | 0.81316 | 0 | No equipment cost | 0 | 0 | 249 | https://www.smartrecirculationcontrol.com/ | 210 | Estimate at $105 per labor hour, assume 2 hours work, reference: http://www.serviskey.net/support/rate-estimator?s4=FL | 459 | pump | 25 | 11475
Nonequipment | Hot Water Circulation Pump Control | Recirculation Pump with Demand Control Mechanism | Uncontrolled Recirculation Pump | Commercial | New | Lodging/Hospitality | FL Zone 2 | Per Hot Water Circulation Pump | 0% | 69047.9015 | 67094.9015 | 1953 | 0.028285 | 15 | 0 | 0 | 0 | No equipment cost | 0 | 0 | 249 | https://www.smartrecirculationcontrol.com/ | 210 | Estimate at $105 per labor hour, assume 2 hours work, reference: http://www.serviskey.net/support/rate-estimator?s4=FL | 459 | pump | 3 | 1377
Nonequipment | Hot Water Circulation Pump Control | Recirculation Pump with Demand Control Mechanism | Uncontrolled Recirculation Pump | Commercial | New | Miscellaneous | FL Zone 2 | Per Hot Water Circulation Pump | 34.31% | 431549.3845 | 418529.3845 | 13020 | 0.03017 | 15 | 0.61924 | 0.65053 | 0 | No equipment cost | 0 | 0 | 249 | https://www.smartrecirculationcontrol.com/ | 210 | Estimate at $105 per labor hour, assume 2 hours work, reference: http://www.serviskey.net/support/rate-estimator?s4=FL | 459 | pump | 20 | 9180
Nonequipment | Hot Water Circulation Pump Control | Recirculation Pump with Demand Control Mechanism | Uncontrolled Recirculation Pump | Commercial | New | Offices | FL Zone 2 | Per Hot Water Circulation Pump | 0% | 59937.4145 | 57984.4145 | 1953 | 0.032584 | 15 | 0.092886 | 0.097579 | 0 | No equipment cost | 0 | 0 | 249 | https://www.smartrecirculationcontrol.com/ | 210 | Estimate at $105 per labor hour, assume 2 hours work, reference: http://www.serviskey.net/support/rate-estimator?s4=FL | 459 | pump | 3 | 1377
Nonequipment | Hot Water Circulation Pump Control | Recirculation Pump with Demand Control Mechanism | Uncontrolled Recirculation Pump | Commercial | New | Restaurants | FL Zone 2 | Per Hot Water Circulation Pump | 0% | 23974.9658 | 22672.9658 | 1302 | 0.054307 | 15 | 0 | 0 | 0 | No equipment cost | 0 | 0 | 249 | https://www.smartrecirculationcontrol.com/ | 210 | Estimate at $105 per labor hour, assume 2 hours work, reference: http://www.serviskey.net/support/rate-estimator?s4=FL | 459 | pump | 2 | 918
Nonequipment | Hot Water Circulation Pump Control | Recirculation Pump with Demand Control Mechanism | Uncontrolled Recirculation Pump | Commercial | New | Retail | FL Zone 2 | Per Hot Water Circulation Pump | 0% | 42723.3891 | 40770.3891 | 1953 | 0.045713 | 15 | 0 | 0 | 0 | No equipment cost | 0 | 0 | 249 | https://www.smartrecirculationcontrol.com/ | 210 | Estimate at $105 per labor hour, assume 2 hours work, reference: http://www.serviskey.net/support/rate-estimator?s4=FL | 459 | pump | 3 | 1377
Nonequipment | Hot Water Circulation Pump Control | Recirculation Pump with Demand Control Mechanism | Uncontrolled Recirculation Pump | Commercial | New | Schools K-12 | FL Zone 2 | Per Hot Water Circulation Pump | 0% | 2996.9364 | 2345.9364 | 651 | 0.21722 | 15 | 0.030962 | 0.032526 | 0 | No equipment cost | 0 | 0 | 249 | https://www.smartrecirculationcontrol.com/ | 210 | Estimate at $105 per labor hour, assume 2 hours work, reference: http://www.serviskey.net/support/rate-estimator?s4=FL | 459 | pump | 1 | 459
Nonequipment | Hot Water Circulation Pump Control | Recirculation Pump with Demand Control Mechanism | Uncontrolled Recirculation Pump | Commercial | New | Warehouse | FL Zone 2 | Per Hot Water Circulation Pump | 0% | 14384.9795 | 13733.9795 | 651 | 0.045256 | 15 | 0.030962 | 0.032526 | 0 | No equipment cost | 0 | 0 | 249 | https://www.smartrecirculationcontrol.com/ | 210 | Estimate at $105 per labor hour, assume 2 hours work, reference: http://www.serviskey.net/support/rate-estimator?s4=FL | 459 | pump | 1 | 459
Nonequipment | Hot Water Pipe Insulation | 1' of Insulated Pipe in Unconditioned Spaces, Insulation of R-4 | 1' of Pipe in Unconditioned Spaces with Code Minimum of 1"of Insulation | Commercial | Existing | Assembly | FL Zone 2 | Per 60 linear ft | 4.299% | 7518.6978 | 6163.1058 | 1355.592 | 0.1803 | 13 | 0.15144 | 0.1702 | 0 | No equipment cost | 0 | 0 | 3 | Pennsylvania Public Utility Commission 2013 Incremental Cost Database | 0 | No Labor Cost | 3 | linear ft | 60 | 180
Nonequipment | Hot Water Pipe Insulation | 1' of Insulated Pipe in Unconditioned Spaces, Insulation of R-4 | 1' of Pipe in Unconditioned Spaces with Code Minimum of 1"of Insulation | Commercial | Existing | College and University | FL Zone 2 | Per 60 linear ft | 4.299% | 172930.0493 | 159374.129 | 13555.9203 | 0.07839 | 13 | 1.5475 | 1.5475 | 0 | No equipment cost | 0 | 0 | 3 | Pennsylvania Public Utility Commission 2013 Incremental Cost Database | 0 | No Labor Cost | 3 | linear ft | 600 | 1800
Nonequipment | Hot Water Pipe Insulation | 1' of Insulated Pipe in Unconditioned Spaces, Insulation of R-4 | 1' of Pipe in Unconditioned Spaces with Code Minimum of 1"of Insulation | Commercial | Existing | Grocery | FL Zone 2 | Per 60 linear ft | 4.299% | 15037.3956 | 13681.8036 | 1355.592 | 0.090148 | 13 | 0.10667 | 0.18442 | 0 | No equipment cost | 0 | 0 | 3 | Pennsylvania Public Utility Commission 2013 Incremental Cost Database | 0 | No Labor Cost | 3 | linear ft | 60 | 180
Nonequipment | Hot Water Pipe Insulation | 1' of Insulated Pipe in Unconditioned Spaces, Insulation of R-4 | 1' of Pipe in Unconditioned Spaces with Code Minimum of 1"of Insulation | Commercial | Existing | Healthcare | FL Zone 2 | Per 60 linear ft | 4.299% | 10024.9304 | 8669.3384 | 1355.592 | 0.13522 | 13 | 0.15144 | 0.1702 | 0 | No equipment cost | 0 | 0 | 3 | Pennsylvania Public Utility Commission 2013 Incremental Cost Database | 0 | No Labor Cost | 3 | linear ft | 60 | 180
Nonequipment | Hot Water Pipe Insulation | 1' of Insulated Pipe in Unconditioned Spaces, Insulation of R-4 | 1' of Pipe in Unconditioned Spaces with Code Minimum of 1"of Insulation | Commercial | Existing | Hospitals | FL Zone 2 | Per 60 linear ft | 4.299% | 303254.1444 | 282920.264 | 20333.8804 | 0.067052 | 13 | 2.3212 | 2.3212 | 0 | No equipment cost | 0 | 0 | 3 | Pennsylvania Public Utility Commission 2013 Incremental Cost Database | 0 | No Labor Cost | 3 | linear ft | 900 | 2700
Nonequipment | Hot Water Pipe Insulation | 1' of Insulated Pipe in Unconditioned Spaces, Insulation of R-4 | 1' of Pipe in Unconditioned Spaces with Code Minimum of 1"of Insulation | Commercial | Existing | Institutional | FL Zone 2 | Per 60 linear ft | 22.62% | 601495.8236 | 567606.0229 | 33889.8007 | 0.056343 | 13 | 3.786 | 4.255 | 0 | No equipment cost | 0 | 0 | 3 | Pennsylvania Public Utility Commission 2013 Incremental Cost Database | 0 | No Labor Cost | 3 | linear ft | 1500 | 4500
Nonequipment | Hot Water Pipe Insulation | 1' of Insulated Pipe in Unconditioned Spaces, Insulation of R-4 | 1' of Pipe in Unconditioned Spaces with Code Minimum of 1"of Insulation | Commercial | Existing | Lodging/Hospitality | FL Zone 2 | Per 60 linear ft | 4.299% | 72179.4988 | 68112.7227 | 4066.7761 | 0.056343 | 13 | 0.32002 | 0.55325 | 0 | No equipment cost | 0 | 0 | 3 | Pennsylvania Public Utility Commission 2013 Incremental Cost Database | 0 | No Labor Cost | 3 | linear ft | 180 | 540
Nonequipment | Hot Water Pipe Insulation | 1' of Insulated Pipe in Unconditioned Spaces, Insulation of R-4 | 1' of Pipe in Unconditioned Spaces with Code Minimum of 1"of Insulation | Commercial | Existing | Miscellaneous | FL Zone 2 | Per 60 linear ft | 22.62% | 451121.8677 | 424010.0271 | 27111.8406 | 0.060099 | 13 | 3.0288 | 3.404 | 0 | No equipment cost | 0 | 0 | 3 | Pennsylvania Public Utility Commission 2013 Incremental Cost Database | 0 | No Labor Cost | 3 | linear ft | 1200 | 3600
Nonequipment | Hot Water Pipe Insulation | 1' of Insulated Pipe in Unconditioned Spaces, Insulation of R-4 | 1' of Pipe in Unconditioned Spaces with Code Minimum of 1"of Insulation | Commercial | Existing | Offices | FL Zone 2 | Per 60 linear ft | 4.299% | 62655.815 | 58589.0389 | 4066.7761 | 0.064907 | 13 | 0.45432 | 0.51059 | 0 | No equipment cost | 0 | 0 | 3 | Pennsylvania Public Utility Commission 2013 Incremental Cost Database | 0 | No Labor Cost | 3 | linear ft | 180 | 540
Nonequipment | Hot Water Pipe Insulation | 1' of Insulated Pipe in Unconditioned Spaces, Insulation of R-4 | 1' of Pipe in Unconditioned Spaces with Code Minimum of 1"of Insulation | Commercial | Existing | Restaurants | FL Zone 2 | Per 60 linear ft | 4.299% | 25062.326 | 22351.1419 | 2711.1841 | 0.10818 | 13 | 0.21335 | 0.36883 | 0 | No equipment cost | 0 | 0 | 3 | Pennsylvania Public Utility Commission 2013 Incremental Cost Database | 0 | No Labor Cost | 3 | linear ft | 120 | 360
Nonequipment | Hot Water Pipe Insulation | 1' of Insulated Pipe in Unconditioned Spaces, Insulation of R-4 | 1' of Pipe in Unconditioned Spaces with Code Minimum of 1"of Insulation | Commercial | Existing | Retail | FL Zone 2 | Per 60 linear ft | 4.299% | 44661.0649 | 40594.2888 | 4066.7761 | 0.091059 | 13 | 0.32002 | 0.55325 | 0 | No equipment cost | 0 | 0 | 3 | Pennsylvania Public Utility Commission 2013 Incremental Cost Database | 0 | No Labor Cost | 3 | linear ft | 180 | 540
Nonequipment | Hot Water Pipe Insulation | 1' of Insulated Pipe in Unconditioned Spaces, Insulation of R-4 | 1' of Pipe in Unconditioned Spaces with Code Minimum of 1"of Insulation | Commercial | Existing | Schools K-12 | FL Zone 2 | Per 60 linear ft | 4.299% | 3132.8594 | 1777.2674 | 1355.592 | 0.4327 | 13 | 0.15144 | 0.1702 | 0 | No equipment cost | 0 | 0 | 3 | Pennsylvania Public Utility Commission 2013 Incremental Cost Database | 0 | No Labor Cost | 3 | linear ft | 60 | 180
Nonequipment | Hot Water Pipe Insulation | 1' of Insulated Pipe in Unconditioned Spaces, Insulation of R-4 | 1' of Pipe in Unconditioned Spaces with Code Minimum of 1"of Insulation | Commercial | Existing | Warehouse | FL Zone 2 | Per 60 linear ft | 4.299% | 15037.3956 | 13681.8036 | 1355.592 | 0.090148 | 13 | 0.15144 | 0.1702 | 0 | No equipment cost | 0 | 0 | 3 | Pennsylvania Public Utility Commission 2013 Incremental Cost Database | 0 | No Labor Cost | 3 | linear ft | 60 | 180
Nonequipment | Hot Water Pipe Insulation | 1' of Insulated Pipe in Unconditioned Spaces, Insulation of R-4 | N/A - Retrofit Only | Commercial | New | Assembly | FL Zone 2 | Per 60 linear ft | 22.45% | 7192.4897 | 5836.8977 | 1355.592 | 0.18847 | 13 | 0.15144 | 0.1702 | 0 | No equipment cost | 0 | 0 | 3 | Pennsylvania Public Utility Commission 2013 Incremental Cost Database | 0 | No Labor Cost | 3 | linear ft | 60 | 180
Nonequipment | Hot Water Pipe Insulation | 1' of Insulated Pipe in Unconditioned Spaces, Insulation of R-4 | N/A - Retrofit Only | Commercial | New | College and University | FL Zone 2 | Per 60 linear ft | 22.45% | 165427.2641 | 151871.3438 | 13555.9203 | 0.081945 | 13 | 1.5475 | 1.5475 | 0 | No equipment cost | 0 | 0 | 3 | Pennsylvania Public Utility Commission 2013 Incremental Cost Database | 0 | No Labor Cost | 3 | linear ft | 600 | 1800
Nonequipment | Hot Water Pipe Insulation | 1' of Insulated Pipe in Unconditioned Spaces, Insulation of R-4 | N/A - Retrofit Only | Commercial | New | Grocery | FL Zone 2 | Per 60 linear ft | 22.45% | 14384.9795 | 13029.3875 | 1355.592 | 0.094237 | 13 | 0.10667 | 0.18442 | 0 | No equipment cost | 0 | 0 | 3 | Pennsylvania Public Utility Commission 2013 Incremental Cost Database | 0 | No Labor Cost | 3 | linear ft | 60 | 180
Nonequipment | Hot Water Pipe Insulation | 1' of Insulated Pipe in Unconditioned Spaces, Insulation of R-4 | N/A - Retrofit Only | Commercial | New | Healthcare | FL Zone 2 | Per 60 linear ft | 22.45% | 9589.9863 | 8234.3943 | 1355.592 | 0.14135 | 13 | 0.15144 | 0.1702 | 0 | No equipment cost | 0 | 0 | 3 | Pennsylvania Public Utility Commission 2013 Incremental Cost Database | 0 | No Labor Cost | 3 | linear ft | 60 | 180
Nonequipment | Hot Water Pipe Insulation | 1' of Insulated Pipe in Unconditioned Spaces, Insulation of R-4 | N/A - Retrofit Only | Commercial | New | Hospitals | FL Zone 2 | Per 60 linear ft | 22.45% | 290097.0863 | 269763.2058 | 20333.8804 | 0.070093 | 13 | 2.3212 | 2.3212 | 0 | No equipment cost | 0 | 0 | 3 | Pennsylvania Public Utility Commission 2013 Incremental Cost Database | 0 | No Labor Cost | 3 | linear ft | 900 | 2700
Nonequipment | Hot Water Pipe Insulation | 1' of Insulated Pipe in Unconditioned Spaces, Insulation of R-4 | N/A - Retrofit Only | Commercial | New | Institutional | FL Zone 2 | Per 60 linear ft | 22.62% | 575399.1794 | 541509.3787 | 33889.8007 | 0.058898 | 13 | 3.786 | 4.255 | 0 | No equipment cost | 0 | 0 | 3 | Pennsylvania Public Utility Commission 2013 Incremental Cost Database | 0 | No Labor Cost | 3 | linear ft | 1500 | 4500
Nonequipment | Hot Water Pipe Insulation | 1' of Insulated Pipe in Unconditioned Spaces, Insulation of R-4 | N/A - Retrofit Only | Commercial | New | Lodging/Hospitality | FL Zone 2 | Per 60 linear ft | 22.45% | 69047.9015 | 64981.1254 | 4066.7761 | 0.058898 | 13 | 0.32002 | 0.55325 | 0 | No equipment cost | 0 | 0 | 3 | Pennsylvania Public Utility Commission 2013 Incremental Cost Database | 0 | No Labor Cost | 3 | linear ft | 180 | 540
Nonequipment | Hot Water Pipe Insulation | 1' of Insulated Pipe in Unconditioned Spaces, Insulation of R-4 | N/A - Retrofit Only | Commercial | New | Miscellaneous | FL Zone 2 | Per 60 linear ft | 22.62% | 431549.3845 | 404437.544 | 27111.8406 | 0.062824 | 13 | 3.0288 | 3.404 | 0 | No equipment cost | 0 | 0 | 3 | Pennsylvania Public Utility Commission 2013 Incremental Cost Database | 0 | No Labor Cost | 3 | linear ft | 1200 | 3600
Nonequipment | Hot Water Pipe Insulation | 1' of Insulated Pipe in Unconditioned Spaces, Insulation of R-4 | N/A - Retrofit Only | Commercial | New | Offices | FL Zone 2 | Per 60 linear ft | 22.45% | 59937.4145 | 55870.6384 | 4066.7761 | 0.06785 | 13 | 0.45432 | 0.51059 | 0 | No equipment cost | 0 | 0 | 3 | Pennsylvania Public Utility Commission 2013 Incremental Cost Database | 0 | No Labor Cost | 3 | linear ft | 180 | 540
Nonequipment | Hot Water Pipe Insulation | 1' of Insulated Pipe in Unconditioned Spaces, Insulation of R-4 | N/A - Retrofit Only | Commercial | New | Restaurants | FL Zone 2 | Per 60 linear ft | 22.45% | 23974.9658 | 21263.7818 | 2711.1841 | 0.11308 | 13 | 0.21335 | 0.36883 | 0 | No equipment cost | 0 | 0 | 3 | Pennsylvania Public Utility Commission 2013 Incremental Cost Database | 0 | No Labor Cost | 3 | linear ft | 120 | 360
Nonequipment | Hot Water Pipe Insulation | 1' of Insulated Pipe in Unconditioned Spaces, Insulation of R-4 | N/A - Retrofit Only | Commercial | New | Retail | FL Zone 2 | Per 60 linear ft | 22.45% | 42723.3891 | 38656.613 | 4066.7761 | 0.095189 | 13 | 0.32002 | 0.55325 | 0 | No equipment cost | 0 | 0 | 3 | Pennsylvania Public Utility Commission 2013 Incremental Cost Database | 0 | No Labor Cost | 3 | linear ft | 180 | 540
Nonequipment | Hot Water Pipe Insulation | 1' of Insulated Pipe in Unconditioned Spaces, Insulation of R-4 | N/A - Retrofit Only | Commercial | New | Schools K-12 | FL Zone 2 | Per 60 linear ft | 22.45% | 2996.9364 | 1641.3444 | 1355.592 | 0.45233 | 13 | 0.15144 | 0.1702 | 0 | No equipment cost | 0 | 0 | 3 | Pennsylvania Public Utility Commission 2013 Incremental Cost Database | 0 | No Labor Cost | 3 | linear ft | 60 | 180
Nonequipment | Hot Water Pipe Insulation | 1' of Insulated Pipe in Unconditioned Spaces, Insulation of R-4 | N/A - Retrofit Only | Commercial | New | Warehouse | FL Zone 2 | Per 60 linear ft | 22.45% | 14384.9795 | 13029.3875 | 1355.592 | 0.094237 | 13 | 0.15144 | 0.1702 | 0 | No equipment cost | 0 | 0 | 3 | Pennsylvania Public Utility Commission 2013 Incremental Cost Database | 0 | No Labor Cost | 3 | linear ft | 60 | 180
Nonequipment | Low Flow Shower Head | Low-Flow Showerhead with Flow Rate of 1.75 gpm | Showerhead with Federal Standard Flow Rate of 2.5 gpm | Commercial | Existing | Assembly | FL Zone 2 | Per Unit | 0% | 7518.6978 | 7344.9298 | 173.768 | 0.023111 | 10 | 0.029366 | 0.019532 | 0 | reference source included incremental cost only | 0 | 0 | 7 | Illinois 2018 Statewide TRM, Section 4.3.3 | 5 | Illinois 2018 Statewide TRM, Section 4.3.3 | 12 | shower head | 1 | 12
Nonequipment | Low Flow Shower Head | Low-Flow Showerhead with Flow Rate of 1.75 gpm | Showerhead with Federal Standard Flow Rate of 2.5 gpm | Commercial | Existing | College and University | FL Zone 2 | Per Unit | 74.65% | 172930.0493 | 166153.0973 | 6776.952 | 0.039189 | 10 | 0.47547 | 2.4944 | 0 | reference source included incremental cost only | 0 | 0 | 7 | Illinois 2018 Statewide TRM, Section 4.3.3 | 5 | Illinois 2018 Statewide TRM, Section 4.3.3 | 12 | shower head | 39 | 468
Nonequipment | Low Flow Shower Head | Low-Flow Showerhead with Flow Rate of 1.75 gpm | Showerhead with Federal Standard Flow Rate of 2.5 gpm | Commercial | Existing | Grocery | FL Zone 2 | Per Unit | 0% | 15037.3956 | 14863.6276 | 173.768 | 0.011556 | 10 | 0.012191 | 0.063959 | 0 | reference source included incremental cost only | 0 | 0 | 7 | Illinois 2018 Statewide TRM, Section 4.3.3 | 5 | Illinois 2018 Statewide TRM, Section 4.3.3 | 12 | shower head | 1 | 12
Nonequipment | Low Flow Shower Head | Low-Flow Showerhead with Flow Rate of 1.75 gpm | Showerhead with Federal Standard Flow Rate of 2.5 gpm | Commercial | Existing | Healthcare | FL Zone 2 | Per Unit | 74.65% | 10024.9304 | 9851.1624 | 173.768 | 0.017334 | 10 | 0.01602 | 0.041877 | 0 | reference source included incremental cost only | 0 | 0 | 7 | Illinois 2018 Statewide TRM, Section 4.3.3 | 5 | Illinois 2018 Statewide TRM, Section 4.3.3 | 12 | shower head | 1 | 12
Nonequipment | Low Flow Shower Head | Low-Flow Showerhead with Flow Rate of 1.75 gpm | Showerhead with Federal Standard Flow Rate of 2.5 gpm | Commercial | Existing | Hospitals | FL Zone 2 | Per Unit | 74.65% | 303254.1444 | 298736.1764 | 4517.968 | 0.014898 | 10 | 0.41651 | 1.0888 | 0 | reference source included incremental cost only | 0 | 0 | 7 | Illinois 2018 Statewide TRM, Section 4.3.3 | 5 | Illinois 2018 Statewide TRM, Section 4.3.3 | 12 | shower head | 26 | 312
Nonequipment | Low Flow Shower Head | Low-Flow Showerhead with Flow Rate of 1.75 gpm | Showerhead with Federal Standard Flow Rate of 2.5 gpm | Commercial | Existing | Institutional | FL Zone 2 | Per Unit | 0% | 601495.8236 | 597672.9276 | 3822.896 | 0.0063556 | 10 | 0.64604 | 0.4297 | 0 | reference source included incremental cost only | 0 | 0 | 7 | Illinois 2018 Statewide TRM, Section 4.3.3 | 5 | Illinois 2018 Statewide TRM, Section 4.3.3 | 12 | shower head | 22 | 264
Nonequipment | Low Flow Shower Head | Low-Flow Showerhead with Flow Rate of 1.75 gpm | Showerhead with Federal Standard Flow Rate of 2.5 gpm | Commercial | Existing | Lodging/Hospitality | FL Zone 2 | Per Unit | 74.65% | 72179.4988 | 70268.0508 | 1911.448 | 0.026482 | 10 | 0.10115 | 0.86313 | 0 | reference source included incremental cost only | 0 | 0 | 7 | Illinois 2018 Statewide TRM, Section 4.3.3 | 5 | Illinois 2018 Statewide TRM, Section 4.3.3 | 12 | shower head | 11 | 132
Nonequipment | Low Flow Shower Head | Low-Flow Showerhead with Flow Rate of 1.75 gpm | Showerhead with Federal Standard Flow Rate of 2.5 gpm | Commercial | Existing | Miscellaneous | FL Zone 2 | Per Unit | 0% | 451121.8677 | 448167.8117 | 2954.056 | 0.0065482 | 10 | 0.49922 | 0.33204 | 0 | reference source included incremental cost only | 0 | 0 | 7 | Illinois 2018 Statewide TRM, Section 4.3.3 | 5 | Illinois 2018 Statewide TRM, Section 4.3.3 | 12 | shower head | 17 | 204
Nonequipment | Low Flow Shower Head | Low-Flow Showerhead with Flow Rate of 1.75 gpm | Showerhead with Federal Standard Flow Rate of 2.5 gpm | Commercial | Existing | Offices | FL Zone 2 | Per Unit | 0% | 62655.815 | 62308.279 | 347.536 | 0.0055467 | 10 | 0.058731 | 0.039063 | 0 | reference source included incremental cost only | 0 | 0 | 7 | Illinois 2018 Statewide TRM, Section 4.3.3 | 5 | Illinois 2018 Statewide TRM, Section 4.3.3 | 12 | shower head | 2 | 24
Nonequipment | Low Flow Shower Head | Low-Flow Showerhead with Flow Rate of 1.75 gpm | Showerhead with Federal Standard Flow Rate of 2.5 gpm | Commercial | Existing | Restaurants | FL Zone 2 | Per Unit | 0% | 25062.326 | 24888.558 | 173.768 | 0.0069334 | 10 | 0.012191 | 0.063959 | 0 | reference source included incremental cost only | 0 | 0 | 7 | Illinois 2018 Statewide TRM, Section 4.3.3 | 5 | Illinois 2018 Statewide TRM, Section 4.3.3 | 12 | shower head | 1 | 12
Nonequipment | Low Flow Shower Head | Low-Flow Showerhead with Flow Rate of 1.75 gpm | Showerhead with Federal Standard Flow Rate of 2.5 gpm | Commercial | Existing | Retail | FL Zone 2 | Per Unit | 0% | 44661.0649 | 44313.5289 | 347.536 | 0.0077816 | 10 | 0.024383 | 0.12792 | 0 | reference source included incremental cost only | 0 | 0 | 7 | Illinois 2018 Statewide TRM, Section 4.3.3 | 5 | Illinois 2018 Statewide TRM, Section 4.3.3 | 12 | shower head | 2 | 24
Nonequipment | Low Flow Shower Head | Low-Flow Showerhead with Flow Rate of 1.75 gpm | Showerhead with Federal Standard Flow Rate of 2.5 gpm | Commercial | Existing | Schools K-12 | FL Zone 2 | Per Unit | 0% | 3132.8594 | 2959.0914 | 173.768 | 0.055466 | 10 | 0.029366 | 0.019532 | 0 | reference source included incremental cost only | 0 | 0 | 7 | Illinois 2018 Statewide TRM, Section 4.3.3 | 5 | Illinois 2018 Statewide TRM, Section 4.3.3 | 12 | shower head | 1 | 12
Nonequipment | Low Flow Shower Head | Low-Flow Showerhead with Flow Rate of 1.75 gpm | Showerhead with Federal Standard Flow Rate of 2.5 gpm | Commercial | Existing | Warehouse | FL Zone 2 | Per Unit | 0% | 15037.3956 | 14863.6276 | 173.768 | 0.011556 | 10 | 0.029366 | 0.019532 | 0 | reference source included incremental cost only | 0 | 0 | 7 | Illinois 2018 Statewide TRM, Section 4.3.3 | 5 | Illinois 2018 Statewide TRM, Section 4.3.3 | 12 | shower head | 1 | 12
Nonequipment | Low Flow Shower Head | Low-Flow Showerhead with Flow Rate of 1.75 gpm | Showerhead with Market Average Flow Rate of 2.2 gpm | Commercial | New | Assembly | FL Zone 2 | Per Unit | 0% | 7192.4897 | 7018.7217 | 173.768 | 0.02416 | 10 | 0.029366 | 0.019532 | 0 | reference source included incremental cost only | 0 | 0 | 7 | Illinois 2018 Statewide TRM, Section 4.3.3 | 5 | Illinois 2018 Statewide TRM, Section 4.3.3 | 12 | shower head | 1 | 12
Nonequipment | Low Flow Shower Head | Low-Flow Showerhead with Flow Rate of 1.75 gpm | Showerhead with Market Average Flow Rate of 2.2 gpm | Commercial | New | College and University | FL Zone 2 | Per Unit | 74.65% | 165427.2641 | 158650.3121 | 6776.952 | 0.040966 | 10 | 0.47547 | 2.4944 | 0 | reference source included incremental cost only | 0 | 0 | 7 | Illinois 2018 Statewide TRM, Section 4.3.3 | 5 | Illinois 2018 Statewide TRM, Section 4.3.3 | 12 | shower head | 39 | 468
Nonequipment | Low Flow Shower Head | Low-Flow Showerhead with Flow Rate of 1.75 gpm | Showerhead with Market Average Flow Rate of 2.2 gpm | Commercial | New | Grocery | FL Zone 2 | Per Unit | 0% | 14384.9795 | 14211.2115 | 173.768 | 0.01208 | 10 | 0.012191 | 0.063959 | 0 | reference source included incremental cost only | 0 | 0 | 7 | Illinois 2018 Statewide TRM, Section 4.3.3 | 5 | Illinois 2018 Statewide TRM, Section 4.3.3 | 12 | shower head | 1 | 12
Nonequipment | Low Flow Shower Head | Low-Flow Showerhead with Flow Rate of 1.75 gpm | Showerhead with Market Average Flow Rate of 2.2 gpm | Commercial | New | Healthcare | FL Zone 2 | Per Unit | 74.65% | 9589.9863 | 9416.2183 | 173.768 | 0.01812 | 10 | 0.01602 | 0.041877 | 0 | reference source included incremental cost only | 0 | 0 | 7 | Illinois 2018 Statewide TRM, Section 4.3.3 | 5 | Illinois 2018 Statewide TRM, Section 4.3.3 | 12 | shower head | 1 | 12
Nonequipment | Low Flow Shower Head | Low-Flow Showerhead with Flow Rate of 1.75 gpm | Showerhead with Market Average Flow Rate of 2.2 gpm | Commercial | New | Hospitals | FL Zone 2 | Per Unit | 74.65% | 290097.0863 | 285579.1183 | 4517.968 | 0.015574 | 10 | 0.41651 | 1.0888 | 0 | reference source included incremental cost only | 0 | 0 | 7 | Illinois 2018 Statewide TRM, Section 4.3.3 | 5 | Illinois 2018 Statewide TRM, Section 4.3.3 | 12 | shower head | 26 | 312
Nonequipment | Low Flow Shower Head | Low-Flow Showerhead with Flow Rate of 1.75 gpm | Showerhead with Market Average Flow Rate of 2.2 gpm | Commercial | New | Institutional | FL Zone 2 | Per Unit | 0% | 575399.1794 | 571576.2834 | 3822.896 | 0.0066439 | 10 | 0.64604 | 0.4297 | 0 | reference source included incremental cost only | 0 | 0 | 7 | Illinois 2018 Statewide TRM, Section 4.3.3 | 5 | Illinois 2018 Statewide TRM, Section 4.3.3 | 12 | shower head | 22 | 264
Nonequipment | Low Flow Shower Head | Low-Flow Showerhead with Flow Rate of 1.75 gpm | Showerhead with Market Average Flow Rate of 2.2 gpm | Commercial | New | Lodging/Hospitality | FL Zone 2 | Per Unit | 74.65% | 69047.9015 | 67136.4535 | 1911.448 | 0.027683 | 10 | 0.10115 | 0.86313 | 0 | reference source included incremental cost only | 0 | 0 | 7 | Illinois 2018 Statewide TRM, Section 4.3.3 | 5 | Illinois 2018 Statewide TRM, Section 4.3.3 | 12 | shower head | 11 | 132
Nonequipment | Low Flow Shower Head | Low-Flow Showerhead with Flow Rate of 1.75 gpm | Showerhead with Market Average Flow Rate of 2.2 gpm | Commercial | New | Miscellaneous | FL Zone 2 | Per Unit | 0% | 431549.3845 | 428595.3285 | 2954.056 | 0.0068452 | 10 | 0.49922 | 0.33204 | 0 | reference source included incremental cost only | 0 | 0 | 7 | Illinois 2018 Statewide TRM, Section 4.3.3 | 5 | Illinois 2018 Statewide TRM, Section 4.3.3 | 12 | shower head | 17 | 204
Nonequipment | Low Flow Shower Head | Low-Flow Showerhead with Flow Rate of 1.75 gpm | Showerhead with Market Average Flow Rate of 2.2 gpm | Commercial | New | Offices | FL Zone 2 | Per Unit | 0% | 59937.4145 | 59589.8785 | 347.536 | 0.0057983 | 10 | 0.058731 | 0.039063 | 0 | reference source included incremental cost only | 0 | 0 | 7 | Illinois 2018 Statewide TRM, Section 4.3.3 | 5 | Illinois 2018 Statewide TRM, Section 4.3.3 | 12 | shower head | 2 | 24
Nonequipment | Low Flow Shower Head | Low-Flow Showerhead with Flow Rate of 1.75 gpm | Showerhead with Market Average Flow Rate of 2.2 gpm | Commercial | New | Restaurants | FL Zone 2 | Per Unit | 0% | 23974.9658 | 23801.1978 | 173.768 | 0.0072479 | 10 | 0.012191 | 0.063959 | 0 | reference source included incremental cost only | 0 | 0 | 7 | Illinois 2018 Statewide TRM, Section 4.3.3 | 5 | Illinois 2018 Statewide TRM, Section 4.3.3 | 12 | shower head | 1 | 12
Nonequipment | Low Flow Shower Head | Low-Flow Showerhead with Flow Rate of 1.75 gpm | Showerhead with Market Average Flow Rate of 2.2 gpm | Commercial | New | Retail | FL Zone 2 | Per Unit | 0% | 42723.3891 | 42375.8531 | 347.536 | 0.0081346 | 10 | 0.024383 | 0.12792 | 0 | reference source included incremental cost only | 0 | 0 | 7 | Illinois 2018 Statewide TRM, Section 4.3.3 | 5 | Illinois 2018 Statewide TRM, Section 4.3.3 | 12 | shower head | 2 | 24
Nonequipment | Low Flow Shower Head | Low-Flow Showerhead with Flow Rate of 1.75 gpm | Showerhead with Market Average Flow Rate of 2.2 gpm | Commercial | New | Schools K-12 | FL Zone 2 | Per Unit | 0% | 2996.9364 | 2823.1684 | 173.768 | 0.057982 | 10 | 0.029366 | 0.019532 | 0 | reference source included incremental cost only | 0 | 0 | 7 | Illinois 2018 Statewide TRM, Section 4.3.3 | 5 | Illinois 2018 Statewide TRM, Section 4.3.3 | 12 | shower head | 1 | 12
Nonequipment | Low Flow Shower Head | Low-Flow Showerhead with Flow Rate of 1.75 gpm | Showerhead with Market Average Flow Rate of 2.2 gpm | Commercial | New | Warehouse | FL Zone 2 | Per Unit | 0% | 14384.9795 | 14211.2115 | 173.768 | 0.01208 | 10 | 0.029366 | 0.019532 | 0 | reference source included incremental cost only | 0 | 0 | 7 | Illinois 2018 Statewide TRM, Section 4.3.3 | 5 | Illinois 2018 Statewide TRM, Section 4.3.3 | 12 | shower head | 1 | 12
Nonequipment | Low-Flow Pre-Rinse Sprayers | Low-Flow Pre-Rinse Sprayer with Flow Rate of 1.6 gpm | Pre-Rinse Sprayer 10% Less Efficient than Federal Standard | Commercial | Existing | Assembly | FL Zone 2 | Per End Use Consumption | 0% | 7518.6978 | 5256.7237 | 2261.9741 | 0.30085 | 5 | 0.20853 | 0.54512 | 0 | No equipment cost | 0 | 0 | 92.9 | Illinois 2018 Statewide TRM, Section 4.2.11 | 0 | 0 | 92.9 | sprayer | 2 | 185.8
Nonequipment | Low-Flow Pre-Rinse Sprayers | Low-Flow Pre-Rinse Sprayer with Flow Rate of 1.6 gpm | Pre-Rinse Sprayer 10% Less Efficient than Federal Standard | Commercial | Existing | College and University | FL Zone 2 | Per End Use Consumption | 27.37% | 172930.0493 | 170668.0752 | 2261.9741 | 0.01308 | 5 | 0.20853 | 0.54512 | 0 | No equipment cost | 0 | 0 | 92.9 | Illinois 2018 Statewide TRM, Section 4.2.11 | 0 | 0 | 92.9 | sprayer | 2 | 185.8
Nonequipment | Low-Flow Pre-Rinse Sprayers | Low-Flow Pre-Rinse Sprayer with Flow Rate of 1.6 gpm | Pre-Rinse Sprayer 10% Less Efficient than Federal Standard | Commercial | Existing | Grocery | FL Zone 2 | Per End Use Consumption | 27.37% | 15037.3956 | 12775.4215 | 2261.9741 | 0.15042 | 5 | 0.20853 | 0.54512 | 0 | No equipment cost | 0 | 0 | 92.9 | Illinois 2018 Statewide TRM, Section 4.2.11 | 0 | 0 | 92.9 | sprayer | 2 | 185.8
Nonequipment | Low-Flow Pre-Rinse Sprayers | Low-Flow Pre-Rinse Sprayer with Flow Rate of 1.6 gpm | Pre-Rinse Sprayer 10% Less Efficient than Federal Standard | Commercial | Existing | Healthcare | FL Zone 2 | Per End Use Consumption | 0% | 10024.9304 | 7762.9563 | 2261.9741 | 0.22563 | 5 | 0.20853 | 0.54512 | 0 | No equipment cost | 0 | 0 | 92.9 | Illinois 2018 Statewide TRM, Section 4.2.11 | 0 | 0 | 92.9 | sprayer | 2 | 185.8
Nonequipment | Low-Flow Pre-Rinse Sprayers | Low-Flow Pre-Rinse Sprayer with Flow Rate of 1.6 gpm | Pre-Rinse Sprayer 10% Less Efficient than Federal Standard | Commercial | Existing | Hospitals | FL Zone 2 | Per End Use Consumption | 24.64% | 303254.1444 | 300992.1703 | 2261.9741 | 0.007459 | 5 | 0.20853 | 0.54512 | 0 | No equipment cost | 0 | 0 | 92.9 | Illinois 2018 Statewide TRM, Section 4.2.11 | 0 | 0 | 92.9 | sprayer | 2 | 185.8
Nonequipment | Low-Flow Pre-Rinse Sprayers | Low-Flow Pre-Rinse Sprayer with Flow Rate of 1.6 gpm | Pre-Rinse Sprayer 10% Less Efficient than Federal Standard | Commercial | Existing | Institutional | FL Zone 2 | Per End Use Consumption | 0% | 601495.8236 | 599233.8495 | 2261.9741 | 0.0037606 | 5 | 0.20853 | 0.54512 | 0 | No equipment cost | 0 | 0 | 92.9 | Illinois 2018 Statewide TRM, Section 4.2.11 | 0 | 0 | 92.9 | sprayer | 2 | 185.8
Nonequipment | Low-Flow Pre-Rinse Sprayers | Low-Flow Pre-Rinse Sprayer with Flow Rate of 1.6 gpm | Pre-Rinse Sprayer 10% Less Efficient than Federal Standard | Commercial | Existing | Lodging/Hospitality | FL Zone 2 | Per End Use Consumption | 27.37% | 72179.4988 | 69917.5248 | 2261.9741 | 0.031338 | 5 | 0.12005 | 1.0244 | 0 | No equipment cost | 0 | 0 | 92.9 | Illinois 2018 Statewide TRM, Section 4.2.11 | 0 | 0 | 92.9 | sprayer | 2 | 185.8
Nonequipment | Low-Flow Pre-Rinse Sprayers | Low-Flow Pre-Rinse Sprayer with Flow Rate of 1.6 gpm | Pre-Rinse Sprayer 10% Less Efficient than Federal Standard | Commercial | Existing | Miscellaneous | FL Zone 2 | Per End Use Consumption | 0% | 451121.8677 | 448859.8936 | 2261.9741 | 0.0050141 | 5 | 0.20853 | 0.54512 | 0 | No equipment cost | 0 | 0 | 92.9 | Illinois 2018 Statewide TRM, Section 4.2.11 | 0 | 0 | 92.9 | sprayer | 2 | 185.8
Nonequipment | Low-Flow Pre-Rinse Sprayers | Low-Flow Pre-Rinse Sprayer with Flow Rate of 1.6 gpm | Pre-Rinse Sprayer 10% Less Efficient than Federal Standard | Commercial | Existing | Offices | FL Zone 2 | Per End Use Consumption | 0% | 62655.815 | 60393.8409 | 2261.9741 | 0.036102 | 5 | 0.20853 | 0.54512 | 0 | No equipment cost | 0 | 0 | 92.9 | Illinois 2018 Statewide TRM, Section 4.2.11 | 0 | 0 | 92.9 | sprayer | 2 | 185.8
Nonequipment | Low-Flow Pre-Rinse Sprayers | Low-Flow Pre-Rinse Sprayer with Flow Rate of 1.6 gpm | Pre-Rinse Sprayer 10% Less Efficient than Federal Standard | Commercial | Existing | Restaurants | FL Zone 2 | Per End Use Consumption | 24.64% | 25062.326 | 22800.3519 | 2261.9741 | 0.090254 | 5 | 0.35603 | 0.19768 | 0 | No equipment cost | 0 | 0 | 92.9 | Illinois 2018 Statewide TRM, Section 4.2.11 | 0 | 0 | 92.9 | sprayer | 2 | 185.8
Nonequipment | Low-Flow Pre-Rinse Sprayers | Low-Flow Pre-Rinse Sprayer with Flow Rate of 1.6 gpm | Pre-Rinse Sprayer 10% Less Efficient than Federal Standard | Commercial | Existing | Retail | FL Zone 2 | Per End Use Consumption | 0% | 44661.0649 | 42399.0908 | 2261.9741 | 0.050648 | 5 | 0.20853 | 0.54512 | 0 | No equipment cost | 0 | 0 | 92.9 | Illinois 2018 Statewide TRM, Section 4.2.11 | 0 | 0 | 92.9 | sprayer | 2 | 185.8
Nonequipment | Low-Flow Pre-Rinse Sprayers | Low-Flow Pre-Rinse Sprayer with Flow Rate of 1.6 gpm | Pre-Rinse Sprayer 10% Less Efficient than Federal Standard | Commercial | Existing | Schools K-12 | FL Zone 2 | Per End Use Consumption | 0% | 3132.8594 | 2001.8724 | 1130.987 | 0.36101 | 5 | 0.10427 | 0.27256 | 0 | No equipment cost | 0 | 0 | 92.9 | Illinois 2018 Statewide TRM, Section 4.2.11 | 0 | 0 | 92.9 | sprayer | 1 | 92.9
Nonequipment | Low-Flow Pre-Rinse Sprayers | Low-Flow Pre-Rinse Sprayer with Flow Rate of 1.6 gpm | Pre-Rinse Sprayer 10% Less Efficient than Federal Standard | Commercial | Existing | Warehouse | FL Zone 2 | Per End Use Consumption | 0% | 15037.3956 | 12775.4215 | 2261.9741 | 0.15042 | 5 | 0.20853 | 0.54512 | 0 | No equipment cost | 0 | 0 | 92.9 | Illinois 2018 Statewide TRM, Section 4.2.11 | 0 | 0 | 92.9 | sprayer | 2 | 185.8
Nonequipment | Low-Flow Pre-Rinse Sprayers | Low-Flow Pre-Rinse Sprayer with Flow Rate of 1.6 gpm | Pre-Rinse Sprayer with Federal Standard Flow Rate of 2.25 gpm | Commercial | New | Assembly | FL Zone 2 | Per End Use Consumption | 0% | 7169.7287 | 4907.7546 | 2261.9741 | 0.31549 | 5 | 0.20853 | 0.54512 | 0 | No equipment cost | 0 | 0 | 92.9 | Illinois 2018 Statewide TRM, Section 4.2.11 | 0 | 0 | 92.9 | sprayer | 2 | 185.8
Nonequipment | Low-Flow Pre-Rinse Sprayers | Low-Flow Pre-Rinse Sprayer with Flow Rate of 1.6 gpm | Pre-Rinse Sprayer with Federal Standard Flow Rate of 2.25 gpm | Commercial | New | College and University | FL Zone 2 | Per End Use Consumption | 27.37% | 164903.7601 | 162641.786 | 2261.9741 | 0.013717 | 5 | 0.20853 | 0.54512 | 0 | No equipment cost | 0 | 0 | 92.9 | Illinois 2018 Statewide TRM, Section 4.2.11 | 0 | 0 | 92.9 | sprayer | 2 | 185.8
Nonequipment | Low-Flow Pre-Rinse Sprayers | Low-Flow Pre-Rinse Sprayer with Flow Rate of 1.6 gpm | Pre-Rinse Sprayer with Federal Standard Flow Rate of 2.25 gpm | Commercial | New | Grocery | FL Zone 2 | Per End Use Consumption | 27.37% | 14339.4574 | 12077.4833 | 2261.9741 | 0.15774 | 5 | 0.20853 | 0.54512 | 0 | No equipment cost | 0 | 0 | 92.9 | Illinois 2018 Statewide TRM, Section 4.2.11 | 0 | 0 | 92.9 | sprayer | 2 | 185.8
Nonequipment | Low-Flow Pre-Rinse Sprayers | Low-Flow Pre-Rinse Sprayer with Flow Rate of 1.6 gpm | Pre-Rinse Sprayer with Federal Standard Flow Rate of 2.25 gpm | Commercial | New | Healthcare | FL Zone 2 | Per End Use Consumption | 0% | 9559.6383 | 7297.6642 | 2261.9741 | 0.23662 | 5 | 0.20853 | 0.54512 | 0 | No equipment cost | 0 | 0 | 92.9 | Illinois 2018 Statewide TRM, Section 4.2.11 | 0 | 0 | 92.9 | sprayer | 2 | 185.8
Nonequipment | Low-Flow Pre-Rinse Sprayers | Low-Flow Pre-Rinse Sprayer with Flow Rate of 1.6 gpm | Pre-Rinse Sprayer with Federal Standard Flow Rate of 2.25 gpm | Commercial | New | Hospitals | FL Zone 2 | Per End Use Consumption | 24.64% | 289179.0575 | 286917.0834 | 2261.9741 | 0.0078221 | 5 | 0.20853 | 0.54512 | 0 | No equipment cost | 0 | 0 | 92.9 | Illinois 2018 Statewide TRM, Section 4.2.11 | 0 | 0 | 92.9 | sprayer | 2 | 185.8
Nonequipment | Low-Flow Pre-Rinse Sprayers | Low-Flow Pre-Rinse Sprayer with Flow Rate of 1.6 gpm | Pre-Rinse Sprayer with Federal Standard Flow Rate of 2.25 gpm | Commercial | New | Institutional | FL Zone 2 | Per End Use Consumption | 0% | 573578.2959 | 571316.3218 | 2261.9741 | 0.0039436 | 5 | 0.20853 | 0.54512 | 0 | No equipment cost | 0 | 0 | 92.9 | Illinois 2018 Statewide TRM, Section 4.2.11 | 0 | 0 | 92.9 | sprayer | 2 | 185.8
Nonequipment | Low-Flow Pre-Rinse Sprayers | Low-Flow Pre-Rinse Sprayer with Flow Rate of 1.6 gpm | Pre-Rinse Sprayer with Federal Standard Flow Rate of 2.25 gpm | Commercial | New | Lodging/Hospitality | FL Zone 2 | Per End Use Consumption | 27.37% | 68829.3955 | 66567.4214 | 2261.9741 | 0.032863 | 5 | 0.12005 | 1.0244 | 0 | No equipment cost | 0 | 0 | 92.9 | Illinois 2018 Statewide TRM, Section 4.2.11 | 0 | 0 | 92.9 | sprayer | 2 | 185.8
Nonequipment | Low-Flow Pre-Rinse Sprayers | Low-Flow Pre-Rinse Sprayer with Flow Rate of 1.6 gpm | Pre-Rinse Sprayer with Federal Standard Flow Rate of 2.25 gpm | Commercial | New | Miscellaneous | FL Zone 2 | Per End Use Consumption | 0% | 430183.7219 | 427921.7479 | 2261.9741 | 0.0052582 | 5 | 0.20853 | 0.54512 | 0 | No equipment cost | 0 | 0 | 92.9 | Illinois 2018 Statewide TRM, Section 4.2.11 | 0 | 0 | 92.9 | sprayer | 2 | 185.8
Nonequipment | Low-Flow Pre-Rinse Sprayers | Low-Flow Pre-Rinse Sprayer with Flow Rate of 1.6 gpm | Pre-Rinse Sprayer with Federal Standard Flow Rate of 2.25 gpm | Commercial | New | Offices | FL Zone 2 | Per End Use Consumption | 0% | 59747.7392 | 57485.7651 | 2261.9741 | 0.037859 | 5 | 0.20853 | 0.54512 | 0 | No equipment cost | 0 | 0 | 92.9 | Illinois 2018 Statewide TRM, Section 4.2.11 | 0 | 0 | 92.9 | sprayer | 2 | 185.8
Nonequipment | Low-Flow Pre-Rinse Sprayers | Low-Flow Pre-Rinse Sprayer with Flow Rate of 1.6 gpm | Pre-Rinse Sprayer with Federal Standard Flow Rate of 2.25 gpm | Commercial | New | Restaurants | FL Zone 2 | Per End Use Consumption | 24.64% | 23899.0957 | 21637.1216 | 2261.9741 | 0.094647 | 5 | 0.35603 | 0.19768 | 0 | No equipment cost | 0 | 0 | 92.9 | Illinois 2018 Statewide TRM, Section 4.2.11 | 0 | 0 | 92.9 | sprayer | 2 | 185.8
Nonequipment | Low-Flow Pre-Rinse Sprayers | Low-Flow Pre-Rinse Sprayer with Flow Rate of 1.6 gpm | Pre-Rinse Sprayer with Federal Standard Flow Rate of 2.25 gpm | Commercial | New | Retail | FL Zone 2 | Per End Use Consumption | 0% | 42588.1885 | 40326.2144 | 2261.9741 | 0.053113 | 5 | 0.20853 | 0.54512 | 0 | No equipment cost | 0 | 0 | 92.9 | Illinois 2018 Statewide TRM, Section 4.2.11 | 0 | 0 | 92.9 | sprayer | 2 | 185.8
Nonequipment | Low-Flow Pre-Rinse Sprayers | Low-Flow Pre-Rinse Sprayer with Flow Rate of 1.6 gpm | Pre-Rinse Sprayer with Federal Standard Flow Rate of 2.25 gpm | Commercial | New | Schools K-12 | FL Zone 2 | Per End Use Consumption | 0% | 2987.4524 | 1856.4654 | 1130.987 | 0.37858 | 5 | 0.10427 | 0.27256 | 0 | No equipment cost | 0 | 0 | 92.9 | Illinois 2018 Statewide TRM, Section 4.2.11 | 0 | 0 | 92.9 | sprayer | 1 | 92.9
Nonequipment | Low-Flow Pre-Rinse Sprayers | Low-Flow Pre-Rinse Sprayer with Flow Rate of 1.6 gpm | Pre-Rinse Sprayer with Federal Standard Flow Rate of 2.25 gpm | Commercial | New | Warehouse | FL Zone 2 | Per End Use Consumption | 0% | 14339.4574 | 12077.4833 | 2261.9741 | 0.15774 | 5 | 0.20853 | 0.54512 | 0 | No equipment cost | 0 | 0 | 92.9 | Illinois 2018 Statewide TRM, Section 4.2.11 | 0 | 0 | 92.9 | sprayer | 2 | 185.8
Nonequipment | Tank Wrap on Water Heater | 50 Gallon Electric Resistance Water Heater with Insulated Tank Wrap (R-11) | Market Average 50 Gallon Electric Resistance Water Heater (EF = 0.9), No Tank Wrap | Commercial | Existing | Assembly | FL Zone 2 | Per End Use Consumption | 55.99% | 7518.6978 | 7254.7519 | 263.9459 | 0.035105 | 7 | 0.026439 | 0.026975 | 0 | No equipment cost | 0 | 0 | 27.92 | Market Research, 2016 | 140 | rate at $70/per labor hour, assume 2 hours work, reference: https://www.homewyse.com/costs/cost_of_water_heater_blanket.html | 167.92 | blanket | 1 | 167.92
Nonequipment | Tank Wrap on Water Heater | 50 Gallon Electric Resistance Water Heater with Insulated Tank Wrap (R-11) | Market Average 50 Gallon Electric Resistance Water Heater (EF = 0.9), No Tank Wrap | Commercial | Existing | College and University | FL Zone 2 | Per End Use Consumption | 0% | 172930.0493 | 170290.5899 | 2639.4593 | 0.015263 | 7 | 0.26439 | 0.26975 | 0 | No equipment cost | 0 | 0 | 27.92 | Market Research, 2016 | 140 | rate at $70/per labor hour, assume 2 hours work, reference: https://www.homewyse.com/costs/cost_of_water_heater_blanket.html | 167.92 | blanket | 10 | 1679.2
Nonequipment | Tank Wrap on Water Heater | 50 Gallon Electric Resistance Water Heater with Insulated Tank Wrap (R-11) | Market Average 50 Gallon Electric Resistance Water Heater (EF = 0.9), No Tank Wrap | Commercial | Existing | Grocery | FL Zone 2 | Per End Use Consumption | 55.99% | 15037.3956 | 14773.4497 | 263.9459 | 0.017553 | 7 | 0.026439 | 0.026975 | 0 | No equipment cost | 0 | 0 | 27.92 | Market Research, 2016 | 140 | rate at $70/per labor hour, assume 2 hours work, reference: https://www.homewyse.com/costs/cost_of_water_heater_blanket.html | 167.92 | blanket | 1 | 167.92
Nonequipment | Tank Wrap on Water Heater | 50 Gallon Electric Resistance Water Heater with Insulated Tank Wrap (R-11) | Market Average 50 Gallon Electric Resistance Water Heater (EF = 0.9), No Tank Wrap | Commercial | Existing | Healthcare | FL Zone 2 | Per End Use Consumption | 55.99% | 10024.9304 | 9760.9845 | 263.9459 | 0.026329 | 7 | 0.026439 | 0.026975 | 0 | No equipment cost | 0 | 0 | 27.92 | Market Research, 2016 | 140 | rate at $70/per labor hour, assume 2 hours work, reference: https://www.homewyse.com/costs/cost_of_water_heater_blanket.html | 167.92 | blanket | 1 | 167.92
Nonequipment | Tank Wrap on Water Heater | 50 Gallon Electric Resistance Water Heater with Insulated Tank Wrap (R-11) | Market Average 50 Gallon Electric Resistance Water Heater (EF = 0.9), No Tank Wrap | Commercial | Existing | Hospitals | FL Zone 2 | Per End Use Consumption | 55.99% | 303254.1444 | 299294.9554 | 3959.189 | 0.013056 | 7 | 0.39659 | 0.40463 | 0 | No equipment cost | 0 | 0 | 27.92 | Market Research, 2016 | 140 | rate at $70/per labor hour, assume 2 hours work, reference: https://www.homewyse.com/costs/cost_of_water_heater_blanket.html | 167.92 | blanket | 15 | 2518.8
Nonequipment | Tank Wrap on Water Heater | 50 Gallon Electric Resistance Water Heater with Insulated Tank Wrap (R-11) | Market Average 50 Gallon Electric Resistance Water Heater (EF = 0.9), No Tank Wrap | Commercial | Existing | Institutional | FL Zone 2 | Per End Use Consumption | 55.99% | 601495.8236 | 594897.1752 | 6598.6483 | 0.01097 | 7 | 0.66098 | 0.67439 | 0 | No equipment cost | 0 | 0 | 27.92 | Market Research, 2016 | 140 | rate at $70/per labor hour, assume 2 hours work, reference: https://www.homewyse.com/costs/cost_of_water_heater_blanket.html | 167.92 | blanket | 25 | 4198
Nonequipment | Tank Wrap on Water Heater | 50 Gallon Electric Resistance Water Heater with Insulated Tank Wrap (R-11) | Market Average 50 Gallon Electric Resistance Water Heater (EF = 0.9), No Tank Wrap | Commercial | Existing | Lodging/Hospitality | FL Zone 2 | Per End Use Consumption | 55.99% | 72179.4988 | 71387.661 | 791.8378 | 0.01097 | 7 | 0.079318 | 0.080926 | 0 | No equipment cost | 0 | 0 | 27.92 | Market Research, 2016 | 140 | rate at $70/per labor hour, assume 2 hours work, reference: https://www.homewyse.com/costs/cost_of_water_heater_blanket.html | 167.92 | blanket | 3 | 503.76
Nonequipment | Tank Wrap on Water Heater | 50 Gallon Electric Resistance Water Heater with Insulated Tank Wrap (R-11) | Market Average 50 Gallon Electric Resistance Water Heater (EF = 0.9), No Tank Wrap | Commercial | Existing | Miscellaneous | FL Zone 2 | Per End Use Consumption | 55.99% | 451121.8677 | 445842.949 | 5278.9187 | 0.011702 | 7 | 0.52878 | 0.53951 | 0 | No equipment cost | 0 | 0 | 27.92 | Market Research, 2016 | 140 | rate at $70/per labor hour, assume 2 hours work, reference: https://www.homewyse.com/costs/cost_of_water_heater_blanket.html | 167.92 | blanket | 20 | 3358.4
Nonequipment | Tank Wrap on Water Heater | 50 Gallon Electric Resistance Water Heater with Insulated Tank Wrap (R-11) | Market Average 50 Gallon Electric Resistance Water Heater (EF = 0.9), No Tank Wrap | Commercial | Existing | Offices | FL Zone 2 | Per End Use Consumption | 55.99% | 62655.815 | 61863.9772 | 791.8378 | 0.012638 | 7 | 0.079318 | 0.080926 | 0 | No equipment cost | 0 | 0 | 27.92 | Market Research, 2016 | 140 | rate at $70/per labor hour, assume 2 hours work, reference: https://www.homewyse.com/costs/cost_of_water_heater_blanket.html | 167.92 | blanket | 3 | 503.76
Nonequipment | Tank Wrap on Water Heater | 50 Gallon Electric Resistance Water Heater with Insulated Tank Wrap (R-11) | Market Average 50 Gallon Electric Resistance Water Heater (EF = 0.9), No Tank Wrap | Commercial | Existing | Restaurants | FL Zone 2 | Per End Use Consumption | 55.99% | 25062.326 | 24534.4341 | 527.8919 | 0.021063 | 7 | 0.052878 | 0.053951 | 0 | No equipment cost | 0 | 0 | 27.92 | Market Research, 2016 | 140 | rate at $70/per labor hour, assume 2 hours work, reference: https://www.homewyse.com/costs/cost_of_water_heater_blanket.html | 167.92 | blanket | 2 | 335.84
Nonequipment | Tank Wrap on Water Heater | 50 Gallon Electric Resistance Water Heater with Insulated Tank Wrap (R-11) | Market Average 50 Gallon Electric Resistance Water Heater (EF = 0.9), No Tank Wrap | Commercial | Existing | Retail | FL Zone 2 | Per End Use Consumption | 55.99% | 44661.0649 | 43869.2271 | 791.8378 | 0.01773 | 7 | 0.079318 | 0.080926 | 0 | No equipment cost | 0 | 0 | 27.92 | Market Research, 2016 | 140 | rate at $70/per labor hour, assume 2 hours work, reference: https://www.homewyse.com/costs/cost_of_water_heater_blanket.html | 167.92 | blanket | 3 | 503.76
Nonequipment | Tank Wrap on Water Heater | 50 Gallon Electric Resistance Water Heater with Insulated Tank Wrap (R-11) | Market Average 50 Gallon Electric Resistance Water Heater (EF = 0.9), No Tank Wrap | Commercial | Existing | Schools K-12 | FL Zone 2 | Per End Use Consumption | 0% | 3132.8594 | 2868.9135 | 263.9459 | 0.084251 | 7 | 0.026439 | 0.026975 | 0 | No equipment cost | 0 | 0 | 27.92 | Market Research, 2016 | 140 | rate at $70/per labor hour, assume 2 hours work, reference: https://www.homewyse.com/costs/cost_of_water_heater_blanket.html | 167.92 | blanket | 1 | 167.92
Nonequipment | Tank Wrap on Water Heater | 50 Gallon Electric Resistance Water Heater with Insulated Tank Wrap (R-11) | Market Average 50 Gallon Electric Resistance Water Heater (EF = 0.9), No Tank Wrap | Commercial | Existing | Warehouse | FL Zone 2 | Per End Use Consumption | 55.99% | 15037.3956 | 14773.4497 | 263.9459 | 0.017553 | 7 | 0.026439 | 0.026975 | 0 | No equipment cost | 0 | 0 | 27.92 | Market Research, 2016 | 140 | rate at $70/per labor hour, assume 2 hours work, reference: https://www.homewyse.com/costs/cost_of_water_heater_blanket.html | 167.92 | blanket | 1 | 167.92
Nonequipment | Tank Wrap on Water Heater | 50 Gallon Electric Resistance Water Heater with Insulated Tank Wrap (R-11) | Code-Compliant 50 Gallon Electric Resistance Water Heater (EF = 0.95), No Tank Wrap | Commercial | New | Assembly | FL Zone 2 | Per End Use Consumption | 55.99% | 7192.4897 | 6939.9954 | 252.4943 | 0.035105 | 7 | 0.025292 | 0.025805 | 0 | No equipment cost | 0 | 0 | 27.92 | Market Research, 2016 | 140 | rate at $70/per labor hour, assume 2 hours work, reference: https://www.homewyse.com/costs/cost_of_water_heater_blanket.html | 167.92 | blanket | 1 | 167.92
Nonequipment | Tank Wrap on Water Heater | 50 Gallon Electric Resistance Water Heater with Insulated Tank Wrap (R-11) | Code-Compliant 50 Gallon Electric Resistance Water Heater (EF = 0.95), No Tank Wrap | Commercial | New | College and University | FL Zone 2 | Per End Use Consumption | 0% | 165427.2641 | 162902.321 | 2524.9431 | 0.015263 | 7 | 0.25292 | 0.25805 | 0 | No equipment cost | 0 | 0 | 27.92 | Market Research, 2016 | 140 | rate at $70/per labor hour, assume 2 hours work, reference: https://www.homewyse.com/costs/cost_of_water_heater_blanket.html | 167.92 | blanket | 10 | 1679.2
Nonequipment | Tank Wrap on Water Heater | 50 Gallon Electric Resistance Water Heater with Insulated Tank Wrap (R-11) | Code-Compliant 50 Gallon Electric Resistance Water Heater (EF = 0.95), No Tank Wrap | Commercial | New | Grocery | FL Zone 2 | Per End Use Consumption | 55.99% | 14384.9795 | 14132.4852 | 252.4943 | 0.017553 | 7 | 0.025292 | 0.025805 | 0 | No equipment cost | 0 | 0 | 27.92 | Market Research, 2016 | 140 | rate at $70/per labor hour, assume 2 hours work, reference: https://www.homewyse.com/costs/cost_of_water_heater_blanket.html | 167.92 | blanket | 1 | 167.92
Nonequipment | Tank Wrap on Water Heater | 50 Gallon Electric Resistance Water Heater with Insulated Tank Wrap (R-11) | Code-Compliant 50 Gallon Electric Resistance Water Heater (EF = 0.95), No Tank Wrap | Commercial | New | Healthcare | FL Zone 2 | Per End Use Consumption | 55.99% | 9589.9863 | 9337.492 | 252.4943 | 0.026329 | 7 | 0.025292 | 0.025805 | 0 | No equipment cost | 0 | 0 | 27.92 | Market Research, 2016 | 140 | rate at $70/per labor hour, assume 2 hours work, reference: https://www.homewyse.com/costs/cost_of_water_heater_blanket.html | 167.92 | blanket | 1 | 167.92
Nonequipment | Tank Wrap on Water Heater | 50 Gallon Electric Resistance Water Heater with Insulated Tank Wrap (R-11) | Code-Compliant 50 Gallon Electric Resistance Water Heater (EF = 0.95), No Tank Wrap | Commercial | New | Hospitals | FL Zone 2 | Per End Use Consumption | 55.99% | 290097.0863 | 286309.6716 | 3787.4147 | 0.013056 | 7 | 0.37938 | 0.38708 | 0 | No equipment cost | 0 | 0 | 27.92 | Market Research, 2016 | 140 | rate at $70/per labor hour, assume 2 hours work, reference: https://www.homewyse.com/costs/cost_of_water_heater_blanket.html | 167.92 | blanket | 15 | 2518.8
Nonequipment | Tank Wrap on Water Heater | 50 Gallon Electric Resistance Water Heater with Insulated Tank Wrap (R-11) | Code-Compliant 50 Gallon Electric Resistance Water Heater (EF = 0.95), No Tank Wrap | Commercial | New | Institutional | FL Zone 2 | Per End Use Consumption | 55.99% | 575399.1794 | 569086.8216 | 6312.3578 | 0.01097 | 7 | 0.6323 | 0.64513 | 0 | No equipment cost | 0 | 0 | 27.92 | Market Research, 2016 | 140 | rate at $70/per labor hour, assume 2 hours work, reference: https://www.homewyse.com/costs/cost_of_water_heater_blanket.html | 167.92 | blanket | 25 | 4198
Nonequipment | Tank Wrap on Water Heater | 50 Gallon Electric Resistance Water Heater with Insulated Tank Wrap (R-11) | Code-Compliant 50 Gallon Electric Resistance Water Heater (EF = 0.95), No Tank Wrap | Commercial | New | Lodging/Hospitality | FL Zone 2 | Per End Use Consumption | 55.99% | 69047.9015 | 68290.4186 | 757.4829 | 0.01097 | 7 | 0.075876 | 0.077415 | 0 | No equipment cost | 0 | 0 | 27.92 | Market Research, 2016 | 140 | rate at $70/per labor hour, assume 2 hours work, reference: https://www.homewyse.com/costs/cost_of_water_heater_blanket.html | 167.92 | blanket | 3 | 503.76
Nonequipment | Tank Wrap on Water Heater | 50 Gallon Electric Resistance Water Heater with Insulated Tank Wrap (R-11) | Code-Compliant 50 Gallon Electric Resistance Water Heater (EF = 0.95), No Tank Wrap | Commercial | New | Miscellaneous | FL Zone 2 | Per End Use Consumption | 55.99% | 431549.3845 | 426499.4983 | 5049.8862 | 0.011702 | 7 | 0.50584 | 0.5161 | 0 | No equipment cost | 0 | 0 | 27.92 | Market Research, 2016 | 140 | rate at $70/per labor hour, assume 2 hours work, reference: https://www.homewyse.com/costs/cost_of_water_heater_blanket.html | 167.92 | blanket | 20 | 3358.4
Nonequipment | Tank Wrap on Water Heater | 50 Gallon Electric Resistance Water Heater with Insulated Tank Wrap (R-11) | Code-Compliant 50 Gallon Electric Resistance Water Heater (EF = 0.95), No Tank Wrap | Commercial | New | Offices | FL Zone 2 | Per End Use Consumption | 55.99% | 59937.4145 | 59179.9316 | 757.4829 | 0.012638 | 7 | 0.075876 | 0.077415 | 0 | No equipment cost | 0 | 0 | 27.92 | Market Research, 2016 | 140 | rate at $70/per labor hour, assume 2 hours work, reference: https://www.homewyse.com/costs/cost_of_water_heater_blanket.html | 167.92 | blanket | 3 | 503.76
Nonequipment | Tank Wrap on Water Heater | 50 Gallon Electric Resistance Water Heater with Insulated Tank Wrap (R-11) | Code-Compliant 50 Gallon Electric Resistance Water Heater (EF = 0.95), No Tank Wrap | Commercial | New | Restaurants | FL Zone 2 | Per End Use Consumption | 55.99% | 23974.9658 | 23469.9772 | 504.9886 | 0.021063 | 7 | 0.050584 | 0.05161 | 0 | No equipment cost | 0 | 0 | 27.92 | Market Research, 2016 | 140 | rate at $70/per labor hour, assume 2 hours work, reference: https://www.homewyse.com/costs/cost_of_water_heater_blanket.html | 167.92 | blanket | 2 | 335.84
Nonequipment | Tank Wrap on Water Heater | 50 Gallon Electric Resistance Water Heater with Insulated Tank Wrap (R-11) | Code-Compliant 50 Gallon Electric Resistance Water Heater (EF = 0.95), No Tank Wrap | Commercial | New | Retail | FL Zone 2 | Per End Use Consumption | 55.99% | 42723.3891 | 41965.9061 | 757.4829 | 0.01773 | 7 | 0.075876 | 0.077415 | 0 | No equipment cost | 0 | 0 | 27.92 | Market Research, 2016 | 140 | rate at $70/per labor hour, assume 2 hours work, reference: https://www.homewyse.com/costs/cost_of_water_heater_blanket.html | 167.92 | blanket | 3 | 503.76
Nonequipment | Tank Wrap on Water Heater | 50 Gallon Electric Resistance Water Heater with Insulated Tank Wrap (R-11) | Code-Compliant 50 Gallon Electric Resistance Water Heater (EF = 0.95), No Tank Wrap | Commercial | New | Schools K-12 | FL Zone 2 | Per End Use Consumption | 0% | 2996.9364 | 2744.4421 | 252.4943 | 0.084251 | 7 | 0.025292 | 0.025805 | 0 | No equipment cost | 0 | 0 | 27.92 | Market Research, 2016 | 140 | rate at $70/per labor hour, assume 2 hours work, reference: https://www.homewyse.com/costs/cost_of_water_heater_blanket.html | 167.92 | blanket | 1 | 167.92
Nonequipment | Tank Wrap on Water Heater | 50 Gallon Electric Resistance Water Heater with Insulated Tank Wrap (R-11) | Code-Compliant 50 Gallon Electric Resistance Water Heater (EF = 0.95), No Tank Wrap | Commercial | New | Warehouse | FL Zone 2 | Per End Use Consumption | 55.99% | 14384.9795 | 14132.4852 | 252.4943 | 0.017553 | 7 | 0.025292 | 0.025805 | 0 | No equipment cost | 0 | 0 | 27.92 | Market Research, 2016 | 140 | rate at $70/per labor hour, assume 2 hours work, reference: https://www.homewyse.com/costs/cost_of_water_heater_blanket.html | 167.92 | blanket | 1 | 167.92
Nonequipment | Thermostatic Shower Restriction Valve | Hot Water Loop with 50 Gallon Electric Resistance Heater and Pressure Balance Shower Valves | Standard Hot Water Loop with 50 Gallon Electric Resistance Heater and Standard Shower Valves | Commercial | Existing | Assembly | FL Zone 2 | Per Valve | 0% | 7518.6978 | 6661.0473 | 857.6505 | 0.11407 | 10 | 0.14494 | 0.096401 | 0 | No equipment cost | 0 | No Labor Cost | 29.95 | http://thinkevolve.com/shop/showerstart-tsv/ | 0 | No Labor Cost | 29.95 | unit | 1 | 29.95
Nonequipment | Thermostatic Shower Restriction Valve | Hot Water Loop with 50 Gallon Electric Resistance Heater and Pressure Balance Shower Valves | Standard Hot Water Loop with 50 Gallon Electric Resistance Heater and Standard Shower Valves | Commercial | Existing | College and University | FL Zone 2 | Per Valve | 74.65% | 172930.0493 | 139481.6813 | 33448.368 | 0.19342 | 10 | 2.3467 | 12.3114 | 0 | No equipment cost | 0 | No Labor Cost | 29.95 | http://thinkevolve.com/shop/showerstart-tsv/ | 0 | No Labor Cost | 29.95 | unit | 39 | 1168.05
Nonequipment | Thermostatic Shower Restriction Valve | Hot Water Loop with 50 Gallon Electric Resistance Heater and Pressure Balance Shower Valves | Standard Hot Water Loop with 50 Gallon Electric Resistance Heater and Standard Shower Valves | Commercial | Existing | Grocery | FL Zone 2 | Per Valve | 0% | 15037.3956 | 14179.7451 | 857.6505 | 0.057035 | 10 | 0.060172 | 0.31568 | 0 | No equipment cost | 0 | No Labor Cost | 29.95 | http://thinkevolve.com/shop/showerstart-tsv/ | 0 | No Labor Cost | 29.95 | unit | 1 | 29.95
Nonequipment | Thermostatic Shower Restriction Valve | Hot Water Loop with 50 Gallon Electric Resistance Heater and Pressure Balance Shower Valves | Standard Hot Water Loop with 50 Gallon Electric Resistance Heater and Standard Shower Valves | Commercial | Existing | Healthcare | FL Zone 2 | Per Valve | 74.65% | 10024.9304 | 9167.2799 | 857.6505 | 0.085552 | 10 | 0.079067 | 0.20669 | 0 | No equipment cost | 0 | No Labor Cost | 29.95 | http://thinkevolve.com/shop/showerstart-tsv/ | 0 | No Labor Cost | 29.95 | unit | 1 | 29.95
Nonequipment | Thermostatic Shower Restriction Valve | Hot Water Loop with 50 Gallon Electric Resistance Heater and Pressure Balance Shower Valves | Standard Hot Water Loop with 50 Gallon Electric Resistance Heater and Standard Shower Valves | Commercial | Existing | Hospitals | FL Zone 2 | Per Valve | 74.65% | 303254.1444 | 280955.2324 | 22298.912 | 0.073532 | 10 | 2.0558 | 5.3739 | 0 | No equipment cost | 0 | No Labor Cost | 29.95 | http://thinkevolve.com/shop/showerstart-tsv/ | 0 | No Labor Cost | 29.95 | unit | 26 | 778.7
Nonequipment | Thermostatic Shower Restriction Valve | Hot Water Loop with 50 Gallon Electric Resistance Heater and Pressure Balance Shower Valves | Standard Hot Water Loop with 50 Gallon Electric Resistance Heater and Standard Shower Valves | Commercial | Existing | Institutional | FL Zone 2 | Per Valve | 0% | 601495.8236 | 582627.5134 | 18868.3101 | 0.031369 | 10 | 3.1886 | 2.1208 | 0 | No equipment cost | 0 | No Labor Cost | 29.95 | http://thinkevolve.com/shop/showerstart-tsv/ | 0 | No Labor Cost | 29.95 | unit | 22 | 658.9
Nonequipment | Thermostatic Shower Restriction Valve | Hot Water Loop with 50 Gallon Electric Resistance Heater and Pressure Balance Shower Valves | Standard Hot Water Loop with 50 Gallon Electric Resistance Heater and Standard Shower Valves | Commercial | Existing | Lodging/Hospitality | FL Zone 2 | Per Valve | 74.65% | 72179.4988 | 62745.3438 | 9434.1551 | 0.1307 | 10 | 0.49923 | 4.2601 | 0 | No equipment cost | 0 | No Labor Cost | 29.95 | http://thinkevolve.com/shop/showerstart-tsv/ | 0 | No Labor Cost | 29.95 | unit | 11 | 329.45
Nonequipment | Thermostatic Shower Restriction Valve | Hot Water Loop with 50 Gallon Electric Resistance Heater and Pressure Balance Shower Valves | Standard Hot Water Loop with 50 Gallon Electric Resistance Heater and Standard Shower Valves | Commercial | Existing | Miscellaneous | FL Zone 2 | Per Valve | 0% | 451121.8677 | 436541.8098 | 14580.0578 | 0.03232 | 10 | 2.4639 | 1.6388 | 0 | No equipment cost | 0 | No Labor Cost | 29.95 | http://thinkevolve.com/shop/showerstart-tsv/ | 0 | No Labor Cost | 29.95 | unit | 17 | 509.15
Nonequipment | Thermostatic Shower Restriction Valve | Hot Water Loop with 50 Gallon Electric Resistance Heater and Pressure Balance Shower Valves | Standard Hot Water Loop with 50 Gallon Electric Resistance Heater and Standard Shower Valves | Commercial | Existing | Offices | FL Zone 2 | Per Valve | 0% | 62655.815 | 60940.514 | 1715.3009 | 0.027377 | 10 | 0.28987 | 0.1928 | 0 | No equipment cost | 0 | No Labor Cost | 29.95 | http://thinkevolve.com/shop/showerstart-tsv/ | 0 | No Labor Cost | 29.95 | unit | 2 | 59.9
Nonequipment | Thermostatic Shower Restriction Valve | Hot Water Loop with 50 Gallon Electric Resistance Heater and Pressure Balance Shower Valves | Standard Hot Water Loop with 50 Gallon Electric Resistance Heater and Standard Shower Valves | Commercial | Existing | Restaurants | FL Zone 2 | Per Valve | 0% | 25062.326 | 24204.6755 | 857.6505 | 0.034221 | 10 | 0.060172 | 0.31568 | 0 | No equipment cost | 0 | No Labor Cost | 29.95 | http://thinkevolve.com/shop/showerstart-tsv/ | 0 | No Labor Cost | 29.95 | unit | 1 | 29.95
Nonequipment | Thermostatic Shower Restriction Valve | Hot Water Loop with 50 Gallon Electric Resistance Heater and Pressure Balance Shower Valves | Standard Hot Water Loop with 50 Gallon Electric Resistance Heater and Standard Shower Valves | Commercial | Existing | Retail | FL Zone 2 | Per Valve | 0% | 44661.0649 | 42945.764 | 1715.3009 | 0.038407 | 10 | 0.12034 | 0.63135 | 0 | No equipment cost | 0 | No Labor Cost | 29.95 | http://thinkevolve.com/shop/showerstart-tsv/ | 0 | No Labor Cost | 29.95 | unit | 2 | 59.9
Nonequipment | Thermostatic Shower Restriction Valve | Hot Water Loop with 50 Gallon Electric Resistance Heater and Pressure Balance Shower Valves | Standard Hot Water Loop with 50 Gallon Electric Resistance Heater and Standard Shower Valves | Commercial | Existing | Schools K-12 | FL Zone 2 | Per Valve | 0% | 3132.8594 | 2275.209 | 857.6505 | 0.27376 | 10 | 0.14494 | 0.096401 | 0 | No equipment cost | 0 | No Labor Cost | 29.95 | http://thinkevolve.com/shop/showerstart-tsv/ | 0 | No Labor Cost | 29.95 | unit | 1 | 29.95
Nonequipment | Thermostatic Shower Restriction Valve | Hot Water Loop with 50 Gallon Electric Resistance Heater and Pressure Balance Shower Valves | Standard Hot Water Loop with 50 Gallon Electric Resistance Heater and Standard Shower Valves | Commercial | Existing | Warehouse | FL Zone 2 | Per Valve | 0% | 15037.3956 | 14179.7451 | 857.6505 | 0.057035 | 10 | 0.14494 | 0.096401 | 0 | No equipment cost | 0 | No Labor Cost | 29.95 | http://thinkevolve.com/shop/showerstart-tsv/ | 0 | No Labor Cost | 29.95 | unit | 1 | 29.95
Nonequipment | Thermostatic Shower Restriction Valve | Hot Water Loop with 50 Gallon Electric Resistance Heater and Pressure Balance Shower Valves | Standard Hot Water Loop with 50 Gallon Electric Resistance Heater and Standard Shower Valves | Commercial | New | Assembly | FL Zone 2 | Per Valve | 0% | 7192.4897 | 6334.8393 | 857.6505 | 0.11924 | 10 | 0.14494 | 0.096401 | 0 | No equipment cost | 0 | No Labor Cost | 29.95 | http://thinkevolve.com/shop/showerstart-tsv/ | 0 | No Labor Cost | 29.95 | unit | 1 | 29.95
Nonequipment | Thermostatic Shower Restriction Valve | Hot Water Loop with 50 Gallon Electric Resistance Heater and Pressure Balance Shower Valves | Standard Hot Water Loop with 50 Gallon Electric Resistance Heater and Standard Shower Valves | Commercial | New | College and University | FL Zone 2 | Per Valve | 0% | 165427.2641 | 131978.8961 | 33448.368 | 0.20219 | 10 | 2.3467 | 12.3114 | 0 | No equipment cost | 0 | No Labor Cost | 29.95 | http://thinkevolve.com/shop/showerstart-tsv/ | 0 | No Labor Cost | 29.95 | unit | 39 | 1168.05
Nonequipment | Thermostatic Shower Restriction Valve | Hot Water Loop with 50 Gallon Electric Resistance Heater and Pressure Balance Shower Valves | Standard Hot Water Loop with 50 Gallon Electric Resistance Heater and Standard Shower Valves | Commercial | New | Grocery | FL Zone 2 | Per Valve | 0% | 14384.9795 | 13527.329 | 857.6505 | 0.059621 | 10 | 0.060172 | 0.31568 | 0 | No equipment cost | 0 | No Labor Cost | 29.95 | http://thinkevolve.com/shop/showerstart-tsv/ | 0 | No Labor Cost | 29.95 | unit | 1 | 29.95
Nonequipment | Thermostatic Shower Restriction Valve | Hot Water Loop with 50 Gallon Electric Resistance Heater and Pressure Balance Shower Valves | Standard Hot Water Loop with 50 Gallon Electric Resistance Heater and Standard Shower Valves | Commercial | New | Healthcare | FL Zone 2 | Per Valve | 0% | 9589.9863 | 8732.3359 | 857.6505 | 0.089432 | 10 | 0.079067 | 0.20669 | 0 | No equipment cost | 0 | No Labor Cost | 29.95 | http://thinkevolve.com/shop/showerstart-tsv/ | 0 | No Labor Cost | 29.95 | unit | 1 | 29.95
Nonequipment | Thermostatic Shower Restriction Valve | Hot Water Loop with 50 Gallon Electric Resistance Heater and Pressure Balance Shower Valves | Standard Hot Water Loop with 50 Gallon Electric Resistance Heater and Standard Shower Valves | Commercial | New | Hospitals | FL Zone 2 | Per Valve | 0% | 290097.0863 | 267798.1743 | 22298.912 | 0.076867 | 10 | 2.0558 | 5.3739 | 0 | No equipment cost | 0 | No Labor Cost | 29.95 | http://thinkevolve.com/shop/showerstart-tsv/ | 0 | No Labor Cost | 29.95 | unit | 26 | 778.7
Nonequipment | Thermostatic Shower Restriction Valve | Hot Water Loop with 50 Gallon Electric Resistance Heater and Pressure Balance Shower Valves | Standard Hot Water Loop with 50 Gallon Electric Resistance Heater and Standard Shower Valves | Commercial | New | Institutional | FL Zone 2 | Per Valve | 0% | 575399.1794 | 556530.8692 | 18868.3101 | 0.032792 | 10 | 3.1886 | 2.1208 | 0 | No equipment cost | 0 | No Labor Cost | 29.95 | http://thinkevolve.com/shop/showerstart-tsv/ | 0 | No Labor Cost | 29.95 | unit | 22 | 658.9
Nonequipment | Thermostatic Shower Restriction Valve | Hot Water Loop with 50 Gallon Electric Resistance Heater and Pressure Balance Shower Valves | Standard Hot Water Loop with 50 Gallon Electric Resistance Heater and Standard Shower Valves | Commercial | New | Lodging/Hospitality | FL Zone 2 | Per Valve | 0% | 69047.9015 | 59613.7465 | 9434.1551 | 0.13663 | 10 | 0.49923 | 4.2601 | 0 | No equipment cost | 0 | No Labor Cost | 29.95 | http://thinkevolve.com/shop/showerstart-tsv/ | 0 | No Labor Cost | 29.95 | unit | 11 | 329.45
Nonequipment | Thermostatic Shower Restriction Valve | Hot Water Loop with 50 Gallon Electric Resistance Heater and Pressure Balance Shower Valves | Standard Hot Water Loop with 50 Gallon Electric Resistance Heater and Standard Shower Valves | Commercial | New | Miscellaneous | FL Zone 2 | Per Valve | 0% | 431549.3845 | 416969.3267 | 14580.0578 | 0.033785 | 10 | 2.4639 | 1.6388 | 0 | No equipment cost | 0 | No Labor Cost | 29.95 | http://thinkevolve.com/shop/showerstart-tsv/ | 0 | No Labor Cost | 29.95 | unit | 17 | 509.15
Nonequipment | Thermostatic Shower Restriction Valve | Hot Water Loop with 50 Gallon Electric Resistance Heater and Pressure Balance Shower Valves | Standard Hot Water Loop with 50 Gallon Electric Resistance Heater and Standard Shower Valves | Commercial | New | Offices | FL Zone 2 | Per Valve | 0% | 59937.4145 | 58222.1136 | 1715.3009 | 0.028618 | 10 | 0.28987 | 0.1928 | 0 | No equipment cost | 0 | No Labor Cost | 29.95 | http://thinkevolve.com/shop/showerstart-tsv/ | 0 | No Labor Cost | 29.95 | unit | 2 | 59.9
Nonequipment | Thermostatic Shower Restriction Valve | Hot Water Loop with 50 Gallon Electric Resistance Heater and Pressure Balance Shower Valves | Standard Hot Water Loop with 50 Gallon Electric Resistance Heater and Standard Shower Valves | Commercial | New | Restaurants | FL Zone 2 | Per Valve | 0% | 23974.9658 | 23117.3153 | 857.6505 | 0.035773 | 10 | 0.060172 | 0.31568 | 0 | No equipment cost | 0 | No Labor Cost | 29.95 | http://thinkevolve.com/shop/showerstart-tsv/ | 0 | No Labor Cost | 29.95 | unit | 1 | 29.95
Nonequipment | Thermostatic Shower Restriction Valve | Hot Water Loop with 50 Gallon Electric Resistance Heater and Pressure Balance Shower Valves | Standard Hot Water Loop with 50 Gallon Electric Resistance Heater and Standard Shower Valves | Commercial | New | Retail | FL Zone 2 | Per Valve | 0% | 42723.3891 | 41008.0881 | 1715.3009 | 0.040149 | 10 | 0.12034 | 0.63135 | 0 | No equipment cost | 0 | No Labor Cost | 29.95 | http://thinkevolve.com/shop/showerstart-tsv/ | 0 | No Labor Cost | 29.95 | unit | 2 | 59.9
Nonequipment | Thermostatic Shower Restriction Valve | Hot Water Loop with 50 Gallon Electric Resistance Heater and Pressure Balance Shower Valves | Standard Hot Water Loop with 50 Gallon Electric Resistance Heater and Standard Shower Valves | Commercial | New | Schools K-12 | FL Zone 2 | Per Valve | 0% | 2996.9364 | 2139.286 | 857.6505 | 0.28618 | 10 | 0.14494 | 0.096401 | 0 | No equipment cost | 0 | No Labor Cost | 29.95 | http://thinkevolve.com/shop/showerstart-tsv/ | 0 | No Labor Cost | 29.95 | unit | 1 | 29.95
Nonequipment | Thermostatic Shower Restriction Valve | Hot Water Loop with 50 Gallon Electric Resistance Heater and Pressure Balance Shower Valves | Standard Hot Water Loop with 50 Gallon Electric Resistance Heater and Standard Shower Valves | Commercial | New | Warehouse | FL Zone 2 | Per Valve | 0% | 14384.9795 | 13527.329 | 857.6505 | 0.059621 | 10 | 0.14494 | 0.096401 | 0 | No equipment cost | 0 | No Labor Cost | 29.95 | http://thinkevolve.com/shop/showerstart-tsv/ | 0 | No Labor Cost | 29.95 | unit | 1 | 29.95
Nonequipment | Bi-Level Lighting Control (Exterior) | Bi-Level Controls on Exterior Lighting, 500 Watts Controlled | 500 Watts of Lighting, Manually Controlled | Commercial | Existing | Assembly | FL Zone 2 | Per 500W Controlled | 8.579% | 4380 | 3022.2 | 1357.8 | 0.31 | 9 | 0 | 0 | 0 | no equipment cost | 0 | 0 | 300 | Michigan 2018 Statewide Master Measure Database, Exterior Lighting BiLevel Control w Override, and wattage assumed in measure workbook | 99 | Michigan 2018 Statewide Master Measure Database, Exterior Lighting BiLevel Control w Override, and wattage assumed in measure workbook | 399 | 500-watts controlled |  | 399
Nonequipment | Bi-Level Lighting Control (Exterior) | Bi-Level Controls on Exterior Lighting, 500 Watts Controlled | 500 Watts of Lighting, Manually Controlled | Commercial | Existing | College and University | FL Zone 2 | Per 500W Controlled | 13.75% | 4380 | 3022.2 | 1357.8 | 0.31 | 9 | 0 | 0 | 0 | no equipment cost | 0 | 0 | 300 | Michigan 2018 Statewide Master Measure Database, Exterior Lighting BiLevel Control w Override, and wattage assumed in measure workbook | 99 | Michigan 2018 Statewide Master Measure Database, Exterior Lighting BiLevel Control w Override, and wattage assumed in measure workbook | 399 | 500-watts controlled |  | 399
Nonequipment | Bi-Level Lighting Control (Exterior) | Bi-Level Controls on Exterior Lighting, 500 Watts Controlled | 500 Watts of Lighting, Manually Controlled | Commercial | Existing | Grocery | FL Zone 2 | Per 500W Controlled | 8.579% | 4380 | 3022.2 | 1357.8 | 0.31 | 9 | 0 | 0 | 0 | no equipment cost | 0 | 0 | 300 | Michigan 2018 Statewide Master Measure Database, Exterior Lighting BiLevel Control w Override, and wattage assumed in measure workbook | 99 | Michigan 2018 Statewide Master Measure Database, Exterior Lighting BiLevel Control w Override, and wattage assumed in measure workbook | 399 | 500-watts controlled |  | 399
Nonequipment | Bi-Level Lighting Control (Exterior) | Bi-Level Controls on Exterior Lighting, 500 Watts Controlled | 500 Watts of Lighting, Manually Controlled | Commercial | Existing | Healthcare | FL Zone 2 | Per 500W Controlled | 13.75% | 4380 | 3022.2 | 1357.8 | 0.31 | 9 | 0 | 0 | 0 | no equipment cost | 0 | 0 | 300 | Michigan 2018 Statewide Master Measure Database, Exterior Lighting BiLevel Control w Override, and wattage assumed in measure workbook | 99 | Michigan 2018 Statewide Master Measure Database, Exterior Lighting BiLevel Control w Override, and wattage assumed in measure workbook | 399 | 500-watts controlled |  | 399
Nonequipment | Bi-Level Lighting Control (Exterior) | Bi-Level Controls on Exterior Lighting, 500 Watts Controlled | 500 Watts of Lighting, Manually Controlled | Commercial | Existing | Hospitals | FL Zone 2 | Per 500W Controlled | 13.75% | 4380 | 3022.2 | 1357.8 | 0.31 | 9 | 0 | 0 | 0 | no equipment cost | 0 | 0 | 300 | Michigan 2018 Statewide Master Measure Database, Exterior Lighting BiLevel Control w Override, and wattage assumed in measure workbook | 99 | Michigan 2018 Statewide Master Measure Database, Exterior Lighting BiLevel Control w Override, and wattage assumed in measure workbook | 399 | 500-watts controlled |  | 399
Nonequipment | Bi-Level Lighting Control (Exterior) | Bi-Level Controls on Exterior Lighting, 500 Watts Controlled | 500 Watts of Lighting, Manually Controlled | Commercial | Existing | Institutional | FL Zone 2 | Per 500W Controlled | 8.579% | 4380 | 3022.2 | 1357.8 | 0.31 | 9 | 0 | 0 | 0 | no equipment cost | 0 | 0 | 300 | Michigan 2018 Statewide Master Measure Database, Exterior Lighting BiLevel Control w Override, and wattage assumed in measure workbook | 99 | Michigan 2018 Statewide Master Measure Database, Exterior Lighting BiLevel Control w Override, and wattage assumed in measure workbook | 399 | 500-watts controlled |  | 399
Nonequipment | Bi-Level Lighting Control (Exterior) | Bi-Level Controls on Exterior Lighting, 500 Watts Controlled | 500 Watts of Lighting, Manually Controlled | Commercial | Existing | Lodging/Hospitality | FL Zone 2 | Per 500W Controlled | 13.75% | 4380 | 3022.2 | 1357.8 | 0.31 | 9 | 0 | 0 | 0 | no equipment cost | 0 | 0 | 300 | Michigan 2018 Statewide Master Measure Database, Exterior Lighting BiLevel Control w Override, and wattage assumed in measure workbook | 99 | Michigan 2018 Statewide Master Measure Database, Exterior Lighting BiLevel Control w Override, and wattage assumed in measure workbook | 399 | 500-watts controlled |  | 399
Nonequipment | Bi-Level Lighting Control (Exterior) | Bi-Level Controls on Exterior Lighting, 500 Watts Controlled | 500 Watts of Lighting, Manually Controlled | Commercial | Existing | Miscellaneous | FL Zone 2 | Per 500W Controlled | 8.579% | 4380 | 3022.2 | 1357.8 | 0.31 | 9 | 0 | 0 | 0 | no equipment cost | 0 | 0 | 300 | Michigan 2018 Statewide Master Measure Database, Exterior Lighting BiLevel Control w Override, and wattage assumed in measure workbook | 99 | Michigan 2018 Statewide Master Measure Database, Exterior Lighting BiLevel Control w Override, and wattage assumed in measure workbook | 399 | 500-watts controlled |  | 399
Nonequipment | Bi-Level Lighting Control (Exterior) | Bi-Level Controls on Exterior Lighting, 500 Watts Controlled | 500 Watts of Lighting, Manually Controlled | Commercial | Existing | Offices | FL Zone 2 | Per 500W Controlled | 13.75% | 4380 | 3022.2 | 1357.8 | 0.31 | 9 | 0 | 0 | 0 | no equipment cost | 0 | 0 | 300 | Michigan 2018 Statewide Master Measure Database, Exterior Lighting BiLevel Control w Override, and wattage assumed in measure workbook | 99 | Michigan 2018 Statewide Master Measure Database, Exterior Lighting BiLevel Control w Override, and wattage assumed in measure workbook | 399 | 500-watts controlled |  | 399
Nonequipment | Bi-Level Lighting Control (Exterior) | Bi-Level Controls on Exterior Lighting, 500 Watts Controlled | 500 Watts of Lighting, Manually Controlled | Commercial | Existing | Restaurants | FL Zone 2 | Per 500W Controlled | 3.438% | 4380 | 3022.2 | 1357.8 | 0.31 | 9 | 0 | 0 | 0 | no equipment cost | 0 | 0 | 300 | Michigan 2018 Statewide Master Measure Database, Exterior Lighting BiLevel Control w Override, and wattage assumed in measure workbook | 99 | Michigan 2018 Statewide Master Measure Database, Exterior Lighting BiLevel Control w Override, and wattage assumed in measure workbook | 399 | 500-watts controlled |  | 399
Nonequipment | Bi-Level Lighting Control (Exterior) | Bi-Level Controls on Exterior Lighting, 500 Watts Controlled | 500 Watts of Lighting, Manually Controlled | Commercial | Existing | Retail | FL Zone 2 | Per 500W Controlled | 13.75% | 4380 | 3022.2 | 1357.8 | 0.31 | 9 | 0 | 0 | 0 | no equipment cost | 0 | 0 | 300 | Michigan 2018 Statewide Master Measure Database, Exterior Lighting BiLevel Control w Override, and wattage assumed in measure workbook | 99 | Michigan 2018 Statewide Master Measure Database, Exterior Lighting BiLevel Control w Override, and wattage assumed in measure workbook | 399 | 500-watts controlled |  | 399
Nonequipment | Bi-Level Lighting Control (Exterior) | Bi-Level Controls on Exterior Lighting, 500 Watts Controlled | 500 Watts of Lighting, Manually Controlled | Commercial | Existing | Schools K-12 | FL Zone 2 | Per 500W Controlled | 8.579% | 4380 | 3022.2 | 1357.8 | 0.31 | 9 | 0 | 0 | 0 | no equipment cost | 0 | 0 | 300 | Michigan 2018 Statewide Master Measure Database, Exterior Lighting BiLevel Control w Override, and wattage assumed in measure workbook | 99 | Michigan 2018 Statewide Master Measure Database, Exterior Lighting BiLevel Control w Override, and wattage assumed in measure workbook | 399 | 500-watts controlled |  | 399
Nonequipment | Bi-Level Lighting Control (Exterior) | Bi-Level Controls on Exterior Lighting, 500 Watts Controlled | 500 Watts of Lighting, Manually Controlled | Commercial | Existing | Warehouse | FL Zone 2 | Per 500W Controlled | 13.75% | 4380 | 3022.2 | 1357.8 | 0.31 | 9 | 0 | 0 | 0 | no equipment cost | 0 | 0 | 300 | Michigan 2018 Statewide Master Measure Database, Exterior Lighting BiLevel Control w Override, and wattage assumed in measure workbook | 99 | Michigan 2018 Statewide Master Measure Database, Exterior Lighting BiLevel Control w Override, and wattage assumed in measure workbook | 399 | 500-watts controlled |  | 399
Nonequipment | Bi-Level Lighting Control (Exterior) | Bi-Level Controls on Exterior Lighting, 500 Watts Controlled | 500 Watts of Lighting, Controlled either Manually or by Sensor as Specified by Code | Commercial | New | Assembly | FL Zone 2 | Per 500W Controlled | 8.579% | 4380 | 3022.2 | 1357.8 | 0.31 | 9 | 0 | 0 | 0 | no equipment cost | 0 | 0 | 300 | Michigan 2018 Statewide Master Measure Database, Exterior Lighting BiLevel Control w Override, and wattage assumed in measure workbook | 99 | Michigan 2018 Statewide Master Measure Database, Exterior Lighting BiLevel Control w Override, and wattage assumed in measure workbook | 399 | 500-watts controlled |  | 399
Nonequipment | Bi-Level Lighting Control (Exterior) | Bi-Level Controls on Exterior Lighting, 500 Watts Controlled | 500 Watts of Lighting, Controlled either Manually or by Sensor as Specified by Code | Commercial | New | College and University | FL Zone 2 | Per 500W Controlled | 13.75% | 4380 | 3022.2 | 1357.8 | 0.31 | 9 | 0 | 0 | 0 | no equipment cost | 0 | 0 | 300 | Michigan 2018 Statewide Master Measure Database, Exterior Lighting BiLevel Control w Override, and wattage assumed in measure workbook | 99 | Michigan 2018 Statewide Master Measure Database, Exterior Lighting BiLevel Control w Override, and wattage assumed in measure workbook | 399 | 500-watts controlled |  | 399
Nonequipment | Bi-Level Lighting Control (Exterior) | Bi-Level Controls on Exterior Lighting, 500 Watts Controlled | 500 Watts of Lighting, Controlled either Manually or by Sensor as Specified by Code | Commercial | New | Grocery | FL Zone 2 | Per 500W Controlled | 8.579% | 4380 | 3022.2 | 1357.8 | 0.31 | 9 | 0 | 0 | 0 | no equipment cost | 0 | 0 | 300 | Michigan 2018 Statewide Master Measure Database, Exterior Lighting BiLevel Control w Override, and wattage assumed in measure workbook | 99 | Michigan 2018 Statewide Master Measure Database, Exterior Lighting BiLevel Control w Override, and wattage assumed in measure workbook | 399 | 500-watts controlled |  | 399
Nonequipment | Bi-Level Lighting Control (Exterior) | Bi-Level Controls on Exterior Lighting, 500 Watts Controlled | 500 Watts of Lighting, Controlled either Manually or by Sensor as Specified by Code | Commercial | New | Healthcare | FL Zone 2 | Per 500W Controlled | 13.75% | 4380 | 3022.2 | 1357.8 | 0.31 | 9 | 0 | 0 | 0 | no equipment cost | 0 | 0 | 300 | Michigan 2018 Statewide Master Measure Database, Exterior Lighting BiLevel Control w Override, and wattage assumed in measure workbook | 99 | Michigan 2018 Statewide Master Measure Database, Exterior Lighting BiLevel Control w Override, and wattage assumed in measure workbook | 399 | 500-watts controlled |  | 399
Nonequipment | Bi-Level Lighting Control (Exterior) | Bi-Level Controls on Exterior Lighting, 500 Watts Controlled | 500 Watts of Lighting, Controlled either Manually or by Sensor as Specified by Code | Commercial | New | Hospitals | FL Zone 2 | Per 500W Controlled | 13.75% | 4380 | 3022.2 | 1357.8 | 0.31 | 9 | 0 | 0 | 0 | no equipment cost | 0 | 0 | 300 | Michigan 2018 Statewide Master Measure Database, Exterior Lighting BiLevel Control w Override, and wattage assumed in measure workbook | 99 | Michigan 2018 Statewide Master Measure Database, Exterior Lighting BiLevel Control w Override, and wattage assumed in measure workbook | 399 | 500-watts controlled |  | 399
Nonequipment | Bi-Level Lighting Control (Exterior) | Bi-Level Controls on Exterior Lighting, 500 Watts Controlled | 500 Watts of Lighting, Controlled either Manually or by Sensor as Specified by Code | Commercial | New | Institutional | FL Zone 2 | Per 500W Controlled | 8.579% | 4380 | 3022.2 | 1357.8 | 0.31 | 9 | 0 | 0 | 0 | no equipment cost | 0 | 0 | 300 | Michigan 2018 Statewide Master Measure Database, Exterior Lighting BiLevel Control w Override, and wattage assumed in measure workbook | 99 | Michigan 2018 Statewide Master Measure Database, Exterior Lighting BiLevel Control w Override, and wattage assumed in measure workbook | 399 | 500-watts controlled |  | 399
Nonequipment | Bi-Level Lighting Control (Exterior) | Bi-Level Controls on Exterior Lighting, 500 Watts Controlled | 500 Watts of Lighting, Controlled either Manually or by Sensor as Specified by Code | Commercial | New | Lodging/Hospitality | FL Zone 2 | Per 500W Controlled | 13.75% | 4380 | 3022.2 | 1357.8 | 0.31 | 9 | 0 | 0 | 0 | no equipment cost | 0 | 0 | 300 | Michigan 2018 Statewide Master Measure Database, Exterior Lighting BiLevel Control w Override, and wattage assumed in measure workbook | 99 | Michigan 2018 Statewide Master Measure Database, Exterior Lighting BiLevel Control w Override, and wattage assumed in measure workbook | 399 | 500-watts controlled |  | 399
Nonequipment | Bi-Level Lighting Control (Exterior) | Bi-Level Controls on Exterior Lighting, 500 Watts Controlled | 500 Watts of Lighting, Controlled either Manually or by Sensor as Specified by Code | Commercial | New | Miscellaneous | FL Zone 2 | Per 500W Controlled | 8.579% | 4380 | 3022.2 | 1357.8 | 0.31 | 9 | 0 | 0 | 0 | no equipment cost | 0 | 0 | 300 | Michigan 2018 Statewide Master Measure Database, Exterior Lighting BiLevel Control w Override, and wattage assumed in measure workbook | 99 | Michigan 2018 Statewide Master Measure Database, Exterior Lighting BiLevel Control w Override, and wattage assumed in measure workbook | 399 | 500-watts controlled |  | 399
Nonequipment | Bi-Level Lighting Control (Exterior) | Bi-Level Controls on Exterior Lighting, 500 Watts Controlled | 500 Watts of Lighting, Controlled either Manually or by Sensor as Specified by Code | Commercial | New | Offices | FL Zone 2 | Per 500W Controlled | 13.75% | 4380 | 3022.2 | 1357.8 | 0.31 | 9 | 0 | 0 | 0 | no equipment cost | 0 | 0 | 300 | Michigan 2018 Statewide Master Measure Database, Exterior Lighting BiLevel Control w Override, and wattage assumed in measure workbook | 99 | Michigan 2018 Statewide Master Measure Database, Exterior Lighting BiLevel Control w Override, and wattage assumed in measure workbook | 399 | 500-watts controlled |  | 399
Nonequipment | Bi-Level Lighting Control (Exterior) | Bi-Level Controls on Exterior Lighting, 500 Watts Controlled | 500 Watts of Lighting, Controlled either Manually or by Sensor as Specified by Code | Commercial | New | Restaurants | FL Zone 2 | Per 500W Controlled | 3.438% | 4380 | 3022.2 | 1357.8 | 0.31 | 9 | 0 | 0 | 0 | no equipment cost | 0 | 0 | 300 | Michigan 2018 Statewide Master Measure Database, Exterior Lighting BiLevel Control w Override, and wattage assumed in measure workbook | 99 | Michigan 2018 Statewide Master Measure Database, Exterior Lighting BiLevel Control w Override, and wattage assumed in measure workbook | 399 | 500-watts controlled |  | 399
Nonequipment | Bi-Level Lighting Control (Exterior) | Bi-Level Controls on Exterior Lighting, 500 Watts Controlled | 500 Watts of Lighting, Controlled either Manually or by Sensor as Specified by Code | Commercial | New | Retail | FL Zone 2 | Per 500W Controlled | 13.75% | 4380 | 3022.2 | 1357.8 | 0.31 | 9 | 0 | 0 | 0 | no equipment cost | 0 | 0 | 300 | Michigan 2018 Statewide Master Measure Database, Exterior Lighting BiLevel Control w Override, and wattage assumed in measure workbook | 99 | Michigan 2018 Statewide Master Measure Database, Exterior Lighting BiLevel Control w Override, and wattage assumed in measure workbook | 399 | 500-watts controlled |  | 399
Nonequipment | Bi-Level Lighting Control (Exterior) | Bi-Level Controls on Exterior Lighting, 500 Watts Controlled | 500 Watts of Lighting, Controlled either Manually or by Sensor as Specified by Code | Commercial | New | Schools K-12 | FL Zone 2 | Per 500W Controlled | 8.579% | 4380 | 3022.2 | 1357.8 | 0.31 | 9 | 0 | 0 | 0 | no equipment cost | 0 | 0 | 300 | Michigan 2018 Statewide Master Measure Database, Exterior Lighting BiLevel Control w Override, and wattage assumed in measure workbook | 99 | Michigan 2018 Statewide Master Measure Database, Exterior Lighting BiLevel Control w Override, and wattage assumed in measure workbook | 399 | 500-watts controlled |  | 399
Nonequipment | Bi-Level Lighting Control (Exterior) | Bi-Level Controls on Exterior Lighting, 500 Watts Controlled | 500 Watts of Lighting, Controlled either Manually or by Sensor as Specified by Code | Commercial | New | Warehouse | FL Zone 2 | Per 500W Controlled | 13.75% | 4380 | 3022.2 | 1357.8 | 0.31 | 9 | 0 | 0 | 0 | no equipment cost | 0 | 0 | 300 | Michigan 2018 Statewide Master Measure Database, Exterior Lighting BiLevel Control w Override, and wattage assumed in measure workbook | 99 | Michigan 2018 Statewide Master Measure Database, Exterior Lighting BiLevel Control w Override, and wattage assumed in measure workbook | 399 | 500-watts controlled |  | 399
Nonequipment | Outdoor Lighting Controls | Install Exterior Photocell Dimming Controls, 500 Watts Controlled | 500 Watts of Lighting, Manually Controlled | Commercial | Existing | Assembly | FL Zone 2 | Per End Use Consumption | 30.95% | 2009 | 1446.48 | 562.52 | 0.28 | 8 | 0 | 0 | 0 | no equipment cost | 0 | 0 | 60 | Michigan 2018 Statewide Master Measure Database, Exterior Occupancy Sensor, and wattage assumed in measure workbook | 70 | Michigan 2018 Statewide Master Measure Database, Exterior Occupancy Sensor, and wattage assumed in measure workbook | 130 | 500-watts controlled |  | 130
Nonequipment | Outdoor Lighting Controls | Install Exterior Photocell Dimming Controls, 500 Watts Controlled | 500 Watts of Lighting, Manually Controlled | Commercial | Existing | College and University | FL Zone 2 | Per End Use Consumption | 30.95% | 2009 | 1446.48 | 562.52 | 0.28 | 8 | 0 | 0 | 0 | no equipment cost | 0 | 0 | 60 | Michigan 2018 Statewide Master Measure Database, Exterior Occupancy Sensor, and wattage assumed in measure workbook | 70 | Michigan 2018 Statewide Master Measure Database, Exterior Occupancy Sensor, and wattage assumed in measure workbook | 130 | 500-watts controlled |  | 130
Nonequipment | Outdoor Lighting Controls | Install Exterior Photocell Dimming Controls, 500 Watts Controlled | 500 Watts of Lighting, Manually Controlled | Commercial | Existing | Grocery | FL Zone 2 | Per End Use Consumption | 30.95% | 2009 | 1446.48 | 562.52 | 0.28 | 8 | 0 | 0 | 0 | no equipment cost | 0 | 0 | 60 | Michigan 2018 Statewide Master Measure Database, Exterior Occupancy Sensor, and wattage assumed in measure workbook | 70 | Michigan 2018 Statewide Master Measure Database, Exterior Occupancy Sensor, and wattage assumed in measure workbook | 130 | 500-watts controlled |  | 130
Nonequipment | Outdoor Lighting Controls | Install Exterior Photocell Dimming Controls, 500 Watts Controlled | 500 Watts of Lighting, Manually Controlled | Commercial | Existing | Healthcare | FL Zone 2 | Per End Use Consumption | 30.95% | 2009 | 1446.48 | 562.52 | 0.28 | 8 | 0 | 0 | 0 | no equipment cost | 0 | 0 | 60 | Michigan 2018 Statewide Master Measure Database, Exterior Occupancy Sensor, and wattage assumed in measure workbook | 70 | Michigan 2018 Statewide Master Measure Database, Exterior Occupancy Sensor, and wattage assumed in measure workbook | 130 | 500-watts controlled |  | 130
Nonequipment | Outdoor Lighting Controls | Install Exterior Photocell Dimming Controls, 500 Watts Controlled | 500 Watts of Lighting, Manually Controlled | Commercial | Existing | Hospitals | FL Zone 2 | Per End Use Consumption | 30.95% | 2009 | 1446.48 | 562.52 | 0.28 | 8 | 0 | 0 | 0 | no equipment cost | 0 | 0 | 60 | Michigan 2018 Statewide Master Measure Database, Exterior Occupancy Sensor, and wattage assumed in measure workbook | 70 | Michigan 2018 Statewide Master Measure Database, Exterior Occupancy Sensor, and wattage assumed in measure workbook | 130 | 500-watts controlled |  | 130
Nonequipment | Outdoor Lighting Controls | Install Exterior Photocell Dimming Controls, 500 Watts Controlled | 500 Watts of Lighting, Manually Controlled | Commercial | Existing | Institutional | FL Zone 2 | Per End Use Consumption | 30.95% | 2009 | 1446.48 | 562.52 | 0.28 | 8 | 0 | 0 | 0 | no equipment cost | 0 | 0 | 60 | Michigan 2018 Statewide Master Measure Database, Exterior Occupancy Sensor, and wattage assumed in measure workbook | 70 | Michigan 2018 Statewide Master Measure Database, Exterior Occupancy Sensor, and wattage assumed in measure workbook | 130 | 500-watts controlled |  | 130
Nonequipment | Outdoor Lighting Controls | Install Exterior Photocell Dimming Controls, 500 Watts Controlled | 500 Watts of Lighting, Manually Controlled | Commercial | Existing | Lodging/Hospitality | FL Zone 2 | Per End Use Consumption | 30.95% | 2009 | 1446.48 | 562.52 | 0.28 | 8 | 0 | 0 | 0 | no equipment cost | 0 | 0 | 60 | Michigan 2018 Statewide Master Measure Database, Exterior Occupancy Sensor, and wattage assumed in measure workbook | 70 | Michigan 2018 Statewide Master Measure Database, Exterior Occupancy Sensor, and wattage assumed in measure workbook | 130 | 500-watts controlled |  | 130
Nonequipment | Outdoor Lighting Controls | Install Exterior Photocell Dimming Controls, 500 Watts Controlled | 500 Watts of Lighting, Manually Controlled | Commercial | Existing | Miscellaneous | FL Zone 2 | Per End Use Consumption | 30.95% | 2009 | 1446.48 | 562.52 | 0.28 | 8 | 0 | 0 | 0 | no equipment cost | 0 | 0 | 60 | Michigan 2018 Statewide Master Measure Database, Exterior Occupancy Sensor, and wattage assumed in measure workbook | 70 | Michigan 2018 Statewide Master Measure Database, Exterior Occupancy Sensor, and wattage assumed in measure workbook | 130 | 500-watts controlled |  | 130
Nonequipment | Outdoor Lighting Controls | Install Exterior Photocell Dimming Controls, 500 Watts Controlled | 500 Watts of Lighting, Manually Controlled | Commercial | Existing | Offices | FL Zone 2 | Per End Use Consumption | 30.95% | 2009 | 1446.48 | 562.52 | 0.28 | 8 | 0 | 0 | 0 | no equipment cost | 0 | 0 | 60 | Michigan 2018 Statewide Master Measure Database, Exterior Occupancy Sensor, and wattage assumed in measure workbook | 70 | Michigan 2018 Statewide Master Measure Database, Exterior Occupancy Sensor, and wattage assumed in measure workbook | 130 | 500-watts controlled |  | 130
Nonequipment | Outdoor Lighting Controls | Install Exterior Photocell Dimming Controls, 500 Watts Controlled | 500 Watts of Lighting, Manually Controlled | Commercial | Existing | Restaurants | FL Zone 2 | Per End Use Consumption | 30.95% | 2009 | 1446.48 | 562.52 | 0.28 | 8 | 0 | 0 | 0 | no equipment cost | 0 | 0 | 60 | Michigan 2018 Statewide Master Measure Database, Exterior Occupancy Sensor, and wattage assumed in measure workbook | 70 | Michigan 2018 Statewide Master Measure Database, Exterior Occupancy Sensor, and wattage assumed in measure workbook | 130 | 500-watts controlled |  | 130
Nonequipment | Outdoor Lighting Controls | Install Exterior Photocell Dimming Controls, 500 Watts Controlled | 500 Watts of Lighting, Manually Controlled | Commercial | Existing | Retail | FL Zone 2 | Per End Use Consumption | 30.95% | 2009 | 1446.48 | 562.52 | 0.28 | 8 | 0 | 0 | 0 | no equipment cost | 0 | 0 | 60 | Michigan 2018 Statewide Master Measure Database, Exterior Occupancy Sensor, and wattage assumed in measure workbook | 70 | Michigan 2018 Statewide Master Measure Database, Exterior Occupancy Sensor, and wattage assumed in measure workbook | 130 | 500-watts controlled |  | 130
Nonequipment | Outdoor Lighting Controls | Install Exterior Photocell Dimming Controls, 500 Watts Controlled | 500 Watts of Lighting, Manually Controlled | Commercial | Existing | Schools K-12 | FL Zone 2 | Per End Use Consumption | 30.95% | 2009 | 1446.48 | 562.52 | 0.28 | 8 | 0 | 0 | 0 | no equipment cost | 0 | 0 | 60 | Michigan 2018 Statewide Master Measure Database, Exterior Occupancy Sensor, and wattage assumed in measure workbook | 70 | Michigan 2018 Statewide Master Measure Database, Exterior Occupancy Sensor, and wattage assumed in measure workbook | 130 | 500-watts controlled |  | 130
Nonequipment | Outdoor Lighting Controls | Install Exterior Photocell Dimming Controls, 500 Watts Controlled | 500 Watts of Lighting, Manually Controlled | Commercial | Existing | Warehouse | FL Zone 2 | Per End Use Consumption | 30.95% | 2009 | 1446.48 | 562.52 | 0.28 | 8 | 0 | 0 | 0 | no equipment cost | 0 | 0 | 60 | Michigan 2018 Statewide Master Measure Database, Exterior Occupancy Sensor, and wattage assumed in measure workbook | 70 | Michigan 2018 Statewide Master Measure Database, Exterior Occupancy Sensor, and wattage assumed in measure workbook | 130 | 500-watts controlled |  | 130
Nonequipment | Outdoor Lighting Controls | Install Exterior Photocell Dimming Controls, 500 Watts Controlled | 500 Watts of Lighting, Controlled Manually | Commercial | New | Assembly | FL Zone 2 | Per End Use Consumption | 30.95% | 2009 | 1446.48 | 562.52 | 0.28 | 8 | 0 | 0 | 0 | no equipment cost | 0 | 0 | 60 | Michigan 2018 Statewide Master Measure Database, Exterior Occupancy Sensor, and wattage assumed in measure workbook | 70 | Michigan 2018 Statewide Master Measure Database, Exterior Occupancy Sensor, and wattage assumed in measure workbook | 130 | 500-watts controlled |  | 130
Nonequipment | Outdoor Lighting Controls | Install Exterior Photocell Dimming Controls, 500 Watts Controlled | 500 Watts of Lighting, Controlled Manually | Commercial | New | College and University | FL Zone 2 | Per End Use Consumption | 30.95% | 2009 | 1446.48 | 562.52 | 0.28 | 8 | 0 | 0 | 0 | no equipment cost | 0 | 0 | 60 | Michigan 2018 Statewide Master Measure Database, Exterior Occupancy Sensor, and wattage assumed in measure workbook | 70 | Michigan 2018 Statewide Master Measure Database, Exterior Occupancy Sensor, and wattage assumed in measure workbook | 130 | 500-watts controlled |  | 130
Nonequipment | Outdoor Lighting Controls | Install Exterior Photocell Dimming Controls, 500 Watts Controlled | 500 Watts of Lighting, Controlled Manually | Commercial | New | Grocery | FL Zone 2 | Per End Use Consumption | 30.95% | 2009 | 1446.48 | 562.52 | 0.28 | 8 | 0 | 0 | 0 | no equipment cost | 0 | 0 | 60 | Michigan 2018 Statewide Master Measure Database, Exterior Occupancy Sensor, and wattage assumed in measure workbook | 70 | Michigan 2018 Statewide Master Measure Database, Exterior Occupancy Sensor, and wattage assumed in measure workbook | 130 | 500-watts controlled |  | 130
Nonequipment | Outdoor Lighting Controls | Install Exterior Photocell Dimming Controls, 500 Watts Controlled | 500 Watts of Lighting, Controlled Manually | Commercial | New | Healthcare | FL Zone 2 | Per End Use Consumption | 30.95% | 2009 | 1446.48 | 562.52 | 0.28 | 8 | 0 | 0 | 0 | no equipment cost | 0 | 0 | 60 | Michigan 2018 Statewide Master Measure Database, Exterior Occupancy Sensor, and wattage assumed in measure workbook | 70 | Michigan 2018 Statewide Master Measure Database, Exterior Occupancy Sensor, and wattage assumed in measure workbook | 130 | 500-watts controlled |  | 130
Nonequipment | Outdoor Lighting Controls | Install Exterior Photocell Dimming Controls, 500 Watts Controlled | 500 Watts of Lighting, Controlled Manually | Commercial | New | Hospitals | FL Zone 2 | Per End Use Consumption | 30.95% | 2009 | 1446.48 | 562.52 | 0.28 | 8 | 0 | 0 | 0 | no equipment cost | 0 | 0 | 60 | Michigan 2018 Statewide Master Measure Database, Exterior Occupancy Sensor, and wattage assumed in measure workbook | 70 | Michigan 2018 Statewide Master Measure Database, Exterior Occupancy Sensor, and wattage assumed in measure workbook | 130 | 500-watts controlled |  | 130
Nonequipment | Outdoor Lighting Controls | Install Exterior Photocell Dimming Controls, 500 Watts Controlled | 500 Watts of Lighting, Controlled Manually | Commercial | New | Institutional | FL Zone 2 | Per End Use Consumption | 30.95% | 2009 | 1446.48 | 562.52 | 0.28 | 8 | 0 | 0 | 0 | no equipment cost | 0 | 0 | 60 | Michigan 2018 Statewide Master Measure Database, Exterior Occupancy Sensor, and wattage assumed in measure workbook | 70 | Michigan 2018 Statewide Master Measure Database, Exterior Occupancy Sensor, and wattage assumed in measure workbook | 130 | 500-watts controlled |  | 130
Nonequipment | Outdoor Lighting Controls | Install Exterior Photocell Dimming Controls, 500 Watts Controlled | 500 Watts of Lighting, Controlled Manually | Commercial | New | Lodging/Hospitality | FL Zone 2 | Per End Use Consumption | 30.95% | 2009 | 1446.48 | 562.52 | 0.28 | 8 | 0 | 0 | 0 | no equipment cost | 0 | 0 | 60 | Michigan 2018 Statewide Master Measure Database, Exterior Occupancy Sensor, and wattage assumed in measure workbook | 70 | Michigan 2018 Statewide Master Measure Database, Exterior Occupancy Sensor, and wattage assumed in measure workbook | 130 | 500-watts controlled |  | 130
Nonequipment | Outdoor Lighting Controls | Install Exterior Photocell Dimming Controls, 500 Watts Controlled | 500 Watts of Lighting, Controlled Manually | Commercial | New | Miscellaneous | FL Zone 2 | Per End Use Consumption | 30.95% | 2009 | 1446.48 | 562.52 | 0.28 | 8 | 0 | 0 | 0 | no equipment cost | 0 | 0 | 60 | Michigan 2018 Statewide Master Measure Database, Exterior Occupancy Sensor, and wattage assumed in measure workbook | 70 | Michigan 2018 Statewide Master Measure Database, Exterior Occupancy Sensor, and wattage assumed in measure workbook | 130 | 500-watts controlled |  | 130
Nonequipment | Outdoor Lighting Controls | Install Exterior Photocell Dimming Controls, 500 Watts Controlled | 500 Watts of Lighting, Controlled Manually | Commercial | New | Offices | FL Zone 2 | Per End Use Consumption | 30.95% | 2009 | 1446.48 | 562.52 | 0.28 | 8 | 0 | 0 | 0 | no equipment cost | 0 | 0 | 60 | Michigan 2018 Statewide Master Measure Database, Exterior Occupancy Sensor, and wattage assumed in measure workbook | 70 | Michigan 2018 Statewide Master Measure Database, Exterior Occupancy Sensor, and wattage assumed in measure workbook | 130 | 500-watts controlled |  | 130
Nonequipment | Outdoor Lighting Controls | Install Exterior Photocell Dimming Controls, 500 Watts Controlled | 500 Watts of Lighting, Controlled Manually | Commercial | New | Restaurants | FL Zone 2 | Per End Use Consumption | 30.95% | 2009 | 1446.48 | 562.52 | 0.28 | 8 | 0 | 0 | 0 | no equipment cost | 0 | 0 | 60 | Michigan 2018 Statewide Master Measure Database, Exterior Occupancy Sensor, and wattage assumed in measure workbook | 70 | Michigan 2018 Statewide Master Measure Database, Exterior Occupancy Sensor, and wattage assumed in measure workbook | 130 | 500-watts controlled |  | 130
Nonequipment | Outdoor Lighting Controls | Install Exterior Photocell Dimming Controls, 500 Watts Controlled | 500 Watts of Lighting, Controlled Manually | Commercial | New | Retail | FL Zone 2 | Per End Use Consumption | 30.95% | 2009 | 1446.48 | 562.52 | 0.28 | 8 | 0 | 0 | 0 | no equipment cost | 0 | 0 | 60 | Michigan 2018 Statewide Master Measure Database, Exterior Occupancy Sensor, and wattage assumed in measure workbook | 70 | Michigan 2018 Statewide Master Measure Database, Exterior Occupancy Sensor, and wattage assumed in measure workbook | 130 | 500-watts controlled |  | 130
Nonequipment | Outdoor Lighting Controls | Install Exterior Photocell Dimming Controls, 500 Watts Controlled | 500 Watts of Lighting, Controlled Manually | Commercial | New | Schools K-12 | FL Zone 2 | Per End Use Consumption | 30.95% | 2009 | 1446.48 | 562.52 | 0.28 | 8 | 0 | 0 | 0 | no equipment cost | 0 | 0 | 60 | Michigan 2018 Statewide Master Measure Database, Exterior Occupancy Sensor, and wattage assumed in measure workbook | 70 | Michigan 2018 Statewide Master Measure Database, Exterior Occupancy Sensor, and wattage assumed in measure workbook | 130 | 500-watts controlled |  | 130
Nonequipment | Outdoor Lighting Controls | Install Exterior Photocell Dimming Controls, 500 Watts Controlled | 500 Watts of Lighting, Controlled Manually | Commercial | New | Warehouse | FL Zone 2 | Per End Use Consumption | 30.95% | 2009 | 1446.48 | 562.52 | 0.28 | 8 | 0 | 0 | 0 | no equipment cost | 0 | 0 | 60 | Michigan 2018 Statewide Master Measure Database, Exterior Occupancy Sensor, and wattage assumed in measure workbook | 70 | Michigan 2018 Statewide Master Measure Database, Exterior Occupancy Sensor, and wattage assumed in measure workbook | 130 | 500-watts controlled |  | 130
Nonequipment | Air Curtains | Air Curtains | 0 | Commercial | Existing | Assembly | FL Zone 2 | Square feet | 33.25% | 48078.2351 | 47997.1541 | 81.081 | 0.0016864 | 8 | 0.011723 | 0.0032285 | 0 | no base cost | 0 | 0 | 3600 | Illinois 2018 Statewide TRM, Section 4.4.33 | 0 | 0 | 3600 | door |  | 3600
Nonequipment | Air Curtains | Air Curtains | 0 | Commercial | Existing | College and University | FL Zone 2 | Square feet | 33.45% | 287152.3197 | 287071.2387 | 81.081 | 0.00028236 | 8 | 0.010513 | 0.0088056 | 0 | no base cost | 0 | 0 | 3600 | Illinois 2018 Statewide TRM, Section 4.4.33 | 0 | 0 | 3600 | door |  | 3600
Nonequipment | Air Curtains | Air Curtains | 0 | Commercial | Existing | Grocery | FL Zone 2 | Square feet | 28.17% | 115753.0083 | 115671.9273 | 81.081 | 0.00070047 | 8 | 0.011723 | 0.0032285 | 0 | no base cost | 0 | 0 | 3600 | Illinois 2018 Statewide TRM, Section 4.4.33 | 0 | 0 | 3600 | door |  | 3600
Nonequipment | Air Curtains | Air Curtains | 0 | Commercial | Existing | Healthcare | FL Zone 2 | Square feet | 33.45% | 202047.3819 | 201966.3009 | 81.081 | 0.0004013 | 8 | 0.010513 | 0.0088056 | 0 | no base cost | 0 | 0 | 3600 | Illinois 2018 Statewide TRM, Section 4.4.33 | 0 | 0 | 3600 | door |  | 3600
Nonequipment | Air Curtains | Air Curtains | 0 | Commercial | Existing | Hospitals | FL Zone 2 | Square feet | 33.45% | 2105301.9288 | 2105220.8478 | 81.081 | 3.8513e-05 | 8 | 0.010513 | 0.0088056 | 0 | no base cost | 0 | 0 | 3600 | Illinois 2018 Statewide TRM, Section 4.4.33 | 0 | 0 | 3600 | door |  | 3600
Nonequipment | Air Curtains | Air Curtains | 0 | Commercial | Existing | Institutional | FL Zone 2 | Square feet | 0% | 233568.925 | 233487.844 | 81.081 | 0.00034714 | 8 | 0.011723 | 0.0032285 | 0 | no base cost | 0 | 0 | 3600 | Illinois 2018 Statewide TRM, Section 4.4.33 | 0 | 0 | 3600 | door |  | 3600
Nonequipment | Air Curtains | Air Curtains | 0 | Commercial | Existing | Lodging/Hospitality | FL Zone 2 | Square feet | 33.45% | 191602.1762 | 191521.0952 | 81.081 | 0.00042317 | 8 | 0.010513 | 0.0088056 | 0 | no base cost | 0 | 0 | 3600 | Illinois 2018 Statewide TRM, Section 4.4.33 | 0 | 0 | 3600 | door |  | 3600
Nonequipment | Air Curtains | Air Curtains | 0 | Commercial | Existing | Miscellaneous | FL Zone 2 | Square feet | 0% | 2226772.3297 | 2226691.2487 | 81.081 | 3.6412e-05 | 8 | 0.011723 | 0.0032285 | 0 | no base cost | 0 | 0 | 3600 | Illinois 2018 Statewide TRM, Section 4.4.33 | 0 | 0 | 3600 | door |  | 3600
Nonequipment | Air Curtains | Air Curtains | 0 | Commercial | Existing | Offices | FL Zone 2 | Square feet | 0% | 166452.0881 | 166371.0071 | 81.081 | 0.00048711 | 8 | 0.011723 | 0.0032285 | 0 | no base cost | 0 | 0 | 3600 | Illinois 2018 Statewide TRM, Section 4.4.33 | 0 | 0 | 3600 | door |  | 3600
Nonequipment | Air Curtains | Air Curtains | 0 | Commercial | Existing | Restaurants | FL Zone 2 | Square feet | 31.69% | 120615.3416 | 120534.2606 | 81.081 | 0.00067223 | 8 | 0.010513 | 0.0088056 | 0 | no base cost | 0 | 0 | 3600 | Illinois 2018 Statewide TRM, Section 4.4.33 | 0 | 0 | 3600 | door |  | 3600
Nonequipment | Air Curtains | Air Curtains | 0 | Commercial | Existing | Retail | FL Zone 2 | Square feet | 33.45% | 52681.844 | 52600.763 | 81.081 | 0.0015391 | 8 | 0.011723 | 0.0032285 | 0 | no base cost | 0 | 0 | 3600 | Illinois 2018 Statewide TRM, Section 4.4.33 | 0 | 0 | 3600 | door |  | 3600
Nonequipment | Air Curtains | Air Curtains | 0 | Commercial | Existing | Schools K-12 | FL Zone 2 | Square feet | 33.45% | 196876.9732 | 196795.8922 | 81.081 | 0.00041184 | 8 | 0.010513 | 0.0088056 | 0 | no base cost | 0 | 0 | 3600 | Illinois 2018 Statewide TRM, Section 4.4.33 | 0 | 0 | 3600 | door |  | 3600
Nonequipment | Air Curtains | Air Curtains | 0 | Commercial | Existing | Warehouse | FL Zone 2 | Square feet | 0% | 19557.8341 | 19476.7531 | 81.081 | 0.0041457 | 8 | 0.011723 | 0.0032285 | 0 | no base cost | 0 | 0 | 3600 | Illinois 2018 Statewide TRM, Section 4.4.33 | 0 | 0 | 3600 | door |  | 3600
Nonequipment | Air Curtains | Air Curtains | 0 | Commercial | New | Assembly | FL Zone 2 | Square feet | 33.25% | 48078.2351 | 47997.1541 | 81.081 | 0.0016864 | 8 | 0.011723 | 0.0032285 | 0 | no base cost | 0 | 0 | 3600 | Illinois 2018 Statewide TRM, Section 4.4.33 | 0 | 0 | 3600 | door |  | 3600
Nonequipment | Air Curtains | Air Curtains | 0 | Commercial | New | College and University | FL Zone 2 | Square feet | 28.37% | 287152.3197 | 287071.2387 | 81.081 | 0.00028236 | 8 | 0.010513 | 0.0088056 | 0 | no base cost | 0 | 0 | 3600 | Illinois 2018 Statewide TRM, Section 4.4.33 | 0 | 0 | 3600 | door |  | 3600
Nonequipment | Air Curtains | Air Curtains | 0 | Commercial | New | Grocery | FL Zone 2 | Square feet | 47.78% | 115753.0083 | 115671.9273 | 81.081 | 0.00070047 | 8 | 0.011723 | 0.0032285 | 0 | no base cost | 0 | 0 | 3600 | Illinois 2018 Statewide TRM, Section 4.4.33 | 0 | 0 | 3600 | door |  | 3600
Nonequipment | Air Curtains | Air Curtains | 0 | Commercial | New | Healthcare | FL Zone 2 | Square feet | 28.37% | 202047.3819 | 201966.3009 | 81.081 | 0.0004013 | 8 | 0.010513 | 0.0088056 | 0 | no base cost | 0 | 0 | 3600 | Illinois 2018 Statewide TRM, Section 4.4.33 | 0 | 0 | 3600 | door |  | 3600
Nonequipment | Air Curtains | Air Curtains | 0 | Commercial | New | Hospitals | FL Zone 2 | Square feet | 28.37% | 2105301.9288 | 2105220.8478 | 81.081 | 3.8513e-05 | 8 | 0.010513 | 0.0088056 | 0 | no base cost | 0 | 0 | 3600 | Illinois 2018 Statewide TRM, Section 4.4.33 | 0 | 0 | 3600 | door |  | 3600
Nonequipment | Air Curtains | Air Curtains | 0 | Commercial | New | Institutional | FL Zone 2 | Square feet | 0% | 233568.925 | 233487.844 | 81.081 | 0.00034714 | 8 | 0.011723 | 0.0032285 | 0 | no base cost | 0 | 0 | 3600 | Illinois 2018 Statewide TRM, Section 4.4.33 | 0 | 0 | 3600 | door |  | 3600
Nonequipment | Air Curtains | Air Curtains | 0 | Commercial | New | Lodging/Hospitality | FL Zone 2 | Square feet | 28.37% | 191602.1762 | 191521.0952 | 81.081 | 0.00042317 | 8 | 0.010513 | 0.0088056 | 0 | no base cost | 0 | 0 | 3600 | Illinois 2018 Statewide TRM, Section 4.4.33 | 0 | 0 | 3600 | door |  | 3600
Nonequipment | Air Curtains | Air Curtains | 0 | Commercial | New | Miscellaneous | FL Zone 2 | Square feet | 0% | 2226772.3297 | 2226691.2487 | 81.081 | 3.6412e-05 | 8 | 0.011723 | 0.0032285 | 0 | no base cost | 0 | 0 | 3600 | Illinois 2018 Statewide TRM, Section 4.4.33 | 0 | 0 | 3600 | door |  | 3600
Nonequipment | Air Curtains | Air Curtains | 0 | Commercial | New | Offices | FL Zone 2 | Square feet | 0% | 166452.0881 | 166371.0071 | 81.081 | 0.00048711 | 8 | 0.011723 | 0.0032285 | 0 | no base cost | 0 | 0 | 3600 | Illinois 2018 Statewide TRM, Section 4.4.33 | 0 | 0 | 3600 | door |  | 3600
Nonequipment | Air Curtains | Air Curtains | 0 | Commercial | New | Restaurants | FL Zone 2 | Square feet | 26.88% | 120615.3416 | 120534.2606 | 81.081 | 0.00067223 | 8 | 0.010513 | 0.0088056 | 0 | no base cost | 0 | 0 | 3600 | Illinois 2018 Statewide TRM, Section 4.4.33 | 0 | 0 | 3600 | door |  | 3600
Nonequipment | Air Curtains | Air Curtains | 0 | Commercial | New | Retail | FL Zone 2 | Square feet | 28.37% | 52681.844 | 52600.763 | 81.081 | 0.0015391 | 8 | 0.011723 | 0.0032285 | 0 | no base cost | 0 | 0 | 3600 | Illinois 2018 Statewide TRM, Section 4.4.33 | 0 | 0 | 3600 | door |  | 3600
Nonequipment | Air Curtains | Air Curtains | 0 | Commercial | New | Schools K-12 | FL Zone 2 | Square feet | 28.37% | 196876.9732 | 196795.8922 | 81.081 | 0.00041184 | 8 | 0.010513 | 0.0088056 | 0 | no base cost | 0 | 0 | 3600 | Illinois 2018 Statewide TRM, Section 4.4.33 | 0 | 0 | 3600 | door |  | 3600
Nonequipment | Air Curtains | Air Curtains | 0 | Commercial | New | Warehouse | FL Zone 2 | Square feet | 0% | 19557.8341 | 19476.7531 | 81.081 | 0.0041457 | 8 | 0.011723 | 0.0032285 | 0 | no base cost | 0 | 0 | 3600 | Illinois 2018 Statewide TRM, Section 4.4.33 | 0 | 0 | 3600 | door |  | 3600
Nonequipment | Airside Economizer | Airside Economizer | 0 | Commercial | Existing | Assembly | FL Zone 2 | Per End Use Consumption | 4.552% | 40558.1631 | 38304.9318 | 2253.2313 | 0.055556 | 10 | -0.46324 | 2.0439e-05 | 0 | no base cost | 0 | 0 | 144.6333 | Mid-Atlantic TRM, v7.0, 2017; average per ton incremental cost of economizers on 5-ton and 15-ton units | 0 | 0 | 144.6333 | ton | 0.38583 | 55.8035
Nonequipment | Airside Economizer | Airside Economizer | 0 | Commercial | Existing | College and University | FL Zone 2 | Per End Use Consumption | 4.552% | 242237.8979 | 228780.2369 | 13457.661 | 0.055556 | 10 | -1.6012 | 1.8007 | 0 | no base cost | 0 | 0 | 144.6333 | Mid-Atlantic TRM, v7.0, 2017; average per ton incremental cost of economizers on 5-ton and 15-ton units | 0 | 0 | 144.6333 | ton | 2.3044 | 333.2922
Nonequipment | Airside Economizer | Airside Economizer | 0 | Commercial | Existing | Grocery | FL Zone 2 | Per End Use Consumption | 4.552% | 97647.7064 | 92222.8338 | 5424.8726 | 0.055556 | 10 | -1.2116 | 0.036509 | 0 | no base cost | 0 | 0 | 144.6333 | Mid-Atlantic TRM, v7.0, 2017; average per ton incremental cost of economizers on 5-ton and 15-ton units | 0 | 0 | 144.6333 | ton | 0.92892 | 134.3523
Nonequipment | Airside Economizer | Airside Economizer | 0 | Commercial | Existing | Healthcare | FL Zone 2 | Per End Use Consumption | 4.552% | 170444.4983 | 160975.3595 | 9469.1388 | 0.055556 | 10 | -1.9468 | 8.5893e-05 | 0 | no base cost | 0 | 0 | 144.6333 | Mid-Atlantic TRM, v7.0, 2017; average per ton incremental cost of economizers on 5-ton and 15-ton units | 0 | 0 | 144.6333 | ton | 1.6214 | 234.5125
Nonequipment | Airside Economizer | Airside Economizer | 0 | Commercial | Existing | Hospitals | FL Zone 2 | Per End Use Consumption | 4.552% | 1776004.8545 | 1677337.9181 | 98666.9364 | 0.055556 | 10 | -11.7391 | 13.202 | 0 | no base cost | 0 | 0 | 144.6333 | Mid-Atlantic TRM, v7.0, 2017; average per ton incremental cost of economizers on 5-ton and 15-ton units | 0 | 0 | 144.6333 | ton | 16.895 | 2443.5835
Nonequipment | Airside Economizer | Airside Economizer | 0 | Commercial | Existing | Institutional | FL Zone 2 | Per End Use Consumption | 4.552% | 197035.6551 | 186089.2298 | 10946.4253 | 0.055556 | 10 | -2.2505 | 9.9293e-05 | 0 | no base cost | 0 | 0 | 144.6333 | Mid-Atlantic TRM, v7.0, 2017; average per ton incremental cost of economizers on 5-ton and 15-ton units | 0 | 0 | 144.6333 | ton | 1.8744 | 271.099
Nonequipment | Airside Economizer | Airside Economizer | 0 | Commercial | Existing | Lodging/Hospitality | FL Zone 2 | Per End Use Consumption | 4.552% | 161633.0609 | 152653.4465 | 8979.6145 | 0.055556 | 10 | -2.0055 | 0.060432 | 0 | no base cost | 0 | 0 | 144.6333 | Mid-Atlantic TRM, v7.0, 2017; average per ton incremental cost of economizers on 5-ton and 15-ton units | 0 | 0 | 144.6333 | ton | 1.5376 | 222.389
Nonequipment | Airside Economizer | Airside Economizer | 0 | Commercial | Existing | Miscellaneous | FL Zone 2 | Per End Use Consumption | 3.035% | 1878475.6776 | 1774115.9178 | 104359.7599 | 0.055556 | 10 | -21.4554 | 0.00094663 | 0 | no base cost | 0 | 0 | 144.6333 | Mid-Atlantic TRM, v7.0, 2017; average per ton incremental cost of economizers on 5-ton and 15-ton units | 0 | 0 | 144.6333 | ton | 17.8698 | 2584.5719
Nonequipment | Airside Economizer | Airside Economizer | 0 | Commercial | Existing | Offices | FL Zone 2 | Per End Use Consumption | 3.035% | 140416.7794 | 132615.8472 | 7800.9322 | 0.055556 | 10 | -1.6038 | 7.0761e-05 | 0 | no base cost | 0 | 0 | 144.6333 | Mid-Atlantic TRM, v7.0, 2017; average per ton incremental cost of economizers on 5-ton and 15-ton units | 0 | 0 | 144.6333 | ton | 1.3358 | 193.1977
Nonequipment | Airside Economizer | Airside Economizer | 0 | Commercial | Existing | Restaurants | FL Zone 2 | Per End Use Consumption | 4.552% | 101749.5064 | 96096.7561 | 5652.7504 | 0.055556 | 10 | -1.2625 | 0.038043 | 0 | no base cost | 0 | 0 | 144.6333 | Mid-Atlantic TRM, v7.0, 2017; average per ton incremental cost of economizers on 5-ton and 15-ton units | 0 | 0 | 144.6333 | ton | 0.96794 | 139.9959
Nonequipment | Airside Economizer | Airside Economizer | 0 | Commercial | Existing | Retail | FL Zone 2 | Per End Use Consumption | 4.552% | 44441.7066 | 41972.7229 | 2468.9837 | 0.055556 | 10 | -0.55142 | 0.016616 | 0 | no base cost | 0 | 0 | 144.6333 | Mid-Atlantic TRM, v7.0, 2017; average per ton incremental cost of economizers on 5-ton and 15-ton units | 0 | 0 | 144.6333 | ton | 0.42277 | 61.1468
Nonequipment | Airside Economizer | Airside Economizer | 0 | Commercial | Existing | Schools K-12 | FL Zone 2 | Per End Use Consumption | 4.552% | 166082.8099 | 156855.9872 | 9226.8228 | 0.055556 | 10 | -1.8969 | 8.3695e-05 | 0 | no base cost | 0 | 0 | 144.6333 | Mid-Atlantic TRM, v7.0, 2017; average per ton incremental cost of economizers on 5-ton and 15-ton units | 0 | 0 | 144.6333 | ton | 1.5799 | 228.5113
Nonequipment | Airside Economizer | Airside Economizer | 0 | Commercial | Existing | Warehouse | FL Zone 2 | Per End Use Consumption | 4.552% | 16498.7301 | 15582.134 | 916.5961 | 0.055556 | 10 | -0.18844 | 8.3143e-06 | 0 | no base cost | 0 | 0 | 144.6333 | Mid-Atlantic TRM, v7.0, 2017; average per ton incremental cost of economizers on 5-ton and 15-ton units | 0 | 0 | 144.6333 | ton | 0.15695 | 22.7004
Nonequipment | Airside Economizer | Airside Economizer | N/A - Retrofit Only | Commercial | New | Assembly | FL Zone 2 | Per End Use Consumption | 4.552% | 40558.1631 | 38304.9318 | 2253.2313 | 0.055556 | 10 | -0.46324 | 2.0439e-05 | 0 | no base cost | 0 | 0 | 144.6333 | Mid-Atlantic TRM, v7.0, 2017; average per ton incremental cost of economizers on 5-ton and 15-ton units | 0 | 0 | 144.6333 | ton | 0.38583 | 55.8035
Nonequipment | Airside Economizer | Airside Economizer | N/A - Retrofit Only | Commercial | New | College and University | FL Zone 2 | Per End Use Consumption | 4.552% | 242237.8979 | 228780.2369 | 13457.661 | 0.055556 | 10 | -1.6012 | 1.8007 | 0 | no base cost | 0 | 0 | 144.6333 | Mid-Atlantic TRM, v7.0, 2017; average per ton incremental cost of economizers on 5-ton and 15-ton units | 0 | 0 | 144.6333 | ton | 2.3044 | 333.2922
Nonequipment | Airside Economizer | Airside Economizer | N/A - Retrofit Only | Commercial | New | Grocery | FL Zone 2 | Per End Use Consumption | 4.552% | 97647.7064 | 92222.8338 | 5424.8726 | 0.055556 | 10 | -1.2116 | 0.036509 | 0 | no base cost | 0 | 0 | 144.6333 | Mid-Atlantic TRM, v7.0, 2017; average per ton incremental cost of economizers on 5-ton and 15-ton units | 0 | 0 | 144.6333 | ton | 0.92892 | 134.3523
Nonequipment | Airside Economizer | Airside Economizer | N/A - Retrofit Only | Commercial | New | Healthcare | FL Zone 2 | Per End Use Consumption | 4.552% | 170444.4983 | 160975.3595 | 9469.1388 | 0.055556 | 10 | -1.9468 | 8.5893e-05 | 0 | no base cost | 0 | 0 | 144.6333 | Mid-Atlantic TRM, v7.0, 2017; average per ton incremental cost of economizers on 5-ton and 15-ton units | 0 | 0 | 144.6333 | ton | 1.6214 | 234.5125
Nonequipment | Airside Economizer | Airside Economizer | N/A - Retrofit Only | Commercial | New | Hospitals | FL Zone 2 | Per End Use Consumption | 4.552% | 1776004.8545 | 1677337.9181 | 98666.9364 | 0.055556 | 10 | -11.7391 | 13.202 | 0 | no base cost | 0 | 0 | 144.6333 | Mid-Atlantic TRM, v7.0, 2017; average per ton incremental cost of economizers on 5-ton and 15-ton units | 0 | 0 | 144.6333 | ton | 16.895 | 2443.5835
Nonequipment | Airside Economizer | Airside Economizer | N/A - Retrofit Only | Commercial | New | Institutional | FL Zone 2 | Per End Use Consumption | 4.552% | 197035.6551 | 186089.2298 | 10946.4253 | 0.055556 | 10 | -2.2505 | 9.9293e-05 | 0 | no base cost | 0 | 0 | 144.6333 | Mid-Atlantic TRM, v7.0, 2017; average per ton incremental cost of economizers on 5-ton and 15-ton units | 0 | 0 | 144.6333 | ton | 1.8744 | 271.099
Nonequipment | Airside Economizer | Airside Economizer | N/A - Retrofit Only | Commercial | New | Lodging/Hospitality | FL Zone 2 | Per End Use Consumption | 4.552% | 161633.0609 | 152653.4465 | 8979.6145 | 0.055556 | 10 | -2.0055 | 0.060432 | 0 | no base cost | 0 | 0 | 144.6333 | Mid-Atlantic TRM, v7.0, 2017; average per ton incremental cost of economizers on 5-ton and 15-ton units | 0 | 0 | 144.6333 | ton | 1.5376 | 222.389
Nonequipment | Airside Economizer | Airside Economizer | N/A - Retrofit Only | Commercial | New | Miscellaneous | FL Zone 2 | Per End Use Consumption | 3.035% | 1878475.6776 | 1774115.9178 | 104359.7599 | 0.055556 | 10 | -21.4554 | 0.00094663 | 0 | no base cost | 0 | 0 | 144.6333 | Mid-Atlantic TRM, v7.0, 2017; average per ton incremental cost of economizers on 5-ton and 15-ton units | 0 | 0 | 144.6333 | ton | 17.8698 | 2584.5719
Nonequipment | Airside Economizer | Airside Economizer | N/A - Retrofit Only | Commercial | New | Offices | FL Zone 2 | Per End Use Consumption | 3.035% | 140416.7794 | 132615.8472 | 7800.9322 | 0.055556 | 10 | -1.6038 | 7.0761e-05 | 0 | no base cost | 0 | 0 | 144.6333 | Mid-Atlantic TRM, v7.0, 2017; average per ton incremental cost of economizers on 5-ton and 15-ton units | 0 | 0 | 144.6333 | ton | 1.3358 | 193.1977
Nonequipment | Airside Economizer | Airside Economizer | N/A - Retrofit Only | Commercial | New | Restaurants | FL Zone 2 | Per End Use Consumption | 4.552% | 101749.5064 | 96096.7561 | 5652.7504 | 0.055556 | 10 | -1.2625 | 0.038043 | 0 | no base cost | 0 | 0 | 144.6333 | Mid-Atlantic TRM, v7.0, 2017; average per ton incremental cost of economizers on 5-ton and 15-ton units | 0 | 0 | 144.6333 | ton | 0.96794 | 139.9959
Nonequipment | Airside Economizer | Airside Economizer | N/A - Retrofit Only | Commercial | New | Retail | FL Zone 2 | Per End Use Consumption | 4.552% | 44441.7066 | 41972.7229 | 2468.9837 | 0.055556 | 10 | -0.55142 | 0.016616 | 0 | no base cost | 0 | 0 | 144.6333 | Mid-Atlantic TRM, v7.0, 2017; average per ton incremental cost of economizers on 5-ton and 15-ton units | 0 | 0 | 144.6333 | ton | 0.42277 | 61.1468
Nonequipment | Airside Economizer | Airside Economizer | N/A - Retrofit Only | Commercial | New | Schools K-12 | FL Zone 2 | Per End Use Consumption | 4.552% | 166082.8099 | 156855.9872 | 9226.8228 | 0.055556 | 10 | -1.8969 | 8.3695e-05 | 0 | no base cost | 0 | 0 | 144.6333 | Mid-Atlantic TRM, v7.0, 2017; average per ton incremental cost of economizers on 5-ton and 15-ton units | 0 | 0 | 144.6333 | ton | 1.5799 | 228.5113
Nonequipment | Airside Economizer | Airside Economizer | N/A - Retrofit Only | Commercial | New | Warehouse | FL Zone 2 | Per End Use Consumption | 4.552% | 16498.7301 | 15582.134 | 916.5961 | 0.055556 | 10 | -0.18844 | 8.3143e-06 | 0 | no base cost | 0 | 0 | 144.6333 | Mid-Atlantic TRM, v7.0, 2017; average per ton incremental cost of economizers on 5-ton and 15-ton units | 0 | 0 | 144.6333 | ton | 0.15695 | 22.7004
Nonequipment | Ceiling Insulation(R12 to R38) | Increased Ceiling Insulation (R-38) | Market Average Existing Ceiling Insulation | Commercial | Existing | Assembly | FL Zone 2 | Square feet | 0% | 3.7877 | 3.5822 | 0.20544 | 0.054238 | 20 | 4.1109e-06 | 9.2669e-05 | 0 | No equipment cost. | 0 | 0 | 0.28368 | https://www.homedepot.com/p/GreenFiber-All-Borate-Cellulose-Blown-In-Insulation-30-lbs-36-Bags-INS765LD/300584221 | 0.2502 | rate at $50.04/per labor hour, reference: https://www.homewyse.com/costs/cost_of_ceiling_insulation.html, assume 10 hrs for 2000 sq ft : http://www.blownininsulationcost.net/calculating-blown-in-insulation-cost/ | 0.53388 | sq ft |  | 0.53388
Nonequipment | Ceiling Insulation(R12 to R38) | Increased Ceiling Insulation (R-38) | Market Average Existing Ceiling Insulation | Commercial | Existing | College and University | FL Zone 2 | Square feet | 0% | 11.0507 | 10.8452 | 0.20544 | 0.018591 | 20 | 8.4965e-05 | 5.0047e-05 | 0 | No equipment cost. | 0 | 0 | 0.28368 | https://www.homedepot.com/p/GreenFiber-All-Borate-Cellulose-Blown-In-Insulation-30-lbs-36-Bags-INS765LD/300584221 | 0.2502 | rate at $50.04/per labor hour, reference: https://www.homewyse.com/costs/cost_of_ceiling_insulation.html, assume 10 hrs for 2000 sq ft : http://www.blownininsulationcost.net/calculating-blown-in-insulation-cost/ | 0.53388 | sq ft |  | 0.53388
Nonequipment | Ceiling Insulation(R12 to R38) | Increased Ceiling Insulation (R-38) | Market Average Existing Ceiling Insulation | Commercial | Existing | Grocery | FL Zone 2 | Square feet | 0% | 31.0105 | 30.8051 | 0.20544 | 0.0066248 | 20 | 4.1924e-05 | 9.5878e-05 | 0 | No equipment cost. | 0 | 0 | 0.28368 | https://www.homedepot.com/p/GreenFiber-All-Borate-Cellulose-Blown-In-Insulation-30-lbs-36-Bags-INS765LD/300584221 | 0.2502 | rate at $50.04/per labor hour, reference: https://www.homewyse.com/costs/cost_of_ceiling_insulation.html, assume 10 hrs for 2000 sq ft : http://www.blownininsulationcost.net/calculating-blown-in-insulation-cost/ | 0.53388 | sq ft |  | 0.53388
Nonequipment | Ceiling Insulation(R12 to R38) | Increased Ceiling Insulation (R-38) | Market Average Existing Ceiling Insulation | Commercial | Existing | Healthcare | FL Zone 2 | Square feet | 34.2% | 15.0829 | 14.8775 | 0.20544 | 0.013621 | 20 | 4.1109e-06 | 9.2669e-05 | 0 | No equipment cost. | 0 | 0 | 0.28368 | https://www.homedepot.com/p/GreenFiber-All-Borate-Cellulose-Blown-In-Insulation-30-lbs-36-Bags-INS765LD/300584221 | 0.2502 | rate at $50.04/per labor hour, reference: https://www.homewyse.com/costs/cost_of_ceiling_insulation.html, assume 10 hrs for 2000 sq ft : http://www.blownininsulationcost.net/calculating-blown-in-insulation-cost/ | 0.53388 | sq ft |  | 0.53388
Nonequipment | Ceiling Insulation(R12 to R38) | Increased Ceiling Insulation (R-38) | Market Average Existing Ceiling Insulation | Commercial | Existing | Hospitals | FL Zone 2 | Square feet | 0% | 81.2975 | 81.092 | 0.20544 | 0.002527 | 20 | 8.4965e-05 | 5.0047e-05 | 0 | No equipment cost. | 0 | 0 | 0.28368 | https://www.homedepot.com/p/GreenFiber-All-Borate-Cellulose-Blown-In-Insulation-30-lbs-36-Bags-INS765LD/300584221 | 0.2502 | rate at $50.04/per labor hour, reference: https://www.homewyse.com/costs/cost_of_ceiling_insulation.html, assume 10 hrs for 2000 sq ft : http://www.blownininsulationcost.net/calculating-blown-in-insulation-cost/ | 0.53388 | sq ft |  | 0.53388
Nonequipment | Ceiling Insulation(R12 to R38) | Increased Ceiling Insulation (R-38) | Market Average Existing Ceiling Insulation | Commercial | Existing | Institutional | FL Zone 2 | Square feet | 0% | 56.2721 | 56.0667 | 0.20544 | 0.0036508 | 20 | 4.1109e-06 | 9.2669e-05 | 0 | No equipment cost. | 0 | 0 | 0.28368 | https://www.homedepot.com/p/GreenFiber-All-Borate-Cellulose-Blown-In-Insulation-30-lbs-36-Bags-INS765LD/300584221 | 0.2502 | rate at $50.04/per labor hour, reference: https://www.homewyse.com/costs/cost_of_ceiling_insulation.html, assume 10 hrs for 2000 sq ft : http://www.blownininsulationcost.net/calculating-blown-in-insulation-cost/ | 0.53388 | sq ft |  | 0.53388
Nonequipment | Ceiling Insulation(R12 to R38) | Increased Ceiling Insulation (R-38) | Market Average Existing Ceiling Insulation | Commercial | Existing | Lodging/Hospitality | FL Zone 2 | Square feet | 0% | 34.7257 | 34.5203 | 0.20544 | 0.005916 | 20 | 8.4965e-05 | 5.0047e-05 | 0 | No equipment cost. | 0 | 0 | 0.28368 | https://www.homedepot.com/p/GreenFiber-All-Borate-Cellulose-Blown-In-Insulation-30-lbs-36-Bags-INS765LD/300584221 | 0.2502 | rate at $50.04/per labor hour, reference: https://www.homewyse.com/costs/cost_of_ceiling_insulation.html, assume 10 hrs for 2000 sq ft : http://www.blownininsulationcost.net/calculating-blown-in-insulation-cost/ | 0.53388 | sq ft |  | 0.53388
Nonequipment | Ceiling Insulation(R12 to R38) | Increased Ceiling Insulation (R-38) | Market Average Existing Ceiling Insulation | Commercial | Existing | Miscellaneous | FL Zone 2 | Square feet | 0% | 107.2344 | 107.029 | 0.20544 | 0.0019158 | 20 | 4.1109e-06 | 9.2669e-05 | 0 | No equipment cost. | 0 | 0 | 0.28368 | https://www.homedepot.com/p/GreenFiber-All-Borate-Cellulose-Blown-In-Insulation-30-lbs-36-Bags-INS765LD/300584221 | 0.2502 | rate at $50.04/per labor hour, reference: https://www.homewyse.com/costs/cost_of_ceiling_insulation.html, assume 10 hrs for 2000 sq ft : http://www.blownininsulationcost.net/calculating-blown-in-insulation-cost/ | 0.53388 | sq ft |  | 0.53388
Nonequipment | Ceiling Insulation(R12 to R38) | Increased Ceiling Insulation (R-38) | Market Average Existing Ceiling Insulation | Commercial | Existing | Offices | FL Zone 2 | Square feet | 34.2% | 58.1979 | 57.9924 | 0.20544 | 0.00353 | 20 | 4.1109e-06 | 9.2669e-05 | 0 | No equipment cost. | 0 | 0 | 0.28368 | https://www.homedepot.com/p/GreenFiber-All-Borate-Cellulose-Blown-In-Insulation-30-lbs-36-Bags-INS765LD/300584221 | 0.2502 | rate at $50.04/per labor hour, reference: https://www.homewyse.com/costs/cost_of_ceiling_insulation.html, assume 10 hrs for 2000 sq ft : http://www.blownininsulationcost.net/calculating-blown-in-insulation-cost/ | 0.53388 | sq ft |  | 0.53388
Nonequipment | Ceiling Insulation(R12 to R38) | Increased Ceiling Insulation (R-38) | Market Average Existing Ceiling Insulation | Commercial | Existing | Restaurants | FL Zone 2 | Square feet | 0% | 31.354 | 31.1485 | 0.20544 | 0.0065522 | 20 | 4.1924e-05 | 9.5878e-05 | 0 | No equipment cost. | 0 | 0 | 0.28368 | https://www.homedepot.com/p/GreenFiber-All-Borate-Cellulose-Blown-In-Insulation-30-lbs-36-Bags-INS765LD/300584221 | 0.2502 | rate at $50.04/per labor hour, reference: https://www.homewyse.com/costs/cost_of_ceiling_insulation.html, assume 10 hrs for 2000 sq ft : http://www.blownininsulationcost.net/calculating-blown-in-insulation-cost/ | 0.53388 | sq ft |  | 0.53388
Nonequipment | Ceiling Insulation(R12 to R38) | Increased Ceiling Insulation (R-38) | Market Average Existing Ceiling Insulation | Commercial | Existing | Retail | FL Zone 2 | Square feet | 0% | 5.9824 | 5.7769 | 0.20544 | 0.034341 | 20 | 4.1924e-05 | 9.5878e-05 | 0 | No equipment cost. | 0 | 0 | 0.28368 | https://www.homedepot.com/p/GreenFiber-All-Borate-Cellulose-Blown-In-Insulation-30-lbs-36-Bags-INS765LD/300584221 | 0.2502 | rate at $50.04/per labor hour, reference: https://www.homewyse.com/costs/cost_of_ceiling_insulation.html, assume 10 hrs for 2000 sq ft : http://www.blownininsulationcost.net/calculating-blown-in-insulation-cost/ | 0.53388 | sq ft |  | 0.53388
Nonequipment | Ceiling Insulation(R12 to R38) | Increased Ceiling Insulation (R-38) | Market Average Existing Ceiling Insulation | Commercial | Existing | Schools K-12 | FL Zone 2 | Square feet | 0% | 5.1058 | 4.9003 | 0.20544 | 0.040237 | 20 | 4.1109e-06 | 9.2669e-05 | 0 | No equipment cost. | 0 | 0 | 0.28368 | https://www.homedepot.com/p/GreenFiber-All-Borate-Cellulose-Blown-In-Insulation-30-lbs-36-Bags-INS765LD/300584221 | 0.2502 | rate at $50.04/per labor hour, reference: https://www.homewyse.com/costs/cost_of_ceiling_insulation.html, assume 10 hrs for 2000 sq ft : http://www.blownininsulationcost.net/calculating-blown-in-insulation-cost/ | 0.53388 | sq ft |  | 0.53388
Nonequipment | Ceiling Insulation(R12 to R38) | Increased Ceiling Insulation (R-38) | Market Average Existing Ceiling Insulation | Commercial | Existing | Warehouse | FL Zone 2 | Square feet | 0% | 1.4026 | 1.1971 | 0.20544 | 0.14647 | 20 | 2.3313e-05 | 4.1595e-05 | 0 | No equipment cost. | 0 | 0 | 0.28368 | https://www.homedepot.com/p/GreenFiber-All-Borate-Cellulose-Blown-In-Insulation-30-lbs-36-Bags-INS765LD/300584221 | 0.2502 | rate at $50.04/per labor hour, reference: https://www.homewyse.com/costs/cost_of_ceiling_insulation.html, assume 10 hrs for 2000 sq ft : http://www.blownininsulationcost.net/calculating-blown-in-insulation-cost/ | 0.53388 | sq ft |  | 0.53388
Nonequipment | Ceiling Insulation(R12 to R38) | Increased Ceiling Insulation (R-38) | Code-Compliant Ceiling Insulation | Commercial | New | Assembly | FL Zone 2 | Square feet | 0% | 3.7877 | 3.5835 | 0.20415 | 0.053898 | 20 | 4.0851e-06 | 9.2088e-05 | 0 | No equipment cost. | 0 | 0 | 0.28368 | https://www.homedepot.com/p/GreenFiber-All-Borate-Cellulose-Blown-In-Insulation-30-lbs-36-Bags-INS765LD/300584221 | 0.2502 | rate at $50.04/per labor hour, reference: https://www.homewyse.com/costs/cost_of_ceiling_insulation.html, assume 10 hrs for 2000 sq ft : http://www.blownininsulationcost.net/calculating-blown-in-insulation-cost/ | 0.53388 | sq ft |  | 0.53388
Nonequipment | Ceiling Insulation(R12 to R38) | Increased Ceiling Insulation (R-38) | Code-Compliant Ceiling Insulation | Commercial | New | College and University | FL Zone 2 | Square feet | 0% | 11.0507 | 10.8465 | 0.20415 | 0.018474 | 20 | 8.4432e-05 | 4.9733e-05 | 0 | No equipment cost. | 0 | 0 | 0.28368 | https://www.homedepot.com/p/GreenFiber-All-Borate-Cellulose-Blown-In-Insulation-30-lbs-36-Bags-INS765LD/300584221 | 0.2502 | rate at $50.04/per labor hour, reference: https://www.homewyse.com/costs/cost_of_ceiling_insulation.html, assume 10 hrs for 2000 sq ft : http://www.blownininsulationcost.net/calculating-blown-in-insulation-cost/ | 0.53388 | sq ft |  | 0.53388
Nonequipment | Ceiling Insulation(R12 to R38) | Increased Ceiling Insulation (R-38) | Code-Compliant Ceiling Insulation | Commercial | New | Grocery | FL Zone 2 | Square feet | 0% | 31.0105 | 30.8063 | 0.20415 | 0.0065832 | 20 | 4.1661e-05 | 9.5277e-05 | 0 | No equipment cost. | 0 | 0 | 0.28368 | https://www.homedepot.com/p/GreenFiber-All-Borate-Cellulose-Blown-In-Insulation-30-lbs-36-Bags-INS765LD/300584221 | 0.2502 | rate at $50.04/per labor hour, reference: https://www.homewyse.com/costs/cost_of_ceiling_insulation.html, assume 10 hrs for 2000 sq ft : http://www.blownininsulationcost.net/calculating-blown-in-insulation-cost/ | 0.53388 | sq ft |  | 0.53388
Nonequipment | Ceiling Insulation(R12 to R38) | Increased Ceiling Insulation (R-38) | Code-Compliant Ceiling Insulation | Commercial | New | Healthcare | FL Zone 2 | Square feet | 0% | 15.0829 | 14.8788 | 0.20415 | 0.013535 | 20 | 4.0851e-06 | 9.2088e-05 | 0 | No equipment cost. | 0 | 0 | 0.28368 | https://www.homedepot.com/p/GreenFiber-All-Borate-Cellulose-Blown-In-Insulation-30-lbs-36-Bags-INS765LD/300584221 | 0.2502 | rate at $50.04/per labor hour, reference: https://www.homewyse.com/costs/cost_of_ceiling_insulation.html, assume 10 hrs for 2000 sq ft : http://www.blownininsulationcost.net/calculating-blown-in-insulation-cost/ | 0.53388 | sq ft |  | 0.53388
Nonequipment | Ceiling Insulation(R12 to R38) | Increased Ceiling Insulation (R-38) | Code-Compliant Ceiling Insulation | Commercial | New | Hospitals | FL Zone 2 | Square feet | 0% | 81.2975 | 81.0933 | 0.20415 | 0.0025111 | 20 | 8.4432e-05 | 4.9733e-05 | 0 | No equipment cost. | 0 | 0 | 0.28368 | https://www.homedepot.com/p/GreenFiber-All-Borate-Cellulose-Blown-In-Insulation-30-lbs-36-Bags-INS765LD/300584221 | 0.2502 | rate at $50.04/per labor hour, reference: https://www.homewyse.com/costs/cost_of_ceiling_insulation.html, assume 10 hrs for 2000 sq ft : http://www.blownininsulationcost.net/calculating-blown-in-insulation-cost/ | 0.53388 | sq ft |  | 0.53388
Nonequipment | Ceiling Insulation(R12 to R38) | Increased Ceiling Insulation (R-38) | Code-Compliant Ceiling Insulation | Commercial | New | Institutional | FL Zone 2 | Square feet | 0% | 56.2721 | 56.068 | 0.20415 | 0.0036279 | 20 | 4.0851e-06 | 9.2088e-05 | 0 | No equipment cost. | 0 | 0 | 0.28368 | https://www.homedepot.com/p/GreenFiber-All-Borate-Cellulose-Blown-In-Insulation-30-lbs-36-Bags-INS765LD/300584221 | 0.2502 | rate at $50.04/per labor hour, reference: https://www.homewyse.com/costs/cost_of_ceiling_insulation.html, assume 10 hrs for 2000 sq ft : http://www.blownininsulationcost.net/calculating-blown-in-insulation-cost/ | 0.53388 | sq ft |  | 0.53388
Nonequipment | Ceiling Insulation(R12 to R38) | Increased Ceiling Insulation (R-38) | Code-Compliant Ceiling Insulation | Commercial | New | Lodging/Hospitality | FL Zone 2 | Square feet | 0% | 34.7257 | 34.5216 | 0.20415 | 0.0058789 | 20 | 8.4432e-05 | 4.9733e-05 | 0 | No equipment cost. | 0 | 0 | 0.28368 | https://www.homedepot.com/p/GreenFiber-All-Borate-Cellulose-Blown-In-Insulation-30-lbs-36-Bags-INS765LD/300584221 | 0.2502 | rate at $50.04/per labor hour, reference: https://www.homewyse.com/costs/cost_of_ceiling_insulation.html, assume 10 hrs for 2000 sq ft : http://www.blownininsulationcost.net/calculating-blown-in-insulation-cost/ | 0.53388 | sq ft |  | 0.53388
Nonequipment | Ceiling Insulation(R12 to R38) | Increased Ceiling Insulation (R-38) | Code-Compliant Ceiling Insulation | Commercial | New | Miscellaneous | FL Zone 2 | Square feet | 0% | 107.2344 | 107.0303 | 0.20415 | 0.0019038 | 20 | 4.0851e-06 | 9.2088e-05 | 0 | No equipment cost. | 0 | 0 | 0.28368 | https://www.homedepot.com/p/GreenFiber-All-Borate-Cellulose-Blown-In-Insulation-30-lbs-36-Bags-INS765LD/300584221 | 0.2502 | rate at $50.04/per labor hour, reference: https://www.homewyse.com/costs/cost_of_ceiling_insulation.html, assume 10 hrs for 2000 sq ft : http://www.blownininsulationcost.net/calculating-blown-in-insulation-cost/ | 0.53388 | sq ft |  | 0.53388
Nonequipment | Ceiling Insulation(R12 to R38) | Increased Ceiling Insulation (R-38) | Code-Compliant Ceiling Insulation | Commercial | New | Offices | FL Zone 2 | Square feet | 0% | 58.1979 | 57.9937 | 0.20415 | 0.0035079 | 20 | 4.0851e-06 | 9.2088e-05 | 0 | No equipment cost. | 0 | 0 | 0.28368 | https://www.homedepot.com/p/GreenFiber-All-Borate-Cellulose-Blown-In-Insulation-30-lbs-36-Bags-INS765LD/300584221 | 0.2502 | rate at $50.04/per labor hour, reference: https://www.homewyse.com/costs/cost_of_ceiling_insulation.html, assume 10 hrs for 2000 sq ft : http://www.blownininsulationcost.net/calculating-blown-in-insulation-cost/ | 0.53388 | sq ft |  | 0.53388
Nonequipment | Ceiling Insulation(R12 to R38) | Increased Ceiling Insulation (R-38) | Code-Compliant Ceiling Insulation | Commercial | New | Restaurants | FL Zone 2 | Square feet | 0% | 31.354 | 31.1498 | 0.20415 | 0.0065111 | 20 | 4.1661e-05 | 9.5277e-05 | 0 | No equipment cost. | 0 | 0 | 0.28368 | https://www.homedepot.com/p/GreenFiber-All-Borate-Cellulose-Blown-In-Insulation-30-lbs-36-Bags-INS765LD/300584221 | 0.2502 | rate at $50.04/per labor hour, reference: https://www.homewyse.com/costs/cost_of_ceiling_insulation.html, assume 10 hrs for 2000 sq ft : http://www.blownininsulationcost.net/calculating-blown-in-insulation-cost/ | 0.53388 | sq ft |  | 0.53388
Nonequipment | Ceiling Insulation(R12 to R38) | Increased Ceiling Insulation (R-38) | Code-Compliant Ceiling Insulation | Commercial | New | Retail | FL Zone 2 | Square feet | 0% | 5.9824 | 5.7782 | 0.20415 | 0.034125 | 20 | 4.1661e-05 | 9.5277e-05 | 0 | No equipment cost. | 0 | 0 | 0.28368 | https://www.homedepot.com/p/GreenFiber-All-Borate-Cellulose-Blown-In-Insulation-30-lbs-36-Bags-INS765LD/300584221 | 0.2502 | rate at $50.04/per labor hour, reference: https://www.homewyse.com/costs/cost_of_ceiling_insulation.html, assume 10 hrs for 2000 sq ft : http://www.blownininsulationcost.net/calculating-blown-in-insulation-cost/ | 0.53388 | sq ft |  | 0.53388
Nonequipment | Ceiling Insulation(R12 to R38) | Increased Ceiling Insulation (R-38) | Code-Compliant Ceiling Insulation | Commercial | New | Schools K-12 | FL Zone 2 | Square feet | 0% | 5.1058 | 4.9016 | 0.20415 | 0.039984 | 20 | 4.0851e-06 | 9.2088e-05 | 0 | No equipment cost. | 0 | 0 | 0.28368 | https://www.homedepot.com/p/GreenFiber-All-Borate-Cellulose-Blown-In-Insulation-30-lbs-36-Bags-INS765LD/300584221 | 0.2502 | rate at $50.04/per labor hour, reference: https://www.homewyse.com/costs/cost_of_ceiling_insulation.html, assume 10 hrs for 2000 sq ft : http://www.blownininsulationcost.net/calculating-blown-in-insulation-cost/ | 0.53388 | sq ft |  | 0.53388
Nonequipment | Ceiling Insulation(R12 to R38) | Increased Ceiling Insulation (R-38) | Code-Compliant Ceiling Insulation | Commercial | New | Warehouse | FL Zone 2 | Square feet | 0% | 1.4026 | 1.1984 | 0.20415 | 0.14556 | 20 | 2.3166e-05 | 4.1334e-05 | 0 | No equipment cost. | 0 | 0 | 0.28368 | https://www.homedepot.com/p/GreenFiber-All-Borate-Cellulose-Blown-In-Insulation-30-lbs-36-Bags-INS765LD/300584221 | 0.2502 | rate at $50.04/per labor hour, reference: https://www.homewyse.com/costs/cost_of_ceiling_insulation.html, assume 10 hrs for 2000 sq ft : http://www.blownininsulationcost.net/calculating-blown-in-insulation-cost/ | 0.53388 | sq ft |  | 0.53388
Nonequipment | Ceiling Insulation(R19 to R38) | Increased Ceiling Insulation (R-38) | Market Average Existing Ceiling Insulation | Commercial | Existing | Assembly | FL Zone 2 | Square feet | 0% | 3.7877 | 3.6929 | 0.094818 | 0.025033 | 20 | 1.8973e-06 | 4.277e-05 | 0 | No equipment cost. | 0 | 0 | 0.20731 | https://www.homedepot.com/p/GreenFiber-All-Borate-Cellulose-Blown-In-Insulation-30-lbs-36-Bags-INS765LD/300584221 | 0.2502 | rate at $50.04/per labor hour, reference: https://www.homewyse.com/costs/cost_of_ceiling_insulation.html, assume 10 hrs for 2000 sq ft : http://www.blownininsulationcost.net/calculating-blown-in-insulation-cost/ | 0.45751 | sq ft |  | 0.45751
Nonequipment | Ceiling Insulation(R19 to R38) | Increased Ceiling Insulation (R-38) | Market Average Existing Ceiling Insulation | Commercial | Existing | College and University | FL Zone 2 | Square feet | 0% | 11.0507 | 10.9558 | 0.094818 | 0.0085803 | 20 | 3.9215e-05 | 2.3099e-05 | 0 | No equipment cost. | 0 | 0 | 0.20731 | https://www.homedepot.com/p/GreenFiber-All-Borate-Cellulose-Blown-In-Insulation-30-lbs-36-Bags-INS765LD/300584221 | 0.2502 | rate at $50.04/per labor hour, reference: https://www.homewyse.com/costs/cost_of_ceiling_insulation.html, assume 10 hrs for 2000 sq ft : http://www.blownininsulationcost.net/calculating-blown-in-insulation-cost/ | 0.45751 | sq ft |  | 0.45751
Nonequipment | Ceiling Insulation(R19 to R38) | Increased Ceiling Insulation (R-38) | Market Average Existing Ceiling Insulation | Commercial | Existing | Grocery | FL Zone 2 | Square feet | 0% | 31.0105 | 30.9157 | 0.094818 | 0.0030576 | 20 | 1.9349e-05 | 4.4252e-05 | 0 | No equipment cost. | 0 | 0 | 0.20731 | https://www.homedepot.com/p/GreenFiber-All-Borate-Cellulose-Blown-In-Insulation-30-lbs-36-Bags-INS765LD/300584221 | 0.2502 | rate at $50.04/per labor hour, reference: https://www.homewyse.com/costs/cost_of_ceiling_insulation.html, assume 10 hrs for 2000 sq ft : http://www.blownininsulationcost.net/calculating-blown-in-insulation-cost/ | 0.45751 | sq ft |  | 0.45751
Nonequipment | Ceiling Insulation(R19 to R38) | Increased Ceiling Insulation (R-38) | Market Average Existing Ceiling Insulation | Commercial | Existing | Healthcare | FL Zone 2 | Square feet | 22.8% | 15.0829 | 14.9881 | 0.094818 | 0.0062864 | 20 | 1.8973e-06 | 4.277e-05 | 0 | No equipment cost. | 0 | 0 | 0.20731 | https://www.homedepot.com/p/GreenFiber-All-Borate-Cellulose-Blown-In-Insulation-30-lbs-36-Bags-INS765LD/300584221 | 0.2502 | rate at $50.04/per labor hour, reference: https://www.homewyse.com/costs/cost_of_ceiling_insulation.html, assume 10 hrs for 2000 sq ft : http://www.blownininsulationcost.net/calculating-blown-in-insulation-cost/ | 0.45751 | sq ft |  | 0.45751
Nonequipment | Ceiling Insulation(R19 to R38) | Increased Ceiling Insulation (R-38) | Market Average Existing Ceiling Insulation | Commercial | Existing | Hospitals | FL Zone 2 | Square feet | 0% | 81.2975 | 81.2027 | 0.094818 | 0.0011663 | 20 | 3.9215e-05 | 2.3099e-05 | 0 | No equipment cost. | 0 | 0 | 0.20731 | https://www.homedepot.com/p/GreenFiber-All-Borate-Cellulose-Blown-In-Insulation-30-lbs-36-Bags-INS765LD/300584221 | 0.2502 | rate at $50.04/per labor hour, reference: https://www.homewyse.com/costs/cost_of_ceiling_insulation.html, assume 10 hrs for 2000 sq ft : http://www.blownininsulationcost.net/calculating-blown-in-insulation-cost/ | 0.45751 | sq ft |  | 0.45751
Nonequipment | Ceiling Insulation(R19 to R38) | Increased Ceiling Insulation (R-38) | Market Average Existing Ceiling Insulation | Commercial | Existing | Institutional | FL Zone 2 | Square feet | 0% | 56.2721 | 56.1773 | 0.094818 | 0.001685 | 20 | 1.8973e-06 | 4.277e-05 | 0 | No equipment cost. | 0 | 0 | 0.20731 | https://www.homedepot.com/p/GreenFiber-All-Borate-Cellulose-Blown-In-Insulation-30-lbs-36-Bags-INS765LD/300584221 | 0.2502 | rate at $50.04/per labor hour, reference: https://www.homewyse.com/costs/cost_of_ceiling_insulation.html, assume 10 hrs for 2000 sq ft : http://www.blownininsulationcost.net/calculating-blown-in-insulation-cost/ | 0.45751 | sq ft |  | 0.45751
Nonequipment | Ceiling Insulation(R19 to R38) | Increased Ceiling Insulation (R-38) | Market Average Existing Ceiling Insulation | Commercial | Existing | Lodging/Hospitality | FL Zone 2 | Square feet | 0% | 34.7257 | 34.6309 | 0.094818 | 0.0027305 | 20 | 3.9215e-05 | 2.3099e-05 | 0 | No equipment cost. | 0 | 0 | 0.20731 | https://www.homedepot.com/p/GreenFiber-All-Borate-Cellulose-Blown-In-Insulation-30-lbs-36-Bags-INS765LD/300584221 | 0.2502 | rate at $50.04/per labor hour, reference: https://www.homewyse.com/costs/cost_of_ceiling_insulation.html, assume 10 hrs for 2000 sq ft : http://www.blownininsulationcost.net/calculating-blown-in-insulation-cost/ | 0.45751 | sq ft |  | 0.45751
Nonequipment | Ceiling Insulation(R19 to R38) | Increased Ceiling Insulation (R-38) | Market Average Existing Ceiling Insulation | Commercial | Existing | Miscellaneous | FL Zone 2 | Square feet | 0% | 107.2344 | 107.1396 | 0.094818 | 0.00088421 | 20 | 1.8973e-06 | 4.277e-05 | 0 | No equipment cost. | 0 | 0 | 0.20731 | https://www.homedepot.com/p/GreenFiber-All-Borate-Cellulose-Blown-In-Insulation-30-lbs-36-Bags-INS765LD/300584221 | 0.2502 | rate at $50.04/per labor hour, reference: https://www.homewyse.com/costs/cost_of_ceiling_insulation.html, assume 10 hrs for 2000 sq ft : http://www.blownininsulationcost.net/calculating-blown-in-insulation-cost/ | 0.45751 | sq ft |  | 0.45751
Nonequipment | Ceiling Insulation(R19 to R38) | Increased Ceiling Insulation (R-38) | Market Average Existing Ceiling Insulation | Commercial | Existing | Offices | FL Zone 2 | Square feet | 22.8% | 58.1979 | 58.1031 | 0.094818 | 0.0016292 | 20 | 1.8973e-06 | 4.277e-05 | 0 | No equipment cost. | 0 | 0 | 0.20731 | https://www.homedepot.com/p/GreenFiber-All-Borate-Cellulose-Blown-In-Insulation-30-lbs-36-Bags-INS765LD/300584221 | 0.2502 | rate at $50.04/per labor hour, reference: https://www.homewyse.com/costs/cost_of_ceiling_insulation.html, assume 10 hrs for 2000 sq ft : http://www.blownininsulationcost.net/calculating-blown-in-insulation-cost/ | 0.45751 | sq ft |  | 0.45751
Nonequipment | Ceiling Insulation(R19 to R38) | Increased Ceiling Insulation (R-38) | Market Average Existing Ceiling Insulation | Commercial | Existing | Restaurants | FL Zone 2 | Square feet | 0% | 31.354 | 31.2592 | 0.094818 | 0.0030241 | 20 | 1.9349e-05 | 4.4252e-05 | 0 | No equipment cost. | 0 | 0 | 0.20731 | https://www.homedepot.com/p/GreenFiber-All-Borate-Cellulose-Blown-In-Insulation-30-lbs-36-Bags-INS765LD/300584221 | 0.2502 | rate at $50.04/per labor hour, reference: https://www.homewyse.com/costs/cost_of_ceiling_insulation.html, assume 10 hrs for 2000 sq ft : http://www.blownininsulationcost.net/calculating-blown-in-insulation-cost/ | 0.45751 | sq ft |  | 0.45751
Nonequipment | Ceiling Insulation(R19 to R38) | Increased Ceiling Insulation (R-38) | Market Average Existing Ceiling Insulation | Commercial | Existing | Retail | FL Zone 2 | Square feet | 0% | 5.9824 | 5.8875 | 0.094818 | 0.01585 | 20 | 1.9349e-05 | 4.4252e-05 | 0 | No equipment cost. | 0 | 0 | 0.20731 | https://www.homedepot.com/p/GreenFiber-All-Borate-Cellulose-Blown-In-Insulation-30-lbs-36-Bags-INS765LD/300584221 | 0.2502 | rate at $50.04/per labor hour, reference: https://www.homewyse.com/costs/cost_of_ceiling_insulation.html, assume 10 hrs for 2000 sq ft : http://www.blownininsulationcost.net/calculating-blown-in-insulation-cost/ | 0.45751 | sq ft |  | 0.45751
Nonequipment | Ceiling Insulation(R19 to R38) | Increased Ceiling Insulation (R-38) | Market Average Existing Ceiling Insulation | Commercial | Existing | Schools K-12 | FL Zone 2 | Square feet | 0% | 5.1058 | 5.0109 | 0.094818 | 0.018571 | 20 | 1.8973e-06 | 4.277e-05 | 0 | No equipment cost. | 0 | 0 | 0.20731 | https://www.homedepot.com/p/GreenFiber-All-Borate-Cellulose-Blown-In-Insulation-30-lbs-36-Bags-INS765LD/300584221 | 0.2502 | rate at $50.04/per labor hour, reference: https://www.homewyse.com/costs/cost_of_ceiling_insulation.html, assume 10 hrs for 2000 sq ft : http://www.blownininsulationcost.net/calculating-blown-in-insulation-cost/ | 0.45751 | sq ft |  | 0.45751
Nonequipment | Ceiling Insulation(R19 to R38) | Increased Ceiling Insulation (R-38) | Market Average Existing Ceiling Insulation | Commercial | Existing | Warehouse | FL Zone 2 | Square feet | 0% | 1.4026 | 1.3077 | 0.094818 | 0.067603 | 20 | 1.076e-05 | 1.9198e-05 | 0 | No equipment cost. | 0 | 0 | 0.20731 | https://www.homedepot.com/p/GreenFiber-All-Borate-Cellulose-Blown-In-Insulation-30-lbs-36-Bags-INS765LD/300584221 | 0.2502 | rate at $50.04/per labor hour, reference: https://www.homewyse.com/costs/cost_of_ceiling_insulation.html, assume 10 hrs for 2000 sq ft : http://www.blownininsulationcost.net/calculating-blown-in-insulation-cost/ | 0.45751 | sq ft |  | 0.45751
Nonequipment | Ceiling Insulation(R19 to R38) | Increased Ceiling Insulation (R-38) | Code-Compliant Ceiling Insulation | Commercial | New | Assembly | FL Zone 2 | Square feet | 0% | 3.7877 | 3.6935 | 0.094223 | 0.024876 | 20 | 1.8854e-06 | 4.2502e-05 | 0 | No equipment cost. | 0 | 0 | 0.20731 | https://www.homedepot.com/p/GreenFiber-All-Borate-Cellulose-Blown-In-Insulation-30-lbs-36-Bags-INS765LD/300584221 | 0.2502 | rate at $50.04/per labor hour, reference: https://www.homewyse.com/costs/cost_of_ceiling_insulation.html, assume 10 hrs for 2000 sq ft : http://www.blownininsulationcost.net/calculating-blown-in-insulation-cost/ | 0.45751 | sq ft |  | 0.45751
Nonequipment | Ceiling Insulation(R19 to R38) | Increased Ceiling Insulation (R-38) | Code-Compliant Ceiling Insulation | Commercial | New | College and University | FL Zone 2 | Square feet | 0% | 11.0507 | 10.9564 | 0.094223 | 0.0085265 | 20 | 3.8969e-05 | 2.2954e-05 | 0 | No equipment cost. | 0 | 0 | 0.20731 | https://www.homedepot.com/p/GreenFiber-All-Borate-Cellulose-Blown-In-Insulation-30-lbs-36-Bags-INS765LD/300584221 | 0.2502 | rate at $50.04/per labor hour, reference: https://www.homewyse.com/costs/cost_of_ceiling_insulation.html, assume 10 hrs for 2000 sq ft : http://www.blownininsulationcost.net/calculating-blown-in-insulation-cost/ | 0.45751 | sq ft |  | 0.45751
Nonequipment | Ceiling Insulation(R19 to R38) | Increased Ceiling Insulation (R-38) | Code-Compliant Ceiling Insulation | Commercial | New | Grocery | FL Zone 2 | Square feet | 0% | 31.0105 | 30.9163 | 0.094223 | 0.0030384 | 20 | 1.9228e-05 | 4.3974e-05 | 0 | No equipment cost. | 0 | 0 | 0.20731 | https://www.homedepot.com/p/GreenFiber-All-Borate-Cellulose-Blown-In-Insulation-30-lbs-36-Bags-INS765LD/300584221 | 0.2502 | rate at $50.04/per labor hour, reference: https://www.homewyse.com/costs/cost_of_ceiling_insulation.html, assume 10 hrs for 2000 sq ft : http://www.blownininsulationcost.net/calculating-blown-in-insulation-cost/ | 0.45751 | sq ft |  | 0.45751
Nonequipment | Ceiling Insulation(R19 to R38) | Increased Ceiling Insulation (R-38) | Code-Compliant Ceiling Insulation | Commercial | New | Healthcare | FL Zone 2 | Square feet | 0% | 15.0829 | 14.9887 | 0.094223 | 0.006247 | 20 | 1.8854e-06 | 4.2502e-05 | 0 | No equipment cost. | 0 | 0 | 0.20731 | https://www.homedepot.com/p/GreenFiber-All-Borate-Cellulose-Blown-In-Insulation-30-lbs-36-Bags-INS765LD/300584221 | 0.2502 | rate at $50.04/per labor hour, reference: https://www.homewyse.com/costs/cost_of_ceiling_insulation.html, assume 10 hrs for 2000 sq ft : http://www.blownininsulationcost.net/calculating-blown-in-insulation-cost/ | 0.45751 | sq ft |  | 0.45751
Nonequipment | Ceiling Insulation(R19 to R38) | Increased Ceiling Insulation (R-38) | Code-Compliant Ceiling Insulation | Commercial | New | Hospitals | FL Zone 2 | Square feet | 0% | 81.2975 | 81.2033 | 0.094223 | 0.001159 | 20 | 3.8969e-05 | 2.2954e-05 | 0 | No equipment cost. | 0 | 0 | 0.20731 | https://www.homedepot.com/p/GreenFiber-All-Borate-Cellulose-Blown-In-Insulation-30-lbs-36-Bags-INS765LD/300584221 | 0.2502 | rate at $50.04/per labor hour, reference: https://www.homewyse.com/costs/cost_of_ceiling_insulation.html, assume 10 hrs for 2000 sq ft : http://www.blownininsulationcost.net/calculating-blown-in-insulation-cost/ | 0.45751 | sq ft |  | 0.45751
Nonequipment | Ceiling Insulation(R19 to R38) | Increased Ceiling Insulation (R-38) | Code-Compliant Ceiling Insulation | Commercial | New | Institutional | FL Zone 2 | Square feet | 0% | 56.2721 | 56.1779 | 0.094223 | 0.0016744 | 20 | 1.8854e-06 | 4.2502e-05 | 0 | No equipment cost. | 0 | 0 | 0.20731 | https://www.homedepot.com/p/GreenFiber-All-Borate-Cellulose-Blown-In-Insulation-30-lbs-36-Bags-INS765LD/300584221 | 0.2502 | rate at $50.04/per labor hour, reference: https://www.homewyse.com/costs/cost_of_ceiling_insulation.html, assume 10 hrs for 2000 sq ft : http://www.blownininsulationcost.net/calculating-blown-in-insulation-cost/ | 0.45751 | sq ft |  | 0.45751
Nonequipment | Ceiling Insulation(R19 to R38) | Increased Ceiling Insulation (R-38) | Code-Compliant Ceiling Insulation | Commercial | New | Lodging/Hospitality | FL Zone 2 | Square feet | 0% | 34.7257 | 34.6315 | 0.094223 | 0.0027133 | 20 | 3.8969e-05 | 2.2954e-05 | 0 | No equipment cost. | 0 | 0 | 0.20731 | https://www.homedepot.com/p/GreenFiber-All-Borate-Cellulose-Blown-In-Insulation-30-lbs-36-Bags-INS765LD/300584221 | 0.2502 | rate at $50.04/per labor hour, reference: https://www.homewyse.com/costs/cost_of_ceiling_insulation.html, assume 10 hrs for 2000 sq ft : http://www.blownininsulationcost.net/calculating-blown-in-insulation-cost/ | 0.45751 | sq ft |  | 0.45751
Nonequipment | Ceiling Insulation(R19 to R38) | Increased Ceiling Insulation (R-38) | Code-Compliant Ceiling Insulation | Commercial | New | Miscellaneous | FL Zone 2 | Square feet | 0% | 107.2344 | 107.1402 | 0.094223 | 0.00087866 | 20 | 1.8854e-06 | 4.2502e-05 | 0 | No equipment cost. | 0 | 0 | 0.20731 | https://www.homedepot.com/p/GreenFiber-All-Borate-Cellulose-Blown-In-Insulation-30-lbs-36-Bags-INS765LD/300584221 | 0.2502 | rate at $50.04/per labor hour, reference: https://www.homewyse.com/costs/cost_of_ceiling_insulation.html, assume 10 hrs for 2000 sq ft : http://www.blownininsulationcost.net/calculating-blown-in-insulation-cost/ | 0.45751 | sq ft |  | 0.45751
Nonequipment | Ceiling Insulation(R19 to R38) | Increased Ceiling Insulation (R-38) | Code-Compliant Ceiling Insulation | Commercial | New | Offices | FL Zone 2 | Square feet | 0% | 58.1979 | 58.1037 | 0.094223 | 0.001619 | 20 | 1.8854e-06 | 4.2502e-05 | 0 | No equipment cost. | 0 | 0 | 0.20731 | https://www.homedepot.com/p/GreenFiber-All-Borate-Cellulose-Blown-In-Insulation-30-lbs-36-Bags-INS765LD/300584221 | 0.2502 | rate at $50.04/per labor hour, reference: https://www.homewyse.com/costs/cost_of_ceiling_insulation.html, assume 10 hrs for 2000 sq ft : http://www.blownininsulationcost.net/calculating-blown-in-insulation-cost/ | 0.45751 | sq ft |  | 0.45751
Nonequipment | Ceiling Insulation(R19 to R38) | Increased Ceiling Insulation (R-38) | Code-Compliant Ceiling Insulation | Commercial | New | Restaurants | FL Zone 2 | Square feet | 0% | 31.354 | 31.2597 | 0.094223 | 0.0030051 | 20 | 1.9228e-05 | 4.3974e-05 | 0 | No equipment cost. | 0 | 0 | 0.20731 | https://www.homedepot.com/p/GreenFiber-All-Borate-Cellulose-Blown-In-Insulation-30-lbs-36-Bags-INS765LD/300584221 | 0.2502 | rate at $50.04/per labor hour, reference: https://www.homewyse.com/costs/cost_of_ceiling_insulation.html, assume 10 hrs for 2000 sq ft : http://www.blownininsulationcost.net/calculating-blown-in-insulation-cost/ | 0.45751 | sq ft |  | 0.45751
Nonequipment | Ceiling Insulation(R19 to R38) | Increased Ceiling Insulation (R-38) | Code-Compliant Ceiling Insulation | Commercial | New | Retail | FL Zone 2 | Square feet | 0% | 5.9824 | 5.8881 | 0.094223 | 0.01575 | 20 | 1.9228e-05 | 4.3974e-05 | 0 | No equipment cost. | 0 | 0 | 0.20731 | https://www.homedepot.com/p/GreenFiber-All-Borate-Cellulose-Blown-In-Insulation-30-lbs-36-Bags-INS765LD/300584221 | 0.2502 | rate at $50.04/per labor hour, reference: https://www.homewyse.com/costs/cost_of_ceiling_insulation.html, assume 10 hrs for 2000 sq ft : http://www.blownininsulationcost.net/calculating-blown-in-insulation-cost/ | 0.45751 | sq ft |  | 0.45751
Nonequipment | Ceiling Insulation(R19 to R38) | Increased Ceiling Insulation (R-38) | Code-Compliant Ceiling Insulation | Commercial | New | Schools K-12 | FL Zone 2 | Square feet | 0% | 5.1058 | 5.0115 | 0.094223 | 0.018454 | 20 | 1.8854e-06 | 4.2502e-05 | 0 | No equipment cost. | 0 | 0 | 0.20731 | https://www.homedepot.com/p/GreenFiber-All-Borate-Cellulose-Blown-In-Insulation-30-lbs-36-Bags-INS765LD/300584221 | 0.2502 | rate at $50.04/per labor hour, reference: https://www.homewyse.com/costs/cost_of_ceiling_insulation.html, assume 10 hrs for 2000 sq ft : http://www.blownininsulationcost.net/calculating-blown-in-insulation-cost/ | 0.45751 | sq ft |  | 0.45751
Nonequipment | Ceiling Insulation(R19 to R38) | Increased Ceiling Insulation (R-38) | Code-Compliant Ceiling Insulation | Commercial | New | Warehouse | FL Zone 2 | Square feet | 0% | 1.4026 | 1.3083 | 0.094223 | 0.067179 | 20 | 1.0692e-05 | 1.9077e-05 | 0 | No equipment cost. | 0 | 0 | 0.20731 | https://www.homedepot.com/p/GreenFiber-All-Borate-Cellulose-Blown-In-Insulation-30-lbs-36-Bags-INS765LD/300584221 | 0.2502 | rate at $50.04/per labor hour, reference: https://www.homewyse.com/costs/cost_of_ceiling_insulation.html, assume 10 hrs for 2000 sq ft : http://www.blownininsulationcost.net/calculating-blown-in-insulation-cost/ | 0.45751 | sq ft |  | 0.45751
Nonequipment | Ceiling Insulation(R2 to R38) | Increased Ceiling Insulation (R-38) | Market Average Existing Ceiling Insulation | Commercial | Existing | Assembly | FL Zone 2 | Square feet | 0% | 3.7877 | 2.081 | 1.7067 | 0.4506 | 20 | 3.4152e-05 | 0.00076986 | 0 | No equipment cost | 0 | 0 | 0.39279 | https://www.homedepot.com/p/GreenFiber-All-Borate-Cellulose-Blown-In-Insulation-30-lbs-36-Bags-INS765LD/300584221 | 0.2502 | rate at $50.04/per labor hour, reference: https://www.homewyse.com/costs/cost_of_ceiling_insulation.html, assume 10 hrs for 2000 sq ft : http://www.blownininsulationcost.net/calculating-blown-in-insulation-cost/ | 0.64299 | sq ft |  | 0.64299
Nonequipment | Ceiling Insulation(R2 to R38) | Increased Ceiling Insulation (R-38) | Market Average Existing Ceiling Insulation | Commercial | Existing | College and University | FL Zone 2 | Square feet | 0% | 11.0507 | 9.3439 | 1.7067 | 0.15444 | 20 | 0.00070587 | 0.00041578 | 0 | No equipment cost | 0 | 0 | 0.39279 | https://www.homedepot.com/p/GreenFiber-All-Borate-Cellulose-Blown-In-Insulation-30-lbs-36-Bags-INS765LD/300584221 | 0.2502 | rate at $50.04/per labor hour, reference: https://www.homewyse.com/costs/cost_of_ceiling_insulation.html, assume 10 hrs for 2000 sq ft : http://www.blownininsulationcost.net/calculating-blown-in-insulation-cost/ | 0.64299 | sq ft |  | 0.64299
Nonequipment | Ceiling Insulation(R2 to R38) | Increased Ceiling Insulation (R-38) | Market Average Existing Ceiling Insulation | Commercial | Existing | Grocery | FL Zone 2 | Square feet | 0% | 31.0105 | 29.3038 | 1.7067 | 0.055037 | 20 | 0.00034829 | 0.00079653 | 0 | No equipment cost | 0 | 0 | 0.39279 | https://www.homedepot.com/p/GreenFiber-All-Borate-Cellulose-Blown-In-Insulation-30-lbs-36-Bags-INS765LD/300584221 | 0.2502 | rate at $50.04/per labor hour, reference: https://www.homewyse.com/costs/cost_of_ceiling_insulation.html, assume 10 hrs for 2000 sq ft : http://www.blownininsulationcost.net/calculating-blown-in-insulation-cost/ | 0.64299 | sq ft |  | 0.64299
Nonequipment | Ceiling Insulation(R2 to R38) | Increased Ceiling Insulation (R-38) | Market Average Existing Ceiling Insulation | Commercial | Existing | Healthcare | FL Zone 2 | Square feet | 45.6% | 15.0829 | 13.3762 | 1.7067 | 0.11316 | 20 | 3.4152e-05 | 0.00076986 | 0 | No equipment cost | 0 | 0 | 0.39279 | https://www.homedepot.com/p/GreenFiber-All-Borate-Cellulose-Blown-In-Insulation-30-lbs-36-Bags-INS765LD/300584221 | 0.2502 | rate at $50.04/per labor hour, reference: https://www.homewyse.com/costs/cost_of_ceiling_insulation.html, assume 10 hrs for 2000 sq ft : http://www.blownininsulationcost.net/calculating-blown-in-insulation-cost/ | 0.64299 | sq ft |  | 0.64299
Nonequipment | Ceiling Insulation(R2 to R38) | Increased Ceiling Insulation (R-38) | Market Average Existing Ceiling Insulation | Commercial | Existing | Hospitals | FL Zone 2 | Square feet | 0% | 81.2975 | 79.5908 | 1.7067 | 0.020993 | 20 | 0.00070587 | 0.00041578 | 0 | No equipment cost | 0 | 0 | 0.39279 | https://www.homedepot.com/p/GreenFiber-All-Borate-Cellulose-Blown-In-Insulation-30-lbs-36-Bags-INS765LD/300584221 | 0.2502 | rate at $50.04/per labor hour, reference: https://www.homewyse.com/costs/cost_of_ceiling_insulation.html, assume 10 hrs for 2000 sq ft : http://www.blownininsulationcost.net/calculating-blown-in-insulation-cost/ | 0.64299 | sq ft |  | 0.64299
Nonequipment | Ceiling Insulation(R2 to R38) | Increased Ceiling Insulation (R-38) | Market Average Existing Ceiling Insulation | Commercial | Existing | Institutional | FL Zone 2 | Square feet | 0% | 56.2721 | 54.5654 | 1.7067 | 0.03033 | 20 | 3.4152e-05 | 0.00076986 | 0 | No equipment cost | 0 | 0 | 0.39279 | https://www.homedepot.com/p/GreenFiber-All-Borate-Cellulose-Blown-In-Insulation-30-lbs-36-Bags-INS765LD/300584221 | 0.2502 | rate at $50.04/per labor hour, reference: https://www.homewyse.com/costs/cost_of_ceiling_insulation.html, assume 10 hrs for 2000 sq ft : http://www.blownininsulationcost.net/calculating-blown-in-insulation-cost/ | 0.64299 | sq ft |  | 0.64299
Nonequipment | Ceiling Insulation(R2 to R38) | Increased Ceiling Insulation (R-38) | Market Average Existing Ceiling Insulation | Commercial | Existing | Lodging/Hospitality | FL Zone 2 | Square feet | 0% | 34.7257 | 33.019 | 1.7067 | 0.049148 | 20 | 0.00070587 | 0.00041578 | 0 | No equipment cost | 0 | 0 | 0.39279 | https://www.homedepot.com/p/GreenFiber-All-Borate-Cellulose-Blown-In-Insulation-30-lbs-36-Bags-INS765LD/300584221 | 0.2502 | rate at $50.04/per labor hour, reference: https://www.homewyse.com/costs/cost_of_ceiling_insulation.html, assume 10 hrs for 2000 sq ft : http://www.blownininsulationcost.net/calculating-blown-in-insulation-cost/ | 0.64299 | sq ft |  | 0.64299
Nonequipment | Ceiling Insulation(R2 to R38) | Increased Ceiling Insulation (R-38) | Market Average Existing Ceiling Insulation | Commercial | Existing | Miscellaneous | FL Zone 2 | Square feet | 0% | 107.2344 | 105.5277 | 1.7067 | 0.015916 | 20 | 3.4152e-05 | 0.00076986 | 0 | No equipment cost | 0 | 0 | 0.39279 | https://www.homedepot.com/p/GreenFiber-All-Borate-Cellulose-Blown-In-Insulation-30-lbs-36-Bags-INS765LD/300584221 | 0.2502 | rate at $50.04/per labor hour, reference: https://www.homewyse.com/costs/cost_of_ceiling_insulation.html, assume 10 hrs for 2000 sq ft : http://www.blownininsulationcost.net/calculating-blown-in-insulation-cost/ | 0.64299 | sq ft |  | 0.64299
Nonequipment | Ceiling Insulation(R2 to R38) | Increased Ceiling Insulation (R-38) | Market Average Existing Ceiling Insulation | Commercial | Existing | Offices | FL Zone 2 | Square feet | 45.6% | 58.1979 | 56.4912 | 1.7067 | 0.029326 | 20 | 3.4152e-05 | 0.00076986 | 0 | No equipment cost | 0 | 0 | 0.39279 | https://www.homedepot.com/p/GreenFiber-All-Borate-Cellulose-Blown-In-Insulation-30-lbs-36-Bags-INS765LD/300584221 | 0.2502 | rate at $50.04/per labor hour, reference: https://www.homewyse.com/costs/cost_of_ceiling_insulation.html, assume 10 hrs for 2000 sq ft : http://www.blownininsulationcost.net/calculating-blown-in-insulation-cost/ | 0.64299 | sq ft |  | 0.64299
Nonequipment | Ceiling Insulation(R2 to R38) | Increased Ceiling Insulation (R-38) | Market Average Existing Ceiling Insulation | Commercial | Existing | Restaurants | FL Zone 2 | Square feet | 0% | 31.354 | 29.6473 | 1.7067 | 0.054434 | 20 | 0.00034829 | 0.00079653 | 0 | No equipment cost | 0 | 0 | 0.39279 | https://www.homedepot.com/p/GreenFiber-All-Borate-Cellulose-Blown-In-Insulation-30-lbs-36-Bags-INS765LD/300584221 | 0.2502 | rate at $50.04/per labor hour, reference: https://www.homewyse.com/costs/cost_of_ceiling_insulation.html, assume 10 hrs for 2000 sq ft : http://www.blownininsulationcost.net/calculating-blown-in-insulation-cost/ | 0.64299 | sq ft |  | 0.64299
Nonequipment | Ceiling Insulation(R2 to R38) | Increased Ceiling Insulation (R-38) | Market Average Existing Ceiling Insulation | Commercial | Existing | Retail | FL Zone 2 | Square feet | 0% | 5.9824 | 4.2756 | 1.7067 | 0.28529 | 20 | 0.00034829 | 0.00079653 | 0 | No equipment cost | 0 | 0 | 0.39279 | https://www.homedepot.com/p/GreenFiber-All-Borate-Cellulose-Blown-In-Insulation-30-lbs-36-Bags-INS765LD/300584221 | 0.2502 | rate at $50.04/per labor hour, reference: https://www.homewyse.com/costs/cost_of_ceiling_insulation.html, assume 10 hrs for 2000 sq ft : http://www.blownininsulationcost.net/calculating-blown-in-insulation-cost/ | 0.64299 | sq ft |  | 0.64299
Nonequipment | Ceiling Insulation(R2 to R38) | Increased Ceiling Insulation (R-38) | Market Average Existing Ceiling Insulation | Commercial | Existing | Schools K-12 | FL Zone 2 | Square feet | 0% | 5.1058 | 3.399 | 1.7067 | 0.33427 | 20 | 3.4152e-05 | 0.00076986 | 0 | No equipment cost | 0 | 0 | 0.39279 | https://www.homedepot.com/p/GreenFiber-All-Borate-Cellulose-Blown-In-Insulation-30-lbs-36-Bags-INS765LD/300584221 | 0.2502 | rate at $50.04/per labor hour, reference: https://www.homewyse.com/costs/cost_of_ceiling_insulation.html, assume 10 hrs for 2000 sq ft : http://www.blownininsulationcost.net/calculating-blown-in-insulation-cost/ | 0.64299 | sq ft |  | 0.64299
Nonequipment | Ceiling Insulation(R2 to R38) | Increased Ceiling Insulation (R-38) | Market Average Existing Ceiling Insulation | Commercial | Existing | Warehouse | FL Zone 2 | Square feet | 0% | 1.4026 | 0.16749 | 1.2351 | 0.88058 | 20 | 0.00014015 | 0.00025006 | 0 | No equipment cost | 0 | 0 | 0.39279 | https://www.homedepot.com/p/GreenFiber-All-Borate-Cellulose-Blown-In-Insulation-30-lbs-36-Bags-INS765LD/300584221 | 0.2502 | rate at $50.04/per labor hour, reference: https://www.homewyse.com/costs/cost_of_ceiling_insulation.html, assume 10 hrs for 2000 sq ft : http://www.blownininsulationcost.net/calculating-blown-in-insulation-cost/ | 0.64299 | sq ft |  | 0.64299
Nonequipment | Ceiling Insulation(R2 to R38) | Increased Ceiling Insulation (R-38) | Code-Compliant Ceiling Insulation | Commercial | New | Assembly | FL Zone 2 | Square feet | 0% | 3.7877 | 2.0917 | 1.696 | 0.44777 | 20 | 3.3938e-05 | 0.00076504 | 0 | No equipment cost | 0 | 0 | 0.39279 | https://www.homedepot.com/p/GreenFiber-All-Borate-Cellulose-Blown-In-Insulation-30-lbs-36-Bags-INS765LD/300584221 | 0.2502 | rate at $50.04/per labor hour, reference: https://www.homewyse.com/costs/cost_of_ceiling_insulation.html, assume 10 hrs for 2000 sq ft : http://www.blownininsulationcost.net/calculating-blown-in-insulation-cost/ | 0.64299 | sq ft |  | 0.64299
Nonequipment | Ceiling Insulation(R2 to R38) | Increased Ceiling Insulation (R-38) | Code-Compliant Ceiling Insulation | Commercial | New | College and University | FL Zone 2 | Square feet | 0% | 11.0507 | 9.3546 | 1.696 | 0.15348 | 20 | 0.00070144 | 0.00041317 | 0 | No equipment cost | 0 | 0 | 0.39279 | https://www.homedepot.com/p/GreenFiber-All-Borate-Cellulose-Blown-In-Insulation-30-lbs-36-Bags-INS765LD/300584221 | 0.2502 | rate at $50.04/per labor hour, reference: https://www.homewyse.com/costs/cost_of_ceiling_insulation.html, assume 10 hrs for 2000 sq ft : http://www.blownininsulationcost.net/calculating-blown-in-insulation-cost/ | 0.64299 | sq ft |  | 0.64299
Nonequipment | Ceiling Insulation(R2 to R38) | Increased Ceiling Insulation (R-38) | Code-Compliant Ceiling Insulation | Commercial | New | Grocery | FL Zone 2 | Square feet | 0% | 31.0105 | 29.3145 | 1.696 | 0.054692 | 20 | 0.00034611 | 0.00079153 | 0 | No equipment cost | 0 | 0 | 0.39279 | https://www.homedepot.com/p/GreenFiber-All-Borate-Cellulose-Blown-In-Insulation-30-lbs-36-Bags-INS765LD/300584221 | 0.2502 | rate at $50.04/per labor hour, reference: https://www.homewyse.com/costs/cost_of_ceiling_insulation.html, assume 10 hrs for 2000 sq ft : http://www.blownininsulationcost.net/calculating-blown-in-insulation-cost/ | 0.64299 | sq ft |  | 0.64299
Nonequipment | Ceiling Insulation(R2 to R38) | Increased Ceiling Insulation (R-38) | Code-Compliant Ceiling Insulation | Commercial | New | Healthcare | FL Zone 2 | Square feet | 0% | 15.0829 | 13.3869 | 1.696 | 0.11245 | 20 | 3.3938e-05 | 0.00076504 | 0 | No equipment cost | 0 | 0 | 0.39279 | https://www.homedepot.com/p/GreenFiber-All-Borate-Cellulose-Blown-In-Insulation-30-lbs-36-Bags-INS765LD/300584221 | 0.2502 | rate at $50.04/per labor hour, reference: https://www.homewyse.com/costs/cost_of_ceiling_insulation.html, assume 10 hrs for 2000 sq ft : http://www.blownininsulationcost.net/calculating-blown-in-insulation-cost/ | 0.64299 | sq ft |  | 0.64299
Nonequipment | Ceiling Insulation(R2 to R38) | Increased Ceiling Insulation (R-38) | Code-Compliant Ceiling Insulation | Commercial | New | Hospitals | FL Zone 2 | Square feet | 0% | 81.2975 | 79.6015 | 1.696 | 0.020862 | 20 | 0.00070144 | 0.00041317 | 0 | No equipment cost | 0 | 0 | 0.39279 | https://www.homedepot.com/p/GreenFiber-All-Borate-Cellulose-Blown-In-Insulation-30-lbs-36-Bags-INS765LD/300584221 | 0.2502 | rate at $50.04/per labor hour, reference: https://www.homewyse.com/costs/cost_of_ceiling_insulation.html, assume 10 hrs for 2000 sq ft : http://www.blownininsulationcost.net/calculating-blown-in-insulation-cost/ | 0.64299 | sq ft |  | 0.64299
Nonequipment | Ceiling Insulation(R2 to R38) | Increased Ceiling Insulation (R-38) | Code-Compliant Ceiling Insulation | Commercial | New | Institutional | FL Zone 2 | Square feet | 0% | 56.2721 | 54.5761 | 1.696 | 0.030139 | 20 | 3.3938e-05 | 0.00076504 | 0 | No equipment cost | 0 | 0 | 0.39279 | https://www.homedepot.com/p/GreenFiber-All-Borate-Cellulose-Blown-In-Insulation-30-lbs-36-Bags-INS765LD/300584221 | 0.2502 | rate at $50.04/per labor hour, reference: https://www.homewyse.com/costs/cost_of_ceiling_insulation.html, assume 10 hrs for 2000 sq ft : http://www.blownininsulationcost.net/calculating-blown-in-insulation-cost/ | 0.64299 | sq ft |  | 0.64299
Nonequipment | Ceiling Insulation(R2 to R38) | Increased Ceiling Insulation (R-38) | Code-Compliant Ceiling Insulation | Commercial | New | Lodging/Hospitality | FL Zone 2 | Square feet | 0% | 34.7257 | 33.0297 | 1.696 | 0.04884 | 20 | 0.00070144 | 0.00041317 | 0 | No equipment cost | 0 | 0 | 0.39279 | https://www.homedepot.com/p/GreenFiber-All-Borate-Cellulose-Blown-In-Insulation-30-lbs-36-Bags-INS765LD/300584221 | 0.2502 | rate at $50.04/per labor hour, reference: https://www.homewyse.com/costs/cost_of_ceiling_insulation.html, assume 10 hrs for 2000 sq ft : http://www.blownininsulationcost.net/calculating-blown-in-insulation-cost/ | 0.64299 | sq ft |  | 0.64299
Nonequipment | Ceiling Insulation(R2 to R38) | Increased Ceiling Insulation (R-38) | Code-Compliant Ceiling Insulation | Commercial | New | Miscellaneous | FL Zone 2 | Square feet | 0% | 107.2344 | 105.5384 | 1.696 | 0.015816 | 20 | 3.3938e-05 | 0.00076504 | 0 | No equipment cost | 0 | 0 | 0.39279 | https://www.homedepot.com/p/GreenFiber-All-Borate-Cellulose-Blown-In-Insulation-30-lbs-36-Bags-INS765LD/300584221 | 0.2502 | rate at $50.04/per labor hour, reference: https://www.homewyse.com/costs/cost_of_ceiling_insulation.html, assume 10 hrs for 2000 sq ft : http://www.blownininsulationcost.net/calculating-blown-in-insulation-cost/ | 0.64299 | sq ft |  | 0.64299
Nonequipment | Ceiling Insulation(R2 to R38) | Increased Ceiling Insulation (R-38) | Code-Compliant Ceiling Insulation | Commercial | New | Offices | FL Zone 2 | Square feet | 0% | 58.1979 | 56.5019 | 1.696 | 0.029142 | 20 | 3.3938e-05 | 0.00076504 | 0 | No equipment cost | 0 | 0 | 0.39279 | https://www.homedepot.com/p/GreenFiber-All-Borate-Cellulose-Blown-In-Insulation-30-lbs-36-Bags-INS765LD/300584221 | 0.2502 | rate at $50.04/per labor hour, reference: https://www.homewyse.com/costs/cost_of_ceiling_insulation.html, assume 10 hrs for 2000 sq ft : http://www.blownininsulationcost.net/calculating-blown-in-insulation-cost/ | 0.64299 | sq ft |  | 0.64299
Nonequipment | Ceiling Insulation(R2 to R38) | Increased Ceiling Insulation (R-38) | Code-Compliant Ceiling Insulation | Commercial | New | Restaurants | FL Zone 2 | Square feet | 0% | 31.354 | 29.658 | 1.696 | 0.054092 | 20 | 0.00034611 | 0.00079153 | 0 | No equipment cost | 0 | 0 | 0.39279 | https://www.homedepot.com/p/GreenFiber-All-Borate-Cellulose-Blown-In-Insulation-30-lbs-36-Bags-INS765LD/300584221 | 0.2502 | rate at $50.04/per labor hour, reference: https://www.homewyse.com/costs/cost_of_ceiling_insulation.html, assume 10 hrs for 2000 sq ft : http://www.blownininsulationcost.net/calculating-blown-in-insulation-cost/ | 0.64299 | sq ft |  | 0.64299
Nonequipment | Ceiling Insulation(R2 to R38) | Increased Ceiling Insulation (R-38) | Code-Compliant Ceiling Insulation | Commercial | New | Retail | FL Zone 2 | Square feet | 0% | 5.9824 | 4.2863 | 1.696 | 0.2835 | 20 | 0.00034611 | 0.00079153 | 0 | No equipment cost | 0 | 0 | 0.39279 | https://www.homedepot.com/p/GreenFiber-All-Borate-Cellulose-Blown-In-Insulation-30-lbs-36-Bags-INS765LD/300584221 | 0.2502 | rate at $50.04/per labor hour, reference: https://www.homewyse.com/costs/cost_of_ceiling_insulation.html, assume 10 hrs for 2000 sq ft : http://www.blownininsulationcost.net/calculating-blown-in-insulation-cost/ | 0.64299 | sq ft |  | 0.64299
Nonequipment | Ceiling Insulation(R2 to R38) | Increased Ceiling Insulation (R-38) | Code-Compliant Ceiling Insulation | Commercial | New | Schools K-12 | FL Zone 2 | Square feet | 0% | 5.1058 | 3.4097 | 1.696 | 0.33218 | 20 | 3.3938e-05 | 0.00076504 | 0 | No equipment cost | 0 | 0 | 0.39279 | https://www.homedepot.com/p/GreenFiber-All-Borate-Cellulose-Blown-In-Insulation-30-lbs-36-Bags-INS765LD/300584221 | 0.2502 | rate at $50.04/per labor hour, reference: https://www.homewyse.com/costs/cost_of_ceiling_insulation.html, assume 10 hrs for 2000 sq ft : http://www.blownininsulationcost.net/calculating-blown-in-insulation-cost/ | 0.64299 | sq ft |  | 0.64299
Nonequipment | Ceiling Insulation(R2 to R38) | Increased Ceiling Insulation (R-38) | Code-Compliant Ceiling Insulation | Commercial | New | Warehouse | FL Zone 2 | Square feet | 0% | 1.4026 | 0.1782 | 1.2244 | 0.87295 | 20 | 0.00013894 | 0.0002479 | 0 | No equipment cost | 0 | 0 | 0.39279 | https://www.homedepot.com/p/GreenFiber-All-Borate-Cellulose-Blown-In-Insulation-30-lbs-36-Bags-INS765LD/300584221 | 0.2502 | rate at $50.04/per labor hour, reference: https://www.homewyse.com/costs/cost_of_ceiling_insulation.html, assume 10 hrs for 2000 sq ft : http://www.blownininsulationcost.net/calculating-blown-in-insulation-cost/ | 0.64299 | sq ft |  | 0.64299
Nonequipment | Ceiling Insulation(R30 to R38) | Increased Ceiling Insulation (R-38) | Market Average Existing Ceiling Insulation | Commercial | Existing | Assembly | FL Zone 2 | Square feet | 0% | 3.7877 | 3.7624 | 0.025285 | 0.0066755 | 20 | 5.0596e-07 | 1.1405e-05 | 0 | No equipment cost. | 0 | 0 | 0.098197 | https://www.homedepot.com/p/GreenFiber-All-Borate-Cellulose-Blown-In-Insulation-30-lbs-36-Bags-INS765LD/300584221 | 0.2502 | rate at $50.04/per labor hour, reference: https://www.homewyse.com/costs/cost_of_ceiling_insulation.html, assume 10 hrs for 2000 sq ft : http://www.blownininsulationcost.net/calculating-blown-in-insulation-cost/ | 0.3484 | sq ft |  | 0.3484
Nonequipment | Ceiling Insulation(R30 to R38) | Increased Ceiling Insulation (R-38) | Market Average Existing Ceiling Insulation | Commercial | Existing | College and University | FL Zone 2 | Square feet | 0% | 11.0507 | 11.0254 | 0.025285 | 0.0022881 | 20 | 1.0457e-05 | 6.1597e-06 | 0 | No equipment cost. | 0 | 0 | 0.098197 | https://www.homedepot.com/p/GreenFiber-All-Borate-Cellulose-Blown-In-Insulation-30-lbs-36-Bags-INS765LD/300584221 | 0.2502 | rate at $50.04/per labor hour, reference: https://www.homewyse.com/costs/cost_of_ceiling_insulation.html, assume 10 hrs for 2000 sq ft : http://www.blownininsulationcost.net/calculating-blown-in-insulation-cost/ | 0.3484 | sq ft |  | 0.3484
Nonequipment | Ceiling Insulation(R30 to R38) | Increased Ceiling Insulation (R-38) | Market Average Existing Ceiling Insulation | Commercial | Existing | Grocery | FL Zone 2 | Square feet | 0% | 31.0105 | 30.9852 | 0.025285 | 0.00081536 | 20 | 5.1599e-06 | 1.18e-05 | 0 | No equipment cost. | 0 | 0 | 0.098197 | https://www.homedepot.com/p/GreenFiber-All-Borate-Cellulose-Blown-In-Insulation-30-lbs-36-Bags-INS765LD/300584221 | 0.2502 | rate at $50.04/per labor hour, reference: https://www.homewyse.com/costs/cost_of_ceiling_insulation.html, assume 10 hrs for 2000 sq ft : http://www.blownininsulationcost.net/calculating-blown-in-insulation-cost/ | 0.3484 | sq ft |  | 0.3484
Nonequipment | Ceiling Insulation(R30 to R38) | Increased Ceiling Insulation (R-38) | Market Average Existing Ceiling Insulation | Commercial | Existing | Healthcare | FL Zone 2 | Square feet | 11.4% | 15.0829 | 15.0577 | 0.025285 | 0.0016764 | 20 | 5.0596e-07 | 1.1405e-05 | 0 | No equipment cost. | 0 | 0 | 0.098197 | https://www.homedepot.com/p/GreenFiber-All-Borate-Cellulose-Blown-In-Insulation-30-lbs-36-Bags-INS765LD/300584221 | 0.2502 | rate at $50.04/per labor hour, reference: https://www.homewyse.com/costs/cost_of_ceiling_insulation.html, assume 10 hrs for 2000 sq ft : http://www.blownininsulationcost.net/calculating-blown-in-insulation-cost/ | 0.3484 | sq ft |  | 0.3484
Nonequipment | Ceiling Insulation(R30 to R38) | Increased Ceiling Insulation (R-38) | Market Average Existing Ceiling Insulation | Commercial | Existing | Hospitals | FL Zone 2 | Square feet | 0% | 81.2975 | 81.2722 | 0.025285 | 0.00031101 | 20 | 1.0457e-05 | 6.1597e-06 | 0 | No equipment cost. | 0 | 0 | 0.098197 | https://www.homedepot.com/p/GreenFiber-All-Borate-Cellulose-Blown-In-Insulation-30-lbs-36-Bags-INS765LD/300584221 | 0.2502 | rate at $50.04/per labor hour, reference: https://www.homewyse.com/costs/cost_of_ceiling_insulation.html, assume 10 hrs for 2000 sq ft : http://www.blownininsulationcost.net/calculating-blown-in-insulation-cost/ | 0.3484 | sq ft |  | 0.3484
Nonequipment | Ceiling Insulation(R30 to R38) | Increased Ceiling Insulation (R-38) | Market Average Existing Ceiling Insulation | Commercial | Existing | Institutional | FL Zone 2 | Square feet | 0% | 56.2721 | 56.2468 | 0.025285 | 0.00044933 | 20 | 5.0596e-07 | 1.1405e-05 | 0 | No equipment cost. | 0 | 0 | 0.098197 | https://www.homedepot.com/p/GreenFiber-All-Borate-Cellulose-Blown-In-Insulation-30-lbs-36-Bags-INS765LD/300584221 | 0.2502 | rate at $50.04/per labor hour, reference: https://www.homewyse.com/costs/cost_of_ceiling_insulation.html, assume 10 hrs for 2000 sq ft : http://www.blownininsulationcost.net/calculating-blown-in-insulation-cost/ | 0.3484 | sq ft |  | 0.3484
Nonequipment | Ceiling Insulation(R30 to R38) | Increased Ceiling Insulation (R-38) | Market Average Existing Ceiling Insulation | Commercial | Existing | Lodging/Hospitality | FL Zone 2 | Square feet | 0% | 34.7257 | 34.7004 | 0.025285 | 0.00072813 | 20 | 1.0457e-05 | 6.1597e-06 | 0 | No equipment cost. | 0 | 0 | 0.098197 | https://www.homedepot.com/p/GreenFiber-All-Borate-Cellulose-Blown-In-Insulation-30-lbs-36-Bags-INS765LD/300584221 | 0.2502 | rate at $50.04/per labor hour, reference: https://www.homewyse.com/costs/cost_of_ceiling_insulation.html, assume 10 hrs for 2000 sq ft : http://www.blownininsulationcost.net/calculating-blown-in-insulation-cost/ | 0.3484 | sq ft |  | 0.3484
Nonequipment | Ceiling Insulation(R30 to R38) | Increased Ceiling Insulation (R-38) | Market Average Existing Ceiling Insulation | Commercial | Existing | Miscellaneous | FL Zone 2 | Square feet | 0% | 107.2344 | 107.2091 | 0.025285 | 0.00023579 | 20 | 5.0596e-07 | 1.1405e-05 | 0 | No equipment cost. | 0 | 0 | 0.098197 | https://www.homedepot.com/p/GreenFiber-All-Borate-Cellulose-Blown-In-Insulation-30-lbs-36-Bags-INS765LD/300584221 | 0.2502 | rate at $50.04/per labor hour, reference: https://www.homewyse.com/costs/cost_of_ceiling_insulation.html, assume 10 hrs for 2000 sq ft : http://www.blownininsulationcost.net/calculating-blown-in-insulation-cost/ | 0.3484 | sq ft |  | 0.3484
Nonequipment | Ceiling Insulation(R30 to R38) | Increased Ceiling Insulation (R-38) | Market Average Existing Ceiling Insulation | Commercial | Existing | Offices | FL Zone 2 | Square feet | 11.4% | 58.1979 | 58.1726 | 0.025285 | 0.00043446 | 20 | 5.0596e-07 | 1.1405e-05 | 0 | No equipment cost. | 0 | 0 | 0.098197 | https://www.homedepot.com/p/GreenFiber-All-Borate-Cellulose-Blown-In-Insulation-30-lbs-36-Bags-INS765LD/300584221 | 0.2502 | rate at $50.04/per labor hour, reference: https://www.homewyse.com/costs/cost_of_ceiling_insulation.html, assume 10 hrs for 2000 sq ft : http://www.blownininsulationcost.net/calculating-blown-in-insulation-cost/ | 0.3484 | sq ft |  | 0.3484
Nonequipment | Ceiling Insulation(R30 to R38) | Increased Ceiling Insulation (R-38) | Market Average Existing Ceiling Insulation | Commercial | Existing | Restaurants | FL Zone 2 | Square feet | 0% | 31.354 | 31.3287 | 0.025285 | 0.00080643 | 20 | 5.1599e-06 | 1.18e-05 | 0 | No equipment cost. | 0 | 0 | 0.098197 | https://www.homedepot.com/p/GreenFiber-All-Borate-Cellulose-Blown-In-Insulation-30-lbs-36-Bags-INS765LD/300584221 | 0.2502 | rate at $50.04/per labor hour, reference: https://www.homewyse.com/costs/cost_of_ceiling_insulation.html, assume 10 hrs for 2000 sq ft : http://www.blownininsulationcost.net/calculating-blown-in-insulation-cost/ | 0.3484 | sq ft |  | 0.3484
Nonequipment | Ceiling Insulation(R30 to R38) | Increased Ceiling Insulation (R-38) | Market Average Existing Ceiling Insulation | Commercial | Existing | Retail | FL Zone 2 | Square feet | 0% | 5.9824 | 5.9571 | 0.025285 | 0.0042265 | 20 | 5.1599e-06 | 1.18e-05 | 0 | No equipment cost. | 0 | 0 | 0.098197 | https://www.homedepot.com/p/GreenFiber-All-Borate-Cellulose-Blown-In-Insulation-30-lbs-36-Bags-INS765LD/300584221 | 0.2502 | rate at $50.04/per labor hour, reference: https://www.homewyse.com/costs/cost_of_ceiling_insulation.html, assume 10 hrs for 2000 sq ft : http://www.blownininsulationcost.net/calculating-blown-in-insulation-cost/ | 0.3484 | sq ft |  | 0.3484
Nonequipment | Ceiling Insulation(R30 to R38) | Increased Ceiling Insulation (R-38) | Market Average Existing Ceiling Insulation | Commercial | Existing | Schools K-12 | FL Zone 2 | Square feet | 0% | 5.1058 | 5.0805 | 0.025285 | 0.0049522 | 20 | 5.0596e-07 | 1.1405e-05 | 0 | No equipment cost. | 0 | 0 | 0.098197 | https://www.homedepot.com/p/GreenFiber-All-Borate-Cellulose-Blown-In-Insulation-30-lbs-36-Bags-INS765LD/300584221 | 0.2502 | rate at $50.04/per labor hour, reference: https://www.homewyse.com/costs/cost_of_ceiling_insulation.html, assume 10 hrs for 2000 sq ft : http://www.blownininsulationcost.net/calculating-blown-in-insulation-cost/ | 0.3484 | sq ft |  | 0.3484
Nonequipment | Ceiling Insulation(R30 to R38) | Increased Ceiling Insulation (R-38) | Market Average Existing Ceiling Insulation | Commercial | Existing | Warehouse | FL Zone 2 | Square feet | 0% | 1.4026 | 1.3773 | 0.025285 | 0.018028 | 20 | 2.8692e-06 | 5.1194e-06 | 0 | No equipment cost. | 0 | 0 | 0.098197 | https://www.homedepot.com/p/GreenFiber-All-Borate-Cellulose-Blown-In-Insulation-30-lbs-36-Bags-INS765LD/300584221 | 0.2502 | rate at $50.04/per labor hour, reference: https://www.homewyse.com/costs/cost_of_ceiling_insulation.html, assume 10 hrs for 2000 sq ft : http://www.blownininsulationcost.net/calculating-blown-in-insulation-cost/ | 0.3484 | sq ft |  | 0.3484
Nonequipment | Ceiling Insulation(R30 to R38) | Increased Ceiling Insulation (R-38) | Code-Compliant Ceiling Insulation | Commercial | New | Assembly | FL Zone 2 | Square feet | 0% | 3.7877 | 3.7626 | 0.025126 | 0.0066336 | 20 | 5.0278e-07 | 1.1334e-05 | 0 | No equipment cost. | 0 | 0 | 0.098197 | https://www.homedepot.com/p/GreenFiber-All-Borate-Cellulose-Blown-In-Insulation-30-lbs-36-Bags-INS765LD/300584221 | 0.2502 | rate at $50.04/per labor hour, reference: https://www.homewyse.com/costs/cost_of_ceiling_insulation.html, assume 10 hrs for 2000 sq ft : http://www.blownininsulationcost.net/calculating-blown-in-insulation-cost/ | 0.3484 | sq ft |  | 0.3484
Nonequipment | Ceiling Insulation(R30 to R38) | Increased Ceiling Insulation (R-38) | Code-Compliant Ceiling Insulation | Commercial | New | College and University | FL Zone 2 | Square feet | 0% | 11.0507 | 11.0255 | 0.025126 | 0.0022737 | 20 | 1.0392e-05 | 6.121e-06 | 0 | No equipment cost. | 0 | 0 | 0.098197 | https://www.homedepot.com/p/GreenFiber-All-Borate-Cellulose-Blown-In-Insulation-30-lbs-36-Bags-INS765LD/300584221 | 0.2502 | rate at $50.04/per labor hour, reference: https://www.homewyse.com/costs/cost_of_ceiling_insulation.html, assume 10 hrs for 2000 sq ft : http://www.blownininsulationcost.net/calculating-blown-in-insulation-cost/ | 0.3484 | sq ft |  | 0.3484
Nonequipment | Ceiling Insulation(R30 to R38) | Increased Ceiling Insulation (R-38) | Code-Compliant Ceiling Insulation | Commercial | New | Grocery | FL Zone 2 | Square feet | 0% | 31.0105 | 30.9854 | 0.025126 | 0.00081025 | 20 | 5.1275e-06 | 1.1726e-05 | 0 | No equipment cost. | 0 | 0 | 0.098197 | https://www.homedepot.com/p/GreenFiber-All-Borate-Cellulose-Blown-In-Insulation-30-lbs-36-Bags-INS765LD/300584221 | 0.2502 | rate at $50.04/per labor hour, reference: https://www.homewyse.com/costs/cost_of_ceiling_insulation.html, assume 10 hrs for 2000 sq ft : http://www.blownininsulationcost.net/calculating-blown-in-insulation-cost/ | 0.3484 | sq ft |  | 0.3484
Nonequipment | Ceiling Insulation(R30 to R38) | Increased Ceiling Insulation (R-38) | Code-Compliant Ceiling Insulation | Commercial | New | Healthcare | FL Zone 2 | Square feet | 0% | 15.0829 | 15.0578 | 0.025126 | 0.0016659 | 20 | 5.0278e-07 | 1.1334e-05 | 0 | No equipment cost. | 0 | 0 | 0.098197 | https://www.homedepot.com/p/GreenFiber-All-Borate-Cellulose-Blown-In-Insulation-30-lbs-36-Bags-INS765LD/300584221 | 0.2502 | rate at $50.04/per labor hour, reference: https://www.homewyse.com/costs/cost_of_ceiling_insulation.html, assume 10 hrs for 2000 sq ft : http://www.blownininsulationcost.net/calculating-blown-in-insulation-cost/ | 0.3484 | sq ft |  | 0.3484
Nonequipment | Ceiling Insulation(R30 to R38) | Increased Ceiling Insulation (R-38) | Code-Compliant Ceiling Insulation | Commercial | New | Hospitals | FL Zone 2 | Square feet | 0% | 81.2975 | 81.2723 | 0.025126 | 0.00030906 | 20 | 1.0392e-05 | 6.121e-06 | 0 | No equipment cost. | 0 | 0 | 0.098197 | https://www.homedepot.com/p/GreenFiber-All-Borate-Cellulose-Blown-In-Insulation-30-lbs-36-Bags-INS765LD/300584221 | 0.2502 | rate at $50.04/per labor hour, reference: https://www.homewyse.com/costs/cost_of_ceiling_insulation.html, assume 10 hrs for 2000 sq ft : http://www.blownininsulationcost.net/calculating-blown-in-insulation-cost/ | 0.3484 | sq ft |  | 0.3484
Nonequipment | Ceiling Insulation(R30 to R38) | Increased Ceiling Insulation (R-38) | Code-Compliant Ceiling Insulation | Commercial | New | Institutional | FL Zone 2 | Square feet | 0% | 56.2721 | 56.247 | 0.025126 | 0.00044651 | 20 | 5.0278e-07 | 1.1334e-05 | 0 | No equipment cost. | 0 | 0 | 0.098197 | https://www.homedepot.com/p/GreenFiber-All-Borate-Cellulose-Blown-In-Insulation-30-lbs-36-Bags-INS765LD/300584221 | 0.2502 | rate at $50.04/per labor hour, reference: https://www.homewyse.com/costs/cost_of_ceiling_insulation.html, assume 10 hrs for 2000 sq ft : http://www.blownininsulationcost.net/calculating-blown-in-insulation-cost/ | 0.3484 | sq ft |  | 0.3484
Nonequipment | Ceiling Insulation(R30 to R38) | Increased Ceiling Insulation (R-38) | Code-Compliant Ceiling Insulation | Commercial | New | Lodging/Hospitality | FL Zone 2 | Square feet | 0% | 34.7257 | 34.7006 | 0.025126 | 0.00072356 | 20 | 1.0392e-05 | 6.121e-06 | 0 | No equipment cost. | 0 | 0 | 0.098197 | https://www.homedepot.com/p/GreenFiber-All-Borate-Cellulose-Blown-In-Insulation-30-lbs-36-Bags-INS765LD/300584221 | 0.2502 | rate at $50.04/per labor hour, reference: https://www.homewyse.com/costs/cost_of_ceiling_insulation.html, assume 10 hrs for 2000 sq ft : http://www.blownininsulationcost.net/calculating-blown-in-insulation-cost/ | 0.3484 | sq ft |  | 0.3484
Nonequipment | Ceiling Insulation(R30 to R38) | Increased Ceiling Insulation (R-38) | Code-Compliant Ceiling Insulation | Commercial | New | Miscellaneous | FL Zone 2 | Square feet | 0% | 107.2344 | 107.2093 | 0.025126 | 0.00023431 | 20 | 5.0278e-07 | 1.1334e-05 | 0 | No equipment cost. | 0 | 0 | 0.098197 | https://www.homedepot.com/p/GreenFiber-All-Borate-Cellulose-Blown-In-Insulation-30-lbs-36-Bags-INS765LD/300584221 | 0.2502 | rate at $50.04/per labor hour, reference: https://www.homewyse.com/costs/cost_of_ceiling_insulation.html, assume 10 hrs for 2000 sq ft : http://www.blownininsulationcost.net/calculating-blown-in-insulation-cost/ | 0.3484 | sq ft |  | 0.3484
Nonequipment | Ceiling Insulation(R30 to R38) | Increased Ceiling Insulation (R-38) | Code-Compliant Ceiling Insulation | Commercial | New | Offices | FL Zone 2 | Square feet | 0% | 58.1979 | 58.1728 | 0.025126 | 0.00043174 | 20 | 5.0278e-07 | 1.1334e-05 | 0 | No equipment cost. | 0 | 0 | 0.098197 | https://www.homedepot.com/p/GreenFiber-All-Borate-Cellulose-Blown-In-Insulation-30-lbs-36-Bags-INS765LD/300584221 | 0.2502 | rate at $50.04/per labor hour, reference: https://www.homewyse.com/costs/cost_of_ceiling_insulation.html, assume 10 hrs for 2000 sq ft : http://www.blownininsulationcost.net/calculating-blown-in-insulation-cost/ | 0.3484 | sq ft |  | 0.3484
Nonequipment | Ceiling Insulation(R30 to R38) | Increased Ceiling Insulation (R-38) | Code-Compliant Ceiling Insulation | Commercial | New | Restaurants | FL Zone 2 | Square feet | 0% | 31.354 | 31.3288 | 0.025126 | 0.00080137 | 20 | 5.1275e-06 | 1.1726e-05 | 0 | No equipment cost. | 0 | 0 | 0.098197 | https://www.homedepot.com/p/GreenFiber-All-Borate-Cellulose-Blown-In-Insulation-30-lbs-36-Bags-INS765LD/300584221 | 0.2502 | rate at $50.04/per labor hour, reference: https://www.homewyse.com/costs/cost_of_ceiling_insulation.html, assume 10 hrs for 2000 sq ft : http://www.blownininsulationcost.net/calculating-blown-in-insulation-cost/ | 0.3484 | sq ft |  | 0.3484
Nonequipment | Ceiling Insulation(R30 to R38) | Increased Ceiling Insulation (R-38) | Code-Compliant Ceiling Insulation | Commercial | New | Retail | FL Zone 2 | Square feet | 0% | 5.9824 | 5.9572 | 0.025126 | 0.0042 | 20 | 5.1275e-06 | 1.1726e-05 | 0 | No equipment cost. | 0 | 0 | 0.098197 | https://www.homedepot.com/p/GreenFiber-All-Borate-Cellulose-Blown-In-Insulation-30-lbs-36-Bags-INS765LD/300584221 | 0.2502 | rate at $50.04/per labor hour, reference: https://www.homewyse.com/costs/cost_of_ceiling_insulation.html, assume 10 hrs for 2000 sq ft : http://www.blownininsulationcost.net/calculating-blown-in-insulation-cost/ | 0.3484 | sq ft |  | 0.3484
Nonequipment | Ceiling Insulation(R30 to R38) | Increased Ceiling Insulation (R-38) | Code-Compliant Ceiling Insulation | Commercial | New | Schools K-12 | FL Zone 2 | Square feet | 0% | 5.1058 | 5.0806 | 0.025126 | 0.0049211 | 20 | 5.0278e-07 | 1.1334e-05 | 0 | No equipment cost. | 0 | 0 | 0.098197 | https://www.homedepot.com/p/GreenFiber-All-Borate-Cellulose-Blown-In-Insulation-30-lbs-36-Bags-INS765LD/300584221 | 0.2502 | rate at $50.04/per labor hour, reference: https://www.homewyse.com/costs/cost_of_ceiling_insulation.html, assume 10 hrs for 2000 sq ft : http://www.blownininsulationcost.net/calculating-blown-in-insulation-cost/ | 0.3484 | sq ft |  | 0.3484
Nonequipment | Ceiling Insulation(R30 to R38) | Increased Ceiling Insulation (R-38) | Code-Compliant Ceiling Insulation | Commercial | New | Warehouse | FL Zone 2 | Square feet | 0% | 1.4026 | 1.3774 | 0.025126 | 0.017914 | 20 | 2.8512e-06 | 5.0873e-06 | 0 | No equipment cost. | 0 | 0 | 0.098197 | https://www.homedepot.com/p/GreenFiber-All-Borate-Cellulose-Blown-In-Insulation-30-lbs-36-Bags-INS765LD/300584221 | 0.2502 | rate at $50.04/per labor hour, reference: https://www.homewyse.com/costs/cost_of_ceiling_insulation.html, assume 10 hrs for 2000 sq ft : http://www.blownininsulationcost.net/calculating-blown-in-insulation-cost/ | 0.3484 | sq ft |  | 0.3484
Nonequipment | Chilled Water Controls Optimization | Deploy an algorithm package on the chiller to totalize the available power inputs and calculate the cooling load, and accordingly apply small setpoint adjustments to the plant control system | 0 | Commercial | Existing | Assembly | FL Zone 2 | Per End Use Consumption | 25.53% | 21061.2389 | 18428.584 | 2632.6549 | 0.125 | 10 | 1.068 | 0.0010645 | 0 | no base cost | 0 | 0 | 0 | 0 | 108 | Wisconsin Focus on Energy 2017 TRM, Chiller Plant Setpoint Adjustment | 108 | system |  | 108
Nonequipment | Chilled Water Controls Optimization | Deploy an algorithm package on the chiller to totalize the available power inputs and calculate the cooling load, and accordingly apply small setpoint adjustments to the plant control system | 0 | Commercial | Existing | College and University | FL Zone 2 | Per End Use Consumption | 34.04% | 67414.43 | 58987.6263 | 8426.8038 | 0.125 | 10 | 1.981 | 0.94465 | 0 | no base cost | 0 | 0 | 0 | 0 | 108 | Wisconsin Focus on Energy 2017 TRM, Chiller Plant Setpoint Adjustment | 108 | system |  | 108
Nonequipment | Chilled Water Controls Optimization | Deploy an algorithm package on the chiller to totalize the available power inputs and calculate the cooling load, and accordingly apply small setpoint adjustments to the plant control system | 0 | Commercial | Existing | Grocery | FL Zone 2 | Per End Use Consumption | 34.04% | 0 | 0 | 0 | 0 | 10 | 0 | 0 | 0 | no base cost | 0 | 0 | 0 | 0 | 108 | Wisconsin Focus on Energy 2017 TRM, Chiller Plant Setpoint Adjustment | 108 | system |  | 108
Nonequipment | Chilled Water Controls Optimization | Deploy an algorithm package on the chiller to totalize the available power inputs and calculate the cooling load, and accordingly apply small setpoint adjustments to the plant control system | 0 | Commercial | Existing | Healthcare | FL Zone 2 | Per End Use Consumption | 34.04% | 32150.2642 | 28131.4811 | 4018.783 | 0.125 | 10 | 1.6304 | 0.0016249 | 0 | no base cost | 0 | 0 | 0 | 0 | 108 | Wisconsin Focus on Energy 2017 TRM, Chiller Plant Setpoint Adjustment | 108 | system |  | 108
Nonequipment | Chilled Water Controls Optimization | Deploy an algorithm package on the chiller to totalize the available power inputs and calculate the cooling load, and accordingly apply small setpoint adjustments to the plant control system | 0 | Commercial | Existing | Hospitals | FL Zone 2 | Per End Use Consumption | 25.53% | 186714.2315 | 163374.9526 | 23339.2789 | 0.125 | 10 | 5.4867 | 2.6163 | 0 | no base cost | 0 | 0 | 0 | 0 | 108 | Wisconsin Focus on Energy 2017 TRM, Chiller Plant Setpoint Adjustment | 108 | system |  | 108
Nonequipment | Chilled Water Controls Optimization | Deploy an algorithm package on the chiller to totalize the available power inputs and calculate the cooling load, and accordingly apply small setpoint adjustments to the plant control system | 0 | Commercial | Existing | Institutional | FL Zone 2 | Per End Use Consumption | 25.53% | 11376.6141 | 9954.5374 | 1422.0768 | 0.125 | 10 | 0.57693 | 0.00057499 | 0 | no base cost | 0 | 0 | 0 | 0 | 108 | Wisconsin Focus on Energy 2017 TRM, Chiller Plant Setpoint Adjustment | 108 | system |  | 108
Nonequipment | Chilled Water Controls Optimization | Deploy an algorithm package on the chiller to totalize the available power inputs and calculate the cooling load, and accordingly apply small setpoint adjustments to the plant control system | 0 | Commercial | Existing | Lodging/Hospitality | FL Zone 2 | Per End Use Consumption | 34.04% | 87508.8179 | 76570.2156 | 10938.6022 | 0.125 | 10 | 4.4377 | 0.0044228 | 0 | no base cost | 0 | 0 | 0 | 0 | 108 | Wisconsin Focus on Energy 2017 TRM, Chiller Plant Setpoint Adjustment | 108 | system |  | 108
Nonequipment | Chilled Water Controls Optimization | Deploy an algorithm package on the chiller to totalize the available power inputs and calculate the cooling load, and accordingly apply small setpoint adjustments to the plant control system | 0 | Commercial | Existing | Miscellaneous | FL Zone 2 | Per End Use Consumption | 34.04% | 27097.7274 | 23710.5115 | 3387.2159 | 0.125 | 10 | 1.3742 | 0.0013695 | 0 | no base cost | 0 | 0 | 0 | 0 | 108 | Wisconsin Focus on Energy 2017 TRM, Chiller Plant Setpoint Adjustment | 108 | system |  | 108
Nonequipment | Chilled Water Controls Optimization | Deploy an algorithm package on the chiller to totalize the available power inputs and calculate the cooling load, and accordingly apply small setpoint adjustments to the plant control system | 0 | Commercial | Existing | Offices | FL Zone 2 | Per End Use Consumption | 25.53% | 27755.4081 | 24285.9821 | 3469.426 | 0.125 | 10 | 1.4075 | 0.0014028 | 0 | no base cost | 0 | 0 | 0 | 0 | 108 | Wisconsin Focus on Energy 2017 TRM, Chiller Plant Setpoint Adjustment | 108 | system |  | 108
Nonequipment | Chilled Water Controls Optimization | Deploy an algorithm package on the chiller to totalize the available power inputs and calculate the cooling load, and accordingly apply small setpoint adjustments to the plant control system | 0 | Commercial | Existing | Restaurants | FL Zone 2 | Per End Use Consumption | 34.04% | 34129.8424 | 29863.6121 | 4266.2303 | 0.125 | 10 | 1.7308 | 0.001725 | 0 | no base cost | 0 | 0 | 0 | 0 | 108 | Wisconsin Focus on Energy 2017 TRM, Chiller Plant Setpoint Adjustment | 108 | system |  | 108
Nonequipment | Chilled Water Controls Optimization | Deploy an algorithm package on the chiller to totalize the available power inputs and calculate the cooling load, and accordingly apply small setpoint adjustments to the plant control system | 0 | Commercial | Existing | Retail | FL Zone 2 | Per End Use Consumption | 34.04% | 24975.3414 | 21853.4237 | 3121.9177 | 0.125 | 10 | 1.2665 | 0.0012623 | 0 | no base cost | 0 | 0 | 0 | 0 | 108 | Wisconsin Focus on Energy 2017 TRM, Chiller Plant Setpoint Adjustment | 108 | system |  | 108
Nonequipment | Chilled Water Controls Optimization | Deploy an algorithm package on the chiller to totalize the available power inputs and calculate the cooling load, and accordingly apply small setpoint adjustments to the plant control system | 0 | Commercial | Existing | Schools K-12 | FL Zone 2 | Per End Use Consumption | 34.04% | 19159.8063 | 16764.8305 | 2394.9758 | 0.125 | 10 | 0.97162 | 0.00096836 | 0 | no base cost | 0 | 0 | 0 | 0 | 108 | Wisconsin Focus on Energy 2017 TRM, Chiller Plant Setpoint Adjustment | 108 | system |  | 108
Nonequipment | Chilled Water Controls Optimization | Deploy an algorithm package on the chiller to totalize the available power inputs and calculate the cooling load, and accordingly apply small setpoint adjustments to the plant control system | 0 | Commercial | Existing | Warehouse | FL Zone 2 | Per End Use Consumption | 34.04% | 7401.6724 | 6476.4633 | 925.209 | 0.125 | 10 | 0.37535 | 0.00037409 | 0 | no base cost | 0 | 0 | 0 | 0 | 108 | Wisconsin Focus on Energy 2017 TRM, Chiller Plant Setpoint Adjustment | 108 | system |  | 108
Nonequipment | Chilled Water Controls Optimization | Deploy an algorithm package on the chiller to totalize the available power inputs and calculate the cooling load, and accordingly apply small setpoint adjustments to the plant control system | 0 | Commercial | New | Assembly | FL Zone 2 | Per End Use Consumption | 38.3% | 21061.2389 | 18428.584 | 2632.6549 | 0.125 | 10 | 1.068 | 0.0010645 | 0 | no base cost | 0 | 0 | 0 | 0 | 108 | Wisconsin Focus on Energy 2017 TRM, Chiller Plant Setpoint Adjustment | 108 | system |  | 108
Nonequipment | Chilled Water Controls Optimization | Deploy an algorithm package on the chiller to totalize the available power inputs and calculate the cooling load, and accordingly apply small setpoint adjustments to the plant control system | 0 | Commercial | New | College and University | FL Zone 2 | Per End Use Consumption | 34.04% | 67414.43 | 58987.6263 | 8426.8038 | 0.125 | 10 | 1.981 | 0.94465 | 0 | no base cost | 0 | 0 | 0 | 0 | 108 | Wisconsin Focus on Energy 2017 TRM, Chiller Plant Setpoint Adjustment | 108 | system |  | 108
Nonequipment | Chilled Water Controls Optimization | Deploy an algorithm package on the chiller to totalize the available power inputs and calculate the cooling load, and accordingly apply small setpoint adjustments to the plant control system | 0 | Commercial | New | Grocery | FL Zone 2 | Per End Use Consumption | 34.04% | 0 | 0 | 0 | 0 | 10 | 0 | 0 | 0 | no base cost | 0 | 0 | 0 | 0 | 108 | Wisconsin Focus on Energy 2017 TRM, Chiller Plant Setpoint Adjustment | 108 | system |  | 108
Nonequipment | Chilled Water Controls Optimization | Deploy an algorithm package on the chiller to totalize the available power inputs and calculate the cooling load, and accordingly apply small setpoint adjustments to the plant control system | 0 | Commercial | New | Healthcare | FL Zone 2 | Per End Use Consumption | 34.04% | 32150.2642 | 28131.4811 | 4018.783 | 0.125 | 10 | 1.6304 | 0.0016249 | 0 | no base cost | 0 | 0 | 0 | 0 | 108 | Wisconsin Focus on Energy 2017 TRM, Chiller Plant Setpoint Adjustment | 108 | system |  | 108
Nonequipment | Chilled Water Controls Optimization | Deploy an algorithm package on the chiller to totalize the available power inputs and calculate the cooling load, and accordingly apply small setpoint adjustments to the plant control system | 0 | Commercial | New | Hospitals | FL Zone 2 | Per End Use Consumption | 38.3% | 186714.2315 | 163374.9526 | 23339.2789 | 0.125 | 10 | 5.4867 | 2.6163 | 0 | no base cost | 0 | 0 | 0 | 0 | 108 | Wisconsin Focus on Energy 2017 TRM, Chiller Plant Setpoint Adjustment | 108 | system |  | 108
Nonequipment | Chilled Water Controls Optimization | Deploy an algorithm package on the chiller to totalize the available power inputs and calculate the cooling load, and accordingly apply small setpoint adjustments to the plant control system | 0 | Commercial | New | Institutional | FL Zone 2 | Per End Use Consumption | 38.3% | 11376.6141 | 9954.5374 | 1422.0768 | 0.125 | 10 | 0.57693 | 0.00057499 | 0 | no base cost | 0 | 0 | 0 | 0 | 108 | Wisconsin Focus on Energy 2017 TRM, Chiller Plant Setpoint Adjustment | 108 | system |  | 108
Nonequipment | Chilled Water Controls Optimization | Deploy an algorithm package on the chiller to totalize the available power inputs and calculate the cooling load, and accordingly apply small setpoint adjustments to the plant control system | 0 | Commercial | New | Lodging/Hospitality | FL Zone 2 | Per End Use Consumption | 34.04% | 87508.8179 | 76570.2156 | 10938.6022 | 0.125 | 10 | 4.4377 | 0.0044228 | 0 | no base cost | 0 | 0 | 0 | 0 | 108 | Wisconsin Focus on Energy 2017 TRM, Chiller Plant Setpoint Adjustment | 108 | system |  | 108
Nonequipment | Chilled Water Controls Optimization | Deploy an algorithm package on the chiller to totalize the available power inputs and calculate the cooling load, and accordingly apply small setpoint adjustments to the plant control system | 0 | Commercial | New | Miscellaneous | FL Zone 2 | Per End Use Consumption | 34.04% | 27097.7274 | 23710.5115 | 3387.2159 | 0.125 | 10 | 1.3742 | 0.0013695 | 0 | no base cost | 0 | 0 | 0 | 0 | 108 | Wisconsin Focus on Energy 2017 TRM, Chiller Plant Setpoint Adjustment | 108 | system |  | 108
Nonequipment | Chilled Water Controls Optimization | Deploy an algorithm package on the chiller to totalize the available power inputs and calculate the cooling load, and accordingly apply small setpoint adjustments to the plant control system | 0 | Commercial | New | Offices | FL Zone 2 | Per End Use Consumption | 38.3% | 27755.4081 | 24285.9821 | 3469.426 | 0.125 | 10 | 1.4075 | 0.0014028 | 0 | no base cost | 0 | 0 | 0 | 0 | 108 | Wisconsin Focus on Energy 2017 TRM, Chiller Plant Setpoint Adjustment | 108 | system |  | 108
Nonequipment | Chilled Water Controls Optimization | Deploy an algorithm package on the chiller to totalize the available power inputs and calculate the cooling load, and accordingly apply small setpoint adjustments to the plant control system | 0 | Commercial | New | Restaurants | FL Zone 2 | Per End Use Consumption | 34.04% | 34129.8424 | 29863.6121 | 4266.2303 | 0.125 | 10 | 1.7308 | 0.001725 | 0 | no base cost | 0 | 0 | 0 | 0 | 108 | Wisconsin Focus on Energy 2017 TRM, Chiller Plant Setpoint Adjustment | 108 | system |  | 108
Nonequipment | Chilled Water Controls Optimization | Deploy an algorithm package on the chiller to totalize the available power inputs and calculate the cooling load, and accordingly apply small setpoint adjustments to the plant control system | 0 | Commercial | New | Retail | FL Zone 2 | Per End Use Consumption | 34.04% | 24975.3414 | 21853.4237 | 3121.9177 | 0.125 | 10 | 1.2665 | 0.0012623 | 0 | no base cost | 0 | 0 | 0 | 0 | 108 | Wisconsin Focus on Energy 2017 TRM, Chiller Plant Setpoint Adjustment | 108 | system |  | 108
Nonequipment | Chilled Water Controls Optimization | Deploy an algorithm package on the chiller to totalize the available power inputs and calculate the cooling load, and accordingly apply small setpoint adjustments to the plant control system | 0 | Commercial | New | Schools K-12 | FL Zone 2 | Per End Use Consumption | 34.04% | 19159.8063 | 16764.8305 | 2394.9758 | 0.125 | 10 | 0.97162 | 0.00096836 | 0 | no base cost | 0 | 0 | 0 | 0 | 108 | Wisconsin Focus on Energy 2017 TRM, Chiller Plant Setpoint Adjustment | 108 | system |  | 108
Nonequipment | Chilled Water Controls Optimization | Deploy an algorithm package on the chiller to totalize the available power inputs and calculate the cooling load, and accordingly apply small setpoint adjustments to the plant control system | 0 | Commercial | New | Warehouse | FL Zone 2 | Per End Use Consumption | 34.04% | 7401.6724 | 6476.4633 | 925.209 | 0.125 | 10 | 0.37535 | 0.00037409 | 0 | no base cost | 0 | 0 | 0 | 0 | 108 | Wisconsin Focus on Energy 2017 TRM, Chiller Plant Setpoint Adjustment | 108 | system |  | 108
Nonequipment | Chilled Water System - Variable Speed Drives | 10HP Chilled Water Pump with VFD Control | 0 | Commercial | Existing | Assembly | FL Zone 2 | Per End Use Consumption | 73.99% | 36489.1304 | 27461.7196 | 9027.4109 | 0.2474 | 13 | 1.0305 | 1.0305 | 0 | no base cost | 0 | 0 | 1898 | Illinois 2018 Statewide TRM, Section 4.4.17 | 0 | 0 | 1898 | motor (10 hp) |  | 1898
Nonequipment | Chilled Water System - Variable Speed Drives | 10HP Chilled Water Pump with VFD Control | 0 | Commercial | Existing | College and University | FL Zone 2 | Per End Use Consumption | 73.99% | 36489.1304 | 27461.7196 | 9027.4109 | 0.2474 | 13 | 1.0305 | 1.0305 | 0 | no base cost | 0 | 0 | 1898 | Illinois 2018 Statewide TRM, Section 4.4.17 | 0 | 0 | 1898 | motor (10 hp) |  | 1898
Nonequipment | Chilled Water System - Variable Speed Drives | 10HP Chilled Water Pump with VFD Control | 0 | Commercial | Existing | Grocery | FL Zone 2 | Per End Use Consumption | 74.38% | 36489.1304 | 27461.7196 | 9027.4109 | 0.2474 | 13 | 1.0305 | 1.0305 | 0 | no base cost | 0 | 0 | 1898 | Illinois 2018 Statewide TRM, Section 4.4.17 | 0 | 0 | 1898 | motor (10 hp) |  | 1898
Nonequipment | Chilled Water System - Variable Speed Drives | 10HP Chilled Water Pump with VFD Control | 0 | Commercial | Existing | Healthcare | FL Zone 2 | Per End Use Consumption | 73.99% | 36489.1304 | 27461.7196 | 9027.4109 | 0.2474 | 13 | 1.0305 | 1.0305 | 0 | no base cost | 0 | 0 | 1898 | Illinois 2018 Statewide TRM, Section 4.4.17 | 0 | 0 | 1898 | motor (10 hp) |  | 1898
Nonequipment | Chilled Water System - Variable Speed Drives | 10HP Chilled Water Pump with VFD Control | 0 | Commercial | Existing | Hospitals | FL Zone 2 | Per End Use Consumption | 73.99% | 36489.1304 | 27461.7196 | 9027.4109 | 0.2474 | 13 | 1.0305 | 1.0305 | 0 | no base cost | 0 | 0 | 1898 | Illinois 2018 Statewide TRM, Section 4.4.17 | 0 | 0 | 1898 | motor (10 hp) |  | 1898
Nonequipment | Chilled Water System - Variable Speed Drives | 10HP Chilled Water Pump with VFD Control | 0 | Commercial | Existing | Institutional | FL Zone 2 | Per End Use Consumption | 73.99% | 36489.1304 | 27461.7196 | 9027.4109 | 0.2474 | 13 | 1.0305 | 1.0305 | 0 | no base cost | 0 | 0 | 1898 | Illinois 2018 Statewide TRM, Section 4.4.17 | 0 | 0 | 1898 | motor (10 hp) |  | 1898
Nonequipment | Chilled Water System - Variable Speed Drives | 10HP Chilled Water Pump with VFD Control | 0 | Commercial | Existing | Lodging/Hospitality | FL Zone 2 | Per End Use Consumption | 73.99% | 36489.1304 | 27461.7196 | 9027.4109 | 0.2474 | 13 | 1.0305 | 1.0305 | 0 | no base cost | 0 | 0 | 1898 | Illinois 2018 Statewide TRM, Section 4.4.17 | 0 | 0 | 1898 | motor (10 hp) |  | 1898
Nonequipment | Chilled Water System - Variable Speed Drives | 10HP Chilled Water Pump with VFD Control | 0 | Commercial | Existing | Miscellaneous | FL Zone 2 | Per End Use Consumption | 74.38% | 36489.1304 | 27461.7196 | 9027.4109 | 0.2474 | 13 | 1.0305 | 1.0305 | 0 | no base cost | 0 | 0 | 1898 | Illinois 2018 Statewide TRM, Section 4.4.17 | 0 | 0 | 1898 | motor (10 hp) |  | 1898
Nonequipment | Chilled Water System - Variable Speed Drives | 10HP Chilled Water Pump with VFD Control | 0 | Commercial | Existing | Offices | FL Zone 2 | Per End Use Consumption | 73.99% | 36489.1304 | 27461.7196 | 9027.4109 | 0.2474 | 13 | 1.0305 | 1.0305 | 0 | no base cost | 0 | 0 | 1898 | Illinois 2018 Statewide TRM, Section 4.4.17 | 0 | 0 | 1898 | motor (10 hp) |  | 1898
Nonequipment | Chilled Water System - Variable Speed Drives | 10HP Chilled Water Pump with VFD Control | 0 | Commercial | Existing | Restaurants | FL Zone 2 | Per End Use Consumption | 73.99% | 36489.1304 | 27461.7196 | 9027.4109 | 0.2474 | 13 | 1.0305 | 1.0305 | 0 | no base cost | 0 | 0 | 1898 | Illinois 2018 Statewide TRM, Section 4.4.17 | 0 | 0 | 1898 | motor (10 hp) |  | 1898
Nonequipment | Chilled Water System - Variable Speed Drives | 10HP Chilled Water Pump with VFD Control | 0 | Commercial | Existing | Retail | FL Zone 2 | Per End Use Consumption | 73.99% | 36489.1304 | 27461.7196 | 9027.4109 | 0.2474 | 13 | 1.0305 | 1.0305 | 0 | no base cost | 0 | 0 | 1898 | Illinois 2018 Statewide TRM, Section 4.4.17 | 0 | 0 | 1898 | motor (10 hp) |  | 1898
Nonequipment | Chilled Water System - Variable Speed Drives | 10HP Chilled Water Pump with VFD Control | 0 | Commercial | Existing | Schools K-12 | FL Zone 2 | Per End Use Consumption | 73.99% | 36489.1304 | 27461.7196 | 9027.4109 | 0.2474 | 13 | 1.0305 | 1.0305 | 0 | no base cost | 0 | 0 | 1898 | Illinois 2018 Statewide TRM, Section 4.4.17 | 0 | 0 | 1898 | motor (10 hp) |  | 1898
Nonequipment | Chilled Water System - Variable Speed Drives | 10HP Chilled Water Pump with VFD Control | 0 | Commercial | Existing | Warehouse | FL Zone 2 | Per End Use Consumption | 73.99% | 36489.1304 | 27461.7196 | 9027.4109 | 0.2474 | 13 | 1.0305 | 1.0305 | 0 | no base cost | 0 | 0 | 1898 | Illinois 2018 Statewide TRM, Section 4.4.17 | 0 | 0 | 1898 | motor (10 hp) |  | 1898
Nonequipment | Chilled Water System - Variable Speed Drives | 10HP Chilled Water Pump with VFD Control | 0 | Commercial | New | Assembly | FL Zone 2 | Per End Use Consumption | 73.99% | 36489.1304 | 27461.7196 | 9027.4109 | 0.2474 | 13 | 1.0305 | 1.0305 | 0 | no base cost | 0 | 0 | 1898 | Illinois 2018 Statewide TRM, Section 4.4.17 | 0 | 0 | 1898 | motor (10 hp) |  | 1898
Nonequipment | Chilled Water System - Variable Speed Drives | 10HP Chilled Water Pump with VFD Control | 0 | Commercial | New | College and University | FL Zone 2 | Per End Use Consumption | 73.99% | 36489.1304 | 27461.7196 | 9027.4109 | 0.2474 | 13 | 1.0305 | 1.0305 | 0 | no base cost | 0 | 0 | 1898 | Illinois 2018 Statewide TRM, Section 4.4.17 | 0 | 0 | 1898 | motor (10 hp) |  | 1898
Nonequipment | Chilled Water System - Variable Speed Drives | 10HP Chilled Water Pump with VFD Control | 0 | Commercial | New | Grocery | FL Zone 2 | Per End Use Consumption | 74.38% | 36489.1304 | 27461.7196 | 9027.4109 | 0.2474 | 13 | 1.0305 | 1.0305 | 0 | no base cost | 0 | 0 | 1898 | Illinois 2018 Statewide TRM, Section 4.4.17 | 0 | 0 | 1898 | motor (10 hp) |  | 1898
Nonequipment | Chilled Water System - Variable Speed Drives | 10HP Chilled Water Pump with VFD Control | 0 | Commercial | New | Healthcare | FL Zone 2 | Per End Use Consumption | 73.99% | 36489.1304 | 27461.7196 | 9027.4109 | 0.2474 | 13 | 1.0305 | 1.0305 | 0 | no base cost | 0 | 0 | 1898 | Illinois 2018 Statewide TRM, Section 4.4.17 | 0 | 0 | 1898 | motor (10 hp) |  | 1898
Nonequipment | Chilled Water System - Variable Speed Drives | 10HP Chilled Water Pump with VFD Control | 0 | Commercial | New | Hospitals | FL Zone 2 | Per End Use Consumption | 73.99% | 36489.1304 | 27461.7196 | 9027.4109 | 0.2474 | 13 | 1.0305 | 1.0305 | 0 | no base cost | 0 | 0 | 1898 | Illinois 2018 Statewide TRM, Section 4.4.17 | 0 | 0 | 1898 | motor (10 hp) |  | 1898
Nonequipment | Chilled Water System - Variable Speed Drives | 10HP Chilled Water Pump with VFD Control | 0 | Commercial | New | Institutional | FL Zone 2 | Per End Use Consumption | 73.99% | 36489.1304 | 27461.7196 | 9027.4109 | 0.2474 | 13 | 1.0305 | 1.0305 | 0 | no base cost | 0 | 0 | 1898 | Illinois 2018 Statewide TRM, Section 4.4.17 | 0 | 0 | 1898 | motor (10 hp) |  | 1898
Nonequipment | Chilled Water System - Variable Speed Drives | 10HP Chilled Water Pump with VFD Control | 0 | Commercial | New | Lodging/Hospitality | FL Zone 2 | Per End Use Consumption | 73.99% | 36489.1304 | 27461.7196 | 9027.4109 | 0.2474 | 13 | 1.0305 | 1.0305 | 0 | no base cost | 0 | 0 | 1898 | Illinois 2018 Statewide TRM, Section 4.4.17 | 0 | 0 | 1898 | motor (10 hp) |  | 1898
Nonequipment | Chilled Water System - Variable Speed Drives | 10HP Chilled Water Pump with VFD Control | 0 | Commercial | New | Miscellaneous | FL Zone 2 | Per End Use Consumption | 74.38% | 36489.1304 | 27461.7196 | 9027.4109 | 0.2474 | 13 | 1.0305 | 1.0305 | 0 | no base cost | 0 | 0 | 1898 | Illinois 2018 Statewide TRM, Section 4.4.17 | 0 | 0 | 1898 | motor (10 hp) |  | 1898
Nonequipment | Chilled Water System - Variable Speed Drives | 10HP Chilled Water Pump with VFD Control | 0 | Commercial | New | Offices | FL Zone 2 | Per End Use Consumption | 73.99% | 36489.1304 | 27461.7196 | 9027.4109 | 0.2474 | 13 | 1.0305 | 1.0305 | 0 | no base cost | 0 | 0 | 1898 | Illinois 2018 Statewide TRM, Section 4.4.17 | 0 | 0 | 1898 | motor (10 hp) |  | 1898
Nonequipment | Chilled Water System - Variable Speed Drives | 10HP Chilled Water Pump with VFD Control | 0 | Commercial | New | Restaurants | FL Zone 2 | Per End Use Consumption | 73.99% | 36489.1304 | 27461.7196 | 9027.4109 | 0.2474 | 13 | 1.0305 | 1.0305 | 0 | no base cost | 0 | 0 | 1898 | Illinois 2018 Statewide TRM, Section 4.4.17 | 0 | 0 | 1898 | motor (10 hp) |  | 1898
Nonequipment | Chilled Water System - Variable Speed Drives | 10HP Chilled Water Pump with VFD Control | 0 | Commercial | New | Retail | FL Zone 2 | Per End Use Consumption | 73.99% | 36489.1304 | 27461.7196 | 9027.4109 | 0.2474 | 13 | 1.0305 | 1.0305 | 0 | no base cost | 0 | 0 | 1898 | Illinois 2018 Statewide TRM, Section 4.4.17 | 0 | 0 | 1898 | motor (10 hp) |  | 1898
Nonequipment | Chilled Water System - Variable Speed Drives | 10HP Chilled Water Pump with VFD Control | 0 | Commercial | New | Schools K-12 | FL Zone 2 | Per End Use Consumption | 73.99% | 36489.1304 | 27461.7196 | 9027.4109 | 0.2474 | 13 | 1.0305 | 1.0305 | 0 | no base cost | 0 | 0 | 1898 | Illinois 2018 Statewide TRM, Section 4.4.17 | 0 | 0 | 1898 | motor (10 hp) |  | 1898
Nonequipment | Chilled Water System - Variable Speed Drives | 10HP Chilled Water Pump with VFD Control | 0 | Commercial | New | Warehouse | FL Zone 2 | Per End Use Consumption | 73.99% | 36489.1304 | 27461.7196 | 9027.4109 | 0.2474 | 13 | 1.0305 | 1.0305 | 0 | no base cost | 0 | 0 | 1898 | Illinois 2018 Statewide TRM, Section 4.4.17 | 0 | 0 | 1898 | motor (10 hp) |  | 1898
Nonequipment | Cool Roof | Cool Roof - Includes both DX and chiller cooling systems | Market Average Existing Ceiling Insulation | Commercial | Existing | Assembly | FL Zone 2 | Square feet | 72.74% | 3.7877 | 3.6095 | 0.17819 | 0.047044 | 15 | 7.5697e-05 | 0 | 3.5 | includes labor and materials for single-ply membrane (https://westroofingsystems.com/cost-of-single-ply-membrane-commercial-roofing/) | 0 | 0 | 4.885 | Average for single ply meeting 0.65 SR: https://www.coolrooftoolkit.org/wp-content/uploads/2012/07/CEC-Non-Res-Cool-Roof-Cost-summary.pdf | 0.20791 | FPL contractor estimate on O&M costs to maintain reflectivity (occurs every 3 years) - PV of cost over measure life | 1.5929 | sq ft |  | 1.5929
Nonequipment | Cool Roof | Cool Roof - Includes both DX and chiller cooling systems | Market Average Existing Ceiling Insulation | Commercial | Existing | College and University | FL Zone 2 | Square feet | 72.68% | 11.0507 | 10.8725 | 0.17819 | 0.016125 | 15 | 7.5697e-05 | 0 | 3.5 | includes labor and materials for single-ply membrane (https://westroofingsystems.com/cost-of-single-ply-membrane-commercial-roofing/) | 0 | 0 | 4.885 | Average for single ply meeting 0.65 SR: https://www.coolrooftoolkit.org/wp-content/uploads/2012/07/CEC-Non-Res-Cool-Roof-Cost-summary.pdf | 0.20791 | FPL contractor estimate on O&M costs to maintain reflectivity (occurs every 3 years) - PV of cost over measure life | 1.5929 | sq ft |  | 1.5929
Nonequipment | Cool Roof | Cool Roof - Includes both DX and chiller cooling systems | Market Average Existing Ceiling Insulation | Commercial | Existing | Grocery | FL Zone 2 | Square feet | 72.71% | 31.0105 | 30.8323 | 0.17819 | 0.005746 | 15 | 7.5697e-05 | 0 | 3.5 | includes labor and materials for single-ply membrane (https://westroofingsystems.com/cost-of-single-ply-membrane-commercial-roofing/) | 0 | 0 | 4.885 | Average for single ply meeting 0.65 SR: https://www.coolrooftoolkit.org/wp-content/uploads/2012/07/CEC-Non-Res-Cool-Roof-Cost-summary.pdf | 0.20791 | FPL contractor estimate on O&M costs to maintain reflectivity (occurs every 3 years) - PV of cost over measure life | 1.5929 | sq ft |  | 1.5929
Nonequipment | Cool Roof | Cool Roof - Includes both DX and chiller cooling systems | Market Average Existing Ceiling Insulation | Commercial | Existing | Healthcare | FL Zone 2 | Square feet | 72.71% | 15.0829 | 14.9048 | 0.17819 | 0.011814 | 15 | 7.5697e-05 | 0 | 3.5 | includes labor and materials for single-ply membrane (https://westroofingsystems.com/cost-of-single-ply-membrane-commercial-roofing/) | 0 | 0 | 4.885 | Average for single ply meeting 0.65 SR: https://www.coolrooftoolkit.org/wp-content/uploads/2012/07/CEC-Non-Res-Cool-Roof-Cost-summary.pdf | 0.20791 | FPL contractor estimate on O&M costs to maintain reflectivity (occurs every 3 years) - PV of cost over measure life | 1.5929 | sq ft |  | 1.5929
Nonequipment | Cool Roof | Cool Roof - Includes both DX and chiller cooling systems | Market Average Existing Ceiling Insulation | Commercial | Existing | Hospitals | FL Zone 2 | Square feet | 72.74% | 81.2975 | 81.1193 | 0.17819 | 0.0021918 | 15 | 7.5697e-05 | 0 | 3.5 | includes labor and materials for single-ply membrane (https://westroofingsystems.com/cost-of-single-ply-membrane-commercial-roofing/) | 0 | 0 | 4.885 | Average for single ply meeting 0.65 SR: https://www.coolrooftoolkit.org/wp-content/uploads/2012/07/CEC-Non-Res-Cool-Roof-Cost-summary.pdf | 0.20791 | FPL contractor estimate on O&M costs to maintain reflectivity (occurs every 3 years) - PV of cost over measure life | 1.5929 | sq ft |  | 1.5929
Nonequipment | Cool Roof | Cool Roof - Includes both DX and chiller cooling systems | Market Average Existing Ceiling Insulation | Commercial | Existing | Institutional | FL Zone 2 | Square feet | 72.74% | 56.2721 | 56.0939 | 0.17819 | 0.0031665 | 15 | 7.5697e-05 | 0 | 3.5 | includes labor and materials for single-ply membrane (https://westroofingsystems.com/cost-of-single-ply-membrane-commercial-roofing/) | 0 | 0 | 4.885 | Average for single ply meeting 0.65 SR: https://www.coolrooftoolkit.org/wp-content/uploads/2012/07/CEC-Non-Res-Cool-Roof-Cost-summary.pdf | 0.20791 | FPL contractor estimate on O&M costs to maintain reflectivity (occurs every 3 years) - PV of cost over measure life | 1.5929 | sq ft |  | 1.5929
Nonequipment | Cool Roof | Cool Roof - Includes both DX and chiller cooling systems | Market Average Existing Ceiling Insulation | Commercial | Existing | Lodging/Hospitality | FL Zone 2 | Square feet | 72.68% | 34.7257 | 34.5475 | 0.17819 | 0.0051313 | 15 | 0.00010041 | 0 | 3.5 | includes labor and materials for single-ply membrane (https://westroofingsystems.com/cost-of-single-ply-membrane-commercial-roofing/) | 0 | 0 | 4.885 | Average for single ply meeting 0.65 SR: https://www.coolrooftoolkit.org/wp-content/uploads/2012/07/CEC-Non-Res-Cool-Roof-Cost-summary.pdf | 0.20791 | FPL contractor estimate on O&M costs to maintain reflectivity (occurs every 3 years) - PV of cost over measure life | 1.5929 | sq ft |  | 1.5929
Nonequipment | Cool Roof | Cool Roof - Includes both DX and chiller cooling systems | Market Average Existing Ceiling Insulation | Commercial | Existing | Miscellaneous | FL Zone 2 | Square feet | 72.47% | 107.2344 | 107.0562 | 0.17819 | 0.0016617 | 15 | 2.2991e-05 | 0 | 3.5 | includes labor and materials for single-ply membrane (https://westroofingsystems.com/cost-of-single-ply-membrane-commercial-roofing/) | 0 | 0 | 4.885 | Average for single ply meeting 0.65 SR: https://www.coolrooftoolkit.org/wp-content/uploads/2012/07/CEC-Non-Res-Cool-Roof-Cost-summary.pdf | 0.20791 | FPL contractor estimate on O&M costs to maintain reflectivity (occurs every 3 years) - PV of cost over measure life | 1.5929 | sq ft |  | 1.5929
Nonequipment | Cool Roof | Cool Roof - Includes both DX and chiller cooling systems | Market Average Existing Ceiling Insulation | Commercial | Existing | Offices | FL Zone 2 | Square feet | 72.74% | 58.1979 | 58.0197 | 0.17819 | 0.0030617 | 15 | 7.5697e-05 | 0 | 3.5 | includes labor and materials for single-ply membrane (https://westroofingsystems.com/cost-of-single-ply-membrane-commercial-roofing/) | 0 | 0 | 4.885 | Average for single ply meeting 0.65 SR: https://www.coolrooftoolkit.org/wp-content/uploads/2012/07/CEC-Non-Res-Cool-Roof-Cost-summary.pdf | 0.20791 | FPL contractor estimate on O&M costs to maintain reflectivity (occurs every 3 years) - PV of cost over measure life | 1.5929 | sq ft |  | 1.5929
Nonequipment | Cool Roof | Cool Roof - Includes both DX and chiller cooling systems | Market Average Existing Ceiling Insulation | Commercial | Existing | Restaurants | FL Zone 2 | Square feet | 72.71% | 31.354 | 31.1758 | 0.17819 | 0.0056831 | 15 | 7.5697e-05 | 0 | 3.5 | includes labor and materials for single-ply membrane (https://westroofingsystems.com/cost-of-single-ply-membrane-commercial-roofing/) | 0 | 0 | 4.885 | Average for single ply meeting 0.65 SR: https://www.coolrooftoolkit.org/wp-content/uploads/2012/07/CEC-Non-Res-Cool-Roof-Cost-summary.pdf | 0.20791 | FPL contractor estimate on O&M costs to maintain reflectivity (occurs every 3 years) - PV of cost over measure life | 1.5929 | sq ft |  | 1.5929
Nonequipment | Cool Roof | Cool Roof - Includes both DX and chiller cooling systems | Market Average Existing Ceiling Insulation | Commercial | Existing | Retail | FL Zone 2 | Square feet | 72.75% | 5.9824 | 5.8042 | 0.17819 | 0.029785 | 15 | 7.5697e-05 | 0 | 3.5 | includes labor and materials for single-ply membrane (https://westroofingsystems.com/cost-of-single-ply-membrane-commercial-roofing/) | 0 | 0 | 4.885 | Average for single ply meeting 0.65 SR: https://www.coolrooftoolkit.org/wp-content/uploads/2012/07/CEC-Non-Res-Cool-Roof-Cost-summary.pdf | 0.20791 | FPL contractor estimate on O&M costs to maintain reflectivity (occurs every 3 years) - PV of cost over measure life | 1.5929 | sq ft |  | 1.5929
Nonequipment | Cool Roof | Cool Roof - Includes both DX and chiller cooling systems | Market Average Existing Ceiling Insulation | Commercial | Existing | Schools K-12 | FL Zone 2 | Square feet | 72.68% | 5.1058 | 4.9276 | 0.17819 | 0.034899 | 15 | 7.5697e-05 | 0 | 3.5 | includes labor and materials for single-ply membrane (https://westroofingsystems.com/cost-of-single-ply-membrane-commercial-roofing/) | 0 | 0 | 4.885 | Average for single ply meeting 0.65 SR: https://www.coolrooftoolkit.org/wp-content/uploads/2012/07/CEC-Non-Res-Cool-Roof-Cost-summary.pdf | 0.20791 | FPL contractor estimate on O&M costs to maintain reflectivity (occurs every 3 years) - PV of cost over measure life | 1.5929 | sq ft |  | 1.5929
Nonequipment | Cool Roof | Cool Roof - Includes both DX and chiller cooling systems | Market Average Existing Ceiling Insulation | Commercial | Existing | Warehouse | FL Zone 2 | Square feet | 72.75% | 1.4026 | 1.2244 | 0.17819 | 0.12704 | 15 | 2.2991e-05 | 0 | 3.5 | includes labor and materials for single-ply membrane (https://westroofingsystems.com/cost-of-single-ply-membrane-commercial-roofing/) | 0 | 0 | 4.885 | Average for single ply meeting 0.65 SR: https://www.coolrooftoolkit.org/wp-content/uploads/2012/07/CEC-Non-Res-Cool-Roof-Cost-summary.pdf | 0.20791 | FPL contractor estimate on O&M costs to maintain reflectivity (occurs every 3 years) - PV of cost over measure life | 1.5929 | sq ft |  | 1.5929
Nonequipment | Cool Roof | Cool Roof - Includes both DX and chiller cooling systems | Code-Compliant Ceiling Insulation | Commercial | New | Assembly | FL Zone 2 | Square feet | 72.49% | 3.7877 | 3.6099 | 0.17775 | 0.046929 | 15 | 7.5512e-05 | 0 | 3.5 | includes labor and materials for single-ply membrane (https://westroofingsystems.com/cost-of-single-ply-membrane-commercial-roofing/) | 0 | 0 | 4.885 | Average for single ply meeting 0.65 SR: https://www.coolrooftoolkit.org/wp-content/uploads/2012/07/CEC-Non-Res-Cool-Roof-Cost-summary.pdf | 0.20791 | FPL contractor estimate on O&M costs to maintain reflectivity (occurs every 3 years) - PV of cost over measure life | 1.5929 | sq ft |  | 1.5929
Nonequipment | Cool Roof | Cool Roof - Includes both DX and chiller cooling systems | Code-Compliant Ceiling Insulation | Commercial | New | College and University | FL Zone 2 | Square feet | 72.18% | 11.0507 | 10.8729 | 0.17775 | 0.016085 | 15 | 7.5512e-05 | 0 | 3.5 | includes labor and materials for single-ply membrane (https://westroofingsystems.com/cost-of-single-ply-membrane-commercial-roofing/) | 0 | 0 | 4.885 | Average for single ply meeting 0.65 SR: https://www.coolrooftoolkit.org/wp-content/uploads/2012/07/CEC-Non-Res-Cool-Roof-Cost-summary.pdf | 0.20791 | FPL contractor estimate on O&M costs to maintain reflectivity (occurs every 3 years) - PV of cost over measure life | 1.5929 | sq ft |  | 1.5929
Nonequipment | Cool Roof | Cool Roof - Includes both DX and chiller cooling systems | Code-Compliant Ceiling Insulation | Commercial | New | Grocery | FL Zone 2 | Square feet | 72.32% | 31.0105 | 30.8327 | 0.17775 | 0.005732 | 15 | 7.5512e-05 | 0 | 3.5 | includes labor and materials for single-ply membrane (https://westroofingsystems.com/cost-of-single-ply-membrane-commercial-roofing/) | 0 | 0 | 4.885 | Average for single ply meeting 0.65 SR: https://www.coolrooftoolkit.org/wp-content/uploads/2012/07/CEC-Non-Res-Cool-Roof-Cost-summary.pdf | 0.20791 | FPL contractor estimate on O&M costs to maintain reflectivity (occurs every 3 years) - PV of cost over measure life | 1.5929 | sq ft |  | 1.5929
Nonequipment | Cool Roof | Cool Roof - Includes both DX and chiller cooling systems | Code-Compliant Ceiling Insulation | Commercial | New | Healthcare | FL Zone 2 | Square feet | 72.32% | 15.0829 | 14.9052 | 0.17775 | 0.011785 | 15 | 7.5512e-05 | 0 | 3.5 | includes labor and materials for single-ply membrane (https://westroofingsystems.com/cost-of-single-ply-membrane-commercial-roofing/) | 0 | 0 | 4.885 | Average for single ply meeting 0.65 SR: https://www.coolrooftoolkit.org/wp-content/uploads/2012/07/CEC-Non-Res-Cool-Roof-Cost-summary.pdf | 0.20791 | FPL contractor estimate on O&M costs to maintain reflectivity (occurs every 3 years) - PV of cost over measure life | 1.5929 | sq ft |  | 1.5929
Nonequipment | Cool Roof | Cool Roof - Includes both DX and chiller cooling systems | Code-Compliant Ceiling Insulation | Commercial | New | Hospitals | FL Zone 2 | Square feet | 72.49% | 81.2975 | 81.1197 | 0.17775 | 0.0021864 | 15 | 7.5512e-05 | 0 | 3.5 | includes labor and materials for single-ply membrane (https://westroofingsystems.com/cost-of-single-ply-membrane-commercial-roofing/) | 0 | 0 | 4.885 | Average for single ply meeting 0.65 SR: https://www.coolrooftoolkit.org/wp-content/uploads/2012/07/CEC-Non-Res-Cool-Roof-Cost-summary.pdf | 0.20791 | FPL contractor estimate on O&M costs to maintain reflectivity (occurs every 3 years) - PV of cost over measure life | 1.5929 | sq ft |  | 1.5929
Nonequipment | Cool Roof | Cool Roof - Includes both DX and chiller cooling systems | Code-Compliant Ceiling Insulation | Commercial | New | Institutional | FL Zone 2 | Square feet | 72.49% | 56.2721 | 56.0944 | 0.17775 | 0.0031588 | 15 | 7.5512e-05 | 0 | 3.5 | includes labor and materials for single-ply membrane (https://westroofingsystems.com/cost-of-single-ply-membrane-commercial-roofing/) | 0 | 0 | 4.885 | Average for single ply meeting 0.65 SR: https://www.coolrooftoolkit.org/wp-content/uploads/2012/07/CEC-Non-Res-Cool-Roof-Cost-summary.pdf | 0.20791 | FPL contractor estimate on O&M costs to maintain reflectivity (occurs every 3 years) - PV of cost over measure life | 1.5929 | sq ft |  | 1.5929
Nonequipment | Cool Roof | Cool Roof - Includes both DX and chiller cooling systems | Code-Compliant Ceiling Insulation | Commercial | New | Lodging/Hospitality | FL Zone 2 | Square feet | 72.18% | 34.7257 | 34.548 | 0.17775 | 0.0051187 | 15 | 0.00010016 | 0 | 3.5 | includes labor and materials for single-ply membrane (https://westroofingsystems.com/cost-of-single-ply-membrane-commercial-roofing/) | 0 | 0 | 4.885 | Average for single ply meeting 0.65 SR: https://www.coolrooftoolkit.org/wp-content/uploads/2012/07/CEC-Non-Res-Cool-Roof-Cost-summary.pdf | 0.20791 | FPL contractor estimate on O&M costs to maintain reflectivity (occurs every 3 years) - PV of cost over measure life | 1.5929 | sq ft |  | 1.5929
Nonequipment | Cool Roof | Cool Roof - Includes both DX and chiller cooling systems | Code-Compliant Ceiling Insulation | Commercial | New | Miscellaneous | FL Zone 2 | Square feet | 72.47% | 107.2344 | 107.0567 | 0.17775 | 0.0016576 | 15 | 2.2935e-05 | 0 | 3.5 | includes labor and materials for single-ply membrane (https://westroofingsystems.com/cost-of-single-ply-membrane-commercial-roofing/) | 0 | 0 | 4.885 | Average for single ply meeting 0.65 SR: https://www.coolrooftoolkit.org/wp-content/uploads/2012/07/CEC-Non-Res-Cool-Roof-Cost-summary.pdf | 0.20791 | FPL contractor estimate on O&M costs to maintain reflectivity (occurs every 3 years) - PV of cost over measure life | 1.5929 | sq ft |  | 1.5929
Nonequipment | Cool Roof | Cool Roof - Includes both DX and chiller cooling systems | Code-Compliant Ceiling Insulation | Commercial | New | Offices | FL Zone 2 | Square feet | 72.49% | 58.1979 | 58.0201 | 0.17775 | 0.0030543 | 15 | 7.5512e-05 | 0 | 3.5 | includes labor and materials for single-ply membrane (https://westroofingsystems.com/cost-of-single-ply-membrane-commercial-roofing/) | 0 | 0 | 4.885 | Average for single ply meeting 0.65 SR: https://www.coolrooftoolkit.org/wp-content/uploads/2012/07/CEC-Non-Res-Cool-Roof-Cost-summary.pdf | 0.20791 | FPL contractor estimate on O&M costs to maintain reflectivity (occurs every 3 years) - PV of cost over measure life | 1.5929 | sq ft |  | 1.5929
Nonequipment | Cool Roof | Cool Roof - Includes both DX and chiller cooling systems | Code-Compliant Ceiling Insulation | Commercial | New | Restaurants | FL Zone 2 | Square feet | 72.32% | 31.354 | 31.1762 | 0.17775 | 0.0056692 | 15 | 7.5512e-05 | 0 | 3.5 | includes labor and materials for single-ply membrane (https://westroofingsystems.com/cost-of-single-ply-membrane-commercial-roofing/) | 0 | 0 | 4.885 | Average for single ply meeting 0.65 SR: https://www.coolrooftoolkit.org/wp-content/uploads/2012/07/CEC-Non-Res-Cool-Roof-Cost-summary.pdf | 0.20791 | FPL contractor estimate on O&M costs to maintain reflectivity (occurs every 3 years) - PV of cost over measure life | 1.5929 | sq ft |  | 1.5929
Nonequipment | Cool Roof | Cool Roof - Includes both DX and chiller cooling systems | Code-Compliant Ceiling Insulation | Commercial | New | Retail | FL Zone 2 | Square feet | 72.51% | 5.9824 | 5.8046 | 0.17775 | 0.029713 | 15 | 7.5512e-05 | 0 | 3.5 | includes labor and materials for single-ply membrane (https://westroofingsystems.com/cost-of-single-ply-membrane-commercial-roofing/) | 0 | 0 | 4.885 | Average for single ply meeting 0.65 SR: https://www.coolrooftoolkit.org/wp-content/uploads/2012/07/CEC-Non-Res-Cool-Roof-Cost-summary.pdf | 0.20791 | FPL contractor estimate on O&M costs to maintain reflectivity (occurs every 3 years) - PV of cost over measure life | 1.5929 | sq ft |  | 1.5929
Nonequipment | Cool Roof | Cool Roof - Includes both DX and chiller cooling systems | Code-Compliant Ceiling Insulation | Commercial | New | Schools K-12 | FL Zone 2 | Square feet | 72.18% | 5.1058 | 4.928 | 0.17775 | 0.034814 | 15 | 7.5512e-05 | 0 | 3.5 | includes labor and materials for single-ply membrane (https://westroofingsystems.com/cost-of-single-ply-membrane-commercial-roofing/) | 0 | 0 | 4.885 | Average for single ply meeting 0.65 SR: https://www.coolrooftoolkit.org/wp-content/uploads/2012/07/CEC-Non-Res-Cool-Roof-Cost-summary.pdf | 0.20791 | FPL contractor estimate on O&M costs to maintain reflectivity (occurs every 3 years) - PV of cost over measure life | 1.5929 | sq ft |  | 1.5929
Nonequipment | Cool Roof | Cool Roof - Includes both DX and chiller cooling systems | Code-Compliant Ceiling Insulation | Commercial | New | Warehouse | FL Zone 2 | Square feet | 72.51% | 1.4026 | 1.2248 | 0.17775 | 0.12673 | 15 | 2.2935e-05 | 0 | 3.5 | includes labor and materials for single-ply membrane (https://westroofingsystems.com/cost-of-single-ply-membrane-commercial-roofing/) | 0 | 0 | 4.885 | Average for single ply meeting 0.65 SR: https://www.coolrooftoolkit.org/wp-content/uploads/2012/07/CEC-Non-Res-Cool-Roof-Cost-summary.pdf | 0.20791 | FPL contractor estimate on O&M costs to maintain reflectivity (occurs every 3 years) - PV of cost over measure life | 1.5929 | sq ft |  | 1.5929
Nonequipment | Dedicated Outdoor Air System on VRF unit | Code-Compliant New Construction PTHP, 4 Tons, 10.1 SEER, 0.825 COP Utilizing Dedicated Outdoor Air System | 0 | Commercial | Existing | Assembly | FL Zone 2 | Per Unit | 58.91% | 4707.2054 | 3907.0747 | 800.1307 | 0.16998 | 15 | 0.24347 | 0.24609 | 7147 | Mid-Atlantic TRM v7.0, 2017 (average for 24kBtu across efficiency types) | 0 | 0 | 8147.58 | Mid-Atlantic TRM v7.0, 2017 (average for 24kBtu across efficiency types) plus additional 14% cost of DOAS system, based on cost increase for integrated DOAS: https://www.osti.gov/servlets/purl/920385 | 0 | 0 | 1000.58 | unit (4 tons) |  | 1000.58
Nonequipment | Dedicated Outdoor Air System on VRF unit | Code-Compliant New Construction PTHP, 4 Tons, 10.1 SEER, 0.825 COP Utilizing Dedicated Outdoor Air System | 0 | Commercial | Existing | College and University | FL Zone 2 | Per Unit | 58.91% | 5187.7528 | 4303.5263 | 884.2265 | 0.17044 | 15 | 0.1876 | 0.13783 | 7147 | Mid-Atlantic TRM v7.0, 2017 (average for 24kBtu across efficiency types) | 0 | 0 | 8147.58 | Mid-Atlantic TRM v7.0, 2017 (average for 24kBtu across efficiency types) plus additional 14% cost of DOAS system, based on cost increase for integrated DOAS: https://www.osti.gov/servlets/purl/920385 | 0 | 0 | 1000.58 | unit (4 tons) |  | 1000.58
Nonequipment | Dedicated Outdoor Air System on VRF unit | Code-Compliant New Construction PTHP, 4 Tons, 10.1 SEER, 0.825 COP Utilizing Dedicated Outdoor Air System | 0 | Commercial | Existing | Grocery | FL Zone 2 | Per Unit | 58.91% | 2968.1801 | 2489.3926 | 478.7875 | 0.16131 | 15 | 0.14569 | 0.14726 | 7147 | Mid-Atlantic TRM v7.0, 2017 (average for 24kBtu across efficiency types) | 0 | 0 | 8147.58 | Mid-Atlantic TRM v7.0, 2017 (average for 24kBtu across efficiency types) plus additional 14% cost of DOAS system, based on cost increase for integrated DOAS: https://www.osti.gov/servlets/purl/920385 | 0 | 0 | 1000.58 | unit (4 tons) |  | 1000.58
Nonequipment | Dedicated Outdoor Air System on VRF unit | Code-Compliant New Construction PTHP, 4 Tons, 10.1 SEER, 0.825 COP Utilizing Dedicated Outdoor Air System | 0 | Commercial | Existing | Healthcare | FL Zone 2 | Per Unit | 58.91% | 10051.209 | 8329.2996 | 1721.9094 | 0.17131 | 15 | 0.52396 | 0.52959 | 7147 | Mid-Atlantic TRM v7.0, 2017 (average for 24kBtu across efficiency types) | 0 | 0 | 8147.58 | Mid-Atlantic TRM v7.0, 2017 (average for 24kBtu across efficiency types) plus additional 14% cost of DOAS system, based on cost increase for integrated DOAS: https://www.osti.gov/servlets/purl/920385 | 0 | 0 | 1000.58 | unit (4 tons) |  | 1000.58
Nonequipment | Dedicated Outdoor Air System on VRF unit | Code-Compliant New Construction PTHP, 4 Tons, 10.1 SEER, 0.825 COP Utilizing Dedicated Outdoor Air System | 0 | Commercial | Existing | Hospitals | FL Zone 2 | Per Unit | 58.91% | 9615.1934 | 7974.6909 | 1640.5025 | 0.17062 | 15 | 0.49919 | 0.50455 | 7147 | Mid-Atlantic TRM v7.0, 2017 (average for 24kBtu across efficiency types) | 0 | 0 | 8147.58 | Mid-Atlantic TRM v7.0, 2017 (average for 24kBtu across efficiency types) plus additional 14% cost of DOAS system, based on cost increase for integrated DOAS: https://www.osti.gov/servlets/purl/920385 | 0 | 0 | 1000.58 | unit (4 tons) |  | 1000.58
Nonequipment | Dedicated Outdoor Air System on VRF unit | Code-Compliant New Construction PTHP, 4 Tons, 10.1 SEER, 0.825 COP Utilizing Dedicated Outdoor Air System | 0 | Commercial | Existing | Institutional | FL Zone 2 | Per Unit | 58.91% | 2647.2334 | 2204.5731 | 442.6603 | 0.16722 | 15 | 0.1347 | 0.13614 | 7147 | Mid-Atlantic TRM v7.0, 2017 (average for 24kBtu across efficiency types) | 0 | 0 | 8147.58 | Mid-Atlantic TRM v7.0, 2017 (average for 24kBtu across efficiency types) plus additional 14% cost of DOAS system, based on cost increase for integrated DOAS: https://www.osti.gov/servlets/purl/920385 | 0 | 0 | 1000.58 | unit (4 tons) |  | 1000.58
Nonequipment | Dedicated Outdoor Air System on VRF unit | Code-Compliant New Construction PTHP, 4 Tons, 10.1 SEER, 0.825 COP Utilizing Dedicated Outdoor Air System | 0 | Commercial | Existing | Lodging/Hospitality | FL Zone 2 | Per Unit | 58.91% | 7587.9706 | 6285.0293 | 1302.9413 | 0.17171 | 15 | 0.27644 | 0.2031 | 7147 | Mid-Atlantic TRM v7.0, 2017 (average for 24kBtu across efficiency types) | 0 | 0 | 8147.58 | Mid-Atlantic TRM v7.0, 2017 (average for 24kBtu across efficiency types) plus additional 14% cost of DOAS system, based on cost increase for integrated DOAS: https://www.osti.gov/servlets/purl/920385 | 0 | 0 | 1000.58 | unit (4 tons) |  | 1000.58
Nonequipment | Dedicated Outdoor Air System on VRF unit | Code-Compliant New Construction PTHP, 4 Tons, 10.1 SEER, 0.825 COP Utilizing Dedicated Outdoor Air System | 0 | Commercial | Existing | Miscellaneous | FL Zone 2 | Per Unit | 58.91% | 2627.0624 | 2180.3703 | 446.692 | 0.17003 | 15 | 0.13592 | 0.13738 | 7147 | Mid-Atlantic TRM v7.0, 2017 (average for 24kBtu across efficiency types) | 0 | 0 | 8147.58 | Mid-Atlantic TRM v7.0, 2017 (average for 24kBtu across efficiency types) plus additional 14% cost of DOAS system, based on cost increase for integrated DOAS: https://www.osti.gov/servlets/purl/920385 | 0 | 0 | 1000.58 | unit (4 tons) |  | 1000.58
Nonequipment | Dedicated Outdoor Air System on VRF unit | Code-Compliant New Construction PTHP, 4 Tons, 10.1 SEER, 0.825 COP Utilizing Dedicated Outdoor Air System | 0 | Commercial | Existing | Offices | FL Zone 2 | Per Unit | 58.91% | 5127.2536 | 4243.7843 | 883.4693 | 0.17231 | 15 | 0.26883 | 0.27172 | 7147 | Mid-Atlantic TRM v7.0, 2017 (average for 24kBtu across efficiency types) | 0 | 0 | 8147.58 | Mid-Atlantic TRM v7.0, 2017 (average for 24kBtu across efficiency types) plus additional 14% cost of DOAS system, based on cost increase for integrated DOAS: https://www.osti.gov/servlets/purl/920385 | 0 | 0 | 1000.58 | unit (4 tons) |  | 1000.58
Nonequipment | Dedicated Outdoor Air System on VRF unit | Code-Compliant New Construction PTHP, 4 Tons, 10.1 SEER, 0.825 COP Utilizing Dedicated Outdoor Air System | 0 | Commercial | Existing | Restaurants | FL Zone 2 | Per Unit | 58.91% | 8279.455 | 6917.6987 | 1361.7563 | 0.16447 | 15 | 0.41437 | 0.41882 | 7147 | Mid-Atlantic TRM v7.0, 2017 (average for 24kBtu across efficiency types) | 0 | 0 | 8147.58 | Mid-Atlantic TRM v7.0, 2017 (average for 24kBtu across efficiency types) plus additional 14% cost of DOAS system, based on cost increase for integrated DOAS: https://www.osti.gov/servlets/purl/920385 | 0 | 0 | 1000.58 | unit (4 tons) |  | 1000.58
Nonequipment | Dedicated Outdoor Air System on VRF unit | Code-Compliant New Construction PTHP, 4 Tons, 10.1 SEER, 0.825 COP Utilizing Dedicated Outdoor Air System | 0 | Commercial | Existing | Retail | FL Zone 2 | Per Unit | 58.91% | 6306.8233 | 5257.7623 | 1049.061 | 0.16634 | 15 | 0.31922 | 0.32265 | 7147 | Mid-Atlantic TRM v7.0, 2017 (average for 24kBtu across efficiency types) | 0 | 0 | 8147.58 | Mid-Atlantic TRM v7.0, 2017 (average for 24kBtu across efficiency types) plus additional 14% cost of DOAS system, based on cost increase for integrated DOAS: https://www.osti.gov/servlets/purl/920385 | 0 | 0 | 1000.58 | unit (4 tons) |  | 1000.58
Nonequipment | Dedicated Outdoor Air System on VRF unit | Code-Compliant New Construction PTHP, 4 Tons, 10.1 SEER, 0.825 COP Utilizing Dedicated Outdoor Air System | 0 | Commercial | Existing | Schools K-12 | FL Zone 2 | Per Unit | 58.91% | 5519.6282 | 4603.9784 | 915.6498 | 0.16589 | 15 | 0.27862 | 0.28162 | 7147 | Mid-Atlantic TRM v7.0, 2017 (average for 24kBtu across efficiency types) | 0 | 0 | 8147.58 | Mid-Atlantic TRM v7.0, 2017 (average for 24kBtu across efficiency types) plus additional 14% cost of DOAS system, based on cost increase for integrated DOAS: https://www.osti.gov/servlets/purl/920385 | 0 | 0 | 1000.58 | unit (4 tons) |  | 1000.58
Nonequipment | Dedicated Outdoor Air System on VRF unit | Code-Compliant New Construction PTHP, 4 Tons, 10.1 SEER, 0.825 COP Utilizing Dedicated Outdoor Air System | 0 | Commercial | Existing | Warehouse | FL Zone 2 | Per Unit | 58.91% | 1239.1878 | 1035.3739 | 203.814 | 0.16447 | 15 | 0.062019 | 0.062685 | 7147 | Mid-Atlantic TRM v7.0, 2017 (average for 24kBtu across efficiency types) | 0 | 0 | 8147.58 | Mid-Atlantic TRM v7.0, 2017 (average for 24kBtu across efficiency types) plus additional 14% cost of DOAS system, based on cost increase for integrated DOAS: https://www.osti.gov/servlets/purl/920385 | 0 | 0 | 1000.58 | unit (4 tons) |  | 1000.58
Nonequipment | Dedicated Outdoor Air System on VRF unit | Code-Compliant New Construction PTHP, 4 Tons, 10.1 SEER, 0.825 COP Utilizing Dedicated Outdoor Air System | Code-Compliant New Construction PTHP, 4 Tons, 10.1 SEER, 0.825 COP | Commercial | New | Assembly | FL Zone 2 | Per Unit | 58.91% | 4707.2054 | 3907.0747 | 800.1307 | 0.16998 | 15 | 0.24347 | 0.24609 | 7147 | Mid-Atlantic TRM v7.0, 2017 (average for 24kBtu across efficiency types) | 0 | 0 | 8147.58 | Mid-Atlantic TRM v7.0, 2017 (average for 24kBtu across efficiency types) plus additional 14% cost of DOAS system, based on cost increase for integrated DOAS: https://www.osti.gov/servlets/purl/920385 | 0 | 0 | 1000.58 | unit (4 tons) |  | 1000.58
Nonequipment | Dedicated Outdoor Air System on VRF unit | Code-Compliant New Construction PTHP, 4 Tons, 10.1 SEER, 0.825 COP Utilizing Dedicated Outdoor Air System | Code-Compliant New Construction PTHP, 4 Tons, 10.1 SEER, 0.825 COP | Commercial | New | College and University | FL Zone 2 | Per Unit | 58.91% | 5187.7528 | 4303.5263 | 884.2265 | 0.17044 | 15 | 0.1876 | 0.13783 | 7147 | Mid-Atlantic TRM v7.0, 2017 (average for 24kBtu across efficiency types) | 0 | 0 | 8147.58 | Mid-Atlantic TRM v7.0, 2017 (average for 24kBtu across efficiency types) plus additional 14% cost of DOAS system, based on cost increase for integrated DOAS: https://www.osti.gov/servlets/purl/920385 | 0 | 0 | 1000.58 | unit (4 tons) |  | 1000.58
Nonequipment | Dedicated Outdoor Air System on VRF unit | Code-Compliant New Construction PTHP, 4 Tons, 10.1 SEER, 0.825 COP Utilizing Dedicated Outdoor Air System | Code-Compliant New Construction PTHP, 4 Tons, 10.1 SEER, 0.825 COP | Commercial | New | Grocery | FL Zone 2 | Per Unit | 58.91% | 2968.1801 | 2489.3926 | 478.7875 | 0.16131 | 15 | 0.14569 | 0.14726 | 7147 | Mid-Atlantic TRM v7.0, 2017 (average for 24kBtu across efficiency types) | 0 | 0 | 8147.58 | Mid-Atlantic TRM v7.0, 2017 (average for 24kBtu across efficiency types) plus additional 14% cost of DOAS system, based on cost increase for integrated DOAS: https://www.osti.gov/servlets/purl/920385 | 0 | 0 | 1000.58 | unit (4 tons) |  | 1000.58
Nonequipment | Dedicated Outdoor Air System on VRF unit | Code-Compliant New Construction PTHP, 4 Tons, 10.1 SEER, 0.825 COP Utilizing Dedicated Outdoor Air System | Code-Compliant New Construction PTHP, 4 Tons, 10.1 SEER, 0.825 COP | Commercial | New | Healthcare | FL Zone 2 | Per Unit | 58.91% | 10051.209 | 8329.2996 | 1721.9094 | 0.17131 | 15 | 0.52396 | 0.52959 | 7147 | Mid-Atlantic TRM v7.0, 2017 (average for 24kBtu across efficiency types) | 0 | 0 | 8147.58 | Mid-Atlantic TRM v7.0, 2017 (average for 24kBtu across efficiency types) plus additional 14% cost of DOAS system, based on cost increase for integrated DOAS: https://www.osti.gov/servlets/purl/920385 | 0 | 0 | 1000.58 | unit (4 tons) |  | 1000.58
Nonequipment | Dedicated Outdoor Air System on VRF unit | Code-Compliant New Construction PTHP, 4 Tons, 10.1 SEER, 0.825 COP Utilizing Dedicated Outdoor Air System | Code-Compliant New Construction PTHP, 4 Tons, 10.1 SEER, 0.825 COP | Commercial | New | Hospitals | FL Zone 2 | Per Unit | 58.91% | 9615.1934 | 7974.6909 | 1640.5025 | 0.17062 | 15 | 0.49919 | 0.50455 | 7147 | Mid-Atlantic TRM v7.0, 2017 (average for 24kBtu across efficiency types) | 0 | 0 | 8147.58 | Mid-Atlantic TRM v7.0, 2017 (average for 24kBtu across efficiency types) plus additional 14% cost of DOAS system, based on cost increase for integrated DOAS: https://www.osti.gov/servlets/purl/920385 | 0 | 0 | 1000.58 | unit (4 tons) |  | 1000.58
Nonequipment | Dedicated Outdoor Air System on VRF unit | Code-Compliant New Construction PTHP, 4 Tons, 10.1 SEER, 0.825 COP Utilizing Dedicated Outdoor Air System | Code-Compliant New Construction PTHP, 4 Tons, 10.1 SEER, 0.825 COP | Commercial | New | Institutional | FL Zone 2 | Per Unit | 58.91% | 2647.2334 | 2204.5731 | 442.6603 | 0.16722 | 15 | 0.1347 | 0.13614 | 7147 | Mid-Atlantic TRM v7.0, 2017 (average for 24kBtu across efficiency types) | 0 | 0 | 8147.58 | Mid-Atlantic TRM v7.0, 2017 (average for 24kBtu across efficiency types) plus additional 14% cost of DOAS system, based on cost increase for integrated DOAS: https://www.osti.gov/servlets/purl/920385 | 0 | 0 | 1000.58 | unit (4 tons) |  | 1000.58
Nonequipment | Dedicated Outdoor Air System on VRF unit | Code-Compliant New Construction PTHP, 4 Tons, 10.1 SEER, 0.825 COP Utilizing Dedicated Outdoor Air System | Code-Compliant New Construction PTHP, 4 Tons, 10.1 SEER, 0.825 COP | Commercial | New | Lodging/Hospitality | FL Zone 2 | Per Unit | 58.91% | 7587.9706 | 6285.0293 | 1302.9413 | 0.17171 | 15 | 0.27644 | 0.2031 | 7147 | Mid-Atlantic TRM v7.0, 2017 (average for 24kBtu across efficiency types) | 0 | 0 | 8147.58 | Mid-Atlantic TRM v7.0, 2017 (average for 24kBtu across efficiency types) plus additional 14% cost of DOAS system, based on cost increase for integrated DOAS: https://www.osti.gov/servlets/purl/920385 | 0 | 0 | 1000.58 | unit (4 tons) |  | 1000.58
Nonequipment | Dedicated Outdoor Air System on VRF unit | Code-Compliant New Construction PTHP, 4 Tons, 10.1 SEER, 0.825 COP Utilizing Dedicated Outdoor Air System | Code-Compliant New Construction PTHP, 4 Tons, 10.1 SEER, 0.825 COP | Commercial | New | Miscellaneous | FL Zone 2 | Per Unit | 58.91% | 2627.0624 | 2180.3703 | 446.692 | 0.17003 | 15 | 0.13592 | 0.13738 | 7147 | Mid-Atlantic TRM v7.0, 2017 (average for 24kBtu across efficiency types) | 0 | 0 | 8147.58 | Mid-Atlantic TRM v7.0, 2017 (average for 24kBtu across efficiency types) plus additional 14% cost of DOAS system, based on cost increase for integrated DOAS: https://www.osti.gov/servlets/purl/920385 | 0 | 0 | 1000.58 | unit (4 tons) |  | 1000.58
Nonequipment | Dedicated Outdoor Air System on VRF unit | Code-Compliant New Construction PTHP, 4 Tons, 10.1 SEER, 0.825 COP Utilizing Dedicated Outdoor Air System | Code-Compliant New Construction PTHP, 4 Tons, 10.1 SEER, 0.825 COP | Commercial | New | Offices | FL Zone 2 | Per Unit | 58.91% | 5127.2536 | 4243.7843 | 883.4693 | 0.17231 | 15 | 0.26883 | 0.27172 | 7147 | Mid-Atlantic TRM v7.0, 2017 (average for 24kBtu across efficiency types) | 0 | 0 | 8147.58 | Mid-Atlantic TRM v7.0, 2017 (average for 24kBtu across efficiency types) plus additional 14% cost of DOAS system, based on cost increase for integrated DOAS: https://www.osti.gov/servlets/purl/920385 | 0 | 0 | 1000.58 | unit (4 tons) |  | 1000.58
Nonequipment | Dedicated Outdoor Air System on VRF unit | Code-Compliant New Construction PTHP, 4 Tons, 10.1 SEER, 0.825 COP Utilizing Dedicated Outdoor Air System | Code-Compliant New Construction PTHP, 4 Tons, 10.1 SEER, 0.825 COP | Commercial | New | Restaurants | FL Zone 2 | Per Unit | 58.91% | 8279.455 | 6917.6987 | 1361.7563 | 0.16447 | 15 | 0.41437 | 0.41882 | 7147 | Mid-Atlantic TRM v7.0, 2017 (average for 24kBtu across efficiency types) | 0 | 0 | 8147.58 | Mid-Atlantic TRM v7.0, 2017 (average for 24kBtu across efficiency types) plus additional 14% cost of DOAS system, based on cost increase for integrated DOAS: https://www.osti.gov/servlets/purl/920385 | 0 | 0 | 1000.58 | unit (4 tons) |  | 1000.58
Nonequipment | Dedicated Outdoor Air System on VRF unit | Code-Compliant New Construction PTHP, 4 Tons, 10.1 SEER, 0.825 COP Utilizing Dedicated Outdoor Air System | Code-Compliant New Construction PTHP, 4 Tons, 10.1 SEER, 0.825 COP | Commercial | New | Retail | FL Zone 2 | Per Unit | 58.91% | 6306.8233 | 5257.7623 | 1049.061 | 0.16634 | 15 | 0.31922 | 0.32265 | 7147 | Mid-Atlantic TRM v7.0, 2017 (average for 24kBtu across efficiency types) | 0 | 0 | 8147.58 | Mid-Atlantic TRM v7.0, 2017 (average for 24kBtu across efficiency types) plus additional 14% cost of DOAS system, based on cost increase for integrated DOAS: https://www.osti.gov/servlets/purl/920385 | 0 | 0 | 1000.58 | unit (4 tons) |  | 1000.58
Nonequipment | Dedicated Outdoor Air System on VRF unit | Code-Compliant New Construction PTHP, 4 Tons, 10.1 SEER, 0.825 COP Utilizing Dedicated Outdoor Air System | Code-Compliant New Construction PTHP, 4 Tons, 10.1 SEER, 0.825 COP | Commercial | New | Schools K-12 | FL Zone 2 | Per Unit | 58.91% | 5519.6282 | 4603.9784 | 915.6498 | 0.16589 | 15 | 0.27862 | 0.28162 | 7147 | Mid-Atlantic TRM v7.0, 2017 (average for 24kBtu across efficiency types) | 0 | 0 | 8147.58 | Mid-Atlantic TRM v7.0, 2017 (average for 24kBtu across efficiency types) plus additional 14% cost of DOAS system, based on cost increase for integrated DOAS: https://www.osti.gov/servlets/purl/920385 | 0 | 0 | 1000.58 | unit (4 tons) |  | 1000.58
Nonequipment | Dedicated Outdoor Air System on VRF unit | Code-Compliant New Construction PTHP, 4 Tons, 10.1 SEER, 0.825 COP Utilizing Dedicated Outdoor Air System | Code-Compliant New Construction PTHP, 4 Tons, 10.1 SEER, 0.825 COP | Commercial | New | Warehouse | FL Zone 2 | Per Unit | 58.91% | 1239.1878 | 1035.3739 | 203.814 | 0.16447 | 15 | 0.062019 | 0.062685 | 7147 | Mid-Atlantic TRM v7.0, 2017 (average for 24kBtu across efficiency types) | 0 | 0 | 8147.58 | Mid-Atlantic TRM v7.0, 2017 (average for 24kBtu across efficiency types) plus additional 14% cost of DOAS system, based on cost increase for integrated DOAS: https://www.osti.gov/servlets/purl/920385 | 0 | 0 | 1000.58 | unit (4 tons) |  | 1000.58
Nonequipment | Destratification Fans | Destratification Fans improve temperature distribution by circulating warmer air from the ceiling back down to the floor level | 0 | Commercial | Existing | Assembly | FL Zone 2 | Square feet | 0% | 1956.3868 | 1673.3141 | 283.0728 | 0.14469 | 10 | 0 | 0.057314 | 0 | 0 | 0 | 0 | 6800 | Illinois 2018 Statewide TRM, Section 4.4.34 | 0 | 0 | 6800 | unit |  | 6800
Nonequipment | Destratification Fans | Destratification Fans improve temperature distribution by circulating warmer air from the ceiling back down to the floor level | 0 | Commercial | Existing | College and University | FL Zone 2 | Square feet | 0% | 3298.4457 | 2783.4994 | 514.9463 | 0.15612 | 10 | 0 | 0.10426 | 0 | 0 | 0 | 0 | 6800 | Illinois 2018 Statewide TRM, Section 4.4.34 | 0 | 0 | 6800 | unit |  | 6800
Nonequipment | Destratification Fans | Destratification Fans improve temperature distribution by circulating warmer air from the ceiling back down to the floor level | 0 | Commercial | Existing | Grocery | FL Zone 2 | Square feet | 0% | 1478.9409 | 1293.4751 | 185.4658 | 0.1254 | 10 | 0 | 0.037551 | 0 | 0 | 0 | 0 | 6800 | Illinois 2018 Statewide TRM, Section 4.4.34 | 0 | 0 | 6800 | unit |  | 6800
Nonequipment | Destratification Fans | Destratification Fans improve temperature distribution by circulating warmer air from the ceiling back down to the floor level | 0 | Commercial | Existing | Healthcare | FL Zone 2 | Square feet | 0% | 3186.9671 | 2723.0913 | 463.8758 | 0.14555 | 10 | 0 | 0.093921 | 0 | 0 | 0 | 0 | 6800 | Illinois 2018 Statewide TRM, Section 4.4.34 | 0 | 0 | 6800 | unit |  | 6800
Nonequipment | Destratification Fans | Destratification Fans improve temperature distribution by circulating warmer air from the ceiling back down to the floor level | 0 | Commercial | Existing | Hospitals | FL Zone 2 | Square feet | 0% | 5869.3109 | 4953.3237 | 915.9872 | 0.15606 | 10 | 0 | 0.18546 | 0 | 0 | 0 | 0 | 6800 | Illinois 2018 Statewide TRM, Section 4.4.34 | 0 | 0 | 6800 | unit |  | 6800
Nonequipment | Destratification Fans | Destratification Fans improve temperature distribution by circulating warmer air from the ceiling back down to the floor level | 0 | Commercial | Existing | Institutional | FL Zone 2 | Square feet | 0% | 802.5955 | 700.6307 | 101.9648 | 0.12704 | 10 | 0 | 0.020645 | 0 | 0 | 0 | 0 | 6800 | Illinois 2018 Statewide TRM, Section 4.4.34 | 0 | 0 | 6800 | unit |  | 6800
Nonequipment | Destratification Fans | Destratification Fans improve temperature distribution by circulating warmer air from the ceiling back down to the floor level | 0 | Commercial | Existing | Lodging/Hospitality | FL Zone 2 | Square feet | 0% | 1169.948 | 1016.1305 | 153.8175 | 0.13147 | 10 | 0 | 0.031143 | 0 | 0 | 0 | 0 | 6800 | Illinois 2018 Statewide TRM, Section 4.4.34 | 0 | 0 | 6800 | unit |  | 6800
Nonequipment | Destratification Fans | Destratification Fans improve temperature distribution by circulating warmer air from the ceiling back down to the floor level | 0 | Commercial | Existing | Miscellaneous | FL Zone 2 | Square feet | 0% | 1540.8491 | 1305.7738 | 235.0753 | 0.15256 | 10 | 0 | 0.047596 | 0 | 0 | 0 | 0 | 6800 | Illinois 2018 Statewide TRM, Section 4.4.34 | 0 | 0 | 6800 | unit |  | 6800
Nonequipment | Destratification Fans | Destratification Fans improve temperature distribution by circulating warmer air from the ceiling back down to the floor level | 0 | Commercial | Existing | Offices | FL Zone 2 | Square feet | 0% | 424.3767 | 372.8921 | 51.4847 | 0.12132 | 10 | 0 | 0.010424 | 0 | 0 | 0 | 0 | 6800 | Illinois 2018 Statewide TRM, Section 4.4.34 | 0 | 0 | 6800 | unit |  | 6800
Nonequipment | Destratification Fans | Destratification Fans improve temperature distribution by circulating warmer air from the ceiling back down to the floor level | 0 | Commercial | Existing | Restaurants | FL Zone 2 | Square feet | 0% | 3232.8013 | 2825.8913 | 406.91 | 0.12587 | 10 | 0 | 0.082387 | 0 | 0 | 0 | 0 | 6800 | Illinois 2018 Statewide TRM, Section 4.4.34 | 0 | 0 | 6800 | unit |  | 6800
Nonequipment | Destratification Fans | Destratification Fans improve temperature distribution by circulating warmer air from the ceiling back down to the floor level | 0 | Commercial | Existing | Retail | FL Zone 2 | Square feet | 0% | 3506.8426 | 3019.9041 | 486.9386 | 0.13885 | 10 | 0 | 0.09859 | 0 | 0 | 0 | 0 | 6800 | Illinois 2018 Statewide TRM, Section 4.4.34 | 0 | 0 | 6800 | unit |  | 6800
Nonequipment | Destratification Fans | Destratification Fans improve temperature distribution by circulating warmer air from the ceiling back down to the floor level | 0 | Commercial | Existing | Schools K-12 | FL Zone 2 | Square feet | 0% | 9488.1945 | 7948.5483 | 1539.6462 | 0.16227 | 10 | 0 | 0.31173 | 0 | 0 | 0 | 0 | 6800 | Illinois 2018 Statewide TRM, Section 4.4.34 | 0 | 0 | 6800 | unit |  | 6800
Nonequipment | Destratification Fans | Destratification Fans improve temperature distribution by circulating warmer air from the ceiling back down to the floor level | 0 | Commercial | Existing | Warehouse | FL Zone 2 | Square feet | 74.65% | 1154.4476 | 985.6711 | 168.7765 | 0.1462 | 10 | 0 | 0.034172 | 0 | 0 | 0 | 0 | 6800 | Illinois 2018 Statewide TRM, Section 4.4.34 | 0 | 0 | 6800 | unit |  | 6800
Nonequipment | Destratification Fans | Destratification Fans improve temperature distribution by circulating warmer air from the ceiling back down to the floor level | No fan (e.g. temperature stratification at ceiling of high bay ceilings) | Commercial | New | Assembly | FL Zone 2 | Square feet | 0% | 1956.3868 | 1673.3141 | 283.0728 | 0.14469 | 10 | 0 | 0.057314 | 0 | 0 | 0 | 0 | 6800 | Illinois 2018 Statewide TRM, Section 4.4.34 | 0 | 0 | 6800 | unit |  | 6800
Nonequipment | Destratification Fans | Destratification Fans improve temperature distribution by circulating warmer air from the ceiling back down to the floor level | No fan (e.g. temperature stratification at ceiling of high bay ceilings) | Commercial | New | College and University | FL Zone 2 | Square feet | 0% | 3298.4457 | 2783.4994 | 514.9463 | 0.15612 | 10 | 0 | 0.10426 | 0 | 0 | 0 | 0 | 6800 | Illinois 2018 Statewide TRM, Section 4.4.34 | 0 | 0 | 6800 | unit |  | 6800
Nonequipment | Destratification Fans | Destratification Fans improve temperature distribution by circulating warmer air from the ceiling back down to the floor level | No fan (e.g. temperature stratification at ceiling of high bay ceilings) | Commercial | New | Grocery | FL Zone 2 | Square feet | 0% | 1478.9409 | 1293.4751 | 185.4658 | 0.1254 | 10 | 0 | 0.037551 | 0 | 0 | 0 | 0 | 6800 | Illinois 2018 Statewide TRM, Section 4.4.34 | 0 | 0 | 6800 | unit |  | 6800
Nonequipment | Destratification Fans | Destratification Fans improve temperature distribution by circulating warmer air from the ceiling back down to the floor level | No fan (e.g. temperature stratification at ceiling of high bay ceilings) | Commercial | New | Healthcare | FL Zone 2 | Square feet | 0% | 3186.9671 | 2723.0913 | 463.8758 | 0.14555 | 10 | 0 | 0.093921 | 0 | 0 | 0 | 0 | 6800 | Illinois 2018 Statewide TRM, Section 4.4.34 | 0 | 0 | 6800 | unit |  | 6800
Nonequipment | Destratification Fans | Destratification Fans improve temperature distribution by circulating warmer air from the ceiling back down to the floor level | No fan (e.g. temperature stratification at ceiling of high bay ceilings) | Commercial | New | Hospitals | FL Zone 2 | Square feet | 0% | 5869.3109 | 4953.3237 | 915.9872 | 0.15606 | 10 | 0 | 0.18546 | 0 | 0 | 0 | 0 | 6800 | Illinois 2018 Statewide TRM, Section 4.4.34 | 0 | 0 | 6800 | unit |  | 6800
Nonequipment | Destratification Fans | Destratification Fans improve temperature distribution by circulating warmer air from the ceiling back down to the floor level | No fan (e.g. temperature stratification at ceiling of high bay ceilings) | Commercial | New | Institutional | FL Zone 2 | Square feet | 0% | 802.5955 | 700.6307 | 101.9648 | 0.12704 | 10 | 0 | 0.020645 | 0 | 0 | 0 | 0 | 6800 | Illinois 2018 Statewide TRM, Section 4.4.34 | 0 | 0 | 6800 | unit |  | 6800
Nonequipment | Destratification Fans | Destratification Fans improve temperature distribution by circulating warmer air from the ceiling back down to the floor level | No fan (e.g. temperature stratification at ceiling of high bay ceilings) | Commercial | New | Lodging/Hospitality | FL Zone 2 | Square feet | 0% | 1169.948 | 1016.1305 | 153.8175 | 0.13147 | 10 | 0 | 0.031143 | 0 | 0 | 0 | 0 | 6800 | Illinois 2018 Statewide TRM, Section 4.4.34 | 0 | 0 | 6800 | unit |  | 6800
Nonequipment | Destratification Fans | Destratification Fans improve temperature distribution by circulating warmer air from the ceiling back down to the floor level | No fan (e.g. temperature stratification at ceiling of high bay ceilings) | Commercial | New | Miscellaneous | FL Zone 2 | Square feet | 0% | 1540.8491 | 1305.7738 | 235.0753 | 0.15256 | 10 | 0 | 0.047596 | 0 | 0 | 0 | 0 | 6800 | Illinois 2018 Statewide TRM, Section 4.4.34 | 0 | 0 | 6800 | unit |  | 6800
Nonequipment | Destratification Fans | Destratification Fans improve temperature distribution by circulating warmer air from the ceiling back down to the floor level | No fan (e.g. temperature stratification at ceiling of high bay ceilings) | Commercial | New | Offices | FL Zone 2 | Square feet | 0% | 424.3767 | 372.8921 | 51.4847 | 0.12132 | 10 | 0 | 0.010424 | 0 | 0 | 0 | 0 | 6800 | Illinois 2018 Statewide TRM, Section 4.4.34 | 0 | 0 | 6800 | unit |  | 6800
Nonequipment | Destratification Fans | Destratification Fans improve temperature distribution by circulating warmer air from the ceiling back down to the floor level | No fan (e.g. temperature stratification at ceiling of high bay ceilings) | Commercial | New | Restaurants | FL Zone 2 | Square feet | 0% | 3232.8013 | 2825.8913 | 406.91 | 0.12587 | 10 | 0 | 0.082387 | 0 | 0 | 0 | 0 | 6800 | Illinois 2018 Statewide TRM, Section 4.4.34 | 0 | 0 | 6800 | unit |  | 6800
Nonequipment | Destratification Fans | Destratification Fans improve temperature distribution by circulating warmer air from the ceiling back down to the floor level | No fan (e.g. temperature stratification at ceiling of high bay ceilings) | Commercial | New | Retail | FL Zone 2 | Square feet | 0% | 3506.8426 | 3019.9041 | 486.9386 | 0.13885 | 10 | 0 | 0.09859 | 0 | 0 | 0 | 0 | 6800 | Illinois 2018 Statewide TRM, Section 4.4.34 | 0 | 0 | 6800 | unit |  | 6800
Nonequipment | Destratification Fans | Destratification Fans improve temperature distribution by circulating warmer air from the ceiling back down to the floor level | No fan (e.g. temperature stratification at ceiling of high bay ceilings) | Commercial | New | Schools K-12 | FL Zone 2 | Square feet | 0% | 9488.1945 | 7948.5483 | 1539.6462 | 0.16227 | 10 | 0 | 0.31173 | 0 | 0 | 0 | 0 | 6800 | Illinois 2018 Statewide TRM, Section 4.4.34 | 0 | 0 | 6800 | unit |  | 6800
Nonequipment | Destratification Fans | Destratification Fans improve temperature distribution by circulating warmer air from the ceiling back down to the floor level | No fan (e.g. temperature stratification at ceiling of high bay ceilings) | Commercial | New | Warehouse | FL Zone 2 | Square feet | 74.65% | 1154.4476 | 985.6711 | 168.7765 | 0.1462 | 10 | 0 | 0.034172 | 0 | 0 | 0 | 0 | 6800 | Illinois 2018 Statewide TRM, Section 4.4.34 | 0 | 0 | 6800 | unit |  | 6800
Nonequipment | Duct Insulation | Standard Electric Heating and Central AC with Insulated Ductwork (R-8) | Standard Electric Heating and Central AC with Uninsulated Ductwork (R-4) | Commercial | Existing | Assembly | FL Zone 2 | Per End Use Consumption | 0% | 48078.2351 | 47094.915 | 983.3201 | 0.020453 | 15 | 0.26713 | 0.57411 | 0 | no base cost | 0 | 0 | 0.37 | rate at $0.37/sq.ft, reference: https://www.homewyse.com/costs/cost_of_duct_insulation.html | 0.59125 | rate at $53.75/per labor hour and 0.011 hr/sq.ft, reference: https://www.homewyse.com/costs/cost_of_duct_insulation.html | 0.96125 | sq ft | 19267.2533 | 18520.6472
Nonequipment | Duct Insulation | Standard Electric Heating and Central AC with Insulated Ductwork (R-8) | Standard Electric Heating and Central AC with Uninsulated Ductwork (R-4) | Commercial | Existing | College and University | FL Zone 2 | Per End Use Consumption | 0% | 287152.3197 | 281279.3369 | 5872.9828 | 0.020453 | 15 | 1.5955 | 3.429 | 0 | no base cost | 0 | 0 | 0.37 | rate at $0.37/sq.ft, reference: https://www.homewyse.com/costs/cost_of_duct_insulation.html | 0.59125 | rate at $53.75/per labor hour and 0.011 hr/sq.ft, reference: https://www.homewyse.com/costs/cost_of_duct_insulation.html | 0.96125 | sq ft | 75933.2099 | 72990.798
Nonequipment | Duct Insulation | Standard Electric Heating and Central AC with Insulated Ductwork (R-8) | Standard Electric Heating and Central AC with Uninsulated Ductwork (R-4) | Commercial | Existing | Grocery | FL Zone 2 | Per End Use Consumption | 0% | 115753.0083 | 113385.5699 | 2367.4384 | 0.020453 | 15 | 0.64315 | 1.3822 | 0 | no base cost | 0 | 0 | 0.37 | rate at $0.37/sq.ft, reference: https://www.homewyse.com/costs/cost_of_duct_insulation.html | 0.59125 | rate at $53.75/per labor hour and 0.011 hr/sq.ft, reference: https://www.homewyse.com/costs/cost_of_duct_insulation.html | 0.96125 | sq ft | 4711.6968 | 4529.1185
Nonequipment | Duct Insulation | Standard Electric Heating and Central AC with Insulated Ductwork (R-8) | Standard Electric Heating and Central AC with Uninsulated Ductwork (R-4) | Commercial | Existing | Healthcare | FL Zone 2 | Per End Use Consumption | 0% | 202047.3819 | 197915.0078 | 4132.3741 | 0.020453 | 15 | 1.1226 | 2.4127 | 0 | no base cost | 0 | 0 | 0.37 | rate at $0.37/sq.ft, reference: https://www.homewyse.com/costs/cost_of_duct_insulation.html | 0.59125 | rate at $53.75/per labor hour and 0.011 hr/sq.ft, reference: https://www.homewyse.com/costs/cost_of_duct_insulation.html | 0.96125 | sq ft | 20120.7655 | 19341.0859
Nonequipment | Duct Insulation | Standard Electric Heating and Central AC with Insulated Ductwork (R-8) | Standard Electric Heating and Central AC with Uninsulated Ductwork (R-4) | Commercial | Existing | Hospitals | FL Zone 2 | Per End Use Consumption | 0% | 2105301.9288 | 2062243.2411 | 43058.6877 | 0.020453 | 15 | 11.6976 | 25.1399 | 0 | no base cost | 0 | 0 | 0.37 | rate at $0.37/sq.ft, reference: https://www.homewyse.com/costs/cost_of_duct_insulation.html | 0.59125 | rate at $53.75/per labor hour and 0.011 hr/sq.ft, reference: https://www.homewyse.com/costs/cost_of_duct_insulation.html | 0.96125 | sq ft | 209655.211 | 201531.0716
Nonequipment | Duct Insulation | Standard Electric Heating and Central AC with Insulated Ductwork (R-8) | Standard Electric Heating and Central AC with Uninsulated Ductwork (R-4) | Commercial | Existing | Institutional | FL Zone 2 | Per End Use Consumption | 0% | 233568.925 | 228791.8566 | 4777.0684 | 0.020453 | 15 | 1.2978 | 2.7891 | 0 | no base cost | 0 | 0 | 0.37 | rate at $0.37/sq.ft, reference: https://www.homewyse.com/costs/cost_of_duct_insulation.html | 0.59125 | rate at $53.75/per labor hour and 0.011 hr/sq.ft, reference: https://www.homewyse.com/costs/cost_of_duct_insulation.html | 0.96125 | sq ft | 20630.2862 | 19830.8626
Nonequipment | Duct Insulation | Standard Electric Heating and Central AC with Insulated Ductwork (R-8) | Standard Electric Heating and Central AC with Uninsulated Ductwork (R-4) | Commercial | Existing | Lodging/Hospitality | FL Zone 2 | Per End Use Consumption | 0% | 191602.1762 | 187683.4327 | 3918.7435 | 0.020453 | 15 | 1.0646 | 2.288 | 0 | no base cost | 0 | 0 | 0.37 | rate at $0.37/sq.ft, reference: https://www.homewyse.com/costs/cost_of_duct_insulation.html | 0.59125 | rate at $53.75/per labor hour and 0.011 hr/sq.ft, reference: https://www.homewyse.com/costs/cost_of_duct_insulation.html | 0.96125 | sq ft | 33805.3353 | 32495.3786
Nonequipment | Duct Insulation | Standard Electric Heating and Central AC with Insulated Ductwork (R-8) | Standard Electric Heating and Central AC with Uninsulated Ductwork (R-4) | Commercial | Existing | Miscellaneous | FL Zone 2 | Per End Use Consumption | 0% | 2226772.3297 | 2181229.2686 | 45543.0611 | 0.020453 | 15 | 12.3725 | 26.5904 | 0 | no base cost | 0 | 0 | 0.37 | rate at $0.37/sq.ft, reference: https://www.homewyse.com/costs/cost_of_duct_insulation.html | 0.59125 | rate at $53.75/per labor hour and 0.011 hr/sq.ft, reference: https://www.homewyse.com/costs/cost_of_duct_insulation.html | 0.96125 | sq ft | 288693.3416 | 277506.4746
Nonequipment | Duct Insulation | Standard Electric Heating and Central AC with Insulated Ductwork (R-8) | Standard Electric Heating and Central AC with Uninsulated Ductwork (R-4) | Commercial | Existing | Offices | FL Zone 2 | Per End Use Consumption | 30.55% | 166452.0881 | 163047.7267 | 3404.3613 | 0.020453 | 15 | 0.92485 | 1.9876 | 0 | no base cost | 0 | 0 | 0.37 | rate at $0.37/sq.ft, reference: https://www.homewyse.com/costs/cost_of_duct_insulation.html | 0.59125 | rate at $53.75/per labor hour and 0.011 hr/sq.ft, reference: https://www.homewyse.com/costs/cost_of_duct_insulation.html | 0.96125 | sq ft | 16065.0328 | 15442.5127
Nonequipment | Duct Insulation | Standard Electric Heating and Central AC with Insulated Ductwork (R-8) | Standard Electric Heating and Central AC with Uninsulated Ductwork (R-4) | Commercial | Existing | Restaurants | FL Zone 2 | Per End Use Consumption | 30.55% | 120615.3416 | 118148.4563 | 2466.8853 | 0.020453 | 15 | 0.67017 | 1.4403 | 0 | no base cost | 0 | 0 | 0.37 | rate at $0.37/sq.ft, reference: https://www.homewyse.com/costs/cost_of_duct_insulation.html | 0.59125 | rate at $53.75/per labor hour and 0.011 hr/sq.ft, reference: https://www.homewyse.com/costs/cost_of_duct_insulation.html | 0.96125 | sq ft | 5079.7893 | 4882.9475
Nonequipment | Duct Insulation | Standard Electric Heating and Central AC with Insulated Ductwork (R-8) | Standard Electric Heating and Central AC with Uninsulated Ductwork (R-4) | Commercial | Existing | Retail | FL Zone 2 | Per End Use Consumption | 30.55% | 52681.844 | 51604.3686 | 1077.4754 | 0.020453 | 15 | 0.29271 | 0.62909 | 0 | no base cost | 0 | 0 | 0.37 | rate at $0.37/sq.ft, reference: https://www.homewyse.com/costs/cost_of_duct_insulation.html | 0.59125 | rate at $53.75/per labor hour and 0.011 hr/sq.ft, reference: https://www.homewyse.com/costs/cost_of_duct_insulation.html | 0.96125 | sq ft | 11443.846 | 11000.3969
Nonequipment | Duct Insulation | Standard Electric Heating and Central AC with Insulated Ductwork (R-8) | Standard Electric Heating and Central AC with Uninsulated Ductwork (R-4) | Commercial | Existing | Schools K-12 | FL Zone 2 | Per End Use Consumption | 0% | 196876.9732 | 192850.3469 | 4026.6263 | 0.020453 | 15 | 1.0939 | 2.351 | 0 | no base cost | 0 | 0 | 0.37 | rate at $0.37/sq.ft, reference: https://www.homewyse.com/costs/cost_of_duct_insulation.html | 0.59125 | rate at $53.75/per labor hour and 0.011 hr/sq.ft, reference: https://www.homewyse.com/costs/cost_of_duct_insulation.html | 0.96125 | sq ft | 52061.2215 | 50043.8492
Nonequipment | Duct Insulation | Standard Electric Heating and Central AC with Insulated Ductwork (R-8) | Standard Electric Heating and Central AC with Uninsulated Ductwork (R-4) | Commercial | Existing | Warehouse | FL Zone 2 | Per End Use Consumption | 0% | 19557.8341 | 19157.8275 | 400.0066 | 0.020453 | 15 | 0.10867 | 0.23354 | 0 | no base cost | 0 | 0 | 0.37 | rate at $0.37/sq.ft, reference: https://www.homewyse.com/costs/cost_of_duct_insulation.html | 0.59125 | rate at $53.75/per labor hour and 0.011 hr/sq.ft, reference: https://www.homewyse.com/costs/cost_of_duct_insulation.html | 0.96125 | sq ft | 16063.9925 | 15441.5127
Nonequipment | Duct Insulation | Standard Electric Heating and Central AC with Insulated Ductwork (R-8) | 0 | Commercial | New | Assembly | FL Zone 2 | Per End Use Consumption | 0% | 48078.2351 | 47094.915 | 983.3201 | 0.020453 | 15 | 0.26713 | 0.57411 | 0 | no base cost | 0 | 0 | 0.37 | rate at $0.37/sq.ft, reference: https://www.homewyse.com/costs/cost_of_duct_insulation.html | 0.59125 | rate at $53.75/per labor hour and 0.011 hr/sq.ft, reference: https://www.homewyse.com/costs/cost_of_duct_insulation.html | 0.96125 | sq ft | 19267.2533 | 18520.6472
Nonequipment | Duct Insulation | Standard Electric Heating and Central AC with Insulated Ductwork (R-8) | 0 | Commercial | New | College and University | FL Zone 2 | Per End Use Consumption | 0% | 287152.3197 | 281279.3369 | 5872.9828 | 0.020453 | 15 | 1.5955 | 3.429 | 0 | no base cost | 0 | 0 | 0.37 | rate at $0.37/sq.ft, reference: https://www.homewyse.com/costs/cost_of_duct_insulation.html | 0.59125 | rate at $53.75/per labor hour and 0.011 hr/sq.ft, reference: https://www.homewyse.com/costs/cost_of_duct_insulation.html | 0.96125 | sq ft | 75933.2099 | 72990.798
Nonequipment | Duct Insulation | Standard Electric Heating and Central AC with Insulated Ductwork (R-8) | 0 | Commercial | New | Grocery | FL Zone 2 | Per End Use Consumption | 0% | 115753.0083 | 113385.5699 | 2367.4384 | 0.020453 | 15 | 0.64315 | 1.3822 | 0 | no base cost | 0 | 0 | 0.37 | rate at $0.37/sq.ft, reference: https://www.homewyse.com/costs/cost_of_duct_insulation.html | 0.59125 | rate at $53.75/per labor hour and 0.011 hr/sq.ft, reference: https://www.homewyse.com/costs/cost_of_duct_insulation.html | 0.96125 | sq ft | 4711.6968 | 4529.1185
Nonequipment | Duct Insulation | Standard Electric Heating and Central AC with Insulated Ductwork (R-8) | 0 | Commercial | New | Healthcare | FL Zone 2 | Per End Use Consumption | 0% | 202047.3819 | 197915.0078 | 4132.3741 | 0.020453 | 15 | 1.1226 | 2.4127 | 0 | no base cost | 0 | 0 | 0.37 | rate at $0.37/sq.ft, reference: https://www.homewyse.com/costs/cost_of_duct_insulation.html | 0.59125 | rate at $53.75/per labor hour and 0.011 hr/sq.ft, reference: https://www.homewyse.com/costs/cost_of_duct_insulation.html | 0.96125 | sq ft | 20120.7655 | 19341.0859
Nonequipment | Duct Insulation | Standard Electric Heating and Central AC with Insulated Ductwork (R-8) | 0 | Commercial | New | Hospitals | FL Zone 2 | Per End Use Consumption | 0% | 2105301.9288 | 2062243.2411 | 43058.6877 | 0.020453 | 15 | 11.6976 | 25.1399 | 0 | no base cost | 0 | 0 | 0.37 | rate at $0.37/sq.ft, reference: https://www.homewyse.com/costs/cost_of_duct_insulation.html | 0.59125 | rate at $53.75/per labor hour and 0.011 hr/sq.ft, reference: https://www.homewyse.com/costs/cost_of_duct_insulation.html | 0.96125 | sq ft | 209655.211 | 201531.0716
Nonequipment | Duct Insulation | Standard Electric Heating and Central AC with Insulated Ductwork (R-8) | 0 | Commercial | New | Institutional | FL Zone 2 | Per End Use Consumption | 0% | 233568.925 | 228791.8566 | 4777.0684 | 0.020453 | 15 | 1.2978 | 2.7891 | 0 | no base cost | 0 | 0 | 0.37 | rate at $0.37/sq.ft, reference: https://www.homewyse.com/costs/cost_of_duct_insulation.html | 0.59125 | rate at $53.75/per labor hour and 0.011 hr/sq.ft, reference: https://www.homewyse.com/costs/cost_of_duct_insulation.html | 0.96125 | sq ft | 20630.2862 | 19830.8626
Nonequipment | Duct Insulation | Standard Electric Heating and Central AC with Insulated Ductwork (R-8) | 0 | Commercial | New | Lodging/Hospitality | FL Zone 2 | Per End Use Consumption | 0% | 191602.1762 | 187683.4327 | 3918.7435 | 0.020453 | 15 | 1.0646 | 2.288 | 0 | no base cost | 0 | 0 | 0.37 | rate at $0.37/sq.ft, reference: https://www.homewyse.com/costs/cost_of_duct_insulation.html | 0.59125 | rate at $53.75/per labor hour and 0.011 hr/sq.ft, reference: https://www.homewyse.com/costs/cost_of_duct_insulation.html | 0.96125 | sq ft | 33805.3353 | 32495.3786
Nonequipment | Duct Insulation | Standard Electric Heating and Central AC with Insulated Ductwork (R-8) | 0 | Commercial | New | Miscellaneous | FL Zone 2 | Per End Use Consumption | 0% | 2226772.3297 | 2181229.2686 | 45543.0611 | 0.020453 | 15 | 12.3725 | 26.5904 | 0 | no base cost | 0 | 0 | 0.37 | rate at $0.37/sq.ft, reference: https://www.homewyse.com/costs/cost_of_duct_insulation.html | 0.59125 | rate at $53.75/per labor hour and 0.011 hr/sq.ft, reference: https://www.homewyse.com/costs/cost_of_duct_insulation.html | 0.96125 | sq ft | 288693.3416 | 277506.4746
Nonequipment | Duct Insulation | Standard Electric Heating and Central AC with Insulated Ductwork (R-8) | 0 | Commercial | New | Offices | FL Zone 2 | Per End Use Consumption | 0% | 166452.0881 | 163047.7267 | 3404.3613 | 0.020453 | 15 | 0.92485 | 1.9876 | 0 | no base cost | 0 | 0 | 0.37 | rate at $0.37/sq.ft, reference: https://www.homewyse.com/costs/cost_of_duct_insulation.html | 0.59125 | rate at $53.75/per labor hour and 0.011 hr/sq.ft, reference: https://www.homewyse.com/costs/cost_of_duct_insulation.html | 0.96125 | sq ft | 16065.0328 | 15442.5127
Nonequipment | Duct Insulation | Standard Electric Heating and Central AC with Insulated Ductwork (R-8) | 0 | Commercial | New | Restaurants | FL Zone 2 | Per End Use Consumption | 0% | 120615.3416 | 118148.4563 | 2466.8853 | 0.020453 | 15 | 0.67017 | 1.4403 | 0 | no base cost | 0 | 0 | 0.37 | rate at $0.37/sq.ft, reference: https://www.homewyse.com/costs/cost_of_duct_insulation.html | 0.59125 | rate at $53.75/per labor hour and 0.011 hr/sq.ft, reference: https://www.homewyse.com/costs/cost_of_duct_insulation.html | 0.96125 | sq ft | 5079.7893 | 4882.9475
Nonequipment | Duct Insulation | Standard Electric Heating and Central AC with Insulated Ductwork (R-8) | 0 | Commercial | New | Retail | FL Zone 2 | Per End Use Consumption | 0% | 52681.844 | 51604.3686 | 1077.4754 | 0.020453 | 15 | 0.29271 | 0.62909 | 0 | no base cost | 0 | 0 | 0.37 | rate at $0.37/sq.ft, reference: https://www.homewyse.com/costs/cost_of_duct_insulation.html | 0.59125 | rate at $53.75/per labor hour and 0.011 hr/sq.ft, reference: https://www.homewyse.com/costs/cost_of_duct_insulation.html | 0.96125 | sq ft | 11443.846 | 11000.3969
Nonequipment | Duct Insulation | Standard Electric Heating and Central AC with Insulated Ductwork (R-8) | 0 | Commercial | New | Schools K-12 | FL Zone 2 | Per End Use Consumption | 0% | 196876.9732 | 192850.3469 | 4026.6263 | 0.020453 | 15 | 1.0939 | 2.351 | 0 | no base cost | 0 | 0 | 0.37 | rate at $0.37/sq.ft, reference: https://www.homewyse.com/costs/cost_of_duct_insulation.html | 0.59125 | rate at $53.75/per labor hour and 0.011 hr/sq.ft, reference: https://www.homewyse.com/costs/cost_of_duct_insulation.html | 0.96125 | sq ft | 52061.2215 | 50043.8492
Nonequipment | Duct Insulation | Standard Electric Heating and Central AC with Insulated Ductwork (R-8) | 0 | Commercial | New | Warehouse | FL Zone 2 | Per End Use Consumption | 0% | 19557.8341 | 19157.8275 | 400.0066 | 0.020453 | 15 | 0.10867 | 0.23354 | 0 | no base cost | 0 | 0 | 0.37 | rate at $0.37/sq.ft, reference: https://www.homewyse.com/costs/cost_of_duct_insulation.html | 0.59125 | rate at $53.75/per labor hour and 0.011 hr/sq.ft, reference: https://www.homewyse.com/costs/cost_of_duct_insulation.html | 0.96125 | sq ft | 16063.9925 | 15441.5127
Nonequipment | Duct Sealing Repair | Standard Electric Heating and Central AC with Improved Duct Sealing | Standard Electric Heating and Central AC, Standard Duct Sealing | Commercial | Existing | Assembly | FL Zone 2 | Per End Use Consumption | 0% | 48078.2351 | 42308.8469 | 5769.3882 | 0.12 | 15 | 1.1367 | 4.0258 | 0 | 0 | 0 | 0 | 0.11 | https://www.fixr.com/costs/air-leaks-sealing | 0 | included in total equipment cost, per reference | 0.11 | sq ft | 19267.2533 | 2119.3979
Nonequipment | Duct Sealing Repair | Standard Electric Heating and Central AC with Improved Duct Sealing | Standard Electric Heating and Central AC, Standard Duct Sealing | Commercial | Existing | College and University | FL Zone 2 | Per End Use Consumption | 0% | 287152.3197 | 252694.0413 | 34458.2784 | 0.12 | 15 | 6.789 | 24.0448 | 0 | 0 | 0 | 0 | 0.11 | https://www.fixr.com/costs/air-leaks-sealing | 0 | included in total equipment cost, per reference | 0.11 | sq ft | 75933.2099 | 8352.6531
Nonequipment | Duct Sealing Repair | Standard Electric Heating and Central AC with Improved Duct Sealing | Standard Electric Heating and Central AC, Standard Duct Sealing | Commercial | Existing | Grocery | FL Zone 2 | Per End Use Consumption | 0% | 115753.0083 | 101862.6473 | 13890.361 | 0.12 | 15 | 2.7367 | 9.6926 | 0 | 0 | 0 | 0 | 0.11 | https://www.fixr.com/costs/air-leaks-sealing | 0 | included in total equipment cost, per reference | 0.11 | sq ft | 4711.6968 | 518.2866
Nonequipment | Duct Sealing Repair | Standard Electric Heating and Central AC with Improved Duct Sealing | Standard Electric Heating and Central AC, Standard Duct Sealing | Commercial | Existing | Healthcare | FL Zone 2 | Per End Use Consumption | 0% | 202047.3819 | 177801.6961 | 24245.6858 | 0.12 | 15 | 4.7769 | 16.9185 | 0 | 0 | 0 | 0 | 0.11 | https://www.fixr.com/costs/air-leaks-sealing | 0 | included in total equipment cost, per reference | 0.11 | sq ft | 20120.7655 | 2213.2842
Nonequipment | Duct Sealing Repair | Standard Electric Heating and Central AC with Improved Duct Sealing | Standard Electric Heating and Central AC, Standard Duct Sealing | Commercial | Existing | Hospitals | FL Zone 2 | Per End Use Consumption | 0% | 2105301.9288 | 1852665.6973 | 252636.2315 | 0.12 | 15 | 49.7747 | 176.288 | 0 | 0 | 0 | 0 | 0.11 | https://www.fixr.com/costs/air-leaks-sealing | 0 | included in total equipment cost, per reference | 0.11 | sq ft | 209655.211 | 23062.0732
Nonequipment | Duct Sealing Repair | Standard Electric Heating and Central AC with Improved Duct Sealing | Standard Electric Heating and Central AC, Standard Duct Sealing | Commercial | Existing | Institutional | FL Zone 2 | Per End Use Consumption | 0% | 233568.925 | 205540.654 | 28028.271 | 0.12 | 15 | 5.5222 | 19.558 | 0 | 0 | 0 | 0 | 0.11 | https://www.fixr.com/costs/air-leaks-sealing | 0 | included in total equipment cost, per reference | 0.11 | sq ft | 20630.2862 | 2269.3315
Nonequipment | Duct Sealing Repair | Standard Electric Heating and Central AC with Improved Duct Sealing | Standard Electric Heating and Central AC, Standard Duct Sealing | Commercial | Existing | Lodging/Hospitality | FL Zone 2 | Per End Use Consumption | 0% | 191602.1762 | 168609.915 | 22992.2611 | 0.12 | 15 | 4.53 | 16.0439 | 0 | 0 | 0 | 0 | 0.11 | https://www.fixr.com/costs/air-leaks-sealing | 0 | included in total equipment cost, per reference | 0.11 | sq ft | 33805.3353 | 3718.5869
Nonequipment | Duct Sealing Repair | Standard Electric Heating and Central AC with Improved Duct Sealing | Standard Electric Heating and Central AC, Standard Duct Sealing | Commercial | Existing | Miscellaneous | FL Zone 2 | Per End Use Consumption | 0% | 2226772.3297 | 1959559.6501 | 267212.6796 | 0.12 | 15 | 52.6466 | 186.4593 | 0 | 0 | 0 | 0 | 0.11 | https://www.fixr.com/costs/air-leaks-sealing | 0 | included in total equipment cost, per reference | 0.11 | sq ft | 288693.3416 | 31756.2676
Nonequipment | Duct Sealing Repair | Standard Electric Heating and Central AC with Improved Duct Sealing | Standard Electric Heating and Central AC, Standard Duct Sealing | Commercial | Existing | Offices | FL Zone 2 | Per End Use Consumption | 30.55% | 166452.0881 | 146477.8375 | 19974.2506 | 0.12 | 15 | 3.9354 | 13.9379 | 0 | 0 | 0 | 0 | 0.11 | https://www.fixr.com/costs/air-leaks-sealing | 0 | included in total equipment cost, per reference | 0.11 | sq ft | 16065.0328 | 1767.1536
Nonequipment | Duct Sealing Repair | Standard Electric Heating and Central AC with Improved Duct Sealing | Standard Electric Heating and Central AC, Standard Duct Sealing | Commercial | Existing | Restaurants | FL Zone 2 | Per End Use Consumption | 30.55% | 120615.3416 | 106141.5006 | 14473.841 | 0.12 | 15 | 2.8517 | 10.0998 | 0 | 0 | 0 | 0 | 0.11 | https://www.fixr.com/costs/air-leaks-sealing | 0 | included in total equipment cost, per reference | 0.11 | sq ft | 5079.7893 | 558.7768
Nonequipment | Duct Sealing Repair | Standard Electric Heating and Central AC with Improved Duct Sealing | Standard Electric Heating and Central AC, Standard Duct Sealing | Commercial | Existing | Retail | FL Zone 2 | Per End Use Consumption | 30.55% | 52681.844 | 46360.0227 | 6321.8213 | 0.12 | 15 | 1.2455 | 4.4113 | 0 | 0 | 0 | 0 | 0.11 | https://www.fixr.com/costs/air-leaks-sealing | 0 | included in total equipment cost, per reference | 0.11 | sq ft | 11443.846 | 1258.8231
Nonequipment | Duct Sealing Repair | Standard Electric Heating and Central AC with Improved Duct Sealing | Standard Electric Heating and Central AC, Standard Duct Sealing | Commercial | Existing | Schools K-12 | FL Zone 2 | Per End Use Consumption | 0% | 196876.9732 | 173251.7364 | 23625.2368 | 0.12 | 15 | 4.6547 | 16.4855 | 0 | 0 | 0 | 0 | 0.11 | https://www.fixr.com/costs/air-leaks-sealing | 0 | included in total equipment cost, per reference | 0.11 | sq ft | 52061.2215 | 5726.7344
Nonequipment | Duct Sealing Repair | Standard Electric Heating and Central AC with Improved Duct Sealing | Standard Electric Heating and Central AC, Standard Duct Sealing | Commercial | Existing | Warehouse | FL Zone 2 | Per End Use Consumption | 0% | 19557.8341 | 17210.894 | 2346.9401 | 0.12 | 15 | 0.4624 | 1.6377 | 0 | 0 | 0 | 0 | 0.11 | https://www.fixr.com/costs/air-leaks-sealing | 0 | included in total equipment cost, per reference | 0.11 | sq ft | 16063.9925 | 1767.0392
Nonequipment | Duct Sealing Repair | Standard Electric Heating and Central AC with Improved Duct Sealing | N/A - Retrofit Only | Commercial | New | Assembly | FL Zone 2 | Per End Use Consumption | 0% | 48078.2351 | 42308.8469 | 5769.3882 | 0.12 | 15 | 1.1367 | 4.0258 | 0 | 0 | 0 | 0 | 0.11 | https://www.fixr.com/costs/air-leaks-sealing | 0 | included in total equipment cost, per reference | 0.11 | sq ft | 19267.2533 | 2119.3979
Nonequipment | Duct Sealing Repair | Standard Electric Heating and Central AC with Improved Duct Sealing | N/A - Retrofit Only | Commercial | New | College and University | FL Zone 2 | Per End Use Consumption | 0% | 287152.3197 | 252694.0413 | 34458.2784 | 0.12 | 15 | 6.789 | 24.0448 | 0 | 0 | 0 | 0 | 0.11 | https://www.fixr.com/costs/air-leaks-sealing | 0 | included in total equipment cost, per reference | 0.11 | sq ft | 75933.2099 | 8352.6531
Nonequipment | Duct Sealing Repair | Standard Electric Heating and Central AC with Improved Duct Sealing | N/A - Retrofit Only | Commercial | New | Grocery | FL Zone 2 | Per End Use Consumption | 0% | 115753.0083 | 101862.6473 | 13890.361 | 0.12 | 15 | 2.7367 | 9.6926 | 0 | 0 | 0 | 0 | 0.11 | https://www.fixr.com/costs/air-leaks-sealing | 0 | included in total equipment cost, per reference | 0.11 | sq ft | 4711.6968 | 518.2866
Nonequipment | Duct Sealing Repair | Standard Electric Heating and Central AC with Improved Duct Sealing | N/A - Retrofit Only | Commercial | New | Healthcare | FL Zone 2 | Per End Use Consumption | 0% | 202047.3819 | 177801.6961 | 24245.6858 | 0.12 | 15 | 4.7769 | 16.9185 | 0 | 0 | 0 | 0 | 0.11 | https://www.fixr.com/costs/air-leaks-sealing | 0 | included in total equipment cost, per reference | 0.11 | sq ft | 20120.7655 | 2213.2842
Nonequipment | Duct Sealing Repair | Standard Electric Heating and Central AC with Improved Duct Sealing | N/A - Retrofit Only | Commercial | New | Hospitals | FL Zone 2 | Per End Use Consumption | 0% | 2105301.9288 | 1852665.6973 | 252636.2315 | 0.12 | 15 | 49.7747 | 176.288 | 0 | 0 | 0 | 0 | 0.11 | https://www.fixr.com/costs/air-leaks-sealing | 0 | included in total equipment cost, per reference | 0.11 | sq ft | 209655.211 | 23062.0732
Nonequipment | Duct Sealing Repair | Standard Electric Heating and Central AC with Improved Duct Sealing | N/A - Retrofit Only | Commercial | New | Institutional | FL Zone 2 | Per End Use Consumption | 0% | 233568.925 | 205540.654 | 28028.271 | 0.12 | 15 | 5.5222 | 19.558 | 0 | 0 | 0 | 0 | 0.11 | https://www.fixr.com/costs/air-leaks-sealing | 0 | included in total equipment cost, per reference | 0.11 | sq ft | 20630.2862 | 2269.3315
Nonequipment | Duct Sealing Repair | Standard Electric Heating and Central AC with Improved Duct Sealing | N/A - Retrofit Only | Commercial | New | Lodging/Hospitality | FL Zone 2 | Per End Use Consumption | 0% | 191602.1762 | 168609.915 | 22992.2611 | 0.12 | 15 | 4.53 | 16.0439 | 0 | 0 | 0 | 0 | 0.11 | https://www.fixr.com/costs/air-leaks-sealing | 0 | included in total equipment cost, per reference | 0.11 | sq ft | 33805.3353 | 3718.5869
Nonequipment | Duct Sealing Repair | Standard Electric Heating and Central AC with Improved Duct Sealing | N/A - Retrofit Only | Commercial | New | Miscellaneous | FL Zone 2 | Per End Use Consumption | 0% | 2226772.3297 | 1959559.6501 | 267212.6796 | 0.12 | 15 | 52.6466 | 186.4593 | 0 | 0 | 0 | 0 | 0.11 | https://www.fixr.com/costs/air-leaks-sealing | 0 | included in total equipment cost, per reference | 0.11 | sq ft | 288693.3416 | 31756.2676
Nonequipment | Duct Sealing Repair | Standard Electric Heating and Central AC with Improved Duct Sealing | N/A - Retrofit Only | Commercial | New | Offices | FL Zone 2 | Per End Use Consumption | 0% | 166452.0881 | 146477.8375 | 19974.2506 | 0.12 | 15 | 3.9354 | 13.9379 | 0 | 0 | 0 | 0 | 0.11 | https://www.fixr.com/costs/air-leaks-sealing | 0 | included in total equipment cost, per reference | 0.11 | sq ft | 16065.0328 | 1767.1536
Nonequipment | Duct Sealing Repair | Standard Electric Heating and Central AC with Improved Duct Sealing | N/A - Retrofit Only | Commercial | New | Restaurants | FL Zone 2 | Per End Use Consumption | 0% | 120615.3416 | 106141.5006 | 14473.841 | 0.12 | 15 | 2.8517 | 10.0998 | 0 | 0 | 0 | 0 | 0.11 | https://www.fixr.com/costs/air-leaks-sealing | 0 | included in total equipment cost, per reference | 0.11 | sq ft | 5079.7893 | 558.7768
Nonequipment | Duct Sealing Repair | Standard Electric Heating and Central AC with Improved Duct Sealing | N/A - Retrofit Only | Commercial | New | Retail | FL Zone 2 | Per End Use Consumption | 0% | 52681.844 | 46360.0227 | 6321.8213 | 0.12 | 15 | 1.2455 | 4.4113 | 0 | 0 | 0 | 0 | 0.11 | https://www.fixr.com/costs/air-leaks-sealing | 0 | included in total equipment cost, per reference | 0.11 | sq ft | 11443.846 | 1258.8231
Nonequipment | Duct Sealing Repair | Standard Electric Heating and Central AC with Improved Duct Sealing | N/A - Retrofit Only | Commercial | New | Schools K-12 | FL Zone 2 | Per End Use Consumption | 0% | 196876.9732 | 173251.7364 | 23625.2368 | 0.12 | 15 | 4.6547 | 16.4855 | 0 | 0 | 0 | 0 | 0.11 | https://www.fixr.com/costs/air-leaks-sealing | 0 | included in total equipment cost, per reference | 0.11 | sq ft | 52061.2215 | 5726.7344
Nonequipment | Duct Sealing Repair | Standard Electric Heating and Central AC with Improved Duct Sealing | N/A - Retrofit Only | Commercial | New | Warehouse | FL Zone 2 | Per End Use Consumption | 0% | 19557.8341 | 17210.894 | 2346.9401 | 0.12 | 15 | 0.4624 | 1.6377 | 0 | 0 | 0 | 0 | 0.11 | https://www.fixr.com/costs/air-leaks-sealing | 0 | included in total equipment cost, per reference | 0.11 | sq ft | 16063.9925 | 1767.0392
Nonequipment | ECM Motors on Furnaces | ECM motors on furnaces | 0 | Commercial | Existing | Assembly | FL Zone 2 | Per Unit | 47.78% | 10439.6762 | 10261.5351 | 178.1411 | 0.017064 | 15 | 0 | 0 | 0 | no base cost | 0 | 0 | 287 | Mid-Atlantic TRM, v7.0, 2017, retrofit cost | 0 | 0 | 287 | furnace |  | 287
Nonequipment | ECM Motors on Furnaces | ECM motors on furnaces | 0 | Commercial | Existing | College and University | FL Zone 2 | Per Unit | 47.78% | 10439.6762 | 10261.5351 | 178.1411 | 0.017064 | 15 | 0 | 0.027183 | 0 | no base cost | 0 | 0 | 287 | Mid-Atlantic TRM, v7.0, 2017, retrofit cost | 0 | 0 | 287 | furnace |  | 287
Nonequipment | ECM Motors on Furnaces | ECM motors on furnaces | 0 | Commercial | Existing | Grocery | FL Zone 2 | Per Unit | 47.78% | 17956.2431 | 17649.8404 | 306.4028 | 0.017064 | 15 | 0 | 0.034977 | 0 | no base cost | 0 | 0 | 287 | Mid-Atlantic TRM, v7.0, 2017, retrofit cost | 0 | 0 | 287 | furnace |  | 287
Nonequipment | ECM Motors on Furnaces | ECM motors on furnaces | 0 | Commercial | Existing | Healthcare | FL Zone 2 | Per Unit | 47.78% | 16369.4124 | 16090.0871 | 279.3253 | 0.017064 | 15 | 0 | 0 | 0 | no base cost | 0 | 0 | 287 | Mid-Atlantic TRM, v7.0, 2017, retrofit cost | 0 | 0 | 287 | furnace |  | 287
Nonequipment | ECM Motors on Furnaces | ECM motors on furnaces | 0 | Commercial | Existing | Hospitals | FL Zone 2 | Per Unit | 47.78% | 18624.3824 | 18306.5786 | 317.8038 | 0.017064 | 15 | 0 | 0.048494 | 0 | no base cost | 0 | 0 | 287 | Mid-Atlantic TRM, v7.0, 2017, retrofit cost | 0 | 0 | 287 | furnace |  | 287
Nonequipment | ECM Motors on Furnaces | ECM motors on furnaces | 0 | Commercial | Existing | Institutional | FL Zone 2 | Per Unit | 47.78% | 9103.3977 | 8948.0586 | 155.3391 | 0.017064 | 15 | 0 | 0 | 0 | no base cost | 0 | 0 | 287 | Mid-Atlantic TRM, v7.0, 2017, retrofit cost | 0 | 0 | 287 | furnace |  | 287
Nonequipment | ECM Motors on Furnaces | ECM motors on furnaces | 0 | Commercial | Existing | Lodging/Hospitality | FL Zone 2 | Per Unit | 47.78% | 11024.2981 | 10836.1811 | 188.117 | 0.017064 | 15 | 0 | 0.021475 | 0 | no base cost | 0 | 0 | 287 | Mid-Atlantic TRM, v7.0, 2017, retrofit cost | 0 | 0 | 287 | furnace |  | 287
Nonequipment | ECM Motors on Furnaces | ECM motors on furnaces | 0 | Commercial | Existing | Miscellaneous | FL Zone 2 | Per Unit | 47.78% | 5762.7013 | 5664.3674 | 98.3339 | 0.017064 | 15 | 0 | 0 | 0 | no base cost | 0 | 0 | 287 | Mid-Atlantic TRM, v7.0, 2017, retrofit cost | 0 | 0 | 287 | furnace |  | 287
Nonequipment | ECM Motors on Furnaces | ECM motors on furnaces | 0 | Commercial | Existing | Offices | FL Zone 2 | Per Unit | 47.78% | 6096.7709 | 5992.7365 | 104.0344 | 0.017064 | 15 | 0 | 0 | 0 | no base cost | 0 | 0 | 287 | Mid-Atlantic TRM, v7.0, 2017, retrofit cost | 0 | 0 | 287 | furnace |  | 287
Nonequipment | ECM Motors on Furnaces | ECM motors on furnaces | 0 | Commercial | Existing | Restaurants | FL Zone 2 | Per Unit | 47.78% | 38501.526 | 37844.5415 | 656.9845 | 0.017064 | 15 | 0 | 0.074998 | 0 | no base cost | 0 | 0 | 287 | Mid-Atlantic TRM, v7.0, 2017, retrofit cost | 0 | 0 | 287 | furnace |  | 287
Nonequipment | ECM Motors on Furnaces | ECM motors on furnaces | 0 | Commercial | Existing | Retail | FL Zone 2 | Per Unit | 47.78% | 24136.5315 | 23724.6692 | 411.8623 | 0.017064 | 15 | 0 | 0.047016 | 0 | no base cost | 0 | 0 | 287 | Mid-Atlantic TRM, v7.0, 2017, retrofit cost | 0 | 0 | 287 | furnace |  | 287
Nonequipment | ECM Motors on Furnaces | ECM motors on furnaces | 0 | Commercial | Existing | Schools K-12 | FL Zone 2 | Per Unit | 47.78% | 22215.6311 | 21836.5467 | 379.0843 | 0.017064 | 15 | 0 | 0 | 0 | no base cost | 0 | 0 | 287 | Mid-Atlantic TRM, v7.0, 2017, retrofit cost | 0 | 0 | 287 | furnace |  | 287
Nonequipment | ECM Motors on Furnaces | ECM motors on furnaces | 0 | Commercial | Existing | Warehouse | FL Zone 2 | Per Unit | 47.78% | 5762.7013 | 5664.3674 | 98.3339 | 0.017064 | 15 | 0 | 0 | 0 | no base cost | 0 | 0 | 287 | Mid-Atlantic TRM, v7.0, 2017, retrofit cost | 0 | 0 | 287 | furnace |  | 287
Nonequipment | ECM Motors on Furnaces | ECM motors on furnaces | 0 | Commercial | New | Assembly | FL Zone 2 | Per Unit | 47.78% | 10439.6762 | 10261.5351 | 178.1411 | 0.017064 | 15 | 0 | 0 | 0 | no base cost | 0 | 0 | 287 | Mid-Atlantic TRM, v7.0, 2017, retrofit cost | 0 | 0 | 287 | furnace |  | 287
Nonequipment | ECM Motors on Furnaces | ECM motors on furnaces | 0 | Commercial | New | College and University | FL Zone 2 | Per Unit | 47.78% | 10439.6762 | 10261.5351 | 178.1411 | 0.017064 | 15 | 0 | 0.027183 | 0 | no base cost | 0 | 0 | 287 | Mid-Atlantic TRM, v7.0, 2017, retrofit cost | 0 | 0 | 287 | furnace |  | 287
Nonequipment | ECM Motors on Furnaces | ECM motors on furnaces | 0 | Commercial | New | Grocery | FL Zone 2 | Per Unit | 47.78% | 17956.2431 | 17649.8404 | 306.4028 | 0.017064 | 15 | 0 | 0.034977 | 0 | no base cost | 0 | 0 | 287 | Mid-Atlantic TRM, v7.0, 2017, retrofit cost | 0 | 0 | 287 | furnace |  | 287
Nonequipment | ECM Motors on Furnaces | ECM motors on furnaces | 0 | Commercial | New | Healthcare | FL Zone 2 | Per Unit | 47.78% | 16369.4124 | 16090.0871 | 279.3253 | 0.017064 | 15 | 0 | 0 | 0 | no base cost | 0 | 0 | 287 | Mid-Atlantic TRM, v7.0, 2017, retrofit cost | 0 | 0 | 287 | furnace |  | 287
Nonequipment | ECM Motors on Furnaces | ECM motors on furnaces | 0 | Commercial | New | Hospitals | FL Zone 2 | Per Unit | 47.78% | 18624.3824 | 18306.5786 | 317.8038 | 0.017064 | 15 | 0 | 0.048494 | 0 | no base cost | 0 | 0 | 287 | Mid-Atlantic TRM, v7.0, 2017, retrofit cost | 0 | 0 | 287 | furnace |  | 287
Nonequipment | ECM Motors on Furnaces | ECM motors on furnaces | 0 | Commercial | New | Institutional | FL Zone 2 | Per Unit | 47.78% | 9103.3977 | 8948.0586 | 155.3391 | 0.017064 | 15 | 0 | 0 | 0 | no base cost | 0 | 0 | 287 | Mid-Atlantic TRM, v7.0, 2017, retrofit cost | 0 | 0 | 287 | furnace |  | 287
Nonequipment | ECM Motors on Furnaces | ECM motors on furnaces | 0 | Commercial | New | Lodging/Hospitality | FL Zone 2 | Per Unit | 47.78% | 11024.2981 | 10836.1811 | 188.117 | 0.017064 | 15 | 0 | 0.021475 | 0 | no base cost | 0 | 0 | 287 | Mid-Atlantic TRM, v7.0, 2017, retrofit cost | 0 | 0 | 287 | furnace |  | 287
Nonequipment | ECM Motors on Furnaces | ECM motors on furnaces | 0 | Commercial | New | Miscellaneous | FL Zone 2 | Per Unit | 47.78% | 5762.7013 | 5664.3674 | 98.3339 | 0.017064 | 15 | 0 | 0 | 0 | no base cost | 0 | 0 | 287 | Mid-Atlantic TRM, v7.0, 2017, retrofit cost | 0 | 0 | 287 | furnace |  | 287
Nonequipment | ECM Motors on Furnaces | ECM motors on furnaces | 0 | Commercial | New | Offices | FL Zone 2 | Per Unit | 47.78% | 6096.7709 | 5992.7365 | 104.0344 | 0.017064 | 15 | 0 | 0 | 0 | no base cost | 0 | 0 | 287 | Mid-Atlantic TRM, v7.0, 2017, retrofit cost | 0 | 0 | 287 | furnace |  | 287
Nonequipment | ECM Motors on Furnaces | ECM motors on furnaces | 0 | Commercial | New | Restaurants | FL Zone 2 | Per Unit | 47.78% | 38501.526 | 37844.5415 | 656.9845 | 0.017064 | 15 | 0 | 0.074998 | 0 | no base cost | 0 | 0 | 287 | Mid-Atlantic TRM, v7.0, 2017, retrofit cost | 0 | 0 | 287 | furnace |  | 287
Nonequipment | ECM Motors on Furnaces | ECM motors on furnaces | 0 | Commercial | New | Retail | FL Zone 2 | Per Unit | 47.78% | 24136.5315 | 23724.6692 | 411.8623 | 0.017064 | 15 | 0 | 0.047016 | 0 | no base cost | 0 | 0 | 287 | Mid-Atlantic TRM, v7.0, 2017, retrofit cost | 0 | 0 | 287 | furnace |  | 287
Nonequipment | ECM Motors on Furnaces | ECM motors on furnaces | 0 | Commercial | New | Schools K-12 | FL Zone 2 | Per Unit | 47.78% | 22215.6311 | 21836.5467 | 379.0843 | 0.017064 | 15 | 0 | 0 | 0 | no base cost | 0 | 0 | 287 | Mid-Atlantic TRM, v7.0, 2017, retrofit cost | 0 | 0 | 287 | furnace |  | 287
Nonequipment | ECM Motors on Furnaces | ECM motors on furnaces | 0 | Commercial | New | Warehouse | FL Zone 2 | Per Unit | 47.78% | 5762.7013 | 5664.3674 | 98.3339 | 0.017064 | 15 | 0 | 0 | 0 | no base cost | 0 | 0 | 287 | Mid-Atlantic TRM, v7.0, 2017, retrofit cost | 0 | 0 | 287 | furnace |  | 287
Nonequipment | Energy Recovery Ventilation System (ERV) | Unitary Cooling Equipment that Incorporates Energy Recovery | Current Market Packaged or Split DX Unit, 7.5 tons, 10.9 EER | Commercial | Existing | Assembly | FL Zone 2 | Per End Use Consumption | 53.67% | 40558.1631 | 33160.3541 | 7397.8089 | 0.1824 | 15 | 13.3127 | 11.3508 | 0 | no base cost | 0 | 0 | 6 | Illinois 2018 Statewide TRM, Section 4.4.27 | 0 | 0 | 6 | CFM | 19267.2533 | 115603.5198
Nonequipment | Energy Recovery Ventilation System (ERV) | Unitary Cooling Equipment that Incorporates Energy Recovery | Current Market Packaged or Split DX Unit, 7.5 tons, 10.9 EER | Commercial | Existing | College and University | FL Zone 2 | Per End Use Consumption | 34.81% | 242237.8979 | 217432.7372 | 24805.1607 | 0.1024 | 15 | 44.638 | 38.0597 | 0 | no base cost | 0 | 0 | 6 | Illinois 2018 Statewide TRM, Section 4.4.27 | 0 | 0 | 6 | CFM | 75933.2099 | 455599.2594
Nonequipment | Energy Recovery Ventilation System (ERV) | Unitary Cooling Equipment that Incorporates Energy Recovery | Current Market Packaged or Split DX Unit, 7.5 tons, 10.9 EER | Commercial | Existing | Grocery | FL Zone 2 | Per End Use Consumption | 48.99% | 97647.7064 | 87946.4068 | 9701.2996 | 0.09935 | 15 | 17.4579 | 14.8851 | 0 | no base cost | 0 | 0 | 6 | Illinois 2018 Statewide TRM, Section 4.4.27 | 0 | 0 | 6 | CFM | 4711.6968 | 28270.1807
Nonequipment | Energy Recovery Ventilation System (ERV) | Unitary Cooling Equipment that Incorporates Energy Recovery | Current Market Packaged or Split DX Unit, 7.5 tons, 10.9 EER | Commercial | Existing | Healthcare | FL Zone 2 | Per End Use Consumption | 34.81% | 170444.4983 | 153510.8374 | 16933.6609 | 0.09935 | 15 | 30.4729 | 25.9821 | 0 | no base cost | 0 | 0 | 6 | Illinois 2018 Statewide TRM, Section 4.4.27 | 0 | 0 | 6 | CFM | 20120.7655 | 120724.5932
Nonequipment | Energy Recovery Ventilation System (ERV) | Unitary Cooling Equipment that Incorporates Energy Recovery | Current Market Packaged or Split DX Unit, 7.5 tons, 10.9 EER | Commercial | Existing | Hospitals | FL Zone 2 | Per End Use Consumption | 38.35% | 1776004.8545 | 1599558.7722 | 176446.0823 | 0.09935 | 15 | 317.5226 | 270.7292 | 0 | no base cost | 0 | 0 | 6 | Illinois 2018 Statewide TRM, Section 4.4.27 | 0 | 0 | 6 | CFM | 209655.211 | 1257931.2662
Nonequipment | Energy Recovery Ventilation System (ERV) | Unitary Cooling Equipment that Incorporates Energy Recovery | Current Market Packaged or Split DX Unit, 7.5 tons, 10.9 EER | Commercial | Existing | Institutional | FL Zone 2 | Per End Use Consumption | 38.35% | 197035.6551 | 177460.1628 | 19575.4923 | 0.09935 | 15 | 35.227 | 30.0356 | 0 | no base cost | 0 | 0 | 6 | Illinois 2018 Statewide TRM, Section 4.4.27 | 0 | 0 | 6 | CFM | 20630.2862 | 123781.7172
Nonequipment | Energy Recovery Ventilation System (ERV) | Unitary Cooling Equipment that Incorporates Energy Recovery | Current Market Packaged or Split DX Unit, 7.5 tons, 10.9 EER | Commercial | Existing | Lodging/Hospitality | FL Zone 2 | Per End Use Consumption | 48.99% | 161633.0609 | 145574.8163 | 16058.2446 | 0.09935 | 15 | 28.8975 | 24.6389 | 0 | no base cost | 0 | 0 | 6 | Illinois 2018 Statewide TRM, Section 4.4.27 | 0 | 0 | 6 | CFM | 33805.3353 | 202832.0121
Nonequipment | Energy Recovery Ventilation System (ERV) | Unitary Cooling Equipment that Incorporates Energy Recovery | Current Market Packaged or Split DX Unit, 7.5 tons, 10.9 EER | Commercial | Existing | Miscellaneous | FL Zone 2 | Per End Use Consumption | 48.99% | 1878475.6776 | 1691849.1191 | 186626.5586 | 0.09935 | 15 | 335.8429 | 286.3496 | 0 | no base cost | 0 | 0 | 6 | Illinois 2018 Statewide TRM, Section 4.4.27 | 0 | 0 | 6 | CFM | 288596.2277 | 1731577.3664
Nonequipment | Energy Recovery Ventilation System (ERV) | Unitary Cooling Equipment that Incorporates Energy Recovery | Current Market Packaged or Split DX Unit, 7.5 tons, 10.9 EER | Commercial | Existing | Offices | FL Zone 2 | Per End Use Consumption | 38.35% | 140416.7794 | 131823.2725 | 8593.5069 | 0.0612 | 15 | 15.4644 | 13.1854 | 0 | no base cost | 0 | 0 | 6 | Illinois 2018 Statewide TRM, Section 4.4.27 | 0 | 0 | 6 | CFM | 16065.0328 | 96390.1965
Nonequipment | Energy Recovery Ventilation System (ERV) | Unitary Cooling Equipment that Incorporates Energy Recovery | Current Market Packaged or Split DX Unit, 7.5 tons, 10.9 EER | Commercial | Existing | Restaurants | FL Zone 2 | Per End Use Consumption | 48.99% | 101749.5064 | 90658.8102 | 11090.6962 | 0.109 | 15 | 19.9582 | 17.017 | 0 | no base cost | 0 | 0 | 6 | Illinois 2018 Statewide TRM, Section 4.4.27 | 0 | 0 | 6 | CFM | 5079.7893 | 30478.736
Nonequipment | Energy Recovery Ventilation System (ERV) | Unitary Cooling Equipment that Incorporates Energy Recovery | Current Market Packaged or Split DX Unit, 7.5 tons, 10.9 EER | Commercial | Existing | Retail | FL Zone 2 | Per End Use Consumption | 48.99% | 44441.7066 | 38895.3816 | 5546.325 | 0.1248 | 15 | 9.9809 | 8.51 | 0 | no base cost | 0 | 0 | 6 | Illinois 2018 Statewide TRM, Section 4.4.27 | 0 | 0 | 6 | CFM | 11443.846 | 68663.0757
Nonequipment | Energy Recovery Ventilation System (ERV) | Unitary Cooling Equipment that Incorporates Energy Recovery | Current Market Packaged or Split DX Unit, 7.5 tons, 10.9 EER | Commercial | Existing | Schools K-12 | FL Zone 2 | Per End Use Consumption | 34.81% | 166082.8099 | 149075.9302 | 17006.8797 | 0.1024 | 15 | 30.6046 | 26.0944 | 0 | no base cost | 0 | 0 | 6 | Illinois 2018 Statewide TRM, Section 4.4.27 | 0 | 0 | 6 | CFM | 52061.2215 | 312367.3292
Nonequipment | Energy Recovery Ventilation System (ERV) | Unitary Cooling Equipment that Incorporates Energy Recovery | Current Market Packaged or Split DX Unit, 7.5 tons, 10.9 EER | Commercial | Existing | Warehouse | FL Zone 2 | Per End Use Consumption | 48.99% | 16498.7301 | 14859.5813 | 1639.1488 | 0.09935 | 15 | 2.9497 | 2.515 | 0 | no base cost | 0 | 0 | 6 | Illinois 2018 Statewide TRM, Section 4.4.27 | 0 | 0 | 6 | CFM | 16063.9925 | 96383.9547
Nonequipment | Energy Recovery Ventilation System (ERV) | Unitary Cooling Equipment that Incorporates Energy Recovery | Code-Compliant Packaged or Split DX Unit, 7.5 Tons, 11.2 EER | Commercial | New | Assembly | FL Zone 2 | Per End Use Consumption | 54.84% | 40558.1631 | 33160.3541 | 7397.8089 | 0.1824 | 15 | 13.3127 | 11.3508 | 0 | no base cost | 0 | 0 | 6 | Illinois 2018 Statewide TRM, Section 4.4.27 | 0 | 0 | 6 | CFM | 19267.2533 | 115603.5198
Nonequipment | Energy Recovery Ventilation System (ERV) | Unitary Cooling Equipment that Incorporates Energy Recovery | Code-Compliant Packaged or Split DX Unit, 7.5 Tons, 11.2 EER | Commercial | New | College and University | FL Zone 2 | Per End Use Consumption | 34.81% | 242237.8979 | 217432.7372 | 24805.1607 | 0.1024 | 15 | 44.638 | 38.0597 | 0 | no base cost | 0 | 0 | 6 | Illinois 2018 Statewide TRM, Section 4.4.27 | 0 | 0 | 6 | CFM | 75933.2099 | 455599.2594
Nonequipment | Energy Recovery Ventilation System (ERV) | Unitary Cooling Equipment that Incorporates Energy Recovery | Code-Compliant Packaged or Split DX Unit, 7.5 Tons, 11.2 EER | Commercial | New | Grocery | FL Zone 2 | Per End Use Consumption | 48.99% | 97647.7064 | 87946.4068 | 9701.2996 | 0.09935 | 15 | 17.4579 | 14.8851 | 0 | no base cost | 0 | 0 | 6 | Illinois 2018 Statewide TRM, Section 4.4.27 | 0 | 0 | 6 | CFM | 4711.6968 | 28270.1807
Nonequipment | Energy Recovery Ventilation System (ERV) | Unitary Cooling Equipment that Incorporates Energy Recovery | Code-Compliant Packaged or Split DX Unit, 7.5 Tons, 11.2 EER | Commercial | New | Healthcare | FL Zone 2 | Per End Use Consumption | 34.81% | 170444.4983 | 153510.8374 | 16933.6609 | 0.09935 | 15 | 30.4729 | 25.9821 | 0 | no base cost | 0 | 0 | 6 | Illinois 2018 Statewide TRM, Section 4.4.27 | 0 | 0 | 6 | CFM | 20120.7655 | 120724.5932
Nonequipment | Energy Recovery Ventilation System (ERV) | Unitary Cooling Equipment that Incorporates Energy Recovery | Code-Compliant Packaged or Split DX Unit, 7.5 Tons, 11.2 EER | Commercial | New | Hospitals | FL Zone 2 | Per End Use Consumption | 38.88% | 1776004.8545 | 1599558.7722 | 176446.0823 | 0.09935 | 15 | 317.5226 | 270.7292 | 0 | no base cost | 0 | 0 | 6 | Illinois 2018 Statewide TRM, Section 4.4.27 | 0 | 0 | 6 | CFM | 209655.211 | 1257931.2662
Nonequipment | Energy Recovery Ventilation System (ERV) | Unitary Cooling Equipment that Incorporates Energy Recovery | Code-Compliant Packaged or Split DX Unit, 7.5 Tons, 11.2 EER | Commercial | New | Institutional | FL Zone 2 | Per End Use Consumption | 38.88% | 197035.6551 | 177460.1628 | 19575.4923 | 0.09935 | 15 | 35.227 | 30.0356 | 0 | no base cost | 0 | 0 | 6 | Illinois 2018 Statewide TRM, Section 4.4.27 | 0 | 0 | 6 | CFM | 20630.2862 | 123781.7172
Nonequipment | Energy Recovery Ventilation System (ERV) | Unitary Cooling Equipment that Incorporates Energy Recovery | Code-Compliant Packaged or Split DX Unit, 7.5 Tons, 11.2 EER | Commercial | New | Lodging/Hospitality | FL Zone 2 | Per End Use Consumption | 48.99% | 161633.0609 | 145574.8163 | 16058.2446 | 0.09935 | 15 | 28.8975 | 24.6389 | 0 | no base cost | 0 | 0 | 6 | Illinois 2018 Statewide TRM, Section 4.4.27 | 0 | 0 | 6 | CFM | 33805.3353 | 202832.0121
Nonequipment | Energy Recovery Ventilation System (ERV) | Unitary Cooling Equipment that Incorporates Energy Recovery | Code-Compliant Packaged or Split DX Unit, 7.5 Tons, 11.2 EER | Commercial | New | Miscellaneous | FL Zone 2 | Per End Use Consumption | 48.99% | 1878475.6776 | 1691849.1191 | 186626.5586 | 0.09935 | 15 | 335.8429 | 286.3496 | 0 | no base cost | 0 | 0 | 6 | Illinois 2018 Statewide TRM, Section 4.4.27 | 0 | 0 | 6 | CFM | 288596.2277 | 1731577.3664
Nonequipment | Energy Recovery Ventilation System (ERV) | Unitary Cooling Equipment that Incorporates Energy Recovery | Code-Compliant Packaged or Split DX Unit, 7.5 Tons, 11.2 EER | Commercial | New | Offices | FL Zone 2 | Per End Use Consumption | 38.88% | 140416.7794 | 131823.2725 | 8593.5069 | 0.0612 | 15 | 15.4644 | 13.1854 | 0 | no base cost | 0 | 0 | 6 | Illinois 2018 Statewide TRM, Section 4.4.27 | 0 | 0 | 6 | CFM | 16065.0328 | 96390.1965
Nonequipment | Energy Recovery Ventilation System (ERV) | Unitary Cooling Equipment that Incorporates Energy Recovery | Code-Compliant Packaged or Split DX Unit, 7.5 Tons, 11.2 EER | Commercial | New | Restaurants | FL Zone 2 | Per End Use Consumption | 48.99% | 101749.5064 | 90658.8102 | 11090.6962 | 0.109 | 15 | 19.9582 | 17.017 | 0 | no base cost | 0 | 0 | 6 | Illinois 2018 Statewide TRM, Section 4.4.27 | 0 | 0 | 6 | CFM | 5079.7893 | 30478.736
Nonequipment | Energy Recovery Ventilation System (ERV) | Unitary Cooling Equipment that Incorporates Energy Recovery | Code-Compliant Packaged or Split DX Unit, 7.5 Tons, 11.2 EER | Commercial | New | Retail | FL Zone 2 | Per End Use Consumption | 48.99% | 44441.7066 | 38895.3816 | 5546.325 | 0.1248 | 15 | 9.9809 | 8.51 | 0 | no base cost | 0 | 0 | 6 | Illinois 2018 Statewide TRM, Section 4.4.27 | 0 | 0 | 6 | CFM | 11443.846 | 68663.0757
Nonequipment | Energy Recovery Ventilation System (ERV) | Unitary Cooling Equipment that Incorporates Energy Recovery | Code-Compliant Packaged or Split DX Unit, 7.5 Tons, 11.2 EER | Commercial | New | Schools K-12 | FL Zone 2 | Per End Use Consumption | 34.81% | 166082.8099 | 149075.9302 | 17006.8797 | 0.1024 | 15 | 30.6046 | 26.0944 | 0 | no base cost | 0 | 0 | 6 | Illinois 2018 Statewide TRM, Section 4.4.27 | 0 | 0 | 6 | CFM | 52061.2215 | 312367.3292
Nonequipment | Energy Recovery Ventilation System (ERV) | Unitary Cooling Equipment that Incorporates Energy Recovery | Code-Compliant Packaged or Split DX Unit, 7.5 Tons, 11.2 EER | Commercial | New | Warehouse | FL Zone 2 | Per End Use Consumption | 48.99% | 16498.7301 | 14859.5813 | 1639.1488 | 0.09935 | 15 | 2.9497 | 2.515 | 0 | no base cost | 0 | 0 | 6 | Illinois 2018 Statewide TRM, Section 4.4.27 | 0 | 0 | 6 | CFM | 16063.9925 | 96383.9547
Nonequipment | Facility Commissioning | Perform facility commissioning | N/A - New Construction Only | Commercial | Existing | Assembly | FL Zone 2 | Per end use consumption | 54.64% | 0 | 0 | 0 | 0 | 10 | 0 | 0 | 0 | no base cost | 0 | 0 | 1.16 | Lawrence Berkeley National Laboratory: A Golden Opportunity for Reducing Energy Costs and Greenhouse Gas Emissions. July, 2009. | 0 | 0 | 1.16 | sq ft | 19267.2533 | 22350.0138
Nonequipment | Facility Commissioning | Perform facility commissioning | N/A - New Construction Only | Commercial | Existing | College and University | FL Zone 2 | Per end use consumption | 54.64% | 0 | 0 | 0 | 0 | 10 | 0 | 0 | 0 | no base cost | 0 | 0 | 1.16 | Lawrence Berkeley National Laboratory: A Golden Opportunity for Reducing Energy Costs and Greenhouse Gas Emissions. July, 2009. | 0 | 0 | 1.16 | sq ft | 75933.2099 | 88082.5235
Nonequipment | Facility Commissioning | Perform facility commissioning | N/A - New Construction Only | Commercial | Existing | Grocery | FL Zone 2 | Per end use consumption | 53.41% | 0 | 0 | 0 | 0 | 10 | 0 | 0 | 0 | no base cost | 0 | 0 | 1.16 | Lawrence Berkeley National Laboratory: A Golden Opportunity for Reducing Energy Costs and Greenhouse Gas Emissions. July, 2009. | 0 | 0 | 1.16 | sq ft | 4711.6968 | 5465.5683
Nonequipment | Facility Commissioning | Perform facility commissioning | N/A - New Construction Only | Commercial | Existing | Healthcare | FL Zone 2 | Per end use consumption | 54.64% | 0 | 0 | 0 | 0 | 10 | 0 | 0 | 0 | no base cost | 0 | 0 | 1.16 | Lawrence Berkeley National Laboratory: A Golden Opportunity for Reducing Energy Costs and Greenhouse Gas Emissions. July, 2009. | 0 | 0 | 1.16 | sq ft | 20120.7655 | 23340.088
Nonequipment | Facility Commissioning | Perform facility commissioning | N/A - New Construction Only | Commercial | Existing | Hospitals | FL Zone 2 | Per end use consumption | 54.64% | 0 | 0 | 0 | 0 | 10 | 0 | 0 | 0 | no base cost | 0 | 0 | 1.16 | Lawrence Berkeley National Laboratory: A Golden Opportunity for Reducing Energy Costs and Greenhouse Gas Emissions. July, 2009. | 0 | 0 | 1.16 | sq ft | 209655.211 | 243200.0448
Nonequipment | Facility Commissioning | Perform facility commissioning | N/A - New Construction Only | Commercial | Existing | Institutional | FL Zone 2 | Per end use consumption | 54.64% | 0 | 0 | 0 | 0 | 10 | 0 | 0 | 0 | no base cost | 0 | 0 | 1.16 | Lawrence Berkeley National Laboratory: A Golden Opportunity for Reducing Energy Costs and Greenhouse Gas Emissions. July, 2009. | 0 | 0 | 1.16 | sq ft | 20630.2862 | 23931.132
Nonequipment | Facility Commissioning | Perform facility commissioning | N/A - New Construction Only | Commercial | Existing | Lodging/Hospitality | FL Zone 2 | Per end use consumption | 54.64% | 0 | 0 | 0 | 0 | 10 | 0 | 0 | 0 | no base cost | 0 | 0 | 1.16 | Lawrence Berkeley National Laboratory: A Golden Opportunity for Reducing Energy Costs and Greenhouse Gas Emissions. July, 2009. | 0 | 0 | 1.16 | sq ft | 33805.3353 | 39214.189
Nonequipment | Facility Commissioning | Perform facility commissioning | N/A - New Construction Only | Commercial | Existing | Miscellaneous | FL Zone 2 | Per end use consumption | 53.41% | 0 | 0 | 0 | 0 | 10 | 0 | 0 | 0 | no base cost | 0 | 0 | 1.16 | Lawrence Berkeley National Laboratory: A Golden Opportunity for Reducing Energy Costs and Greenhouse Gas Emissions. July, 2009. | 0 | 0 | 1.16 | sq ft | 287978.9268 | 334055.5551
Nonequipment | Facility Commissioning | Perform facility commissioning | N/A - New Construction Only | Commercial | Existing | Offices | FL Zone 2 | Per end use consumption | 54.64% | 0 | 0 | 0 | 0 | 10 | 0 | 0 | 0 | no base cost | 0 | 0 | 1.16 | Lawrence Berkeley National Laboratory: A Golden Opportunity for Reducing Energy Costs and Greenhouse Gas Emissions. July, 2009. | 0 | 0 | 1.16 | sq ft | 16065.0328 | 18635.438
Nonequipment | Facility Commissioning | Perform facility commissioning | N/A - New Construction Only | Commercial | Existing | Restaurants | FL Zone 2 | Per end use consumption | 54.64% | 0 | 0 | 0 | 0 | 10 | 0 | 0 | 0 | no base cost | 0 | 0 | 1.16 | Lawrence Berkeley National Laboratory: A Golden Opportunity for Reducing Energy Costs and Greenhouse Gas Emissions. July, 2009. | 0 | 0 | 1.16 | sq ft | 5079.7893 | 5892.5556
Nonequipment | Facility Commissioning | Perform facility commissioning | N/A - New Construction Only | Commercial | Existing | Retail | FL Zone 2 | Per end use consumption | 53.41% | 0 | 0 | 0 | 0 | 10 | 0 | 0 | 0 | no base cost | 0 | 0 | 1.16 | Lawrence Berkeley National Laboratory: A Golden Opportunity for Reducing Energy Costs and Greenhouse Gas Emissions. July, 2009. | 0 | 0 | 1.16 | sq ft | 11443.846 | 13274.8613
Nonequipment | Facility Commissioning | Perform facility commissioning | N/A - New Construction Only | Commercial | Existing | Schools K-12 | FL Zone 2 | Per end use consumption | 54.64% | 0 | 0 | 0 | 0 | 10 | 0 | 0 | 0 | no base cost | 0 | 0 | 1.16 | Lawrence Berkeley National Laboratory: A Golden Opportunity for Reducing Energy Costs and Greenhouse Gas Emissions. July, 2009. | 0 | 0 | 1.16 | sq ft | 52061.2215 | 60391.017
Nonequipment | Facility Commissioning | Perform facility commissioning | N/A - New Construction Only | Commercial | Existing | Warehouse | FL Zone 2 | Per end use consumption | 53.41% | 0 | 0 | 0 | 0 | 10 | 0 | 0 | 0 | no base cost | 0 | 0 | 1.16 | Lawrence Berkeley National Laboratory: A Golden Opportunity for Reducing Energy Costs and Greenhouse Gas Emissions. July, 2009. | 0 | 0 | 1.16 | sq ft | 16063.9925 | 18634.2312
Nonequipment | Facility Commissioning | Perform facility commissioning | Comparable facility, no commissioning | Commercial | New | Assembly | FL Zone 2 | Per end use consumption | 35.83% | 40558.1631 | 34068.857 | 6489.3061 | 0.16 | 10 | 1.3944 | 0.13997 | 0 | no base cost | 0 | 0 | 1.16 | Lawrence Berkeley National Laboratory: A Golden Opportunity for Reducing Energy Costs and Greenhouse Gas Emissions. July, 2009. | 0 | 0 | 1.16 | sq ft | 19267.2533 | 22350.0138
Nonequipment | Facility Commissioning | Perform facility commissioning | Comparable facility, no commissioning | Commercial | New | College and University | FL Zone 2 | Per end use consumption | 71.67% | 242237.8979 | 203479.8343 | 38758.0637 | 0.16 | 10 | 7.1769 | 5.9242 | 0 | no base cost | 0 | 0 | 1.16 | Lawrence Berkeley National Laboratory: A Golden Opportunity for Reducing Energy Costs and Greenhouse Gas Emissions. July, 2009. | 0 | 0 | 1.16 | sq ft | 75933.2099 | 88082.5235
Nonequipment | Facility Commissioning | Perform facility commissioning | Comparable facility, no commissioning | Commercial | New | Grocery | FL Zone 2 | Per end use consumption | 53.41% | 97647.7064 | 82024.0734 | 15623.633 | 0.16 | 10 | 3.3572 | 0.33698 | 0 | no base cost | 0 | 0 | 1.16 | Lawrence Berkeley National Laboratory: A Golden Opportunity for Reducing Energy Costs and Greenhouse Gas Emissions. July, 2009. | 0 | 0 | 1.16 | sq ft | 4711.6968 | 5465.5683
Nonequipment | Facility Commissioning | Perform facility commissioning | Comparable facility, no commissioning | Commercial | New | Healthcare | FL Zone 2 | Per end use consumption | 71.67% | 170444.4983 | 143173.3786 | 27271.1197 | 0.16 | 10 | 5.8599 | 0.5882 | 0 | no base cost | 0 | 0 | 1.16 | Lawrence Berkeley National Laboratory: A Golden Opportunity for Reducing Energy Costs and Greenhouse Gas Emissions. July, 2009. | 0 | 0 | 1.16 | sq ft | 20120.7655 | 23340.088
Nonequipment | Facility Commissioning | Perform facility commissioning | Comparable facility, no commissioning | Commercial | New | Hospitals | FL Zone 2 | Per end use consumption | 35.83% | 1776004.8545 | 1491844.0777 | 284160.7767 | 0.16 | 10 | 52.6188 | 43.4343 | 0 | no base cost | 0 | 0 | 1.16 | Lawrence Berkeley National Laboratory: A Golden Opportunity for Reducing Energy Costs and Greenhouse Gas Emissions. July, 2009. | 0 | 0 | 1.16 | sq ft | 209655.211 | 243200.0448
Nonequipment | Facility Commissioning | Perform facility commissioning | Comparable facility, no commissioning | Commercial | New | Institutional | FL Zone 2 | Per end use consumption | 35.83% | 197035.6551 | 165509.9503 | 31525.7048 | 0.16 | 10 | 6.7742 | 0.67996 | 0 | no base cost | 0 | 0 | 1.16 | Lawrence Berkeley National Laboratory: A Golden Opportunity for Reducing Energy Costs and Greenhouse Gas Emissions. July, 2009. | 0 | 0 | 1.16 | sq ft | 20630.2862 | 23931.132
Nonequipment | Facility Commissioning | Perform facility commissioning | Comparable facility, no commissioning | Commercial | New | Lodging/Hospitality | FL Zone 2 | Per end use consumption | 71.67% | 161633.0609 | 135771.7712 | 25861.2898 | 0.16 | 10 | 5.557 | 0.55779 | 0 | no base cost | 0 | 0 | 1.16 | Lawrence Berkeley National Laboratory: A Golden Opportunity for Reducing Energy Costs and Greenhouse Gas Emissions. July, 2009. | 0 | 0 | 1.16 | sq ft | 33805.3353 | 39214.189
Nonequipment | Facility Commissioning | Perform facility commissioning | Comparable facility, no commissioning | Commercial | New | Miscellaneous | FL Zone 2 | Per end use consumption | 53.41% | 1878475.6776 | 1577919.5692 | 300556.1084 | 0.16 | 10 | 64.5827 | 6.4826 | 0 | no base cost | 0 | 0 | 1.16 | Lawrence Berkeley National Laboratory: A Golden Opportunity for Reducing Energy Costs and Greenhouse Gas Emissions. July, 2009. | 0 | 0 | 1.16 | sq ft | 287978.9268 | 334055.5551
Nonequipment | Facility Commissioning | Perform facility commissioning | Comparable facility, no commissioning | Commercial | New | Offices | FL Zone 2 | Per end use consumption | 35.83% | 140416.7794 | 117950.0947 | 22466.6847 | 0.16 | 10 | 4.8276 | 0.48457 | 0 | no base cost | 0 | 0 | 1.16 | Lawrence Berkeley National Laboratory: A Golden Opportunity for Reducing Energy Costs and Greenhouse Gas Emissions. July, 2009. | 0 | 0 | 1.16 | sq ft | 16065.0328 | 18635.438
Nonequipment | Facility Commissioning | Perform facility commissioning | Comparable facility, no commissioning | Commercial | New | Restaurants | FL Zone 2 | Per end use consumption | 71.67% | 101749.5064 | 85469.5854 | 16279.921 | 0.16 | 10 | 3.4982 | 0.35113 | 0 | no base cost | 0 | 0 | 1.16 | Lawrence Berkeley National Laboratory: A Golden Opportunity for Reducing Energy Costs and Greenhouse Gas Emissions. July, 2009. | 0 | 0 | 1.16 | sq ft | 5079.7893 | 5892.5556
Nonequipment | Facility Commissioning | Perform facility commissioning | Comparable facility, no commissioning | Commercial | New | Retail | FL Zone 2 | Per end use consumption | 53.41% | 44441.7066 | 37331.0336 | 7110.6731 | 0.16 | 10 | 1.5279 | 0.15337 | 0 | no base cost | 0 | 0 | 1.16 | Lawrence Berkeley National Laboratory: A Golden Opportunity for Reducing Energy Costs and Greenhouse Gas Emissions. July, 2009. | 0 | 0 | 1.16 | sq ft | 11443.846 | 13274.8613
Nonequipment | Facility Commissioning | Perform facility commissioning | Comparable facility, no commissioning | Commercial | New | Schools K-12 | FL Zone 2 | Per end use consumption | 71.67% | 166082.8099 | 139509.5603 | 26573.2496 | 0.16 | 10 | 5.71 | 0.57315 | 0 | no base cost | 0 | 0 | 1.16 | Lawrence Berkeley National Laboratory: A Golden Opportunity for Reducing Energy Costs and Greenhouse Gas Emissions. July, 2009. | 0 | 0 | 1.16 | sq ft | 52061.2215 | 60391.017
Nonequipment | Facility Commissioning | Perform facility commissioning | Comparable facility, no commissioning | Commercial | New | Warehouse | FL Zone 2 | Per end use consumption | 53.41% | 16498.7301 | 13858.9333 | 2639.7968 | 0.16 | 10 | 0.56723 | 0.056937 | 0 | no base cost | 0 | 0 | 1.16 | Lawrence Berkeley National Laboratory: A Golden Opportunity for Reducing Energy Costs and Greenhouse Gas Emissions. July, 2009. | 0 | 0 | 1.16 | sq ft | 16063.9925 | 18634.2312
Nonequipment | Facility Energy Management System | Energy Management System deployed to automatically control HVAC and lighting, etc to save energy | 0 | Commercial | Existing | Assembly | FL Zone 2 | Per End Use Consumption | 5.375% | 84673.1356 | 66274.7124 | 18398.4231 | 0.21729 | 15 | 3.8562 | 0.3316 | 0 | no base cost | 0 | 0 | 0.75 | https://blogs.intel.com/iot/2016/06/20/costs-savings-roi-smart-building-implementation/ | 0 | 0 | 0.75 | sq ft | 19267.2533 | 14450.44
Nonequipment | Facility Energy Management System | Energy Management System deployed to automatically control HVAC and lighting, etc to save energy | 0 | Commercial | Existing | College and University | FL Zone 2 | Per End Use Consumption | 0.7167% | 505719.2146 | 395832.6959 | 109886.5187 | 0.21729 | 15 | 16.2679 | 14.0526 | 0 | no base cost | 0 | 0 | 0.75 | https://blogs.intel.com/iot/2016/06/20/costs-savings-roi-smart-building-implementation/ | 0 | 0 | 0.75 | sq ft | 75933.2099 | 56949.9074
Nonequipment | Facility Energy Management System | Energy Management System deployed to automatically control HVAC and lighting, etc to save energy | 0 | Commercial | Existing | Grocery | FL Zone 2 | Per End Use Consumption | 7.167% | 203858.7761 | 159562.7902 | 44295.9859 | 0.21729 | 15 | 11.5595 | 5.3149 | 0 | no base cost | 0 | 0 | 0.75 | https://blogs.intel.com/iot/2016/06/20/costs-savings-roi-smart-building-implementation/ | 0 | 0 | 0.75 | sq ft | 4711.6968 | 3533.7726
Nonequipment | Facility Energy Management System | Energy Management System deployed to automatically control HVAC and lighting, etc to save energy | 0 | Commercial | Existing | Healthcare | FL Zone 2 | Per End Use Consumption | 0.5043% | 355836.3846 | 278517.5476 | 77318.837 | 0.21729 | 15 | 16.2055 | 1.3935 | 0 | no base cost | 0 | 0 | 0.75 | https://blogs.intel.com/iot/2016/06/20/costs-savings-roi-smart-building-implementation/ | 0 | 0 | 0.75 | sq ft | 20120.7655 | 15090.5742
Nonequipment | Facility Energy Management System | Energy Management System deployed to automatically control HVAC and lighting, etc to save energy | 0 | Commercial | Existing | Hospitals | FL Zone 2 | Per End Use Consumption | 5.375% | 3707759.1401 | 2902109.0236 | 805650.1165 | 0.21729 | 15 | 119.2704 | 103.029 | 0 | no base cost | 0 | 0 | 0.75 | https://blogs.intel.com/iot/2016/06/20/costs-savings-roi-smart-building-implementation/ | 0 | 0 | 0.75 | sq ft | 209655.211 | 157241.4083
Nonequipment | Facility Energy Management System | Energy Management System deployed to automatically control HVAC and lighting, etc to save energy | 0 | Commercial | Existing | Institutional | FL Zone 2 | Per End Use Consumption | 5.375% | 411350.6499 | 321969.2509 | 89381.399 | 0.21729 | 15 | 18.7338 | 1.6109 | 0 | no base cost | 0 | 0 | 0.75 | https://blogs.intel.com/iot/2016/06/20/costs-savings-roi-smart-building-implementation/ | 0 | 0 | 0.75 | sq ft | 20630.2862 | 15472.7147
Nonequipment | Facility Energy Management System | Energy Management System deployed to automatically control HVAC and lighting, etc to save energy | 0 | Commercial | Existing | Lodging/Hospitality | FL Zone 2 | Per End Use Consumption | 0.7167% | 337440.7776 | 264119.078 | 73321.6996 | 0.21729 | 15 | 19.134 | 8.7976 | 0 | no base cost | 0 | 0 | 0.75 | https://blogs.intel.com/iot/2016/06/20/costs-savings-roi-smart-building-implementation/ | 0 | 0 | 0.75 | sq ft | 33805.3353 | 25354.0015
Nonequipment | Facility Energy Management System | Energy Management System deployed to automatically control HVAC and lighting, etc to save energy | 0 | Commercial | Existing | Miscellaneous | FL Zone 2 | Per End Use Consumption | 6.861% | 3921687.1201 | 3069553.1045 | 852134.0156 | 0.21729 | 15 | 178.6019 | 15.3582 | 0 | no base cost | 0 | 0 | 0.75 | https://blogs.intel.com/iot/2016/06/20/costs-savings-roi-smart-building-implementation/ | 0 | 0 | 0.75 | sq ft | 288693.3416 | 216520.0062
Nonequipment | Facility Energy Management System | Energy Management System deployed to automatically control HVAC and lighting, etc to save energy | 0 | Commercial | Existing | Offices | FL Zone 2 | Per End Use Consumption | 2.99% | 293147.6205 | 229450.2751 | 63697.3454 | 0.21729 | 15 | 13.3506 | 1.148 | 0 | no base cost | 0 | 0 | 0.75 | https://blogs.intel.com/iot/2016/06/20/costs-savings-roi-smart-building-implementation/ | 0 | 0 | 0.75 | sq ft | 16065.0328 | 12048.7746
Nonequipment | Facility Energy Management System | Energy Management System deployed to automatically control HVAC and lighting, etc to save energy | 0 | Commercial | Existing | Restaurants | FL Zone 2 | Per End Use Consumption | 0.5043% | 212422.0897 | 166265.4018 | 46156.6879 | 0.21729 | 15 | 12.0451 | 5.5382 | 0 | no base cost | 0 | 0 | 0.75 | https://blogs.intel.com/iot/2016/06/20/costs-savings-roi-smart-building-implementation/ | 0 | 0 | 0.75 | sq ft | 5079.7893 | 3809.842
Nonequipment | Facility Energy Management System | Energy Management System deployed to automatically control HVAC and lighting, etc to save energy | 0 | Commercial | Existing | Retail | FL Zone 2 | Per End Use Consumption | 4.3% | 92780.7959 | 72620.6786 | 20160.1173 | 0.21729 | 15 | 5.261 | 2.419 | 0 | no base cost | 0 | 0 | 0.75 | https://blogs.intel.com/iot/2016/06/20/costs-savings-roi-smart-building-implementation/ | 0 | 0 | 0.75 | sq ft | 11443.846 | 8582.8845
Nonequipment | Facility Energy Management System | Energy Management System deployed to automatically control HVAC and lighting, etc to save energy | 0 | Commercial | Existing | Schools K-12 | FL Zone 2 | Per End Use Consumption | 0.7167% | 346730.503 | 271390.2612 | 75340.2418 | 0.21729 | 15 | 15.7908 | 1.3579 | 0 | no base cost | 0 | 0 | 0.75 | https://blogs.intel.com/iot/2016/06/20/costs-savings-roi-smart-building-implementation/ | 0 | 0 | 0.75 | sq ft | 52061.2215 | 39045.9161
Nonequipment | Facility Energy Management System | Energy Management System deployed to automatically control HVAC and lighting, etc to save energy | 0 | Commercial | Existing | Warehouse | FL Zone 2 | Per End Use Consumption | 4.3% | 34444.3413 | 26960.0128 | 7484.3286 | 0.21729 | 15 | 1.5687 | 0.13489 | 0 | no base cost | 0 | 0 | 0.75 | https://blogs.intel.com/iot/2016/06/20/costs-savings-roi-smart-building-implementation/ | 0 | 0 | 0.75 | sq ft | 16063.9925 | 12047.9943
Nonequipment | Facility Energy Management System | Energy Management System deployed to automatically control HVAC and lighting, etc to save energy | No Energy Management System | Commercial | New | Assembly | FL Zone 2 | Per End Use Consumption | 4.276% | 84673.1356 | 66274.7124 | 18398.4231 | 0.21729 | 15 | 3.8562 | 0.3316 | 0 | no base cost | 0 | 0 | 0.75 | https://blogs.intel.com/iot/2016/06/20/costs-savings-roi-smart-building-implementation/ | 0 | 0 | 0.75 | sq ft | 19267.2533 | 14450.44
Nonequipment | Facility Energy Management System | Energy Management System deployed to automatically control HVAC and lighting, etc to save energy | No Energy Management System | Commercial | New | College and University | FL Zone 2 | Per End Use Consumption | 4.276% | 505719.2146 | 395832.6959 | 109886.5187 | 0.21729 | 15 | 16.2679 | 14.0526 | 0 | no base cost | 0 | 0 | 0.75 | https://blogs.intel.com/iot/2016/06/20/costs-savings-roi-smart-building-implementation/ | 0 | 0 | 0.75 | sq ft | 75933.2099 | 56949.9074
Nonequipment | Facility Energy Management System | Energy Management System deployed to automatically control HVAC and lighting, etc to save energy | No Energy Management System | Commercial | New | Grocery | FL Zone 2 | Per End Use Consumption | 4.276% | 203858.7761 | 159562.7902 | 44295.9859 | 0.21729 | 15 | 11.5595 | 5.3149 | 0 | no base cost | 0 | 0 | 0.75 | https://blogs.intel.com/iot/2016/06/20/costs-savings-roi-smart-building-implementation/ | 0 | 0 | 0.75 | sq ft | 4711.6968 | 3533.7726
Nonequipment | Facility Energy Management System | Energy Management System deployed to automatically control HVAC and lighting, etc to save energy | No Energy Management System | Commercial | New | Healthcare | FL Zone 2 | Per End Use Consumption | 4.276% | 355836.3846 | 278517.5476 | 77318.837 | 0.21729 | 15 | 16.2055 | 1.3935 | 0 | no base cost | 0 | 0 | 0.75 | https://blogs.intel.com/iot/2016/06/20/costs-savings-roi-smart-building-implementation/ | 0 | 0 | 0.75 | sq ft | 20120.7655 | 15090.5742
Nonequipment | Facility Energy Management System | Energy Management System deployed to automatically control HVAC and lighting, etc to save energy | No Energy Management System | Commercial | New | Hospitals | FL Zone 2 | Per End Use Consumption | 4.276% | 3707759.1401 | 2902109.0236 | 805650.1165 | 0.21729 | 15 | 119.2704 | 103.029 | 0 | no base cost | 0 | 0 | 0.75 | https://blogs.intel.com/iot/2016/06/20/costs-savings-roi-smart-building-implementation/ | 0 | 0 | 0.75 | sq ft | 209655.211 | 157241.4083
Nonequipment | Facility Energy Management System | Energy Management System deployed to automatically control HVAC and lighting, etc to save energy | No Energy Management System | Commercial | New | Institutional | FL Zone 2 | Per End Use Consumption | 1.982% | 411350.6499 | 321969.2509 | 89381.399 | 0.21729 | 15 | 18.7338 | 1.6109 | 0 | no base cost | 0 | 0 | 0.75 | https://blogs.intel.com/iot/2016/06/20/costs-savings-roi-smart-building-implementation/ | 0 | 0 | 0.75 | sq ft | 20630.2862 | 15472.7147
Nonequipment | Facility Energy Management System | Energy Management System deployed to automatically control HVAC and lighting, etc to save energy | No Energy Management System | Commercial | New | Lodging/Hospitality | FL Zone 2 | Per End Use Consumption | 4.276% | 337440.7776 | 264119.078 | 73321.6996 | 0.21729 | 15 | 19.134 | 8.7976 | 0 | no base cost | 0 | 0 | 0.75 | https://blogs.intel.com/iot/2016/06/20/costs-savings-roi-smart-building-implementation/ | 0 | 0 | 0.75 | sq ft | 33805.3353 | 25354.0015
Nonequipment | Facility Energy Management System | Energy Management System deployed to automatically control HVAC and lighting, etc to save energy | No Energy Management System | Commercial | New | Miscellaneous | FL Zone 2 | Per End Use Consumption | 6.861% | 3921687.1201 | 3069553.1045 | 852134.0156 | 0.21729 | 15 | 178.6019 | 15.3582 | 0 | no base cost | 0 | 0 | 0.75 | https://blogs.intel.com/iot/2016/06/20/costs-savings-roi-smart-building-implementation/ | 0 | 0 | 0.75 | sq ft | 288693.3416 | 216520.0062
Nonequipment | Facility Energy Management System | Energy Management System deployed to automatically control HVAC and lighting, etc to save energy | No Energy Management System | Commercial | New | Offices | FL Zone 2 | Per End Use Consumption | 1.982% | 293147.6205 | 229450.2751 | 63697.3454 | 0.21729 | 15 | 13.3506 | 1.148 | 0 | no base cost | 0 | 0 | 0.75 | https://blogs.intel.com/iot/2016/06/20/costs-savings-roi-smart-building-implementation/ | 0 | 0 | 0.75 | sq ft | 16065.0328 | 12048.7746
Nonequipment | Facility Energy Management System | Energy Management System deployed to automatically control HVAC and lighting, etc to save energy | No Energy Management System | Commercial | New | Restaurants | FL Zone 2 | Per End Use Consumption | 4.276% | 212422.0897 | 166265.4018 | 46156.6879 | 0.21729 | 15 | 12.0451 | 5.5382 | 0 | no base cost | 0 | 0 | 0.75 | https://blogs.intel.com/iot/2016/06/20/costs-savings-roi-smart-building-implementation/ | 0 | 0 | 0.75 | sq ft | 5079.7893 | 3809.842
Nonequipment | Facility Energy Management System | Energy Management System deployed to automatically control HVAC and lighting, etc to save energy | No Energy Management System | Commercial | New | Retail | FL Zone 2 | Per End Use Consumption | 4.276% | 92780.7959 | 72620.6786 | 20160.1173 | 0.21729 | 15 | 5.261 | 2.419 | 0 | no base cost | 0 | 0 | 0.75 | https://blogs.intel.com/iot/2016/06/20/costs-savings-roi-smart-building-implementation/ | 0 | 0 | 0.75 | sq ft | 11443.846 | 8582.8845
Nonequipment | Facility Energy Management System | Energy Management System deployed to automatically control HVAC and lighting, etc to save energy | No Energy Management System | Commercial | New | Schools K-12 | FL Zone 2 | Per End Use Consumption | 4.276% | 346730.503 | 271390.2612 | 75340.2418 | 0.21729 | 15 | 15.7908 | 1.3579 | 0 | no base cost | 0 | 0 | 0.75 | https://blogs.intel.com/iot/2016/06/20/costs-savings-roi-smart-building-implementation/ | 0 | 0 | 0.75 | sq ft | 52061.2215 | 39045.9161
Nonequipment | Facility Energy Management System | Energy Management System deployed to automatically control HVAC and lighting, etc to save energy | No Energy Management System | Commercial | New | Warehouse | FL Zone 2 | Per End Use Consumption | 4.276% | 34444.3413 | 26960.0128 | 7484.3286 | 0.21729 | 15 | 1.5687 | 0.13489 | 0 | no base cost | 0 | 0 | 0.75 | https://blogs.intel.com/iot/2016/06/20/costs-savings-roi-smart-building-implementation/ | 0 | 0 | 0.75 | sq ft | 16063.9925 | 12047.9943
Nonequipment | Floor Insulation | Increased Floor Insulation (R-19) | Market Average Existing Floor Insulation | Commercial | Existing | Assembly | FL Zone 2 | Square feet | 12.82% | 3.7877 | 3.722 | 0.065643 | 0.017331 | 20 | 1.3135e-06 | 2.961e-05 | 0 | no base cost | 0 | 0 | 0.73 | rate at $0.73/sq.ft, reference: https://www.homewyse.com/costs/cost_of_floor_insulation.html | 0.6658 | rate at $53.92/per labor hour and 0.012 hr/sq.ft, referenrce: https://www.homewyse.com/costs/cost_of_floor_insulation.html | 1.3958 | sq ft |  | 1.3958
Nonequipment | Floor Insulation | Increased Floor Insulation (R-19) | Market Average Existing Floor Insulation | Commercial | Existing | College and University | FL Zone 2 | Square feet | 6.749% | 11.0507 | 10.985 | 0.065643 | 0.0059402 | 20 | 2.7149e-05 | 1.5991e-05 | 0 | no base cost | 0 | 0 | 0.73 | rate at $0.73/sq.ft, reference: https://www.homewyse.com/costs/cost_of_floor_insulation.html | 0.6658 | rate at $53.92/per labor hour and 0.012 hr/sq.ft, referenrce: https://www.homewyse.com/costs/cost_of_floor_insulation.html | 1.3958 | sq ft |  | 1.3958
Nonequipment | Floor Insulation | Increased Floor Insulation (R-19) | Market Average Existing Floor Insulation | Commercial | Existing | Grocery | FL Zone 2 | Square feet | 19.95% | 31.0105 | 30.9448 | 0.065643 | 0.0021168 | 20 | 1.3396e-05 | 3.0636e-05 | 0 | no base cost | 0 | 0 | 0.73 | rate at $0.73/sq.ft, reference: https://www.homewyse.com/costs/cost_of_floor_insulation.html | 0.6658 | rate at $53.92/per labor hour and 0.012 hr/sq.ft, referenrce: https://www.homewyse.com/costs/cost_of_floor_insulation.html | 1.3958 | sq ft |  | 1.3958
Nonequipment | Floor Insulation | Increased Floor Insulation (R-19) | Market Average Existing Floor Insulation | Commercial | Existing | Healthcare | FL Zone 2 | Square feet | 5.25% | 15.0829 | 15.0173 | 0.065643 | 0.0043521 | 20 | 1.3135e-06 | 2.961e-05 | 0 | no base cost | 0 | 0 | 0.73 | rate at $0.73/sq.ft, reference: https://www.homewyse.com/costs/cost_of_floor_insulation.html | 0.6658 | rate at $53.92/per labor hour and 0.012 hr/sq.ft, referenrce: https://www.homewyse.com/costs/cost_of_floor_insulation.html | 1.3958 | sq ft |  | 1.3958
Nonequipment | Floor Insulation | Increased Floor Insulation (R-19) | Market Average Existing Floor Insulation | Commercial | Existing | Hospitals | FL Zone 2 | Square feet | 12.82% | 81.2975 | 81.2318 | 0.065643 | 0.00080744 | 20 | 2.7149e-05 | 1.5991e-05 | 0 | no base cost | 0 | 0 | 0.73 | rate at $0.73/sq.ft, reference: https://www.homewyse.com/costs/cost_of_floor_insulation.html | 0.6658 | rate at $53.92/per labor hour and 0.012 hr/sq.ft, referenrce: https://www.homewyse.com/costs/cost_of_floor_insulation.html | 1.3958 | sq ft |  | 1.3958
Nonequipment | Floor Insulation | Increased Floor Insulation (R-19) | Market Average Existing Floor Insulation | Commercial | Existing | Institutional | FL Zone 2 | Square feet | 11.97% | 56.2721 | 56.2065 | 0.065643 | 0.0011665 | 20 | 1.3135e-06 | 2.961e-05 | 0 | no base cost | 0 | 0 | 0.73 | rate at $0.73/sq.ft, reference: https://www.homewyse.com/costs/cost_of_floor_insulation.html | 0.6658 | rate at $53.92/per labor hour and 0.012 hr/sq.ft, referenrce: https://www.homewyse.com/costs/cost_of_floor_insulation.html | 1.3958 | sq ft |  | 1.3958
Nonequipment | Floor Insulation | Increased Floor Insulation (R-19) | Market Average Existing Floor Insulation | Commercial | Existing | Lodging/Hospitality | FL Zone 2 | Square feet | 12.15% | 34.7257 | 34.6601 | 0.065643 | 0.0018903 | 20 | 2.7149e-05 | 1.5991e-05 | 0 | no base cost | 0 | 0 | 0.73 | rate at $0.73/sq.ft, reference: https://www.homewyse.com/costs/cost_of_floor_insulation.html | 0.6658 | rate at $53.92/per labor hour and 0.012 hr/sq.ft, referenrce: https://www.homewyse.com/costs/cost_of_floor_insulation.html | 1.3958 | sq ft |  | 1.3958
Nonequipment | Floor Insulation | Increased Floor Insulation (R-19) | Market Average Existing Floor Insulation | Commercial | Existing | Miscellaneous | FL Zone 2 | Square feet | 24.19% | 107.2344 | 107.1688 | 0.065643 | 0.00061214 | 20 | 1.3135e-06 | 2.961e-05 | 0 | no base cost | 0 | 0 | 0.73 | rate at $0.73/sq.ft, reference: https://www.homewyse.com/costs/cost_of_floor_insulation.html | 0.6658 | rate at $53.92/per labor hour and 0.012 hr/sq.ft, referenrce: https://www.homewyse.com/costs/cost_of_floor_insulation.html | 1.3958 | sq ft |  | 1.3958
Nonequipment | Floor Insulation | Increased Floor Insulation (R-19) | Market Average Existing Floor Insulation | Commercial | Existing | Offices | FL Zone 2 | Square feet | 3.375% | 58.1979 | 58.1322 | 0.065643 | 0.0011279 | 20 | 1.3135e-06 | 2.961e-05 | 0 | no base cost | 0 | 0 | 0.73 | rate at $0.73/sq.ft, reference: https://www.homewyse.com/costs/cost_of_floor_insulation.html | 0.6658 | rate at $53.92/per labor hour and 0.012 hr/sq.ft, referenrce: https://www.homewyse.com/costs/cost_of_floor_insulation.html | 1.3958 | sq ft |  | 1.3958
Nonequipment | Floor Insulation | Increased Floor Insulation (R-19) | Market Average Existing Floor Insulation | Commercial | Existing | Restaurants | FL Zone 2 | Square feet | 6.749% | 31.354 | 31.2883 | 0.065643 | 0.0020936 | 20 | 1.3396e-05 | 3.0636e-05 | 0 | no base cost | 0 | 0 | 0.73 | rate at $0.73/sq.ft, reference: https://www.homewyse.com/costs/cost_of_floor_insulation.html | 0.6658 | rate at $53.92/per labor hour and 0.012 hr/sq.ft, referenrce: https://www.homewyse.com/costs/cost_of_floor_insulation.html | 1.3958 | sq ft |  | 1.3958
Nonequipment | Floor Insulation | Increased Floor Insulation (R-19) | Market Average Existing Floor Insulation | Commercial | Existing | Retail | FL Zone 2 | Square feet | 11.97% | 5.9824 | 5.9167 | 0.065643 | 0.010973 | 20 | 1.3396e-05 | 3.0636e-05 | 0 | no base cost | 0 | 0 | 0.73 | rate at $0.73/sq.ft, reference: https://www.homewyse.com/costs/cost_of_floor_insulation.html | 0.6658 | rate at $53.92/per labor hour and 0.012 hr/sq.ft, referenrce: https://www.homewyse.com/costs/cost_of_floor_insulation.html | 1.3958 | sq ft |  | 1.3958
Nonequipment | Floor Insulation | Increased Floor Insulation (R-19) | Market Average Existing Floor Insulation | Commercial | Existing | Schools K-12 | FL Zone 2 | Square feet | 6.749% | 5.1058 | 5.0401 | 0.065643 | 0.012857 | 20 | 1.3135e-06 | 2.961e-05 | 0 | no base cost | 0 | 0 | 0.73 | rate at $0.73/sq.ft, reference: https://www.homewyse.com/costs/cost_of_floor_insulation.html | 0.6658 | rate at $53.92/per labor hour and 0.012 hr/sq.ft, referenrce: https://www.homewyse.com/costs/cost_of_floor_insulation.html | 1.3958 | sq ft |  | 1.3958
Nonequipment | Floor Insulation | Increased Floor Insulation (R-19) | Market Average Existing Floor Insulation | Commercial | Existing | Warehouse | FL Zone 2 | Square feet | 19.95% | 1.4026 | 1.3369 | 0.065643 | 0.046802 | 20 | 7.449e-06 | 1.3291e-05 | 0 | no base cost | 0 | 0 | 0.73 | rate at $0.73/sq.ft, reference: https://www.homewyse.com/costs/cost_of_floor_insulation.html | 0.6658 | rate at $53.92/per labor hour and 0.012 hr/sq.ft, referenrce: https://www.homewyse.com/costs/cost_of_floor_insulation.html | 1.3958 | sq ft |  | 1.3958
Nonequipment | Floor Insulation | Increased Floor Insulation (R-19) | Code-Compliant Floor Insulation (Zone 1 & 2: Floor R-Value: 13) | Commercial | New | Assembly | FL Zone 2 | Square feet | 32.06% | 3.7877 | 3.7224 | 0.065231 | 0.017222 | 20 | 1.3053e-06 | 2.9424e-05 | 0 | no base cost | 0 | 0 | 0.73 | rate at $0.73/sq.ft, reference: https://www.homewyse.com/costs/cost_of_floor_insulation.html | 0.6658 | rate at $53.92/per labor hour and 0.012 hr/sq.ft, referenrce: https://www.homewyse.com/costs/cost_of_floor_insulation.html | 1.3958 | sq ft |  | 1.3958
Nonequipment | Floor Insulation | Increased Floor Insulation (R-19) | Code-Compliant Floor Insulation (Zone 1 & 2: Floor R-Value: 13) | Commercial | New | College and University | FL Zone 2 | Square feet | 16.87% | 11.0507 | 10.9854 | 0.065231 | 0.0059029 | 20 | 2.6978e-05 | 1.5891e-05 | 0 | no base cost | 0 | 0 | 0.73 | rate at $0.73/sq.ft, reference: https://www.homewyse.com/costs/cost_of_floor_insulation.html | 0.6658 | rate at $53.92/per labor hour and 0.012 hr/sq.ft, referenrce: https://www.homewyse.com/costs/cost_of_floor_insulation.html | 1.3958 | sq ft |  | 1.3958
Nonequipment | Floor Insulation | Increased Floor Insulation (R-19) | Code-Compliant Floor Insulation (Zone 1 & 2: Floor R-Value: 13) | Commercial | New | Grocery | FL Zone 2 | Square feet | 49.87% | 31.0105 | 30.9453 | 0.065231 | 0.0021035 | 20 | 1.3312e-05 | 3.0444e-05 | 0 | no base cost | 0 | 0 | 0.73 | rate at $0.73/sq.ft, reference: https://www.homewyse.com/costs/cost_of_floor_insulation.html | 0.6658 | rate at $53.92/per labor hour and 0.012 hr/sq.ft, referenrce: https://www.homewyse.com/costs/cost_of_floor_insulation.html | 1.3958 | sq ft |  | 1.3958
Nonequipment | Floor Insulation | Increased Floor Insulation (R-19) | Code-Compliant Floor Insulation (Zone 1 & 2: Floor R-Value: 13) | Commercial | New | Healthcare | FL Zone 2 | Square feet | 13.12% | 15.0829 | 15.0177 | 0.065231 | 0.0043248 | 20 | 1.3053e-06 | 2.9424e-05 | 0 | no base cost | 0 | 0 | 0.73 | rate at $0.73/sq.ft, reference: https://www.homewyse.com/costs/cost_of_floor_insulation.html | 0.6658 | rate at $53.92/per labor hour and 0.012 hr/sq.ft, referenrce: https://www.homewyse.com/costs/cost_of_floor_insulation.html | 1.3958 | sq ft |  | 1.3958
Nonequipment | Floor Insulation | Increased Floor Insulation (R-19) | Code-Compliant Floor Insulation (Zone 1 & 2: Floor R-Value: 13) | Commercial | New | Hospitals | FL Zone 2 | Square feet | 32.06% | 81.2975 | 81.2322 | 0.065231 | 0.00080238 | 20 | 2.6978e-05 | 1.5891e-05 | 0 | no base cost | 0 | 0 | 0.73 | rate at $0.73/sq.ft, reference: https://www.homewyse.com/costs/cost_of_floor_insulation.html | 0.6658 | rate at $53.92/per labor hour and 0.012 hr/sq.ft, referenrce: https://www.homewyse.com/costs/cost_of_floor_insulation.html | 1.3958 | sq ft |  | 1.3958
Nonequipment | Floor Insulation | Increased Floor Insulation (R-19) | Code-Compliant Floor Insulation (Zone 1 & 2: Floor R-Value: 13) | Commercial | New | Institutional | FL Zone 2 | Square feet | 29.92% | 56.2721 | 56.2069 | 0.065231 | 0.0011592 | 20 | 1.3053e-06 | 2.9424e-05 | 0 | no base cost | 0 | 0 | 0.73 | rate at $0.73/sq.ft, reference: https://www.homewyse.com/costs/cost_of_floor_insulation.html | 0.6658 | rate at $53.92/per labor hour and 0.012 hr/sq.ft, referenrce: https://www.homewyse.com/costs/cost_of_floor_insulation.html | 1.3958 | sq ft |  | 1.3958
Nonequipment | Floor Insulation | Increased Floor Insulation (R-19) | Code-Compliant Floor Insulation (Zone 1 & 2: Floor R-Value: 13) | Commercial | New | Lodging/Hospitality | FL Zone 2 | Square feet | 16.87% | 34.7257 | 34.6605 | 0.065231 | 0.0018785 | 20 | 2.6978e-05 | 1.5891e-05 | 0 | no base cost | 0 | 0 | 0.73 | rate at $0.73/sq.ft, reference: https://www.homewyse.com/costs/cost_of_floor_insulation.html | 0.6658 | rate at $53.92/per labor hour and 0.012 hr/sq.ft, referenrce: https://www.homewyse.com/costs/cost_of_floor_insulation.html | 1.3958 | sq ft |  | 1.3958
Nonequipment | Floor Insulation | Increased Floor Insulation (R-19) | Code-Compliant Floor Insulation (Zone 1 & 2: Floor R-Value: 13) | Commercial | New | Miscellaneous | FL Zone 2 | Square feet | 24.19% | 107.2344 | 107.1692 | 0.065231 | 0.00060831 | 20 | 1.3053e-06 | 2.9424e-05 | 0 | no base cost | 0 | 0 | 0.73 | rate at $0.73/sq.ft, reference: https://www.homewyse.com/costs/cost_of_floor_insulation.html | 0.6658 | rate at $53.92/per labor hour and 0.012 hr/sq.ft, referenrce: https://www.homewyse.com/costs/cost_of_floor_insulation.html | 1.3958 | sq ft |  | 1.3958
Nonequipment | Floor Insulation | Increased Floor Insulation (R-19) | Code-Compliant Floor Insulation (Zone 1 & 2: Floor R-Value: 13) | Commercial | New | Offices | FL Zone 2 | Square feet | 8.437% | 58.1979 | 58.1327 | 0.065231 | 0.0011209 | 20 | 1.3053e-06 | 2.9424e-05 | 0 | no base cost | 0 | 0 | 0.73 | rate at $0.73/sq.ft, reference: https://www.homewyse.com/costs/cost_of_floor_insulation.html | 0.6658 | rate at $53.92/per labor hour and 0.012 hr/sq.ft, referenrce: https://www.homewyse.com/costs/cost_of_floor_insulation.html | 1.3958 | sq ft |  | 1.3958
Nonequipment | Floor Insulation | Increased Floor Insulation (R-19) | Code-Compliant Floor Insulation (Zone 1 & 2: Floor R-Value: 13) | Commercial | New | Restaurants | FL Zone 2 | Square feet | 16.87% | 31.354 | 31.2887 | 0.065231 | 0.0020805 | 20 | 1.3312e-05 | 3.0444e-05 | 0 | no base cost | 0 | 0 | 0.73 | rate at $0.73/sq.ft, reference: https://www.homewyse.com/costs/cost_of_floor_insulation.html | 0.6658 | rate at $53.92/per labor hour and 0.012 hr/sq.ft, referenrce: https://www.homewyse.com/costs/cost_of_floor_insulation.html | 1.3958 | sq ft |  | 1.3958
Nonequipment | Floor Insulation | Increased Floor Insulation (R-19) | Code-Compliant Floor Insulation (Zone 1 & 2: Floor R-Value: 13) | Commercial | New | Retail | FL Zone 2 | Square feet | 29.92% | 5.9824 | 5.9171 | 0.065231 | 0.010904 | 20 | 1.3312e-05 | 3.0444e-05 | 0 | no base cost | 0 | 0 | 0.73 | rate at $0.73/sq.ft, reference: https://www.homewyse.com/costs/cost_of_floor_insulation.html | 0.6658 | rate at $53.92/per labor hour and 0.012 hr/sq.ft, referenrce: https://www.homewyse.com/costs/cost_of_floor_insulation.html | 1.3958 | sq ft |  | 1.3958
Nonequipment | Floor Insulation | Increased Floor Insulation (R-19) | Code-Compliant Floor Insulation (Zone 1 & 2: Floor R-Value: 13) | Commercial | New | Schools K-12 | FL Zone 2 | Square feet | 16.87% | 5.1058 | 5.0405 | 0.065231 | 0.012776 | 20 | 1.3053e-06 | 2.9424e-05 | 0 | no base cost | 0 | 0 | 0.73 | rate at $0.73/sq.ft, reference: https://www.homewyse.com/costs/cost_of_floor_insulation.html | 0.6658 | rate at $53.92/per labor hour and 0.012 hr/sq.ft, referenrce: https://www.homewyse.com/costs/cost_of_floor_insulation.html | 1.3958 | sq ft |  | 1.3958
Nonequipment | Floor Insulation | Increased Floor Insulation (R-19) | Code-Compliant Floor Insulation (Zone 1 & 2: Floor R-Value: 13) | Commercial | New | Warehouse | FL Zone 2 | Square feet | 49.87% | 1.4026 | 1.3373 | 0.065231 | 0.046509 | 20 | 7.4023e-06 | 1.3207e-05 | 0 | no base cost | 0 | 0 | 0.73 | rate at $0.73/sq.ft, reference: https://www.homewyse.com/costs/cost_of_floor_insulation.html | 0.6658 | rate at $53.92/per labor hour and 0.012 hr/sq.ft, referenrce: https://www.homewyse.com/costs/cost_of_floor_insulation.html | 1.3958 | sq ft |  | 1.3958
Nonequipment | Green Roof | Green Roof | Market Average Existing Ceiling Insulation | Commercial | Existing | Assembly | FL Zone 2 | Square feet | 0.063% | 3.7877 | 3.6394 | 0.14824 | 0.039138 | 15 | 6.2976e-05 | 0 | 1.22 | RS Means Green Building Cost Data 2014 (Table 7.21.16.20) | 2.3725 | rate at $69.60/ per labor hour (same rate as baseline), assume .0349 hrs/sq ft | 17 | Reducing Urban Heat Islands: Green Roofs (EPA 2014) (/sqft) | 2.6448 | rate at $69.60/ per labor hour (same rate as baseline), assume .038 hrs/sq ft (consistent with Res assumption) | 16.0523 | sq ft |  | 16.0523
Nonequipment | Green Roof | Green Roof | Market Average Existing Ceiling Insulation | Commercial | Existing | College and University | FL Zone 2 | Square feet | 0.126% | 11.0507 | 10.9024 | 0.14824 | 0.013415 | 15 | 6.2976e-05 | 0 | 1.22 | RS Means Green Building Cost Data 2014 (Table 7.21.16.20) | 2.3725 | rate at $69.60/ per labor hour (same rate as baseline), assume .0349 hrs/sq ft | 17 | Reducing Urban Heat Islands: Green Roofs (EPA 2014) (/sqft) | 2.6448 | rate at $69.60/ per labor hour (same rate as baseline), assume .038 hrs/sq ft (consistent with Res assumption) | 16.0523 | sq ft |  | 16.0523
Nonequipment | Green Roof | Green Roof | Market Average Existing Ceiling Insulation | Commercial | Existing | Grocery | FL Zone 2 | Square feet | 0.098% | 31.0105 | 30.8622 | 0.14824 | 0.0047804 | 15 | 6.2976e-05 | 0 | 1.22 | RS Means Green Building Cost Data 2014 (Table 7.21.16.20) | 2.3725 | rate at $69.60/ per labor hour (same rate as baseline), assume .0349 hrs/sq ft | 17 | Reducing Urban Heat Islands: Green Roofs (EPA 2014) (/sqft) | 2.6448 | rate at $69.60/ per labor hour (same rate as baseline), assume .038 hrs/sq ft (consistent with Res assumption) | 16.0523 | sq ft |  | 16.0523
Nonequipment | Green Roof | Green Roof | Market Average Existing Ceiling Insulation | Commercial | Existing | Healthcare | FL Zone 2 | Square feet | 0.098% | 15.0829 | 14.9347 | 0.14824 | 0.0098285 | 15 | 6.2976e-05 | 0 | 1.22 | RS Means Green Building Cost Data 2014 (Table 7.21.16.20) | 2.3725 | rate at $69.60/ per labor hour (same rate as baseline), assume .0349 hrs/sq ft | 17 | Reducing Urban Heat Islands: Green Roofs (EPA 2014) (/sqft) | 2.6448 | rate at $69.60/ per labor hour (same rate as baseline), assume .038 hrs/sq ft (consistent with Res assumption) | 16.0523 | sq ft |  | 16.0523
Nonequipment | Green Roof | Green Roof | Market Average Existing Ceiling Insulation | Commercial | Existing | Hospitals | FL Zone 2 | Square feet | 0.063% | 81.2975 | 81.1492 | 0.14824 | 0.0018235 | 15 | 6.2976e-05 | 0 | 1.22 | RS Means Green Building Cost Data 2014 (Table 7.21.16.20) | 2.3725 | rate at $69.60/ per labor hour (same rate as baseline), assume .0349 hrs/sq ft | 17 | Reducing Urban Heat Islands: Green Roofs (EPA 2014) (/sqft) | 2.6448 | rate at $69.60/ per labor hour (same rate as baseline), assume .038 hrs/sq ft (consistent with Res assumption) | 16.0523 | sq ft |  | 16.0523
Nonequipment | Green Roof | Green Roof | Market Average Existing Ceiling Insulation | Commercial | Existing | Institutional | FL Zone 2 | Square feet | 0.063% | 56.2721 | 56.1239 | 0.14824 | 0.0026344 | 15 | 6.2976e-05 | 0 | 1.22 | RS Means Green Building Cost Data 2014 (Table 7.21.16.20) | 2.3725 | rate at $69.60/ per labor hour (same rate as baseline), assume .0349 hrs/sq ft | 17 | Reducing Urban Heat Islands: Green Roofs (EPA 2014) (/sqft) | 2.6448 | rate at $69.60/ per labor hour (same rate as baseline), assume .038 hrs/sq ft (consistent with Res assumption) | 16.0523 | sq ft |  | 16.0523
Nonequipment | Green Roof | Green Roof | Market Average Existing Ceiling Insulation | Commercial | Existing | Lodging/Hospitality | FL Zone 2 | Square feet | 0.126% | 34.7257 | 34.5775 | 0.14824 | 0.004269 | 15 | 8.3535e-05 | 0 | 1.22 | RS Means Green Building Cost Data 2014 (Table 7.21.16.20) | 2.3725 | rate at $69.60/ per labor hour (same rate as baseline), assume .0349 hrs/sq ft | 17 | Reducing Urban Heat Islands: Green Roofs (EPA 2014) (/sqft) | 2.6448 | rate at $69.60/ per labor hour (same rate as baseline), assume .038 hrs/sq ft (consistent with Res assumption) | 16.0523 | sq ft |  | 16.0523
Nonequipment | Green Roof | Green Roof | Market Average Existing Ceiling Insulation | Commercial | Existing | Miscellaneous | FL Zone 2 | Square feet | 0.3341% | 107.2344 | 107.0862 | 0.14824 | 0.0013824 | 15 | 1.9127e-05 | 0 | 1.22 | RS Means Green Building Cost Data 2014 (Table 7.21.16.20) | 2.3725 | rate at $69.60/ per labor hour (same rate as baseline), assume .0349 hrs/sq ft | 17 | Reducing Urban Heat Islands: Green Roofs (EPA 2014) (/sqft) | 2.6448 | rate at $69.60/ per labor hour (same rate as baseline), assume .038 hrs/sq ft (consistent with Res assumption) | 16.0523 | sq ft |  | 16.0523
Nonequipment | Green Roof | Green Roof | Market Average Existing Ceiling Insulation | Commercial | Existing | Offices | FL Zone 2 | Square feet | 0.063% | 58.1979 | 58.0496 | 0.14824 | 0.0025472 | 15 | 6.2976e-05 | 0 | 1.22 | RS Means Green Building Cost Data 2014 (Table 7.21.16.20) | 2.3725 | rate at $69.60/ per labor hour (same rate as baseline), assume .0349 hrs/sq ft | 17 | Reducing Urban Heat Islands: Green Roofs (EPA 2014) (/sqft) | 2.6448 | rate at $69.60/ per labor hour (same rate as baseline), assume .038 hrs/sq ft (consistent with Res assumption) | 16.0523 | sq ft |  | 16.0523
Nonequipment | Green Roof | Green Roof | Market Average Existing Ceiling Insulation | Commercial | Existing | Restaurants | FL Zone 2 | Square feet | 0.098% | 31.354 | 31.2057 | 0.14824 | 0.004728 | 15 | 6.2976e-05 | 0 | 1.22 | RS Means Green Building Cost Data 2014 (Table 7.21.16.20) | 2.3725 | rate at $69.60/ per labor hour (same rate as baseline), assume .0349 hrs/sq ft | 17 | Reducing Urban Heat Islands: Green Roofs (EPA 2014) (/sqft) | 2.6448 | rate at $69.60/ per labor hour (same rate as baseline), assume .038 hrs/sq ft (consistent with Res assumption) | 16.0523 | sq ft |  | 16.0523
Nonequipment | Green Roof | Green Roof | Market Average Existing Ceiling Insulation | Commercial | Existing | Retail | FL Zone 2 | Square feet | 0.0588% | 5.9824 | 5.8341 | 0.14824 | 0.02478 | 15 | 6.2976e-05 | 0 | 1.22 | RS Means Green Building Cost Data 2014 (Table 7.21.16.20) | 2.3725 | rate at $69.60/ per labor hour (same rate as baseline), assume .0349 hrs/sq ft | 17 | Reducing Urban Heat Islands: Green Roofs (EPA 2014) (/sqft) | 2.6448 | rate at $69.60/ per labor hour (same rate as baseline), assume .038 hrs/sq ft (consistent with Res assumption) | 16.0523 | sq ft |  | 16.0523
Nonequipment | Green Roof | Green Roof | Market Average Existing Ceiling Insulation | Commercial | Existing | Schools K-12 | FL Zone 2 | Square feet | 0.126% | 5.1058 | 4.9575 | 0.14824 | 0.029034 | 15 | 6.2976e-05 | 0 | 1.22 | RS Means Green Building Cost Data 2014 (Table 7.21.16.20) | 2.3725 | rate at $69.60/ per labor hour (same rate as baseline), assume .0349 hrs/sq ft | 17 | Reducing Urban Heat Islands: Green Roofs (EPA 2014) (/sqft) | 2.6448 | rate at $69.60/ per labor hour (same rate as baseline), assume .038 hrs/sq ft (consistent with Res assumption) | 16.0523 | sq ft |  | 16.0523
Nonequipment | Green Roof | Green Roof | Market Average Existing Ceiling Insulation | Commercial | Existing | Warehouse | FL Zone 2 | Square feet | 0.0588% | 1.4026 | 1.2543 | 0.14824 | 0.10569 | 15 | 1.9127e-05 | 0 | 1.22 | RS Means Green Building Cost Data 2014 (Table 7.21.16.20) | 2.3725 | rate at $69.60/ per labor hour (same rate as baseline), assume .0349 hrs/sq ft | 17 | Reducing Urban Heat Islands: Green Roofs (EPA 2014) (/sqft) | 2.6448 | rate at $69.60/ per labor hour (same rate as baseline), assume .038 hrs/sq ft (consistent with Res assumption) | 16.0523 | sq ft |  | 16.0523
Nonequipment | Green Roof | Green Roof | Code-Compliant Ceiling Insulation | Commercial | New | Assembly | FL Zone 2 | Square feet | 0.315% | 3.7877 | 3.6406 | 0.14703 | 0.038818 | 15 | 6.2461e-05 | 0 | 1.22 | RS Means Green Building Cost Data 2014 (Table 7.21.16.20) | 2.3725 | rate at $69.60/ per labor hour (same rate as baseline), assume .0349 hrs/sq ft | 17 | Reducing Urban Heat Islands: Green Roofs (EPA 2014) (/sqft) | 2.6448 | rate at $69.60/ per labor hour (same rate as baseline), assume .038 hrs/sq ft (consistent with Res assumption) | 16.0523 | sq ft |  | 16.0523
Nonequipment | Green Roof | Green Roof | Code-Compliant Ceiling Insulation | Commercial | New | College and University | FL Zone 2 | Square feet | 0.63% | 11.0507 | 10.9036 | 0.14703 | 0.013305 | 15 | 6.2461e-05 | 0 | 1.22 | RS Means Green Building Cost Data 2014 (Table 7.21.16.20) | 2.3725 | rate at $69.60/ per labor hour (same rate as baseline), assume .0349 hrs/sq ft | 17 | Reducing Urban Heat Islands: Green Roofs (EPA 2014) (/sqft) | 2.6448 | rate at $69.60/ per labor hour (same rate as baseline), assume .038 hrs/sq ft (consistent with Res assumption) | 16.0523 | sq ft |  | 16.0523
Nonequipment | Green Roof | Green Roof | Code-Compliant Ceiling Insulation | Commercial | New | Grocery | FL Zone 2 | Square feet | 0.49% | 31.0105 | 30.8635 | 0.14703 | 0.0047413 | 15 | 6.2461e-05 | 0 | 1.22 | RS Means Green Building Cost Data 2014 (Table 7.21.16.20) | 2.3725 | rate at $69.60/ per labor hour (same rate as baseline), assume .0349 hrs/sq ft | 17 | Reducing Urban Heat Islands: Green Roofs (EPA 2014) (/sqft) | 2.6448 | rate at $69.60/ per labor hour (same rate as baseline), assume .038 hrs/sq ft (consistent with Res assumption) | 16.0523 | sq ft |  | 16.0523
Nonequipment | Green Roof | Green Roof | Code-Compliant Ceiling Insulation | Commercial | New | Healthcare | FL Zone 2 | Square feet | 0.49% | 15.0829 | 14.9359 | 0.14703 | 0.0097481 | 15 | 6.2461e-05 | 0 | 1.22 | RS Means Green Building Cost Data 2014 (Table 7.21.16.20) | 2.3725 | rate at $69.60/ per labor hour (same rate as baseline), assume .0349 hrs/sq ft | 17 | Reducing Urban Heat Islands: Green Roofs (EPA 2014) (/sqft) | 2.6448 | rate at $69.60/ per labor hour (same rate as baseline), assume .038 hrs/sq ft (consistent with Res assumption) | 16.0523 | sq ft |  | 16.0523
Nonequipment | Green Roof | Green Roof | Code-Compliant Ceiling Insulation | Commercial | New | Hospitals | FL Zone 2 | Square feet | 0.315% | 81.2975 | 81.1504 | 0.14703 | 0.0018085 | 15 | 6.2461e-05 | 0 | 1.22 | RS Means Green Building Cost Data 2014 (Table 7.21.16.20) | 2.3725 | rate at $69.60/ per labor hour (same rate as baseline), assume .0349 hrs/sq ft | 17 | Reducing Urban Heat Islands: Green Roofs (EPA 2014) (/sqft) | 2.6448 | rate at $69.60/ per labor hour (same rate as baseline), assume .038 hrs/sq ft (consistent with Res assumption) | 16.0523 | sq ft |  | 16.0523
Nonequipment | Green Roof | Green Roof | Code-Compliant Ceiling Insulation | Commercial | New | Institutional | FL Zone 2 | Square feet | 0.315% | 56.2721 | 56.1251 | 0.14703 | 0.0026128 | 15 | 6.2461e-05 | 0 | 1.22 | RS Means Green Building Cost Data 2014 (Table 7.21.16.20) | 2.3725 | rate at $69.60/ per labor hour (same rate as baseline), assume .0349 hrs/sq ft | 17 | Reducing Urban Heat Islands: Green Roofs (EPA 2014) (/sqft) | 2.6448 | rate at $69.60/ per labor hour (same rate as baseline), assume .038 hrs/sq ft (consistent with Res assumption) | 16.0523 | sq ft |  | 16.0523
Nonequipment | Green Roof | Green Roof | Code-Compliant Ceiling Insulation | Commercial | New | Lodging/Hospitality | FL Zone 2 | Square feet | 0.63% | 34.7257 | 34.5787 | 0.14703 | 0.004234 | 15 | 8.2852e-05 | 0 | 1.22 | RS Means Green Building Cost Data 2014 (Table 7.21.16.20) | 2.3725 | rate at $69.60/ per labor hour (same rate as baseline), assume .0349 hrs/sq ft | 17 | Reducing Urban Heat Islands: Green Roofs (EPA 2014) (/sqft) | 2.6448 | rate at $69.60/ per labor hour (same rate as baseline), assume .038 hrs/sq ft (consistent with Res assumption) | 16.0523 | sq ft |  | 16.0523
Nonequipment | Green Roof | Green Roof | Code-Compliant Ceiling Insulation | Commercial | New | Miscellaneous | FL Zone 2 | Square feet | 0.3341% | 107.2344 | 107.0874 | 0.14703 | 0.0013711 | 15 | 1.8971e-05 | 0 | 1.22 | RS Means Green Building Cost Data 2014 (Table 7.21.16.20) | 2.3725 | rate at $69.60/ per labor hour (same rate as baseline), assume .0349 hrs/sq ft | 17 | Reducing Urban Heat Islands: Green Roofs (EPA 2014) (/sqft) | 2.6448 | rate at $69.60/ per labor hour (same rate as baseline), assume .038 hrs/sq ft (consistent with Res assumption) | 16.0523 | sq ft |  | 16.0523
Nonequipment | Green Roof | Green Roof | Code-Compliant Ceiling Insulation | Commercial | New | Offices | FL Zone 2 | Square feet | 0.315% | 58.1979 | 58.0509 | 0.14703 | 0.0025264 | 15 | 6.2461e-05 | 0 | 1.22 | RS Means Green Building Cost Data 2014 (Table 7.21.16.20) | 2.3725 | rate at $69.60/ per labor hour (same rate as baseline), assume .0349 hrs/sq ft | 17 | Reducing Urban Heat Islands: Green Roofs (EPA 2014) (/sqft) | 2.6448 | rate at $69.60/ per labor hour (same rate as baseline), assume .038 hrs/sq ft (consistent with Res assumption) | 16.0523 | sq ft |  | 16.0523
Nonequipment | Green Roof | Green Roof | Code-Compliant Ceiling Insulation | Commercial | New | Restaurants | FL Zone 2 | Square feet | 0.49% | 31.354 | 31.2069 | 0.14703 | 0.0046894 | 15 | 6.2461e-05 | 0 | 1.22 | RS Means Green Building Cost Data 2014 (Table 7.21.16.20) | 2.3725 | rate at $69.60/ per labor hour (same rate as baseline), assume .0349 hrs/sq ft | 17 | Reducing Urban Heat Islands: Green Roofs (EPA 2014) (/sqft) | 2.6448 | rate at $69.60/ per labor hour (same rate as baseline), assume .038 hrs/sq ft (consistent with Res assumption) | 16.0523 | sq ft |  | 16.0523
Nonequipment | Green Roof | Green Roof | Code-Compliant Ceiling Insulation | Commercial | New | Retail | FL Zone 2 | Square feet | 0.294% | 5.9824 | 5.8353 | 0.14703 | 0.024577 | 15 | 6.2461e-05 | 0 | 1.22 | RS Means Green Building Cost Data 2014 (Table 7.21.16.20) | 2.3725 | rate at $69.60/ per labor hour (same rate as baseline), assume .0349 hrs/sq ft | 17 | Reducing Urban Heat Islands: Green Roofs (EPA 2014) (/sqft) | 2.6448 | rate at $69.60/ per labor hour (same rate as baseline), assume .038 hrs/sq ft (consistent with Res assumption) | 16.0523 | sq ft |  | 16.0523
Nonequipment | Green Roof | Green Roof | Code-Compliant Ceiling Insulation | Commercial | New | Schools K-12 | FL Zone 2 | Square feet | 0.63% | 5.1058 | 4.9587 | 0.14703 | 0.028797 | 15 | 6.2461e-05 | 0 | 1.22 | RS Means Green Building Cost Data 2014 (Table 7.21.16.20) | 2.3725 | rate at $69.60/ per labor hour (same rate as baseline), assume .0349 hrs/sq ft | 17 | Reducing Urban Heat Islands: Green Roofs (EPA 2014) (/sqft) | 2.6448 | rate at $69.60/ per labor hour (same rate as baseline), assume .038 hrs/sq ft (consistent with Res assumption) | 16.0523 | sq ft |  | 16.0523
Nonequipment | Green Roof | Green Roof | Code-Compliant Ceiling Insulation | Commercial | New | Warehouse | FL Zone 2 | Square feet | 0.294% | 1.4026 | 1.2555 | 0.14703 | 0.10483 | 15 | 1.8971e-05 | 0 | 1.22 | RS Means Green Building Cost Data 2014 (Table 7.21.16.20) | 2.3725 | rate at $69.60/ per labor hour (same rate as baseline), assume .0349 hrs/sq ft | 17 | Reducing Urban Heat Islands: Green Roofs (EPA 2014) (/sqft) | 2.6448 | rate at $69.60/ per labor hour (same rate as baseline), assume .038 hrs/sq ft (consistent with Res assumption) | 16.0523 | sq ft |  | 16.0523
Nonequipment | Hotel Card Energy Control Systems | 3-Ton Guest Room HVAC Unit Controlled by Hotel-Key-Card Activated Energy Control System | 3-Ton Guest Room HVAC Unit, Manually Controlled by Guest | Commercial | Existing | Assembly | FL Zone 2 | Per end use consumption | 0% | 0 | 0 | 0 | 0 | 15 | 0 | 0 | 0 | no base cost | 0 | 0 | 260 | Illinois 2018 Statewide TRM, Section 4.4.8 | 0 | 0 | 260 | guest room |  | 260
Nonequipment | Hotel Card Energy Control Systems | 3-Ton Guest Room HVAC Unit Controlled by Hotel-Key-Card Activated Energy Control System | 3-Ton Guest Room HVAC Unit, Manually Controlled by Guest | Commercial | Existing | College and University | FL Zone 2 | Per end use consumption | 0% | 0 | 0 | 0 | 0 | 15 | 0 | 0 | 0 | no base cost | 0 | 0 | 260 | Illinois 2018 Statewide TRM, Section 4.4.8 | 0 | 0 | 260 | guest room |  | 260
Nonequipment | Hotel Card Energy Control Systems | 3-Ton Guest Room HVAC Unit Controlled by Hotel-Key-Card Activated Energy Control System | 3-Ton Guest Room HVAC Unit, Manually Controlled by Guest | Commercial | Existing | Grocery | FL Zone 2 | Per end use consumption | 0% | 0 | 0 | 0 | 0 | 15 | 0 | 0 | 0 | no base cost | 0 | 0 | 260 | Illinois 2018 Statewide TRM, Section 4.4.8 | 0 | 0 | 260 | guest room |  | 260
Nonequipment | Hotel Card Energy Control Systems | 3-Ton Guest Room HVAC Unit Controlled by Hotel-Key-Card Activated Energy Control System | 3-Ton Guest Room HVAC Unit, Manually Controlled by Guest | Commercial | Existing | Healthcare | FL Zone 2 | Per end use consumption | 0% | 0 | 0 | 0 | 0 | 15 | 0 | 0 | 0 | no base cost | 0 | 0 | 260 | Illinois 2018 Statewide TRM, Section 4.4.8 | 0 | 0 | 260 | guest room |  | 260
Nonequipment | Hotel Card Energy Control Systems | 3-Ton Guest Room HVAC Unit Controlled by Hotel-Key-Card Activated Energy Control System | 3-Ton Guest Room HVAC Unit, Manually Controlled by Guest | Commercial | Existing | Hospitals | FL Zone 2 | Per end use consumption | 0% | 0 | 0 | 0 | 0 | 15 | 0 | 0 | 0 | no base cost | 0 | 0 | 260 | Illinois 2018 Statewide TRM, Section 4.4.8 | 0 | 0 | 260 | guest room |  | 260
Nonequipment | Hotel Card Energy Control Systems | 3-Ton Guest Room HVAC Unit Controlled by Hotel-Key-Card Activated Energy Control System | 3-Ton Guest Room HVAC Unit, Manually Controlled by Guest | Commercial | Existing | Institutional | FL Zone 2 | Per end use consumption | 0% | 0 | 0 | 0 | 0 | 15 | 0 | 0 | 0 | no base cost | 0 | 0 | 260 | Illinois 2018 Statewide TRM, Section 4.4.8 | 0 | 0 | 260 | guest room |  | 260
Nonequipment | Hotel Card Energy Control Systems | 3-Ton Guest Room HVAC Unit Controlled by Hotel-Key-Card Activated Energy Control System | 3-Ton Guest Room HVAC Unit, Manually Controlled by Guest | Commercial | Existing | Lodging/Hospitality | FL Zone 2 | Per end use consumption | 41.26% | 11558.6995 | 10997.2795 | 561.42 | 0.048571 | 15 | 0.0044883 | -0.016893 | 0 | no base cost | 0 | 0 | 260 | Illinois 2018 Statewide TRM, Section 4.4.8 | 0 | 0 | 260 | guest room |  | 260
Nonequipment | Hotel Card Energy Control Systems | 3-Ton Guest Room HVAC Unit Controlled by Hotel-Key-Card Activated Energy Control System | 3-Ton Guest Room HVAC Unit, Manually Controlled by Guest | Commercial | Existing | Miscellaneous | FL Zone 2 | Per end use consumption | 0% | 0 | 0 | 0 | 0 | 15 | 0 | 0 | 0 | no base cost | 0 | 0 | 260 | Illinois 2018 Statewide TRM, Section 4.4.8 | 0 | 0 | 260 | guest room |  | 260
Nonequipment | Hotel Card Energy Control Systems | 3-Ton Guest Room HVAC Unit Controlled by Hotel-Key-Card Activated Energy Control System | 3-Ton Guest Room HVAC Unit, Manually Controlled by Guest | Commercial | Existing | Offices | FL Zone 2 | Per end use consumption | 0% | 0 | 0 | 0 | 0 | 15 | 0 | 0 | 0 | no base cost | 0 | 0 | 260 | Illinois 2018 Statewide TRM, Section 4.4.8 | 0 | 0 | 260 | guest room |  | 260
Nonequipment | Hotel Card Energy Control Systems | 3-Ton Guest Room HVAC Unit Controlled by Hotel-Key-Card Activated Energy Control System | 3-Ton Guest Room HVAC Unit, Manually Controlled by Guest | Commercial | Existing | Restaurants | FL Zone 2 | Per end use consumption | 0% | 0 | 0 | 0 | 0 | 15 | 0 | 0 | 0 | no base cost | 0 | 0 | 260 | Illinois 2018 Statewide TRM, Section 4.4.8 | 0 | 0 | 260 | guest room |  | 260
Nonequipment | Hotel Card Energy Control Systems | 3-Ton Guest Room HVAC Unit Controlled by Hotel-Key-Card Activated Energy Control System | 3-Ton Guest Room HVAC Unit, Manually Controlled by Guest | Commercial | Existing | Retail | FL Zone 2 | Per end use consumption | 0% | 0 | 0 | 0 | 0 | 15 | 0 | 0 | 0 | no base cost | 0 | 0 | 260 | Illinois 2018 Statewide TRM, Section 4.4.8 | 0 | 0 | 260 | guest room |  | 260
Nonequipment | Hotel Card Energy Control Systems | 3-Ton Guest Room HVAC Unit Controlled by Hotel-Key-Card Activated Energy Control System | 3-Ton Guest Room HVAC Unit, Manually Controlled by Guest | Commercial | Existing | Schools K-12 | FL Zone 2 | Per end use consumption | 0% | 0 | 0 | 0 | 0 | 15 | 0 | 0 | 0 | no base cost | 0 | 0 | 260 | Illinois 2018 Statewide TRM, Section 4.4.8 | 0 | 0 | 260 | guest room |  | 260
Nonequipment | Hotel Card Energy Control Systems | 3-Ton Guest Room HVAC Unit Controlled by Hotel-Key-Card Activated Energy Control System | 3-Ton Guest Room HVAC Unit, Manually Controlled by Guest | Commercial | Existing | Warehouse | FL Zone 2 | Per end use consumption | 0% | 0 | 0 | 0 | 0 | 15 | 0 | 0 | 0 | no base cost | 0 | 0 | 260 | Illinois 2018 Statewide TRM, Section 4.4.8 | 0 | 0 | 260 | guest room |  | 260
Nonequipment | Hotel Card Energy Control Systems | 3-Ton Guest Room HVAC Unit Controlled by Hotel-Key-Card Activated Energy Control System | 3-Ton Guest Room HVAC Unit, Manually Controlled by Guest | Commercial | New | Assembly | FL Zone 2 | Per end use consumption | 0% | 0 | 0 | 0 | 0 | 15 | 0 | 0 | 0 | no base cost | 0 | 0 | 260 | Illinois 2018 Statewide TRM, Section 4.4.8 | 0 | 0 | 260 | guest room |  | 260
Nonequipment | Hotel Card Energy Control Systems | 3-Ton Guest Room HVAC Unit Controlled by Hotel-Key-Card Activated Energy Control System | 3-Ton Guest Room HVAC Unit, Manually Controlled by Guest | Commercial | New | College and University | FL Zone 2 | Per end use consumption | 0% | 0 | 0 | 0 | 0 | 15 | 0 | 0 | 0 | no base cost | 0 | 0 | 260 | Illinois 2018 Statewide TRM, Section 4.4.8 | 0 | 0 | 260 | guest room |  | 260
Nonequipment | Hotel Card Energy Control Systems | 3-Ton Guest Room HVAC Unit Controlled by Hotel-Key-Card Activated Energy Control System | 3-Ton Guest Room HVAC Unit, Manually Controlled by Guest | Commercial | New | Grocery | FL Zone 2 | Per end use consumption | 0% | 0 | 0 | 0 | 0 | 15 | 0 | 0 | 0 | no base cost | 0 | 0 | 260 | Illinois 2018 Statewide TRM, Section 4.4.8 | 0 | 0 | 260 | guest room |  | 260
Nonequipment | Hotel Card Energy Control Systems | 3-Ton Guest Room HVAC Unit Controlled by Hotel-Key-Card Activated Energy Control System | 3-Ton Guest Room HVAC Unit, Manually Controlled by Guest | Commercial | New | Healthcare | FL Zone 2 | Per end use consumption | 0% | 0 | 0 | 0 | 0 | 15 | 0 | 0 | 0 | no base cost | 0 | 0 | 260 | Illinois 2018 Statewide TRM, Section 4.4.8 | 0 | 0 | 260 | guest room |  | 260
Nonequipment | Hotel Card Energy Control Systems | 3-Ton Guest Room HVAC Unit Controlled by Hotel-Key-Card Activated Energy Control System | 3-Ton Guest Room HVAC Unit, Manually Controlled by Guest | Commercial | New | Hospitals | FL Zone 2 | Per end use consumption | 0% | 0 | 0 | 0 | 0 | 15 | 0 | 0 | 0 | no base cost | 0 | 0 | 260 | Illinois 2018 Statewide TRM, Section 4.4.8 | 0 | 0 | 260 | guest room |  | 260
Nonequipment | Hotel Card Energy Control Systems | 3-Ton Guest Room HVAC Unit Controlled by Hotel-Key-Card Activated Energy Control System | 3-Ton Guest Room HVAC Unit, Manually Controlled by Guest | Commercial | New | Institutional | FL Zone 2 | Per end use consumption | 0% | 0 | 0 | 0 | 0 | 15 | 0 | 0 | 0 | no base cost | 0 | 0 | 260 | Illinois 2018 Statewide TRM, Section 4.4.8 | 0 | 0 | 260 | guest room |  | 260
Nonequipment | Hotel Card Energy Control Systems | 3-Ton Guest Room HVAC Unit Controlled by Hotel-Key-Card Activated Energy Control System | 3-Ton Guest Room HVAC Unit, Manually Controlled by Guest | Commercial | New | Lodging/Hospitality | FL Zone 2 | Per end use consumption | 41.26% | 11558.6995 | 10997.2795 | 561.42 | 0.048571 | 15 | 0.0044883 | -0.016893 | 0 | no base cost | 0 | 0 | 260 | Illinois 2018 Statewide TRM, Section 4.4.8 | 0 | 0 | 260 | guest room |  | 260
Nonequipment | Hotel Card Energy Control Systems | 3-Ton Guest Room HVAC Unit Controlled by Hotel-Key-Card Activated Energy Control System | 3-Ton Guest Room HVAC Unit, Manually Controlled by Guest | Commercial | New | Miscellaneous | FL Zone 2 | Per end use consumption | 0% | 0 | 0 | 0 | 0 | 15 | 0 | 0 | 0 | no base cost | 0 | 0 | 260 | Illinois 2018 Statewide TRM, Section 4.4.8 | 0 | 0 | 260 | guest room |  | 260
Nonequipment | Hotel Card Energy Control Systems | 3-Ton Guest Room HVAC Unit Controlled by Hotel-Key-Card Activated Energy Control System | 3-Ton Guest Room HVAC Unit, Manually Controlled by Guest | Commercial | New | Offices | FL Zone 2 | Per end use consumption | 0% | 0 | 0 | 0 | 0 | 15 | 0 | 0 | 0 | no base cost | 0 | 0 | 260 | Illinois 2018 Statewide TRM, Section 4.4.8 | 0 | 0 | 260 | guest room |  | 260
Nonequipment | Hotel Card Energy Control Systems | 3-Ton Guest Room HVAC Unit Controlled by Hotel-Key-Card Activated Energy Control System | 3-Ton Guest Room HVAC Unit, Manually Controlled by Guest | Commercial | New | Restaurants | FL Zone 2 | Per end use consumption | 0% | 0 | 0 | 0 | 0 | 15 | 0 | 0 | 0 | no base cost | 0 | 0 | 260 | Illinois 2018 Statewide TRM, Section 4.4.8 | 0 | 0 | 260 | guest room |  | 260
Nonequipment | Hotel Card Energy Control Systems | 3-Ton Guest Room HVAC Unit Controlled by Hotel-Key-Card Activated Energy Control System | 3-Ton Guest Room HVAC Unit, Manually Controlled by Guest | Commercial | New | Retail | FL Zone 2 | Per end use consumption | 0% | 0 | 0 | 0 | 0 | 15 | 0 | 0 | 0 | no base cost | 0 | 0 | 260 | Illinois 2018 Statewide TRM, Section 4.4.8 | 0 | 0 | 260 | guest room |  | 260
Nonequipment | Hotel Card Energy Control Systems | 3-Ton Guest Room HVAC Unit Controlled by Hotel-Key-Card Activated Energy Control System | 3-Ton Guest Room HVAC Unit, Manually Controlled by Guest | Commercial | New | Schools K-12 | FL Zone 2 | Per end use consumption | 0% | 0 | 0 | 0 | 0 | 15 | 0 | 0 | 0 | no base cost | 0 | 0 | 260 | Illinois 2018 Statewide TRM, Section 4.4.8 | 0 | 0 | 260 | guest room |  | 260
Nonequipment | Hotel Card Energy Control Systems | 3-Ton Guest Room HVAC Unit Controlled by Hotel-Key-Card Activated Energy Control System | 3-Ton Guest Room HVAC Unit, Manually Controlled by Guest | Commercial | New | Warehouse | FL Zone 2 | Per end use consumption | 0% | 0 | 0 | 0 | 0 | 15 | 0 | 0 | 0 | no base cost | 0 | 0 | 260 | Illinois 2018 Statewide TRM, Section 4.4.8 | 0 | 0 | 260 | guest room |  | 260
Nonequipment | HVAC tune-up | HVAC tune-up | Code-Compliant Retrofit PTAC, 1.5 Tons, 7.1 SEER | Commercial | Existing | Assembly | FL Zone 2 | Per Unit | 0% | 3475.6431 | 3301.861 | 173.7822 | 0.05 | 5 | 0.034502 | 0.0062807 | 0 | no base cost | 0 | 0 | 52.5 | Illinois 2018 Statewide TRM, Section 4.4.1 (for 1.5 ton unit) | 0 | 0 | 52.5 | unit (1.5 ton) |  | 52.5
Nonequipment | HVAC tune-up | HVAC tune-up | Code-Compliant Retrofit PTAC, 1.5 Tons, 7.1 SEER | Commercial | Existing | College and University | FL Zone 2 | Per Unit | 0% | 3855.9163 | 3663.1205 | 192.7958 | 0.05 | 5 | 0.072865 | 0.024629 | 0 | no base cost | 0 | 0 | 52.5 | Illinois 2018 Statewide TRM, Section 4.4.1 (for 1.5 ton unit) | 0 | 0 | 52.5 | unit (1.5 ton) |  | 52.5
Nonequipment | HVAC tune-up | HVAC tune-up | Code-Compliant Retrofit PTAC, 1.5 Tons, 7.1 SEER | Commercial | Existing | Grocery | FL Zone 2 | Per Unit | 0% | 1919.9804 | 1823.9814 | 95.999 | 0.05 | 5 | 0.019059 | 0.0034695 | 0 | no base cost | 0 | 0 | 52.5 | Illinois 2018 Statewide TRM, Section 4.4.1 (for 1.5 ton unit) | 0 | 0 | 52.5 | unit (1.5 ton) |  | 52.5
Nonequipment | HVAC tune-up | HVAC tune-up | Code-Compliant Retrofit PTAC, 1.5 Tons, 7.1 SEER | Commercial | Existing | Healthcare | FL Zone 2 | Per Unit | 0% | 7562.9144 | 7184.7687 | 378.1457 | 0.05 | 5 | 0.13282 | 0.016126 | 0 | no base cost | 0 | 0 | 52.5 | Illinois 2018 Statewide TRM, Section 4.4.1 (for 1.5 ton unit) | 0 | 0 | 52.5 | unit (1.5 ton) |  | 52.5
Nonequipment | HVAC tune-up | HVAC tune-up | Code-Compliant Retrofit PTAC, 1.5 Tons, 7.1 SEER | Commercial | Existing | Hospitals | FL Zone 2 | Per Unit | 0% | 7164.0265 | 6805.8252 | 358.2013 | 0.05 | 5 | 0.13538 | 0.045758 | 0 | no base cost | 0 | 0 | 52.5 | Illinois 2018 Statewide TRM, Section 4.4.1 (for 1.5 ton unit) | 0 | 0 | 52.5 | unit (1.5 ton) |  | 52.5
Nonequipment | HVAC tune-up | HVAC tune-up | Code-Compliant Retrofit PTAC, 1.5 Tons, 7.1 SEER | Commercial | Existing | Institutional | FL Zone 2 | Per Unit | 0% | 1877.4323 | 1783.5607 | 93.8716 | 0.05 | 5 | 0.018637 | 0.0033926 | 0 | no base cost | 0 | 0 | 52.5 | Illinois 2018 Statewide TRM, Section 4.4.1 (for 1.5 ton unit) | 0 | 0 | 52.5 | unit (1.5 ton) |  | 52.5
Nonequipment | HVAC tune-up | HVAC tune-up | Code-Compliant Retrofit PTAC, 1.5 Tons, 7.1 SEER | Commercial | Existing | Lodging/Hospitality | FL Zone 2 | Per Unit | 0% | 5741.3264 | 5454.26 | 287.0663 | 0.05 | 5 | 0.10083 | 0.012242 | 0 | no base cost | 0 | 0 | 52.5 | Illinois 2018 Statewide TRM, Section 4.4.1 (for 1.5 ton unit) | 0 | 0 | 52.5 | unit (1.5 ton) |  | 52.5
Nonequipment | HVAC tune-up | HVAC tune-up | Code-Compliant Retrofit PTAC, 1.5 Tons, 7.1 SEER | Commercial | Existing | Miscellaneous | FL Zone 2 | Per Unit | 0% | 1941.2544 | 1844.1917 | 97.0627 | 0.05 | 5 | 0.01927 | 0.003508 | 0 | no base cost | 0 | 0 | 52.5 | Illinois 2018 Statewide TRM, Section 4.4.1 (for 1.5 ton unit) | 0 | 0 | 52.5 | unit (1.5 ton) |  | 52.5
Nonequipment | HVAC tune-up | HVAC tune-up | Code-Compliant Retrofit PTAC, 1.5 Tons, 7.1 SEER | Commercial | Existing | Offices | FL Zone 2 | Per Unit | 0% | 3911.7606 | 3716.1725 | 195.588 | 0.05 | 5 | 0.038831 | 0.0070688 | 0 | no base cost | 0 | 0 | 52.5 | Illinois 2018 Statewide TRM, Section 4.4.1 (for 1.5 ton unit) | 0 | 0 | 52.5 | unit (1.5 ton) |  | 52.5
Nonequipment | HVAC tune-up | HVAC tune-up | Code-Compliant Retrofit PTAC, 1.5 Tons, 7.1 SEER | Commercial | Existing | Restaurants | FL Zone 2 | Per Unit | 0% | 5632.297 | 5350.6821 | 281.6148 | 0.05 | 5 | 0.05591 | 0.010178 | 0 | no base cost | 0 | 0 | 52.5 | Illinois 2018 Statewide TRM, Section 4.4.1 (for 1.5 ton unit) | 0 | 0 | 52.5 | unit (1.5 ton) |  | 52.5
Nonequipment | HVAC tune-up | HVAC tune-up | Code-Compliant Retrofit PTAC, 1.5 Tons, 7.1 SEER | Commercial | Existing | Retail | FL Zone 2 | Per Unit | 0% | 4414.3593 | 4193.6413 | 220.718 | 0.05 | 5 | 0.04382 | 0.007977 | 0 | no base cost | 0 | 0 | 52.5 | Illinois 2018 Statewide TRM, Section 4.4.1 (for 1.5 ton unit) | 0 | 0 | 52.5 | unit (1.5 ton) |  | 52.5
Nonequipment | HVAC tune-up | HVAC tune-up | Code-Compliant Retrofit PTAC, 1.5 Tons, 7.1 SEER | Commercial | Existing | Schools K-12 | FL Zone 2 | Per Unit | 0% | 3837.3015 | 3645.4364 | 191.8651 | 0.05 | 5 | 0.038092 | 0.0069343 | 0 | no base cost | 0 | 0 | 52.5 | Illinois 2018 Statewide TRM, Section 4.4.1 (for 1.5 ton unit) | 0 | 0 | 52.5 | unit (1.5 ton) |  | 52.5
Nonequipment | HVAC tune-up | HVAC tune-up | Code-Compliant Retrofit PTAC, 1.5 Tons, 7.1 SEER | Commercial | Existing | Warehouse | FL Zone 2 | Per Unit | 0% | 842.9831 | 800.8339 | 42.1492 | 0.05 | 5 | 0.008368 | 0.0015233 | 0 | no base cost | 0 | 0 | 52.5 | Illinois 2018 Statewide TRM, Section 4.4.1 (for 1.5 ton unit) | 0 | 0 | 52.5 | unit (1.5 ton) |  | 52.5
Nonequipment | HVAC tune-up | HVAC tune-up | Code-Compliant New Construction PTAC, 1.5 Tons, 11 SEER | Commercial | New | Assembly | FL Zone 2 | Per Unit | 0% | 3475.6431 | 3301.861 | 173.7822 | 0.05 | 5 | 0.034502 | 0.0062807 | 0 | no base cost | 0 | 0 | 52.5 | Illinois 2018 Statewide TRM, Section 4.4.1 (for 1.5 ton unit) | 0 | 0 | 52.5 | unit (1.5 ton) |  | 52.5
Nonequipment | HVAC tune-up | HVAC tune-up | Code-Compliant New Construction PTAC, 1.5 Tons, 11 SEER | Commercial | New | College and University | FL Zone 2 | Per Unit | 0% | 3855.9163 | 3663.1205 | 192.7958 | 0.05 | 5 | 0.072865 | 0.024629 | 0 | no base cost | 0 | 0 | 52.5 | Illinois 2018 Statewide TRM, Section 4.4.1 (for 1.5 ton unit) | 0 | 0 | 52.5 | unit (1.5 ton) |  | 52.5
Nonequipment | HVAC tune-up | HVAC tune-up | Code-Compliant New Construction PTAC, 1.5 Tons, 11 SEER | Commercial | New | Grocery | FL Zone 2 | Per Unit | 0% | 1919.9804 | 1823.9814 | 95.999 | 0.05 | 5 | 0.019059 | 0.0034695 | 0 | no base cost | 0 | 0 | 52.5 | Illinois 2018 Statewide TRM, Section 4.4.1 (for 1.5 ton unit) | 0 | 0 | 52.5 | unit (1.5 ton) |  | 52.5
Nonequipment | HVAC tune-up | HVAC tune-up | Code-Compliant New Construction PTAC, 1.5 Tons, 11 SEER | Commercial | New | Healthcare | FL Zone 2 | Per Unit | 0% | 7562.9144 | 7184.7687 | 378.1457 | 0.05 | 5 | 0.13282 | 0.016126 | 0 | no base cost | 0 | 0 | 52.5 | Illinois 2018 Statewide TRM, Section 4.4.1 (for 1.5 ton unit) | 0 | 0 | 52.5 | unit (1.5 ton) |  | 52.5
Nonequipment | HVAC tune-up | HVAC tune-up | Code-Compliant New Construction PTAC, 1.5 Tons, 11 SEER | Commercial | New | Hospitals | FL Zone 2 | Per Unit | 0% | 7164.0265 | 6805.8252 | 358.2013 | 0.05 | 5 | 0.13538 | 0.045758 | 0 | no base cost | 0 | 0 | 52.5 | Illinois 2018 Statewide TRM, Section 4.4.1 (for 1.5 ton unit) | 0 | 0 | 52.5 | unit (1.5 ton) |  | 52.5
Nonequipment | HVAC tune-up | HVAC tune-up | Code-Compliant New Construction PTAC, 1.5 Tons, 11 SEER | Commercial | New | Institutional | FL Zone 2 | Per Unit | 0% | 1877.4323 | 1783.5607 | 93.8716 | 0.05 | 5 | 0.018637 | 0.0033926 | 0 | no base cost | 0 | 0 | 52.5 | Illinois 2018 Statewide TRM, Section 4.4.1 (for 1.5 ton unit) | 0 | 0 | 52.5 | unit (1.5 ton) |  | 52.5
Nonequipment | HVAC tune-up | HVAC tune-up | Code-Compliant New Construction PTAC, 1.5 Tons, 11 SEER | Commercial | New | Lodging/Hospitality | FL Zone 2 | Per Unit | 0% | 5741.3264 | 5454.26 | 287.0663 | 0.05 | 5 | 0.10083 | 0.012242 | 0 | no base cost | 0 | 0 | 52.5 | Illinois 2018 Statewide TRM, Section 4.4.1 (for 1.5 ton unit) | 0 | 0 | 52.5 | unit (1.5 ton) |  | 52.5
Nonequipment | HVAC tune-up | HVAC tune-up | Code-Compliant New Construction PTAC, 1.5 Tons, 11 SEER | Commercial | New | Miscellaneous | FL Zone 2 | Per Unit | 0% | 1941.2544 | 1844.1917 | 97.0627 | 0.05 | 5 | 0.01927 | 0.003508 | 0 | no base cost | 0 | 0 | 52.5 | Illinois 2018 Statewide TRM, Section 4.4.1 (for 1.5 ton unit) | 0 | 0 | 52.5 | unit (1.5 ton) |  | 52.5
Nonequipment | HVAC tune-up | HVAC tune-up | Code-Compliant New Construction PTAC, 1.5 Tons, 11 SEER | Commercial | New | Offices | FL Zone 2 | Per Unit | 0% | 3911.7606 | 3716.1725 | 195.588 | 0.05 | 5 | 0.038831 | 0.0070688 | 0 | no base cost | 0 | 0 | 52.5 | Illinois 2018 Statewide TRM, Section 4.4.1 (for 1.5 ton unit) | 0 | 0 | 52.5 | unit (1.5 ton) |  | 52.5
Nonequipment | HVAC tune-up | HVAC tune-up | Code-Compliant New Construction PTAC, 1.5 Tons, 11 SEER | Commercial | New | Restaurants | FL Zone 2 | Per Unit | 0% | 5632.297 | 5350.6821 | 281.6148 | 0.05 | 5 | 0.05591 | 0.010178 | 0 | no base cost | 0 | 0 | 52.5 | Illinois 2018 Statewide TRM, Section 4.4.1 (for 1.5 ton unit) | 0 | 0 | 52.5 | unit (1.5 ton) |  | 52.5
Nonequipment | HVAC tune-up | HVAC tune-up | Code-Compliant New Construction PTAC, 1.5 Tons, 11 SEER | Commercial | New | Retail | FL Zone 2 | Per Unit | 0% | 4414.3593 | 4193.6413 | 220.718 | 0.05 | 5 | 0.04382 | 0.007977 | 0 | no base cost | 0 | 0 | 52.5 | Illinois 2018 Statewide TRM, Section 4.4.1 (for 1.5 ton unit) | 0 | 0 | 52.5 | unit (1.5 ton) |  | 52.5
Nonequipment | HVAC tune-up | HVAC tune-up | Code-Compliant New Construction PTAC, 1.5 Tons, 11 SEER | Commercial | New | Schools K-12 | FL Zone 2 | Per Unit | 0% | 3837.3015 | 3645.4364 | 191.8651 | 0.05 | 5 | 0.038092 | 0.0069343 | 0 | no base cost | 0 | 0 | 52.5 | Illinois 2018 Statewide TRM, Section 4.4.1 (for 1.5 ton unit) | 0 | 0 | 52.5 | unit (1.5 ton) |  | 52.5
Nonequipment | HVAC tune-up | HVAC tune-up | Code-Compliant New Construction PTAC, 1.5 Tons, 11 SEER | Commercial | New | Warehouse | FL Zone 2 | Per Unit | 0% | 842.9831 | 800.8339 | 42.1492 | 0.05 | 5 | 0.008368 | 0.0015233 | 0 | no base cost | 0 | 0 | 52.5 | Illinois 2018 Statewide TRM, Section 4.4.1 (for 1.5 ton unit) | 0 | 0 | 52.5 | unit (1.5 ton) |  | 52.5
Nonequipment | HVAC tune-up_RTU | HVAC tune-up_RTU | Code-Compliant Retrofit PTAC, 1.5 Tons, 7.1 SEER | Commercial | Existing | Assembly | FL Zone 2 | Per Unit | 0% | 15686.1986 | 14901.8887 | 784.3099 | 0.05 | 5 | 0.15571 | 0.028346 | 0 | no base cost | 0 | 0 | 350 | Illinois 2018 Statewide TRM, Section 4.4.1 (for 10 ton unit) | 0 | 0 | 350 | unit (10 ton) |  | 350
Nonequipment | HVAC tune-up_RTU | HVAC tune-up_RTU | Code-Compliant Retrofit PTAC, 1.5 Tons, 7.1 SEER | Commercial | Existing | College and University | FL Zone 2 | Per Unit | 0% | 17402.4392 | 16532.3172 | 870.122 | 0.05 | 5 | 0.32885 | 0.11115 | 0 | no base cost | 0 | 0 | 350 | Illinois 2018 Statewide TRM, Section 4.4.1 (for 10 ton unit) | 0 | 0 | 350 | unit (10 ton) |  | 350
Nonequipment | HVAC tune-up_RTU | HVAC tune-up_RTU | Code-Compliant Retrofit PTAC, 1.5 Tons, 7.1 SEER | Commercial | Existing | Grocery | FL Zone 2 | Per Unit | 0% | 8665.2145 | 8231.9538 | 433.2607 | 0.05 | 5 | 0.086017 | 0.015659 | 0 | no base cost | 0 | 0 | 350 | Illinois 2018 Statewide TRM, Section 4.4.1 (for 10 ton unit) | 0 | 0 | 350 | unit (10 ton) |  | 350
Nonequipment | HVAC tune-up_RTU | HVAC tune-up_RTU | Code-Compliant Retrofit PTAC, 1.5 Tons, 7.1 SEER | Commercial | Existing | Healthcare | FL Zone 2 | Per Unit | 0% | 34132.7841 | 32426.1449 | 1706.6392 | 0.05 | 5 | 0.59942 | 0.072781 | 0 | no base cost | 0 | 0 | 350 | Illinois 2018 Statewide TRM, Section 4.4.1 (for 10 ton unit) | 0 | 0 | 350 | unit (10 ton) |  | 350
Nonequipment | HVAC tune-up_RTU | HVAC tune-up_RTU | Code-Compliant Retrofit PTAC, 1.5 Tons, 7.1 SEER | Commercial | Existing | Hospitals | FL Zone 2 | Per Unit | 0% | 32332.5318 | 30715.9052 | 1616.6266 | 0.05 | 5 | 0.61098 | 0.20652 | 0 | no base cost | 0 | 0 | 350 | Illinois 2018 Statewide TRM, Section 4.4.1 (for 10 ton unit) | 0 | 0 | 350 | unit (10 ton) |  | 350
Nonequipment | HVAC tune-up_RTU | HVAC tune-up_RTU | Code-Compliant Retrofit PTAC, 1.5 Tons, 7.1 SEER | Commercial | Existing | Institutional | FL Zone 2 | Per Unit | 0% | 8473.1876 | 8049.5282 | 423.6594 | 0.05 | 5 | 0.084111 | 0.015312 | 0 | no base cost | 0 | 0 | 350 | Illinois 2018 Statewide TRM, Section 4.4.1 (for 10 ton unit) | 0 | 0 | 350 | unit (10 ton) |  | 350
Nonequipment | HVAC tune-up_RTU | HVAC tune-up_RTU | Code-Compliant Retrofit PTAC, 1.5 Tons, 7.1 SEER | Commercial | Existing | Lodging/Hospitality | FL Zone 2 | Per Unit | 0% | 25911.6318 | 24616.0502 | 1295.5816 | 0.05 | 5 | 0.45505 | 0.055251 | 0 | no base cost | 0 | 0 | 350 | Illinois 2018 Statewide TRM, Section 4.4.1 (for 10 ton unit) | 0 | 0 | 350 | unit (10 ton) |  | 350
Nonequipment | HVAC tune-up_RTU | HVAC tune-up_RTU | Code-Compliant Retrofit PTAC, 1.5 Tons, 7.1 SEER | Commercial | Existing | Miscellaneous | FL Zone 2 | Per Unit | 0% | 8761.228 | 8323.1666 | 438.0614 | 0.05 | 5 | 0.08697 | 0.015832 | 0 | no base cost | 0 | 0 | 350 | Illinois 2018 Statewide TRM, Section 4.4.1 (for 10 ton unit) | 0 | 0 | 350 | unit (10 ton) |  | 350
Nonequipment | HVAC tune-up_RTU | HVAC tune-up_RTU | Code-Compliant Retrofit PTAC, 1.5 Tons, 7.1 SEER | Commercial | Existing | Offices | FL Zone 2 | Per Unit | 0% | 17654.4745 | 16771.7508 | 882.7237 | 0.05 | 5 | 0.17525 | 0.031903 | 0 | no base cost | 0 | 0 | 350 | Illinois 2018 Statewide TRM, Section 4.4.1 (for 10 ton unit) | 0 | 0 | 350 | unit (10 ton) |  | 350
Nonequipment | HVAC tune-up_RTU | HVAC tune-up_RTU | Code-Compliant Retrofit PTAC, 1.5 Tons, 7.1 SEER | Commercial | Existing | Restaurants | FL Zone 2 | Per Unit | 0% | 25419.5629 | 24148.5847 | 1270.9781 | 0.05 | 5 | 0.25233 | 0.045935 | 0 | no base cost | 0 | 0 | 350 | Illinois 2018 Statewide TRM, Section 4.4.1 (for 10 ton unit) | 0 | 0 | 350 | unit (10 ton) |  | 350
Nonequipment | HVAC tune-up_RTU | HVAC tune-up_RTU | Code-Compliant Retrofit PTAC, 1.5 Tons, 7.1 SEER | Commercial | Existing | Retail | FL Zone 2 | Per Unit | 0% | 19922.7924 | 18926.6528 | 996.1396 | 0.05 | 5 | 0.19777 | 0.036002 | 0 | no base cost | 0 | 0 | 350 | Illinois 2018 Statewide TRM, Section 4.4.1 (for 10 ton unit) | 0 | 0 | 350 | unit (10 ton) |  | 350
Nonequipment | HVAC tune-up_RTU | HVAC tune-up_RTU | Code-Compliant Retrofit PTAC, 1.5 Tons, 7.1 SEER | Commercial | Existing | Schools K-12 | FL Zone 2 | Per Unit | 0% | 17318.4274 | 16452.506 | 865.9214 | 0.05 | 5 | 0.17191 | 0.031296 | 0 | no base cost | 0 | 0 | 350 | Illinois 2018 Statewide TRM, Section 4.4.1 (for 10 ton unit) | 0 | 0 | 350 | unit (10 ton) |  | 350
Nonequipment | HVAC tune-up_RTU | HVAC tune-up_RTU | Code-Compliant Retrofit PTAC, 1.5 Tons, 7.1 SEER | Commercial | Existing | Warehouse | FL Zone 2 | Per Unit | 0% | 3804.5333 | 3614.3066 | 190.2267 | 0.05 | 5 | 0.037766 | 0.006875 | 0 | no base cost | 0 | 0 | 350 | Illinois 2018 Statewide TRM, Section 4.4.1 (for 10 ton unit) | 0 | 0 | 350 | unit (10 ton) |  | 350
Nonequipment | HVAC tune-up_RTU | HVAC tune-up_RTU | Code-Compliant New Construction PTAC, 1.5 Tons, 11 SEER | Commercial | New | Assembly | FL Zone 2 | Per Unit | 0% | 15686.1986 | 14901.8887 | 784.3099 | 0.05 | 5 | 0.15571 | 0.028346 | 0 | no base cost | 0 | 0 | 350 | Illinois 2018 Statewide TRM, Section 4.4.1 (for 10 ton unit) | 0 | 0 | 350 | unit (10 ton) |  | 350
Nonequipment | HVAC tune-up_RTU | HVAC tune-up_RTU | Code-Compliant New Construction PTAC, 1.5 Tons, 11 SEER | Commercial | New | College and University | FL Zone 2 | Per Unit | 0% | 17402.4392 | 16532.3172 | 870.122 | 0.05 | 5 | 0.32885 | 0.11115 | 0 | no base cost | 0 | 0 | 350 | Illinois 2018 Statewide TRM, Section 4.4.1 (for 10 ton unit) | 0 | 0 | 350 | unit (10 ton) |  | 350
Nonequipment | HVAC tune-up_RTU | HVAC tune-up_RTU | Code-Compliant New Construction PTAC, 1.5 Tons, 11 SEER | Commercial | New | Grocery | FL Zone 2 | Per Unit | 0% | 8665.2145 | 8231.9538 | 433.2607 | 0.05 | 5 | 0.086017 | 0.015659 | 0 | no base cost | 0 | 0 | 350 | Illinois 2018 Statewide TRM, Section 4.4.1 (for 10 ton unit) | 0 | 0 | 350 | unit (10 ton) |  | 350
Nonequipment | HVAC tune-up_RTU | HVAC tune-up_RTU | Code-Compliant New Construction PTAC, 1.5 Tons, 11 SEER | Commercial | New | Healthcare | FL Zone 2 | Per Unit | 0% | 34132.7841 | 32426.1449 | 1706.6392 | 0.05 | 5 | 0.59942 | 0.072781 | 0 | no base cost | 0 | 0 | 350 | Illinois 2018 Statewide TRM, Section 4.4.1 (for 10 ton unit) | 0 | 0 | 350 | unit (10 ton) |  | 350
Nonequipment | HVAC tune-up_RTU | HVAC tune-up_RTU | Code-Compliant New Construction PTAC, 1.5 Tons, 11 SEER | Commercial | New | Hospitals | FL Zone 2 | Per Unit | 0% | 32332.5318 | 30715.9052 | 1616.6266 | 0.05 | 5 | 0.61098 | 0.20652 | 0 | no base cost | 0 | 0 | 350 | Illinois 2018 Statewide TRM, Section 4.4.1 (for 10 ton unit) | 0 | 0 | 350 | unit (10 ton) |  | 350
Nonequipment | HVAC tune-up_RTU | HVAC tune-up_RTU | Code-Compliant New Construction PTAC, 1.5 Tons, 11 SEER | Commercial | New | Institutional | FL Zone 2 | Per Unit | 0% | 8473.1876 | 8049.5282 | 423.6594 | 0.05 | 5 | 0.084111 | 0.015312 | 0 | no base cost | 0 | 0 | 350 | Illinois 2018 Statewide TRM, Section 4.4.1 (for 10 ton unit) | 0 | 0 | 350 | unit (10 ton) |  | 350
Nonequipment | HVAC tune-up_RTU | HVAC tune-up_RTU | Code-Compliant New Construction PTAC, 1.5 Tons, 11 SEER | Commercial | New | Lodging/Hospitality | FL Zone 2 | Per Unit | 0% | 25911.6318 | 24616.0502 | 1295.5816 | 0.05 | 5 | 0.45505 | 0.055251 | 0 | no base cost | 0 | 0 | 350 | Illinois 2018 Statewide TRM, Section 4.4.1 (for 10 ton unit) | 0 | 0 | 350 | unit (10 ton) |  | 350
Nonequipment | HVAC tune-up_RTU | HVAC tune-up_RTU | Code-Compliant New Construction PTAC, 1.5 Tons, 11 SEER | Commercial | New | Miscellaneous | FL Zone 2 | Per Unit | 0% | 8761.228 | 8323.1666 | 438.0614 | 0.05 | 5 | 0.08697 | 0.015832 | 0 | no base cost | 0 | 0 | 350 | Illinois 2018 Statewide TRM, Section 4.4.1 (for 10 ton unit) | 0 | 0 | 350 | unit (10 ton) |  | 350
Nonequipment | HVAC tune-up_RTU | HVAC tune-up_RTU | Code-Compliant New Construction PTAC, 1.5 Tons, 11 SEER | Commercial | New | Offices | FL Zone 2 | Per Unit | 0% | 17654.4745 | 16771.7508 | 882.7237 | 0.05 | 5 | 0.17525 | 0.031903 | 0 | no base cost | 0 | 0 | 350 | Illinois 2018 Statewide TRM, Section 4.4.1 (for 10 ton unit) | 0 | 0 | 350 | unit (10 ton) |  | 350
Nonequipment | HVAC tune-up_RTU | HVAC tune-up_RTU | Code-Compliant New Construction PTAC, 1.5 Tons, 11 SEER | Commercial | New | Restaurants | FL Zone 2 | Per Unit | 0% | 25419.5629 | 24148.5847 | 1270.9781 | 0.05 | 5 | 0.25233 | 0.045935 | 0 | no base cost | 0 | 0 | 350 | Illinois 2018 Statewide TRM, Section 4.4.1 (for 10 ton unit) | 0 | 0 | 350 | unit (10 ton) |  | 350
Nonequipment | HVAC tune-up_RTU | HVAC tune-up_RTU | Code-Compliant New Construction PTAC, 1.5 Tons, 11 SEER | Commercial | New | Retail | FL Zone 2 | Per Unit | 0% | 19922.7924 | 18926.6528 | 996.1396 | 0.05 | 5 | 0.19777 | 0.036002 | 0 | no base cost | 0 | 0 | 350 | Illinois 2018 Statewide TRM, Section 4.4.1 (for 10 ton unit) | 0 | 0 | 350 | unit (10 ton) |  | 350
Nonequipment | HVAC tune-up_RTU | HVAC tune-up_RTU | Code-Compliant New Construction PTAC, 1.5 Tons, 11 SEER | Commercial | New | Schools K-12 | FL Zone 2 | Per Unit | 0% | 17318.4274 | 16452.506 | 865.9214 | 0.05 | 5 | 0.17191 | 0.031296 | 0 | no base cost | 0 | 0 | 350 | Illinois 2018 Statewide TRM, Section 4.4.1 (for 10 ton unit) | 0 | 0 | 350 | unit (10 ton) |  | 350
Nonequipment | HVAC tune-up_RTU | HVAC tune-up_RTU | Code-Compliant New Construction PTAC, 1.5 Tons, 11 SEER | Commercial | New | Warehouse | FL Zone 2 | Per Unit | 0% | 3804.5333 | 3614.3066 | 190.2267 | 0.05 | 5 | 0.037766 | 0.006875 | 0 | no base cost | 0 | 0 | 350 | Illinois 2018 Statewide TRM, Section 4.4.1 (for 10 ton unit) | 0 | 0 | 350 | unit (10 ton) |  | 350
Nonequipment | Infiltration Reduction - Air Sealing | Reduced leakage through caulking, weather-stripping | 0 | Commercial | Existing | Assembly | FL Zone 2 | Square feet | 0% | 3.7877 | 3.7557 | 0.031934 | 0.0084309 | 11 | 7.0636e-06 | 2.0975e-05 | 0 | no base cost | 0 | 0 | 0.094 | rate at $0.094/sq.ft, based on reference: https://www.fixr.com/costs/air-leaks-sealing#sQ1 | 0.168 | assume one energy audit rate at $0.125/sq.ft, sealing rate at $53.75/per labor hour (same as duct insulation) and 0.0016 hr/sq.ft, reference: https://www.fixr.com/costs/air-leaks-sealing#sQ1 | 0.262 | sq ft |  | 0.262
Nonequipment | Infiltration Reduction - Air Sealing | Reduced leakage through caulking, weather-stripping | 0 | Commercial | Existing | College and University | FL Zone 2 | Square feet | 0% | 11.0507 | 11.0351 | 0.015599 | 0.0014116 | 11 | 3.4505e-06 | 1.0246e-05 | 0 | no base cost | 0 | 0 | 0.094 | rate at $0.094/sq.ft, based on reference: https://www.fixr.com/costs/air-leaks-sealing#sQ1 | 0.168 | assume one energy audit rate at $0.125/sq.ft, sealing rate at $53.75/per labor hour (same as duct insulation) and 0.0016 hr/sq.ft, reference: https://www.fixr.com/costs/air-leaks-sealing#sQ1 | 0.262 | sq ft |  | 0.262
Nonequipment | Infiltration Reduction - Air Sealing | Reduced leakage through caulking, weather-stripping | 0 | Commercial | Existing | Grocery | FL Zone 2 | Square feet | 0% | 31.0105 | 30.9019 | 0.10859 | 0.0035018 | 11 | 2.402e-05 | 7.1327e-05 | 0 | no base cost | 0 | 0 | 0.094 | rate at $0.094/sq.ft, based on reference: https://www.fixr.com/costs/air-leaks-sealing#sQ1 | 0.168 | assume one energy audit rate at $0.125/sq.ft, sealing rate at $53.75/per labor hour (same as duct insulation) and 0.0016 hr/sq.ft, reference: https://www.fixr.com/costs/air-leaks-sealing#sQ1 | 0.262 | sq ft |  | 0.262
Nonequipment | Infiltration Reduction - Air Sealing | Reduced leakage through caulking, weather-stripping | 0 | Commercial | Existing | Healthcare | FL Zone 2 | Square feet | 44.79% | 15.0829 | 15.0527 | 0.030259 | 0.0020062 | 11 | 6.6932e-06 | 1.9875e-05 | 0 | no base cost | 0 | 0 | 0.094 | rate at $0.094/sq.ft, based on reference: https://www.fixr.com/costs/air-leaks-sealing#sQ1 | 0.168 | assume one energy audit rate at $0.125/sq.ft, sealing rate at $53.75/per labor hour (same as duct insulation) and 0.0016 hr/sq.ft, reference: https://www.fixr.com/costs/air-leaks-sealing#sQ1 | 0.262 | sq ft |  | 0.262
Nonequipment | Infiltration Reduction - Air Sealing | Reduced leakage through caulking, weather-stripping | 0 | Commercial | Existing | Hospitals | FL Zone 2 | Square feet | 0% | 81.2975 | 81.2818 | 0.015653 | 0.00019253 | 11 | 3.4623e-06 | 1.0281e-05 | 0 | no base cost | 0 | 0 | 0.094 | rate at $0.094/sq.ft, based on reference: https://www.fixr.com/costs/air-leaks-sealing#sQ1 | 0.168 | assume one energy audit rate at $0.125/sq.ft, sealing rate at $53.75/per labor hour (same as duct insulation) and 0.0016 hr/sq.ft, reference: https://www.fixr.com/costs/air-leaks-sealing#sQ1 | 0.262 | sq ft |  | 0.262
Nonequipment | Infiltration Reduction - Air Sealing | Reduced leakage through caulking, weather-stripping | 0 | Commercial | Existing | Institutional | FL Zone 2 | Square feet | 0% | 56.2721 | 56.1745 | 0.097657 | 0.0017354 | 11 | 2.1601e-05 | 6.4144e-05 | 0 | no base cost | 0 | 0 | 0.094 | rate at $0.094/sq.ft, based on reference: https://www.fixr.com/costs/air-leaks-sealing#sQ1 | 0.168 | assume one energy audit rate at $0.125/sq.ft, sealing rate at $53.75/per labor hour (same as duct insulation) and 0.0016 hr/sq.ft, reference: https://www.fixr.com/costs/air-leaks-sealing#sQ1 | 0.262 | sq ft |  | 0.262
Nonequipment | Infiltration Reduction - Air Sealing | Reduced leakage through caulking, weather-stripping | 0 | Commercial | Existing | Lodging/Hospitality | FL Zone 2 | Square feet | 0% | 34.7257 | 34.6522 | 0.073464 | 0.0021155 | 11 | 1.625e-05 | 4.8254e-05 | 0 | no base cost | 0 | 0 | 0.094 | rate at $0.094/sq.ft, based on reference: https://www.fixr.com/costs/air-leaks-sealing#sQ1 | 0.168 | assume one energy audit rate at $0.125/sq.ft, sealing rate at $53.75/per labor hour (same as duct insulation) and 0.0016 hr/sq.ft, reference: https://www.fixr.com/costs/air-leaks-sealing#sQ1 | 0.262 | sq ft |  | 0.262
Nonequipment | Infiltration Reduction - Air Sealing | Reduced leakage through caulking, weather-stripping | 0 | Commercial | Existing | Miscellaneous | FL Zone 2 | Square feet | 0% | 107.2344 | 107.2149 | 0.01952 | 0.00018203 | 11 | 4.3178e-06 | 1.2821e-05 | 0 | no base cost | 0 | 0 | 0.094 | rate at $0.094/sq.ft, based on reference: https://www.fixr.com/costs/air-leaks-sealing#sQ1 | 0.168 | assume one energy audit rate at $0.125/sq.ft, sealing rate at $53.75/per labor hour (same as duct insulation) and 0.0016 hr/sq.ft, reference: https://www.fixr.com/costs/air-leaks-sealing#sQ1 | 0.262 | sq ft |  | 0.262
Nonequipment | Infiltration Reduction - Air Sealing | Reduced leakage through caulking, weather-stripping | 0 | Commercial | Existing | Offices | FL Zone 2 | Square feet | 44.79% | 58.1979 | 58.0562 | 0.14172 | 0.0024352 | 11 | 3.1349e-05 | 9.3089e-05 | 0 | no base cost | 0 | 0 | 0.094 | rate at $0.094/sq.ft, based on reference: https://www.fixr.com/costs/air-leaks-sealing#sQ1 | 0.168 | assume one energy audit rate at $0.125/sq.ft, sealing rate at $53.75/per labor hour (same as duct insulation) and 0.0016 hr/sq.ft, reference: https://www.fixr.com/costs/air-leaks-sealing#sQ1 | 0.262 | sq ft |  | 0.262
Nonequipment | Infiltration Reduction - Air Sealing | Reduced leakage through caulking, weather-stripping | 0 | Commercial | Existing | Restaurants | FL Zone 2 | Square feet | 0% | 31.354 | 31.2486 | 0.10537 | 0.0033606 | 11 | 2.3307e-05 | 6.921e-05 | 0 | no base cost | 0 | 0 | 0.094 | rate at $0.094/sq.ft, based on reference: https://www.fixr.com/costs/air-leaks-sealing#sQ1 | 0.168 | assume one energy audit rate at $0.125/sq.ft, sealing rate at $53.75/per labor hour (same as duct insulation) and 0.0016 hr/sq.ft, reference: https://www.fixr.com/costs/air-leaks-sealing#sQ1 | 0.262 | sq ft |  | 0.262
Nonequipment | Infiltration Reduction - Air Sealing | Reduced leakage through caulking, weather-stripping | 0 | Commercial | Existing | Retail | FL Zone 2 | Square feet | 44.79% | 5.9824 | 5.9363 | 0.046029 | 0.0076942 | 11 | 1.0182e-05 | 3.0234e-05 | 0 | no base cost | 0 | 0 | 0.094 | rate at $0.094/sq.ft, based on reference: https://www.fixr.com/costs/air-leaks-sealing#sQ1 | 0.168 | assume one energy audit rate at $0.125/sq.ft, sealing rate at $53.75/per labor hour (same as duct insulation) and 0.0016 hr/sq.ft, reference: https://www.fixr.com/costs/air-leaks-sealing#sQ1 | 0.262 | sq ft |  | 0.262
Nonequipment | Infiltration Reduction - Air Sealing | Reduced leakage through caulking, weather-stripping | 0 | Commercial | Existing | Schools K-12 | FL Zone 2 | Square feet | 0% | 5.1058 | 5.0952 | 0.010512 | 0.0020589 | 11 | 2.3252e-06 | 6.9047e-06 | 0 | no base cost | 0 | 0 | 0.094 | rate at $0.094/sq.ft, based on reference: https://www.fixr.com/costs/air-leaks-sealing#sQ1 | 0.168 | assume one energy audit rate at $0.125/sq.ft, sealing rate at $53.75/per labor hour (same as duct insulation) and 0.0016 hr/sq.ft, reference: https://www.fixr.com/costs/air-leaks-sealing#sQ1 | 0.262 | sq ft |  | 0.262
Nonequipment | Infiltration Reduction - Air Sealing | Reduced leakage through caulking, weather-stripping | 0 | Commercial | Existing | Warehouse | FL Zone 2 | Square feet | 0% | 1.4026 | 1.3735 | 0.029069 | 0.020725 | 11 | 6.4299e-06 | 1.9093e-05 | 0 | no base cost | 0 | 0 | 0.094 | rate at $0.094/sq.ft, based on reference: https://www.fixr.com/costs/air-leaks-sealing#sQ1 | 0.168 | assume one energy audit rate at $0.125/sq.ft, sealing rate at $53.75/per labor hour (same as duct insulation) and 0.0016 hr/sq.ft, reference: https://www.fixr.com/costs/air-leaks-sealing#sQ1 | 0.262 | sq ft |  | 0.262
Nonequipment | Infiltration Reduction - Air Sealing | Reduced leakage through caulking, weather-stripping | 0 | Commercial | New | Assembly | FL Zone 2 | Square feet | 0% | 3.7877 | 3.7559 | 0.031733 | 0.0083781 | 11 | 7.0193e-06 | 2.0844e-05 | 0 | no base cost | 0 | 0 | 0.094 | rate at $0.094/sq.ft, based on reference: https://www.fixr.com/costs/air-leaks-sealing#sQ1 | 0.168 | assume one energy audit rate at $0.125/sq.ft, sealing rate at $53.75/per labor hour (same as duct insulation) and 0.0016 hr/sq.ft, reference: https://www.fixr.com/costs/air-leaks-sealing#sQ1 | 0.262 | sq ft |  | 0.262
Nonequipment | Infiltration Reduction - Air Sealing | Reduced leakage through caulking, weather-stripping | 0 | Commercial | New | College and University | FL Zone 2 | Square feet | 0% | 11.0507 | 11.0352 | 0.015501 | 0.0014027 | 11 | 3.4288e-06 | 1.0182e-05 | 0 | no base cost | 0 | 0 | 0.094 | rate at $0.094/sq.ft, based on reference: https://www.fixr.com/costs/air-leaks-sealing#sQ1 | 0.168 | assume one energy audit rate at $0.125/sq.ft, sealing rate at $53.75/per labor hour (same as duct insulation) and 0.0016 hr/sq.ft, reference: https://www.fixr.com/costs/air-leaks-sealing#sQ1 | 0.262 | sq ft |  | 0.262
Nonequipment | Infiltration Reduction - Air Sealing | Reduced leakage through caulking, weather-stripping | 0 | Commercial | New | Grocery | FL Zone 2 | Square feet | 0% | 31.0105 | 30.9026 | 0.10791 | 0.0034798 | 11 | 2.387e-05 | 7.088e-05 | 0 | no base cost | 0 | 0 | 0.094 | rate at $0.094/sq.ft, based on reference: https://www.fixr.com/costs/air-leaks-sealing#sQ1 | 0.168 | assume one energy audit rate at $0.125/sq.ft, sealing rate at $53.75/per labor hour (same as duct insulation) and 0.0016 hr/sq.ft, reference: https://www.fixr.com/costs/air-leaks-sealing#sQ1 | 0.262 | sq ft |  | 0.262
Nonequipment | Infiltration Reduction - Air Sealing | Reduced leakage through caulking, weather-stripping | 0 | Commercial | New | Healthcare | FL Zone 2 | Square feet | 0% | 15.0829 | 15.0529 | 0.030069 | 0.0019936 | 11 | 6.6513e-06 | 1.9751e-05 | 0 | no base cost | 0 | 0 | 0.094 | rate at $0.094/sq.ft, based on reference: https://www.fixr.com/costs/air-leaks-sealing#sQ1 | 0.168 | assume one energy audit rate at $0.125/sq.ft, sealing rate at $53.75/per labor hour (same as duct insulation) and 0.0016 hr/sq.ft, reference: https://www.fixr.com/costs/air-leaks-sealing#sQ1 | 0.262 | sq ft |  | 0.262
Nonequipment | Infiltration Reduction - Air Sealing | Reduced leakage through caulking, weather-stripping | 0 | Commercial | New | Hospitals | FL Zone 2 | Square feet | 0% | 81.2975 | 81.2819 | 0.015554 | 0.00019133 | 11 | 3.4406e-06 | 1.0217e-05 | 0 | no base cost | 0 | 0 | 0.094 | rate at $0.094/sq.ft, based on reference: https://www.fixr.com/costs/air-leaks-sealing#sQ1 | 0.168 | assume one energy audit rate at $0.125/sq.ft, sealing rate at $53.75/per labor hour (same as duct insulation) and 0.0016 hr/sq.ft, reference: https://www.fixr.com/costs/air-leaks-sealing#sQ1 | 0.262 | sq ft |  | 0.262
Nonequipment | Infiltration Reduction - Air Sealing | Reduced leakage through caulking, weather-stripping | 0 | Commercial | New | Institutional | FL Zone 2 | Square feet | 0% | 56.2721 | 56.1751 | 0.097044 | 0.0017246 | 11 | 2.1466e-05 | 6.3742e-05 | 0 | no base cost | 0 | 0 | 0.094 | rate at $0.094/sq.ft, based on reference: https://www.fixr.com/costs/air-leaks-sealing#sQ1 | 0.168 | assume one energy audit rate at $0.125/sq.ft, sealing rate at $53.75/per labor hour (same as duct insulation) and 0.0016 hr/sq.ft, reference: https://www.fixr.com/costs/air-leaks-sealing#sQ1 | 0.262 | sq ft |  | 0.262
Nonequipment | Infiltration Reduction - Air Sealing | Reduced leakage through caulking, weather-stripping | 0 | Commercial | New | Lodging/Hospitality | FL Zone 2 | Square feet | 0% | 34.7257 | 34.6527 | 0.073003 | 0.0021023 | 11 | 1.6148e-05 | 4.7951e-05 | 0 | no base cost | 0 | 0 | 0.094 | rate at $0.094/sq.ft, based on reference: https://www.fixr.com/costs/air-leaks-sealing#sQ1 | 0.168 | assume one energy audit rate at $0.125/sq.ft, sealing rate at $53.75/per labor hour (same as duct insulation) and 0.0016 hr/sq.ft, reference: https://www.fixr.com/costs/air-leaks-sealing#sQ1 | 0.262 | sq ft |  | 0.262
Nonequipment | Infiltration Reduction - Air Sealing | Reduced leakage through caulking, weather-stripping | 0 | Commercial | New | Miscellaneous | FL Zone 2 | Square feet | 0% | 107.2344 | 107.215 | 0.019398 | 0.00018089 | 11 | 4.2907e-06 | 1.2741e-05 | 0 | no base cost | 0 | 0 | 0.094 | rate at $0.094/sq.ft, based on reference: https://www.fixr.com/costs/air-leaks-sealing#sQ1 | 0.168 | assume one energy audit rate at $0.125/sq.ft, sealing rate at $53.75/per labor hour (same as duct insulation) and 0.0016 hr/sq.ft, reference: https://www.fixr.com/costs/air-leaks-sealing#sQ1 | 0.262 | sq ft |  | 0.262
Nonequipment | Infiltration Reduction - Air Sealing | Reduced leakage through caulking, weather-stripping | 0 | Commercial | New | Offices | FL Zone 2 | Square feet | 0% | 58.1979 | 58.0571 | 0.14083 | 0.0024199 | 11 | 3.1152e-05 | 9.2505e-05 | 0 | no base cost | 0 | 0 | 0.094 | rate at $0.094/sq.ft, based on reference: https://www.fixr.com/costs/air-leaks-sealing#sQ1 | 0.168 | assume one energy audit rate at $0.125/sq.ft, sealing rate at $53.75/per labor hour (same as duct insulation) and 0.0016 hr/sq.ft, reference: https://www.fixr.com/costs/air-leaks-sealing#sQ1 | 0.262 | sq ft |  | 0.262
Nonequipment | Infiltration Reduction - Air Sealing | Reduced leakage through caulking, weather-stripping | 0 | Commercial | New | Restaurants | FL Zone 2 | Square feet | 0% | 31.354 | 31.2493 | 0.10471 | 0.0033396 | 11 | 2.3161e-05 | 6.8776e-05 | 0 | no base cost | 0 | 0 | 0.094 | rate at $0.094/sq.ft, based on reference: https://www.fixr.com/costs/air-leaks-sealing#sQ1 | 0.168 | assume one energy audit rate at $0.125/sq.ft, sealing rate at $53.75/per labor hour (same as duct insulation) and 0.0016 hr/sq.ft, reference: https://www.fixr.com/costs/air-leaks-sealing#sQ1 | 0.262 | sq ft |  | 0.262
Nonequipment | Infiltration Reduction - Air Sealing | Reduced leakage through caulking, weather-stripping | 0 | Commercial | New | Retail | FL Zone 2 | Square feet | 0% | 5.9824 | 5.9366 | 0.045741 | 0.0076459 | 11 | 1.0118e-05 | 3.0044e-05 | 0 | no base cost | 0 | 0 | 0.094 | rate at $0.094/sq.ft, based on reference: https://www.fixr.com/costs/air-leaks-sealing#sQ1 | 0.168 | assume one energy audit rate at $0.125/sq.ft, sealing rate at $53.75/per labor hour (same as duct insulation) and 0.0016 hr/sq.ft, reference: https://www.fixr.com/costs/air-leaks-sealing#sQ1 | 0.262 | sq ft |  | 0.262
Nonequipment | Infiltration Reduction - Air Sealing | Reduced leakage through caulking, weather-stripping | 0 | Commercial | New | Schools K-12 | FL Zone 2 | Square feet | 0% | 5.1058 | 5.0953 | 0.010446 | 0.002046 | 11 | 2.3107e-06 | 6.8614e-06 | 0 | no base cost | 0 | 0 | 0.094 | rate at $0.094/sq.ft, based on reference: https://www.fixr.com/costs/air-leaks-sealing#sQ1 | 0.168 | assume one energy audit rate at $0.125/sq.ft, sealing rate at $53.75/per labor hour (same as duct insulation) and 0.0016 hr/sq.ft, reference: https://www.fixr.com/costs/air-leaks-sealing#sQ1 | 0.262 | sq ft |  | 0.262
Nonequipment | Infiltration Reduction - Air Sealing | Reduced leakage through caulking, weather-stripping | 0 | Commercial | New | Warehouse | FL Zone 2 | Square feet | 0% | 1.4026 | 1.3737 | 0.028886 | 0.020595 | 11 | 6.3896e-06 | 1.8973e-05 | 0 | no base cost | 0 | 0 | 0.094 | rate at $0.094/sq.ft, based on reference: https://www.fixr.com/costs/air-leaks-sealing#sQ1 | 0.168 | assume one energy audit rate at $0.125/sq.ft, sealing rate at $53.75/per labor hour (same as duct insulation) and 0.0016 hr/sq.ft, reference: https://www.fixr.com/costs/air-leaks-sealing#sQ1 | 0.262 | sq ft |  | 0.262
Nonequipment | Low U-Value Windows | 100ft2 of Window meeting Energy Star Version 6.0 Requirements (R-Value: 0.27, SHGC: 0.21) | 100ft2 of Window meeting Energy Star Version 5.0 Requirements (R-Value: 0.3, SHGC: 0.21) | Commercial | Existing | Assembly | FL Zone 2 | Per 100 S.F. | 5.375% | 732.8582 | 395.7434 | 337.1148 | 0.46 | 20 | 0.12531 | 0.0014011 | 0 | No equipment cost | 0 | No Labor Cost | 360 | Incremental cost equivalent to estimated window efficiency (U-factor = 0.27) https://www.energystar.gov/sites/default/files/ESWDS-ReviewOfCost_EffectivenessAnalysis.pdf | 0 | 0 | 360 | 100 sq ft |  | 360
Nonequipment | Low U-Value Windows | 100ft2 of Window meeting Energy Star Version 6.0 Requirements (R-Value: 0.27, SHGC: 0.21) | 100ft2 of Window meeting Energy Star Version 5.0 Requirements (R-Value: 0.3, SHGC: 0.21) | Commercial | Existing | College and University | FL Zone 2 | Per 100 S.F. | 10.75% | 732.8582 | 395.7434 | 337.1148 | 0.46 | 20 | 0.12531 | 0.0014011 | 0 | No equipment cost | 0 | No Labor Cost | 360 | Incremental cost equivalent to estimated window efficiency (U-factor = 0.27) https://www.energystar.gov/sites/default/files/ESWDS-ReviewOfCost_EffectivenessAnalysis.pdf | 0 | 0 | 360 | 100 sq ft |  | 360
Nonequipment | Low U-Value Windows | 100ft2 of Window meeting Energy Star Version 6.0 Requirements (R-Value: 0.27, SHGC: 0.21) | 100ft2 of Window meeting Energy Star Version 5.0 Requirements (R-Value: 0.3, SHGC: 0.21) | Commercial | Existing | Grocery | FL Zone 2 | Per 100 S.F. | 8.361% | 732.8582 | 395.7434 | 337.1148 | 0.46 | 20 | 0.12531 | 0.0014011 | 0 | No equipment cost | 0 | No Labor Cost | 360 | Incremental cost equivalent to estimated window efficiency (U-factor = 0.27) https://www.energystar.gov/sites/default/files/ESWDS-ReviewOfCost_EffectivenessAnalysis.pdf | 0 | 0 | 360 | 100 sq ft |  | 360
Nonequipment | Low U-Value Windows | 100ft2 of Window meeting Energy Star Version 6.0 Requirements (R-Value: 0.27, SHGC: 0.21) | 100ft2 of Window meeting Energy Star Version 5.0 Requirements (R-Value: 0.3, SHGC: 0.21) | Commercial | Existing | Healthcare | FL Zone 2 | Per 100 S.F. | 8.361% | 732.8582 | 395.7434 | 337.1148 | 0.46 | 20 | 0.12531 | 0.0014011 | 0 | No equipment cost | 0 | No Labor Cost | 360 | Incremental cost equivalent to estimated window efficiency (U-factor = 0.27) https://www.energystar.gov/sites/default/files/ESWDS-ReviewOfCost_EffectivenessAnalysis.pdf | 0 | 0 | 360 | 100 sq ft |  | 360
Nonequipment | Low U-Value Windows | 100ft2 of Window meeting Energy Star Version 6.0 Requirements (R-Value: 0.27, SHGC: 0.21) | 100ft2 of Window meeting Energy Star Version 5.0 Requirements (R-Value: 0.3, SHGC: 0.21) | Commercial | Existing | Hospitals | FL Zone 2 | Per 100 S.F. | 5.375% | 732.8582 | 395.7434 | 337.1148 | 0.46 | 20 | 0.12531 | 0.0014011 | 0 | No equipment cost | 0 | No Labor Cost | 360 | Incremental cost equivalent to estimated window efficiency (U-factor = 0.27) https://www.energystar.gov/sites/default/files/ESWDS-ReviewOfCost_EffectivenessAnalysis.pdf | 0 | 0 | 360 | 100 sq ft |  | 360
Nonequipment | Low U-Value Windows | 100ft2 of Window meeting Energy Star Version 6.0 Requirements (R-Value: 0.27, SHGC: 0.21) | 100ft2 of Window meeting Energy Star Version 5.0 Requirements (R-Value: 0.3, SHGC: 0.21) | Commercial | Existing | Institutional | FL Zone 2 | Per 100 S.F. | 5.017% | 732.8582 | 395.7434 | 337.1148 | 0.46 | 20 | 0.12531 | 0.0014011 | 0 | No equipment cost | 0 | No Labor Cost | 360 | Incremental cost equivalent to estimated window efficiency (U-factor = 0.27) https://www.energystar.gov/sites/default/files/ESWDS-ReviewOfCost_EffectivenessAnalysis.pdf | 0 | 0 | 360 | 100 sq ft |  | 360
Nonequipment | Low U-Value Windows | 100ft2 of Window meeting Energy Star Version 6.0 Requirements (R-Value: 0.27, SHGC: 0.21) | 100ft2 of Window meeting Energy Star Version 5.0 Requirements (R-Value: 0.3, SHGC: 0.21) | Commercial | Existing | Lodging/Hospitality | FL Zone 2 | Per 100 S.F. | 10.75% | 732.8582 | 395.7434 | 337.1148 | 0.46 | 20 | 0.14876 | -0.033477 | 0 | No equipment cost | 0 | No Labor Cost | 360 | Incremental cost equivalent to estimated window efficiency (U-factor = 0.27) https://www.energystar.gov/sites/default/files/ESWDS-ReviewOfCost_EffectivenessAnalysis.pdf | 0 | 0 | 360 | 100 sq ft |  | 360
Nonequipment | Low U-Value Windows | 100ft2 of Window meeting Energy Star Version 6.0 Requirements (R-Value: 0.27, SHGC: 0.21) | 100ft2 of Window meeting Energy Star Version 5.0 Requirements (R-Value: 0.3, SHGC: 0.21) | Commercial | Existing | Miscellaneous | FL Zone 2 | Per 100 S.F. | 14.46% | 732.8582 | 395.7434 | 337.1148 | 0.46 | 20 | 0.11606 | -0.019598 | 0 | No equipment cost | 0 | No Labor Cost | 360 | Incremental cost equivalent to estimated window efficiency (U-factor = 0.27) https://www.energystar.gov/sites/default/files/ESWDS-ReviewOfCost_EffectivenessAnalysis.pdf | 0 | 0 | 360 | 100 sq ft |  | 360
Nonequipment | Low U-Value Windows | 100ft2 of Window meeting Energy Star Version 6.0 Requirements (R-Value: 0.27, SHGC: 0.21) | 100ft2 of Window meeting Energy Star Version 5.0 Requirements (R-Value: 0.3, SHGC: 0.21) | Commercial | Existing | Offices | FL Zone 2 | Per 100 S.F. | 5.375% | 732.8582 | 395.7434 | 337.1148 | 0.46 | 20 | 0.12531 | 0.0014011 | 0 | No equipment cost | 0 | No Labor Cost | 360 | Incremental cost equivalent to estimated window efficiency (U-factor = 0.27) https://www.energystar.gov/sites/default/files/ESWDS-ReviewOfCost_EffectivenessAnalysis.pdf | 0 | 0 | 360 | 100 sq ft |  | 360
Nonequipment | Low U-Value Windows | 100ft2 of Window meeting Energy Star Version 6.0 Requirements (R-Value: 0.27, SHGC: 0.21) | 100ft2 of Window meeting Energy Star Version 5.0 Requirements (R-Value: 0.3, SHGC: 0.21) | Commercial | Existing | Restaurants | FL Zone 2 | Per 100 S.F. | 10.75% | 732.8582 | 395.7434 | 337.1148 | 0.46 | 20 | 0.12531 | 0.0014011 | 0 | No equipment cost | 0 | No Labor Cost | 360 | Incremental cost equivalent to estimated window efficiency (U-factor = 0.27) https://www.energystar.gov/sites/default/files/ESWDS-ReviewOfCost_EffectivenessAnalysis.pdf | 0 | 0 | 360 | 100 sq ft |  | 360
Nonequipment | Low U-Value Windows | 100ft2 of Window meeting Energy Star Version 6.0 Requirements (R-Value: 0.27, SHGC: 0.21) | 100ft2 of Window meeting Energy Star Version 5.0 Requirements (R-Value: 0.3, SHGC: 0.21) | Commercial | Existing | Retail | FL Zone 2 | Per 100 S.F. | 5.017% | 732.8582 | 395.7434 | 337.1148 | 0.46 | 20 | 0.12531 | 0.0014011 | 0 | No equipment cost | 0 | No Labor Cost | 360 | Incremental cost equivalent to estimated window efficiency (U-factor = 0.27) https://www.energystar.gov/sites/default/files/ESWDS-ReviewOfCost_EffectivenessAnalysis.pdf | 0 | 0 | 360 | 100 sq ft |  | 360
Nonequipment | Low U-Value Windows | 100ft2 of Window meeting Energy Star Version 6.0 Requirements (R-Value: 0.27, SHGC: 0.21) | 100ft2 of Window meeting Energy Star Version 5.0 Requirements (R-Value: 0.3, SHGC: 0.21) | Commercial | Existing | Schools K-12 | FL Zone 2 | Per 100 S.F. | 10.75% | 732.8582 | 395.7434 | 337.1148 | 0.46 | 20 | 0.12531 | 0.0014011 | 0 | No equipment cost | 0 | No Labor Cost | 360 | Incremental cost equivalent to estimated window efficiency (U-factor = 0.27) https://www.energystar.gov/sites/default/files/ESWDS-ReviewOfCost_EffectivenessAnalysis.pdf | 0 | 0 | 360 | 100 sq ft |  | 360
Nonequipment | Low U-Value Windows | 100ft2 of Window meeting Energy Star Version 6.0 Requirements (R-Value: 0.27, SHGC: 0.21) | 100ft2 of Window meeting Energy Star Version 5.0 Requirements (R-Value: 0.3, SHGC: 0.21) | Commercial | Existing | Warehouse | FL Zone 2 | Per 100 S.F. | 5.017% | 732.8582 | 395.7434 | 337.1148 | 0.46 | 20 | 0.11606 | -0.019598 | 0 | No equipment cost | 0 | No Labor Cost | 360 | Incremental cost equivalent to estimated window efficiency (U-factor = 0.27) https://www.energystar.gov/sites/default/files/ESWDS-ReviewOfCost_EffectivenessAnalysis.pdf | 0 | 0 | 360 | 100 sq ft |  | 360
Nonequipment | Low U-Value Windows | 100ft2 of Window meeting Energy Star Version 6.0 Requirements (R-Value: 0.27, SHGC: 0.21) | 100ft2 of Code-Compliant Window (R-Value and SHGC values per IECC) | Commercial | New | Assembly | FL Zone 2 | Per 100 S.F. | 13.44% | 439.7149 | 395.7434 | 43.9715 | 0.1 | 20 | 0.016344 | 0.00018275 | 0 | No equipment cost | 0 | No Labor Cost | 360 | Incremental cost equivalent to estimated window efficiency (U-factor = 0.27) https://www.energystar.gov/sites/default/files/ESWDS-ReviewOfCost_EffectivenessAnalysis.pdf | 0 | 0 | 360 | 100 sq ft |  | 360
Nonequipment | Low U-Value Windows | 100ft2 of Window meeting Energy Star Version 6.0 Requirements (R-Value: 0.27, SHGC: 0.21) | 100ft2 of Code-Compliant Window (R-Value and SHGC values per IECC) | Commercial | New | College and University | FL Zone 2 | Per 100 S.F. | 26.88% | 439.7149 | 395.7434 | 43.9715 | 0.1 | 20 | 0.016344 | 0.00018275 | 0 | No equipment cost | 0 | No Labor Cost | 360 | Incremental cost equivalent to estimated window efficiency (U-factor = 0.27) https://www.energystar.gov/sites/default/files/ESWDS-ReviewOfCost_EffectivenessAnalysis.pdf | 0 | 0 | 360 | 100 sq ft |  | 360
Nonequipment | Low U-Value Windows | 100ft2 of Window meeting Energy Star Version 6.0 Requirements (R-Value: 0.27, SHGC: 0.21) | 100ft2 of Code-Compliant Window (R-Value and SHGC values per IECC) | Commercial | New | Grocery | FL Zone 2 | Per 100 S.F. | 20.9% | 439.7149 | 395.7434 | 43.9715 | 0.1 | 20 | 0.016344 | 0.00018275 | 0 | No equipment cost | 0 | No Labor Cost | 360 | Incremental cost equivalent to estimated window efficiency (U-factor = 0.27) https://www.energystar.gov/sites/default/files/ESWDS-ReviewOfCost_EffectivenessAnalysis.pdf | 0 | 0 | 360 | 100 sq ft |  | 360
Nonequipment | Low U-Value Windows | 100ft2 of Window meeting Energy Star Version 6.0 Requirements (R-Value: 0.27, SHGC: 0.21) | 100ft2 of Code-Compliant Window (R-Value and SHGC values per IECC) | Commercial | New | Healthcare | FL Zone 2 | Per 100 S.F. | 20.9% | 439.7149 | 395.7434 | 43.9715 | 0.1 | 20 | 0.016344 | 0.00018275 | 0 | No equipment cost | 0 | No Labor Cost | 360 | Incremental cost equivalent to estimated window efficiency (U-factor = 0.27) https://www.energystar.gov/sites/default/files/ESWDS-ReviewOfCost_EffectivenessAnalysis.pdf | 0 | 0 | 360 | 100 sq ft |  | 360
Nonequipment | Low U-Value Windows | 100ft2 of Window meeting Energy Star Version 6.0 Requirements (R-Value: 0.27, SHGC: 0.21) | 100ft2 of Code-Compliant Window (R-Value and SHGC values per IECC) | Commercial | New | Hospitals | FL Zone 2 | Per 100 S.F. | 13.44% | 439.7149 | 395.7434 | 43.9715 | 0.1 | 20 | 0.016344 | 0.00018275 | 0 | No equipment cost | 0 | No Labor Cost | 360 | Incremental cost equivalent to estimated window efficiency (U-factor = 0.27) https://www.energystar.gov/sites/default/files/ESWDS-ReviewOfCost_EffectivenessAnalysis.pdf | 0 | 0 | 360 | 100 sq ft |  | 360
Nonequipment | Low U-Value Windows | 100ft2 of Window meeting Energy Star Version 6.0 Requirements (R-Value: 0.27, SHGC: 0.21) | 100ft2 of Code-Compliant Window (R-Value and SHGC values per IECC) | Commercial | New | Institutional | FL Zone 2 | Per 100 S.F. | 12.54% | 439.7149 | 395.7434 | 43.9715 | 0.1 | 20 | 0.016344 | 0.00018275 | 0 | No equipment cost | 0 | No Labor Cost | 360 | Incremental cost equivalent to estimated window efficiency (U-factor = 0.27) https://www.energystar.gov/sites/default/files/ESWDS-ReviewOfCost_EffectivenessAnalysis.pdf | 0 | 0 | 360 | 100 sq ft |  | 360
Nonequipment | Low U-Value Windows | 100ft2 of Window meeting Energy Star Version 6.0 Requirements (R-Value: 0.27, SHGC: 0.21) | 100ft2 of Code-Compliant Window (R-Value and SHGC values per IECC) | Commercial | New | Lodging/Hospitality | FL Zone 2 | Per 100 S.F. | 26.88% | 439.7149 | 395.7434 | 43.9715 | 0.1 | 20 | 0.019403 | -0.0043666 | 0 | No equipment cost | 0 | No Labor Cost | 360 | Incremental cost equivalent to estimated window efficiency (U-factor = 0.27) https://www.energystar.gov/sites/default/files/ESWDS-ReviewOfCost_EffectivenessAnalysis.pdf | 0 | 0 | 360 | 100 sq ft |  | 360
Nonequipment | Low U-Value Windows | 100ft2 of Window meeting Energy Star Version 6.0 Requirements (R-Value: 0.27, SHGC: 0.21) | 100ft2 of Code-Compliant Window (R-Value and SHGC values per IECC) | Commercial | New | Miscellaneous | FL Zone 2 | Per 100 S.F. | 14.46% | 439.7149 | 395.7434 | 43.9715 | 0.1 | 20 | 0.015138 | -0.0025562 | 0 | No equipment cost | 0 | No Labor Cost | 360 | Incremental cost equivalent to estimated window efficiency (U-factor = 0.27) https://www.energystar.gov/sites/default/files/ESWDS-ReviewOfCost_EffectivenessAnalysis.pdf | 0 | 0 | 360 | 100 sq ft |  | 360
Nonequipment | Low U-Value Windows | 100ft2 of Window meeting Energy Star Version 6.0 Requirements (R-Value: 0.27, SHGC: 0.21) | 100ft2 of Code-Compliant Window (R-Value and SHGC values per IECC) | Commercial | New | Offices | FL Zone 2 | Per 100 S.F. | 13.44% | 439.7149 | 395.7434 | 43.9715 | 0.1 | 20 | 0.016344 | 0.00018275 | 0 | No equipment cost | 0 | No Labor Cost | 360 | Incremental cost equivalent to estimated window efficiency (U-factor = 0.27) https://www.energystar.gov/sites/default/files/ESWDS-ReviewOfCost_EffectivenessAnalysis.pdf | 0 | 0 | 360 | 100 sq ft |  | 360
Nonequipment | Low U-Value Windows | 100ft2 of Window meeting Energy Star Version 6.0 Requirements (R-Value: 0.27, SHGC: 0.21) | 100ft2 of Code-Compliant Window (R-Value and SHGC values per IECC) | Commercial | New | Restaurants | FL Zone 2 | Per 100 S.F. | 26.88% | 439.7149 | 395.7434 | 43.9715 | 0.1 | 20 | 0.016344 | 0.00018275 | 0 | No equipment cost | 0 | No Labor Cost | 360 | Incremental cost equivalent to estimated window efficiency (U-factor = 0.27) https://www.energystar.gov/sites/default/files/ESWDS-ReviewOfCost_EffectivenessAnalysis.pdf | 0 | 0 | 360 | 100 sq ft |  | 360
Nonequipment | Low U-Value Windows | 100ft2 of Window meeting Energy Star Version 6.0 Requirements (R-Value: 0.27, SHGC: 0.21) | 100ft2 of Code-Compliant Window (R-Value and SHGC values per IECC) | Commercial | New | Retail | FL Zone 2 | Per 100 S.F. | 12.54% | 439.7149 | 395.7434 | 43.9715 | 0.1 | 20 | 0.016344 | 0.00018275 | 0 | No equipment cost | 0 | No Labor Cost | 360 | Incremental cost equivalent to estimated window efficiency (U-factor = 0.27) https://www.energystar.gov/sites/default/files/ESWDS-ReviewOfCost_EffectivenessAnalysis.pdf | 0 | 0 | 360 | 100 sq ft |  | 360
Nonequipment | Low U-Value Windows | 100ft2 of Window meeting Energy Star Version 6.0 Requirements (R-Value: 0.27, SHGC: 0.21) | 100ft2 of Code-Compliant Window (R-Value and SHGC values per IECC) | Commercial | New | Schools K-12 | FL Zone 2 | Per 100 S.F. | 26.88% | 439.7149 | 395.7434 | 43.9715 | 0.1 | 20 | 0.016344 | 0.00018275 | 0 | No equipment cost | 0 | No Labor Cost | 360 | Incremental cost equivalent to estimated window efficiency (U-factor = 0.27) https://www.energystar.gov/sites/default/files/ESWDS-ReviewOfCost_EffectivenessAnalysis.pdf | 0 | 0 | 360 | 100 sq ft |  | 360
Nonequipment | Low U-Value Windows | 100ft2 of Window meeting Energy Star Version 6.0 Requirements (R-Value: 0.27, SHGC: 0.21) | 100ft2 of Code-Compliant Window (R-Value and SHGC values per IECC) | Commercial | New | Warehouse | FL Zone 2 | Per 100 S.F. | 12.54% | 439.7149 | 395.7434 | 43.9715 | 0.1 | 20 | 0.015138 | -0.0025562 | 0 | No equipment cost | 0 | No Labor Cost | 360 | Incremental cost equivalent to estimated window efficiency (U-factor = 0.27) https://www.energystar.gov/sites/default/files/ESWDS-ReviewOfCost_EffectivenessAnalysis.pdf | 0 | 0 | 360 | 100 sq ft |  | 360
Nonequipment | Programmable Thermostat | Standard Heating and Cooling System with Programmable Thermostat | Standard Heating and Cooling System with Manual Thermostat | Commercial | Existing | Assembly | FL Zone 2 | Per End Use Consumption | 0% | 48078.2351 | 46347.4186 | 1730.8165 | 0.036 | 11 | 0.020551 | -0.2844 | 0 | no base cost | 0 | 0 | 69.99 | https://www.honeywellstore.com/store/products/honeywell-programmable-thermostat-rth6360d.htm | 105 | rate at $70/per labor hour, assume 1.5. hours work, reference: https://www.fixr.com/costs/thermostat-installation | 174.99 | thermostat | 16 | 2799.84
Nonequipment | Programmable Thermostat | Standard Heating and Cooling System with Programmable Thermostat | Standard Heating and Cooling System with Manual Thermostat | Commercial | Existing | College and University | FL Zone 2 | Per End Use Consumption | 0% | 287152.3197 | 276814.8362 | 10337.4835 | 0.036 | 11 | 0.86408 | 0.25527 | 0 | no base cost | 0 | 0 | 69.99 | https://www.honeywellstore.com/store/products/honeywell-programmable-thermostat-rth6360d.htm | 105 | rate at $70/per labor hour, assume 1.5. hours work, reference: https://www.fixr.com/costs/thermostat-installation | 174.99 | thermostat | 61 | 10674.39
Nonequipment | Programmable Thermostat | Standard Heating and Cooling System with Programmable Thermostat | Standard Heating and Cooling System with Manual Thermostat | Commercial | Existing | Grocery | FL Zone 2 | Per End Use Consumption | 0% | 115753.0083 | 111585.9 | 4167.1083 | 0.036 | 11 | 1.5442 | -0.0029304 | 0 | no base cost | 0 | 0 | 69.99 | https://www.honeywellstore.com/store/products/honeywell-programmable-thermostat-rth6360d.htm | 105 | rate at $70/per labor hour, assume 1.5. hours work, reference: https://www.fixr.com/costs/thermostat-installation | 174.99 | thermostat | 4 | 699.96
Nonequipment | Programmable Thermostat | Standard Heating and Cooling System with Programmable Thermostat | Standard Heating and Cooling System with Manual Thermostat | Commercial | Existing | Healthcare | FL Zone 2 | Per End Use Consumption | 0% | 202047.3819 | 194773.6761 | 7273.7057 | 0.036 | 11 | 0.086367 | -1.1952 | 0 | no base cost | 0 | 0 | 69.99 | https://www.honeywellstore.com/store/products/honeywell-programmable-thermostat-rth6360d.htm | 105 | rate at $70/per labor hour, assume 1.5. hours work, reference: https://www.fixr.com/costs/thermostat-installation | 174.99 | thermostat | 17 | 2974.83
Nonequipment | Programmable Thermostat | Standard Heating and Cooling System with Programmable Thermostat | Standard Heating and Cooling System with Manual Thermostat | Commercial | Existing | Hospitals | FL Zone 2 | Per End Use Consumption | 0% | 2105301.9288 | 2029511.0593 | 75790.8694 | 0.036 | 11 | 6.3351 | 1.8716 | 0 | no base cost | 0 | 0 | 69.99 | https://www.honeywellstore.com/store/products/honeywell-programmable-thermostat-rth6360d.htm | 105 | rate at $70/per labor hour, assume 1.5. hours work, reference: https://www.fixr.com/costs/thermostat-installation | 174.99 | thermostat | 168 | 29398.32
Nonequipment | Programmable Thermostat | Standard Heating and Cooling System with Programmable Thermostat | Standard Heating and Cooling System with Manual Thermostat | Commercial | Existing | Institutional | FL Zone 2 | Per End Use Consumption | 0% | 233568.925 | 225160.4437 | 8408.4813 | 0.036 | 11 | 0.099841 | -1.3816 | 0 | no base cost | 0 | 0 | 69.99 | https://www.honeywellstore.com/store/products/honeywell-programmable-thermostat-rth6360d.htm | 105 | rate at $70/per labor hour, assume 1.5. hours work, reference: https://www.fixr.com/costs/thermostat-installation | 174.99 | thermostat | 17 | 2974.83
Nonequipment | Programmable Thermostat | Standard Heating and Cooling System with Programmable Thermostat | Standard Heating and Cooling System with Manual Thermostat | Commercial | Existing | Lodging/Hospitality | FL Zone 2 | Per End Use Consumption | 0% | 191602.1762 | 184704.4978 | 6897.6783 | 0.036 | 11 | -0.22094 | 20.6086 | 0 | no base cost | 0 | 0 | 69.99 | https://www.honeywellstore.com/store/products/honeywell-programmable-thermostat-rth6360d.htm | 105 | rate at $70/per labor hour, assume 1.5. hours work, reference: https://www.fixr.com/costs/thermostat-installation | 174.99 | thermostat | 27 | 4724.73
Nonequipment | Programmable Thermostat | Standard Heating and Cooling System with Programmable Thermostat | Standard Heating and Cooling System with Manual Thermostat | Commercial | Existing | Miscellaneous | FL Zone 2 | Per End Use Consumption | 0% | 2226772.3297 | 2146608.5258 | 80163.8039 | 0.036 | 11 | 0.95185 | -13.172 | 0 | no base cost | 0 | 0 | 69.99 | https://www.honeywellstore.com/store/products/honeywell-programmable-thermostat-rth6360d.htm | 105 | rate at $70/per labor hour, assume 1.5. hours work, reference: https://www.fixr.com/costs/thermostat-installation | 174.99 | thermostat | 231 | 40422.69
Nonequipment | Programmable Thermostat | Standard Heating and Cooling System with Programmable Thermostat | Standard Heating and Cooling System with Manual Thermostat | Commercial | Existing | Offices | FL Zone 2 | Per End Use Consumption | 0% | 166452.0881 | 160459.8129 | 5992.2752 | 0.036 | 11 | 0.071151 | -0.98461 | 0 | no base cost | 0 | 0 | 69.99 | https://www.honeywellstore.com/store/products/honeywell-programmable-thermostat-rth6360d.htm | 105 | rate at $70/per labor hour, assume 1.5. hours work, reference: https://www.fixr.com/costs/thermostat-installation | 174.99 | thermostat | 13 | 2274.87
Nonequipment | Programmable Thermostat | Standard Heating and Cooling System with Programmable Thermostat | Standard Heating and Cooling System with Manual Thermostat | Commercial | Existing | Restaurants | FL Zone 2 | Per End Use Consumption | 0% | 120615.3416 | 116273.1893 | 4342.1523 | 0.036 | 11 | 1.6091 | -0.0030535 | 0 | no base cost | 0 | 0 | 69.99 | https://www.honeywellstore.com/store/products/honeywell-programmable-thermostat-rth6360d.htm | 105 | rate at $70/per labor hour, assume 1.5. hours work, reference: https://www.fixr.com/costs/thermostat-installation | 174.99 | thermostat | 5 | 874.95
Nonequipment | Programmable Thermostat | Standard Heating and Cooling System with Programmable Thermostat | Standard Heating and Cooling System with Manual Thermostat | Commercial | Existing | Retail | FL Zone 2 | Per End Use Consumption | 0% | 52681.844 | 50785.2976 | 1896.5464 | 0.036 | 11 | 0.70282 | -0.0013337 | 0 | no base cost | 0 | 0 | 69.99 | https://www.honeywellstore.com/store/products/honeywell-programmable-thermostat-rth6360d.htm | 105 | rate at $70/per labor hour, assume 1.5. hours work, reference: https://www.fixr.com/costs/thermostat-installation | 174.99 | thermostat | 10 | 1749.9
Nonequipment | Programmable Thermostat | Standard Heating and Cooling System with Programmable Thermostat | Standard Heating and Cooling System with Manual Thermostat | Commercial | Existing | Schools K-12 | FL Zone 2 | Per End Use Consumption | 0% | 196876.9732 | 189789.4021 | 7087.571 | 0.036 | 11 | 0.084157 | -1.1646 | 0 | no base cost | 0 | 0 | 69.99 | https://www.honeywellstore.com/store/products/honeywell-programmable-thermostat-rth6360d.htm | 105 | rate at $70/per labor hour, assume 1.5. hours work, reference: https://www.fixr.com/costs/thermostat-installation | 174.99 | thermostat | 42 | 7349.58
Nonequipment | Programmable Thermostat | Standard Heating and Cooling System with Programmable Thermostat | Standard Heating and Cooling System with Manual Thermostat | Commercial | Existing | Warehouse | FL Zone 2 | Per End Use Consumption | 0% | 19557.8341 | 18853.7521 | 704.082 | 0.036 | 11 | 0.0083602 | -0.11569 | 0 | no base cost | 0 | 0 | 69.99 | https://www.honeywellstore.com/store/products/honeywell-programmable-thermostat-rth6360d.htm | 105 | rate at $70/per labor hour, assume 1.5. hours work, reference: https://www.fixr.com/costs/thermostat-installation | 174.99 | thermostat | 13 | 2274.87
Nonequipment | Programmable Thermostat | Standard Heating and Cooling System with Programmable Thermostat | Standard Heating and Cooling System with Manual Thermostat | Commercial | New | Assembly | FL Zone 2 | Per End Use Consumption | 0% | 48078.2351 | 46347.4186 | 1730.8165 | 0.036 | 11 | 0.020551 | -0.2844 | 0 | no base cost | 0 | 0 | 69.99 | https://www.honeywellstore.com/store/products/honeywell-programmable-thermostat-rth6360d.htm | 105 | rate at $70/per labor hour, assume 1.5. hours work, reference: https://www.fixr.com/costs/thermostat-installation | 174.99 | thermostat | 16 | 2799.84
Nonequipment | Programmable Thermostat | Standard Heating and Cooling System with Programmable Thermostat | Standard Heating and Cooling System with Manual Thermostat | Commercial | New | College and University | FL Zone 2 | Per End Use Consumption | 0% | 287152.3197 | 276814.8362 | 10337.4835 | 0.036 | 11 | 0.86408 | 0.25527 | 0 | no base cost | 0 | 0 | 69.99 | https://www.honeywellstore.com/store/products/honeywell-programmable-thermostat-rth6360d.htm | 105 | rate at $70/per labor hour, assume 1.5. hours work, reference: https://www.fixr.com/costs/thermostat-installation | 174.99 | thermostat | 61 | 10674.39
Nonequipment | Programmable Thermostat | Standard Heating and Cooling System with Programmable Thermostat | Standard Heating and Cooling System with Manual Thermostat | Commercial | New | Grocery | FL Zone 2 | Per End Use Consumption | 0% | 115753.0083 | 111585.9 | 4167.1083 | 0.036 | 11 | 1.5442 | -0.0029304 | 0 | no base cost | 0 | 0 | 69.99 | https://www.honeywellstore.com/store/products/honeywell-programmable-thermostat-rth6360d.htm | 105 | rate at $70/per labor hour, assume 1.5. hours work, reference: https://www.fixr.com/costs/thermostat-installation | 174.99 | thermostat | 4 | 699.96
Nonequipment | Programmable Thermostat | Standard Heating and Cooling System with Programmable Thermostat | Standard Heating and Cooling System with Manual Thermostat | Commercial | New | Healthcare | FL Zone 2 | Per End Use Consumption | 0% | 202047.3819 | 194773.6761 | 7273.7057 | 0.036 | 11 | 0.086367 | -1.1952 | 0 | no base cost | 0 | 0 | 69.99 | https://www.honeywellstore.com/store/products/honeywell-programmable-thermostat-rth6360d.htm | 105 | rate at $70/per labor hour, assume 1.5. hours work, reference: https://www.fixr.com/costs/thermostat-installation | 174.99 | thermostat | 17 | 2974.83
Nonequipment | Programmable Thermostat | Standard Heating and Cooling System with Programmable Thermostat | Standard Heating and Cooling System with Manual Thermostat | Commercial | New | Hospitals | FL Zone 2 | Per End Use Consumption | 0% | 2105301.9288 | 2029511.0593 | 75790.8694 | 0.036 | 11 | 6.3351 | 1.8716 | 0 | no base cost | 0 | 0 | 69.99 | https://www.honeywellstore.com/store/products/honeywell-programmable-thermostat-rth6360d.htm | 105 | rate at $70/per labor hour, assume 1.5. hours work, reference: https://www.fixr.com/costs/thermostat-installation | 174.99 | thermostat | 168 | 29398.32
Nonequipment | Programmable Thermostat | Standard Heating and Cooling System with Programmable Thermostat | Standard Heating and Cooling System with Manual Thermostat | Commercial | New | Institutional | FL Zone 2 | Per End Use Consumption | 0% | 233568.925 | 225160.4437 | 8408.4813 | 0.036 | 11 | 0.099841 | -1.3816 | 0 | no base cost | 0 | 0 | 69.99 | https://www.honeywellstore.com/store/products/honeywell-programmable-thermostat-rth6360d.htm | 105 | rate at $70/per labor hour, assume 1.5. hours work, reference: https://www.fixr.com/costs/thermostat-installation | 174.99 | thermostat | 17 | 2974.83
Nonequipment | Programmable Thermostat | Standard Heating and Cooling System with Programmable Thermostat | Standard Heating and Cooling System with Manual Thermostat | Commercial | New | Lodging/Hospitality | FL Zone 2 | Per End Use Consumption | 0% | 191602.1762 | 184704.4978 | 6897.6783 | 0.036 | 11 | -0.22094 | 20.6086 | 0 | no base cost | 0 | 0 | 69.99 | https://www.honeywellstore.com/store/products/honeywell-programmable-thermostat-rth6360d.htm | 105 | rate at $70/per labor hour, assume 1.5. hours work, reference: https://www.fixr.com/costs/thermostat-installation | 174.99 | thermostat | 27 | 4724.73
Nonequipment | Programmable Thermostat | Standard Heating and Cooling System with Programmable Thermostat | Standard Heating and Cooling System with Manual Thermostat | Commercial | New | Miscellaneous | FL Zone 2 | Per End Use Consumption | 0% | 2226772.3297 | 2146608.5258 | 80163.8039 | 0.036 | 11 | 0.95185 | -13.172 | 0 | no base cost | 0 | 0 | 69.99 | https://www.honeywellstore.com/store/products/honeywell-programmable-thermostat-rth6360d.htm | 105 | rate at $70/per labor hour, assume 1.5. hours work, reference: https://www.fixr.com/costs/thermostat-installation | 174.99 | thermostat | 231 | 40422.69
Nonequipment | Programmable Thermostat | Standard Heating and Cooling System with Programmable Thermostat | Standard Heating and Cooling System with Manual Thermostat | Commercial | New | Offices | FL Zone 2 | Per End Use Consumption | 0% | 166452.0881 | 160459.8129 | 5992.2752 | 0.036 | 11 | 0.071151 | -0.98461 | 0 | no base cost | 0 | 0 | 69.99 | https://www.honeywellstore.com/store/products/honeywell-programmable-thermostat-rth6360d.htm | 105 | rate at $70/per labor hour, assume 1.5. hours work, reference: https://www.fixr.com/costs/thermostat-installation | 174.99 | thermostat | 13 | 2274.87
Nonequipment | Programmable Thermostat | Standard Heating and Cooling System with Programmable Thermostat | Standard Heating and Cooling System with Manual Thermostat | Commercial | New | Restaurants | FL Zone 2 | Per End Use Consumption | 0% | 120615.3416 | 116273.1893 | 4342.1523 | 0.036 | 11 | 1.6091 | -0.0030535 | 0 | no base cost | 0 | 0 | 69.99 | https://www.honeywellstore.com/store/products/honeywell-programmable-thermostat-rth6360d.htm | 105 | rate at $70/per labor hour, assume 1.5. hours work, reference: https://www.fixr.com/costs/thermostat-installation | 174.99 | thermostat | 5 | 874.95
Nonequipment | Programmable Thermostat | Standard Heating and Cooling System with Programmable Thermostat | Standard Heating and Cooling System with Manual Thermostat | Commercial | New | Retail | FL Zone 2 | Per End Use Consumption | 0% | 52681.844 | 50785.2976 | 1896.5464 | 0.036 | 11 | 0.70282 | -0.0013337 | 0 | no base cost | 0 | 0 | 69.99 | https://www.honeywellstore.com/store/products/honeywell-programmable-thermostat-rth6360d.htm | 105 | rate at $70/per labor hour, assume 1.5. hours work, reference: https://www.fixr.com/costs/thermostat-installation | 174.99 | thermostat | 10 | 1749.9
Nonequipment | Programmable Thermostat | Standard Heating and Cooling System with Programmable Thermostat | Standard Heating and Cooling System with Manual Thermostat | Commercial | New | Schools K-12 | FL Zone 2 | Per End Use Consumption | 0% | 196876.9732 | 189789.4021 | 7087.571 | 0.036 | 11 | 0.084157 | -1.1646 | 0 | no base cost | 0 | 0 | 69.99 | https://www.honeywellstore.com/store/products/honeywell-programmable-thermostat-rth6360d.htm | 105 | rate at $70/per labor hour, assume 1.5. hours work, reference: https://www.fixr.com/costs/thermostat-installation | 174.99 | thermostat | 42 | 7349.58
Nonequipment | Programmable Thermostat | Standard Heating and Cooling System with Programmable Thermostat | Standard Heating and Cooling System with Manual Thermostat | Commercial | New | Warehouse | FL Zone 2 | Per End Use Consumption | 0% | 19557.8341 | 18853.7521 | 704.082 | 0.036 | 11 | 0.0083602 | -0.11569 | 0 | no base cost | 0 | 0 | 69.99 | https://www.honeywellstore.com/store/products/honeywell-programmable-thermostat-rth6360d.htm | 105 | rate at $70/per labor hour, assume 1.5. hours work, reference: https://www.fixr.com/costs/thermostat-installation | 174.99 | thermostat | 13 | 2274.87
Nonequipment | Roof Insulation | Roof Insulation (built-up roof applicable to flat/low slope roofs) | Code-Compliant Flat Roof | Commercial | Existing | Assembly | FL Zone 2 | Square feet | 58.5% | 3.7877 | 3.5375 | 0.25021 | 0.06606 | 20 | 5.0069e-06 | 0.00011287 | 1.22 | RS Means Green Building Cost Data 2014 (Table 7.21.16.20) | 0 | 0 | 1.9 | RS Means Green Building Cost Data 2014 (Table 7.21.16.20) | 0 | 0 | 0.68 | sq ft |  | 0.68
Nonequipment | Roof Insulation | Roof Insulation (built-up roof applicable to flat/low slope roofs) | Code-Compliant Flat Roof | Commercial | Existing | College and University | FL Zone 2 | Square feet | 37.5% | 11.0507 | 10.8004 | 0.25021 | 0.022642 | 20 | 0.00010348 | 6.0955e-05 | 1.22 | RS Means Green Building Cost Data 2014 (Table 7.21.16.20) | 0 | 0 | 1.9 | RS Means Green Building Cost Data 2014 (Table 7.21.16.20) | 0 | 0 | 0.68 | sq ft |  | 0.68
Nonequipment | Roof Insulation | Roof Insulation (built-up roof applicable to flat/low slope roofs) | Code-Compliant Flat Roof | Commercial | Existing | Grocery | FL Zone 2 | Square feet | 58.5% | 31.0105 | 30.7603 | 0.25021 | 0.0080687 | 20 | 5.1061e-05 | 0.00011677 | 1.22 | RS Means Green Building Cost Data 2014 (Table 7.21.16.20) | 0 | 0 | 1.9 | RS Means Green Building Cost Data 2014 (Table 7.21.16.20) | 0 | 0 | 0.68 | sq ft |  | 0.68
Nonequipment | Roof Insulation | Roof Insulation (built-up roof applicable to flat/low slope roofs) | Code-Compliant Flat Roof | Commercial | Existing | Healthcare | FL Zone 2 | Square feet | 37.5% | 15.0829 | 14.8327 | 0.25021 | 0.016589 | 20 | 5.0069e-06 | 0.00011287 | 1.22 | RS Means Green Building Cost Data 2014 (Table 7.21.16.20) | 0 | 0 | 1.9 | RS Means Green Building Cost Data 2014 (Table 7.21.16.20) | 0 | 0 | 0.68 | sq ft |  | 0.68
Nonequipment | Roof Insulation | Roof Insulation (built-up roof applicable to flat/low slope roofs) | Code-Compliant Flat Roof | Commercial | Existing | Hospitals | FL Zone 2 | Square feet | 58.5% | 81.2975 | 81.0473 | 0.25021 | 0.0030777 | 20 | 0.00010348 | 6.0955e-05 | 1.22 | RS Means Green Building Cost Data 2014 (Table 7.21.16.20) | 0 | 0 | 1.9 | RS Means Green Building Cost Data 2014 (Table 7.21.16.20) | 0 | 0 | 0.68 | sq ft |  | 0.68
Nonequipment | Roof Insulation | Roof Insulation (built-up roof applicable to flat/low slope roofs) | Code-Compliant Flat Roof | Commercial | Existing | Institutional | FL Zone 2 | Square feet | 58.5% | 56.2721 | 56.0219 | 0.25021 | 0.0044465 | 20 | 5.0069e-06 | 0.00011287 | 1.22 | RS Means Green Building Cost Data 2014 (Table 7.21.16.20) | 0 | 0 | 1.9 | RS Means Green Building Cost Data 2014 (Table 7.21.16.20) | 0 | 0 | 0.68 | sq ft |  | 0.68
Nonequipment | Roof Insulation | Roof Insulation (built-up roof applicable to flat/low slope roofs) | Code-Compliant Flat Roof | Commercial | Existing | Lodging/Hospitality | FL Zone 2 | Square feet | 43.5% | 34.7257 | 34.4755 | 0.25021 | 0.0072054 | 20 | 0.00010348 | 6.0955e-05 | 1.22 | RS Means Green Building Cost Data 2014 (Table 7.21.16.20) | 0 | 0 | 1.9 | RS Means Green Building Cost Data 2014 (Table 7.21.16.20) | 0 | 0 | 0.68 | sq ft |  | 0.68
Nonequipment | Roof Insulation | Roof Insulation (built-up roof applicable to flat/low slope roofs) | Code-Compliant Flat Roof | Commercial | Existing | Miscellaneous | FL Zone 2 | Square feet | 49.96% | 107.2344 | 106.9842 | 0.25021 | 0.0023333 | 20 | 5.0069e-06 | 0.00011287 | 1.22 | RS Means Green Building Cost Data 2014 (Table 7.21.16.20) | 0 | 0 | 1.9 | RS Means Green Building Cost Data 2014 (Table 7.21.16.20) | 0 | 0 | 0.68 | sq ft |  | 0.68
Nonequipment | Roof Insulation | Roof Insulation (built-up roof applicable to flat/low slope roofs) | Code-Compliant Flat Roof | Commercial | Existing | Offices | FL Zone 2 | Square feet | 37.5% | 58.1979 | 57.9477 | 0.25021 | 0.0042993 | 20 | 5.0069e-06 | 0.00011287 | 1.22 | RS Means Green Building Cost Data 2014 (Table 7.21.16.20) | 0 | 0 | 1.9 | RS Means Green Building Cost Data 2014 (Table 7.21.16.20) | 0 | 0 | 0.68 | sq ft |  | 0.68
Nonequipment | Roof Insulation | Roof Insulation (built-up roof applicable to flat/low slope roofs) | Code-Compliant Flat Roof | Commercial | Existing | Restaurants | FL Zone 2 | Square feet | 37.5% | 31.354 | 31.1038 | 0.25021 | 0.0079803 | 20 | 5.1061e-05 | 0.00011677 | 1.22 | RS Means Green Building Cost Data 2014 (Table 7.21.16.20) | 0 | 0 | 1.9 | RS Means Green Building Cost Data 2014 (Table 7.21.16.20) | 0 | 0 | 0.68 | sq ft |  | 0.68
Nonequipment | Roof Insulation | Roof Insulation (built-up roof applicable to flat/low slope roofs) | Code-Compliant Flat Roof | Commercial | Existing | Retail | FL Zone 2 | Square feet | 58.5% | 5.9824 | 5.7321 | 0.25021 | 0.041825 | 20 | 5.1061e-05 | 0.00011677 | 1.22 | RS Means Green Building Cost Data 2014 (Table 7.21.16.20) | 0 | 0 | 1.9 | RS Means Green Building Cost Data 2014 (Table 7.21.16.20) | 0 | 0 | 0.68 | sq ft |  | 0.68
Nonequipment | Roof Insulation | Roof Insulation (built-up roof applicable to flat/low slope roofs) | Code-Compliant Flat Roof | Commercial | Existing | Schools K-12 | FL Zone 2 | Square feet | 37.5% | 5.1058 | 4.8555 | 0.25021 | 0.049006 | 20 | 5.0069e-06 | 0.00011287 | 1.22 | RS Means Green Building Cost Data 2014 (Table 7.21.16.20) | 0 | 0 | 1.9 | RS Means Green Building Cost Data 2014 (Table 7.21.16.20) | 0 | 0 | 0.68 | sq ft |  | 0.68
Nonequipment | Roof Insulation | Roof Insulation (built-up roof applicable to flat/low slope roofs) | Code-Compliant Flat Roof | Commercial | Existing | Warehouse | FL Zone 2 | Square feet | 58.5% | 1.4026 | 1.1523 | 0.25021 | 0.1784 | 20 | 2.8393e-05 | 5.0661e-05 | 1.22 | RS Means Green Building Cost Data 2014 (Table 7.21.16.20) | 0 | 0 | 1.9 | RS Means Green Building Cost Data 2014 (Table 7.21.16.20) | 0 | 0 | 0.68 | sq ft |  | 0.68
Nonequipment | Roof Insulation | Roof Insulation (built-up roof applicable to flat/low slope roofs) | Code-Compliant Flat Roof | Commercial | New | Assembly | FL Zone 2 | Square feet | 58.5% | 3.7877 | 3.6634 | 0.12432 | 0.032823 | 20 | 2.4877e-06 | 5.6079e-05 | 1.22 | RS Means Green Building Cost Data 2014 (Table 7.21.16.20) | 0 | 0 | 1.9 | RS Means Green Building Cost Data 2014 (Table 7.21.16.20) | 0 | 0 | 0.68 | sq ft |  | 0.68
Nonequipment | Roof Insulation | Roof Insulation (built-up roof applicable to flat/low slope roofs) | Code-Compliant Flat Roof | Commercial | New | College and University | FL Zone 2 | Square feet | 37.5% | 11.0507 | 10.9263 | 0.12432 | 0.01125 | 20 | 5.1417e-05 | 3.0286e-05 | 1.22 | RS Means Green Building Cost Data 2014 (Table 7.21.16.20) | 0 | 0 | 1.9 | RS Means Green Building Cost Data 2014 (Table 7.21.16.20) | 0 | 0 | 0.68 | sq ft |  | 0.68
Nonequipment | Roof Insulation | Roof Insulation (built-up roof applicable to flat/low slope roofs) | Code-Compliant Flat Roof | Commercial | New | Grocery | FL Zone 2 | Square feet | 58.5% | 31.0105 | 30.8862 | 0.12432 | 0.004009 | 20 | 2.537e-05 | 5.8021e-05 | 1.22 | RS Means Green Building Cost Data 2014 (Table 7.21.16.20) | 0 | 0 | 1.9 | RS Means Green Building Cost Data 2014 (Table 7.21.16.20) | 0 | 0 | 0.68 | sq ft |  | 0.68
Nonequipment | Roof Insulation | Roof Insulation (built-up roof applicable to flat/low slope roofs) | Code-Compliant Flat Roof | Commercial | New | Healthcare | FL Zone 2 | Square feet | 37.5% | 15.0829 | 14.9586 | 0.12432 | 0.0082426 | 20 | 2.4877e-06 | 5.6079e-05 | 1.22 | RS Means Green Building Cost Data 2014 (Table 7.21.16.20) | 0 | 0 | 1.9 | RS Means Green Building Cost Data 2014 (Table 7.21.16.20) | 0 | 0 | 0.68 | sq ft |  | 0.68
Nonequipment | Roof Insulation | Roof Insulation (built-up roof applicable to flat/low slope roofs) | Code-Compliant Flat Roof | Commercial | New | Hospitals | FL Zone 2 | Square feet | 58.5% | 81.2975 | 81.1732 | 0.12432 | 0.0015292 | 20 | 5.1417e-05 | 3.0286e-05 | 1.22 | RS Means Green Building Cost Data 2014 (Table 7.21.16.20) | 0 | 0 | 1.9 | RS Means Green Building Cost Data 2014 (Table 7.21.16.20) | 0 | 0 | 0.68 | sq ft |  | 0.68
Nonequipment | Roof Insulation | Roof Insulation (built-up roof applicable to flat/low slope roofs) | Code-Compliant Flat Roof | Commercial | New | Institutional | FL Zone 2 | Square feet | 58.5% | 56.2721 | 56.1478 | 0.12432 | 0.0022093 | 20 | 2.4877e-06 | 5.6079e-05 | 1.22 | RS Means Green Building Cost Data 2014 (Table 7.21.16.20) | 0 | 0 | 1.9 | RS Means Green Building Cost Data 2014 (Table 7.21.16.20) | 0 | 0 | 0.68 | sq ft |  | 0.68
Nonequipment | Roof Insulation | Roof Insulation (built-up roof applicable to flat/low slope roofs) | Code-Compliant Flat Roof | Commercial | New | Lodging/Hospitality | FL Zone 2 | Square feet | 37.5% | 34.7257 | 34.6014 | 0.12432 | 0.0035801 | 20 | 5.1417e-05 | 3.0286e-05 | 1.22 | RS Means Green Building Cost Data 2014 (Table 7.21.16.20) | 0 | 0 | 1.9 | RS Means Green Building Cost Data 2014 (Table 7.21.16.20) | 0 | 0 | 0.68 | sq ft |  | 0.68
Nonequipment | Roof Insulation | Roof Insulation (built-up roof applicable to flat/low slope roofs) | Code-Compliant Flat Roof | Commercial | New | Miscellaneous | FL Zone 2 | Square feet | 49.96% | 107.2344 | 107.1101 | 0.12432 | 0.0011593 | 20 | 2.4877e-06 | 5.6079e-05 | 1.22 | RS Means Green Building Cost Data 2014 (Table 7.21.16.20) | 0 | 0 | 1.9 | RS Means Green Building Cost Data 2014 (Table 7.21.16.20) | 0 | 0 | 0.68 | sq ft |  | 0.68
Nonequipment | Roof Insulation | Roof Insulation (built-up roof applicable to flat/low slope roofs) | Code-Compliant Flat Roof | Commercial | New | Offices | FL Zone 2 | Square feet | 37.5% | 58.1979 | 58.0736 | 0.12432 | 0.0021362 | 20 | 2.4877e-06 | 5.6079e-05 | 1.22 | RS Means Green Building Cost Data 2014 (Table 7.21.16.20) | 0 | 0 | 1.9 | RS Means Green Building Cost Data 2014 (Table 7.21.16.20) | 0 | 0 | 0.68 | sq ft |  | 0.68
Nonequipment | Roof Insulation | Roof Insulation (built-up roof applicable to flat/low slope roofs) | Code-Compliant Flat Roof | Commercial | New | Restaurants | FL Zone 2 | Square feet | 37.5% | 31.354 | 31.2297 | 0.12432 | 0.0039651 | 20 | 2.537e-05 | 5.8021e-05 | 1.22 | RS Means Green Building Cost Data 2014 (Table 7.21.16.20) | 0 | 0 | 1.9 | RS Means Green Building Cost Data 2014 (Table 7.21.16.20) | 0 | 0 | 0.68 | sq ft |  | 0.68
Nonequipment | Roof Insulation | Roof Insulation (built-up roof applicable to flat/low slope roofs) | Code-Compliant Flat Roof | Commercial | New | Retail | FL Zone 2 | Square feet | 58.5% | 5.9824 | 5.858 | 0.12432 | 0.020781 | 20 | 2.537e-05 | 5.8021e-05 | 1.22 | RS Means Green Building Cost Data 2014 (Table 7.21.16.20) | 0 | 0 | 1.9 | RS Means Green Building Cost Data 2014 (Table 7.21.16.20) | 0 | 0 | 0.68 | sq ft |  | 0.68
Nonequipment | Roof Insulation | Roof Insulation (built-up roof applicable to flat/low slope roofs) | Code-Compliant Flat Roof | Commercial | New | Schools K-12 | FL Zone 2 | Square feet | 37.5% | 5.1058 | 4.9814 | 0.12432 | 0.024349 | 20 | 2.4877e-06 | 5.6079e-05 | 1.22 | RS Means Green Building Cost Data 2014 (Table 7.21.16.20) | 0 | 0 | 1.9 | RS Means Green Building Cost Data 2014 (Table 7.21.16.20) | 0 | 0 | 0.68 | sq ft |  | 0.68
Nonequipment | Roof Insulation | Roof Insulation (built-up roof applicable to flat/low slope roofs) | Code-Compliant Flat Roof | Commercial | New | Warehouse | FL Zone 2 | Square feet | 58.5% | 1.4026 | 1.2782 | 0.12432 | 0.088639 | 20 | 1.4108e-05 | 2.5171e-05 | 1.22 | RS Means Green Building Cost Data 2014 (Table 7.21.16.20) | 0 | 0 | 1.9 | RS Means Green Building Cost Data 2014 (Table 7.21.16.20) | 0 | 0 | 0.68 | sq ft |  | 0.68
Nonequipment | Smart Thermostat | Standard Heating and Cooling System with Smart Thermostat | Standard Heating and Cooling System with Manual Thermostat | Commercial | Existing | Assembly | FL Zone 2 | Per End Use Consumption | 31.48% | 48078.2351 | 43270.4116 | 4807.8235 | 0.1 | 11 | 0.057087 | -0.78999 | 0 | no base cost | 0 | 0 | 169 | https://www.homedepot.com/p/ecobee-3-lite-7-Day-Programmable-Smart-Thermostat-with-Touchscreen-EB-STATE3LT-02/301500584 | 105 | rate at $70/per labor hour, assume 1.5. hours work, reference: https://www.fixr.com/costs/thermostat-installation | 274 | unit | 16 | 4384
Nonequipment | Smart Thermostat | Standard Heating and Cooling System with Smart Thermostat | Standard Heating and Cooling System with Manual Thermostat | Commercial | Existing | College and University | FL Zone 2 | Per End Use Consumption | 45.33% | 287152.3197 | 258437.0877 | 28715.232 | 0.1 | 11 | 2.4002 | 0.70909 | 0 | no base cost | 0 | 0 | 169 | https://www.homedepot.com/p/ecobee-3-lite-7-Day-Programmable-Smart-Thermostat-with-Touchscreen-EB-STATE3LT-02/301500584 | 105 | rate at $70/per labor hour, assume 1.5. hours work, reference: https://www.fixr.com/costs/thermostat-installation | 274 | unit | 61 | 16714
Nonequipment | Smart Thermostat | Standard Heating and Cooling System with Smart Thermostat | Standard Heating and Cooling System with Manual Thermostat | Commercial | Existing | Grocery | FL Zone 2 | Per End Use Consumption | 31.48% | 115753.0083 | 104177.7075 | 11575.3008 | 0.1 | 11 | 4.2896 | -0.0081399 | 0 | no base cost | 0 | 0 | 169 | https://www.homedepot.com/p/ecobee-3-lite-7-Day-Programmable-Smart-Thermostat-with-Touchscreen-EB-STATE3LT-02/301500584 | 105 | rate at $70/per labor hour, assume 1.5. hours work, reference: https://www.fixr.com/costs/thermostat-installation | 274 | unit | 4 | 1096
Nonequipment | Smart Thermostat | Standard Heating and Cooling System with Smart Thermostat | Standard Heating and Cooling System with Manual Thermostat | Commercial | Existing | Healthcare | FL Zone 2 | Per End Use Consumption | 45.33% | 202047.3819 | 181842.6437 | 20204.7382 | 0.1 | 11 | 0.23991 | -3.3199 | 0 | no base cost | 0 | 0 | 169 | https://www.homedepot.com/p/ecobee-3-lite-7-Day-Programmable-Smart-Thermostat-with-Touchscreen-EB-STATE3LT-02/301500584 | 105 | rate at $70/per labor hour, assume 1.5. hours work, reference: https://www.fixr.com/costs/thermostat-installation | 274 | unit | 17 | 4658
Nonequipment | Smart Thermostat | Standard Heating and Cooling System with Smart Thermostat | Standard Heating and Cooling System with Manual Thermostat | Commercial | Existing | Hospitals | FL Zone 2 | Per End Use Consumption | 31.48% | 2105301.9288 | 1894771.7359 | 210530.1929 | 0.1 | 11 | 17.5975 | 5.1988 | 0 | no base cost | 0 | 0 | 169 | https://www.homedepot.com/p/ecobee-3-lite-7-Day-Programmable-Smart-Thermostat-with-Touchscreen-EB-STATE3LT-02/301500584 | 105 | rate at $70/per labor hour, assume 1.5. hours work, reference: https://www.fixr.com/costs/thermostat-installation | 274 | unit | 168 | 46032
Nonequipment | Smart Thermostat | Standard Heating and Cooling System with Smart Thermostat | Standard Heating and Cooling System with Manual Thermostat | Commercial | Existing | Institutional | FL Zone 2 | Per End Use Consumption | 31.48% | 233568.925 | 210212.0325 | 23356.8925 | 0.1 | 11 | 0.27734 | -3.8379 | 0 | no base cost | 0 | 0 | 169 | https://www.homedepot.com/p/ecobee-3-lite-7-Day-Programmable-Smart-Thermostat-with-Touchscreen-EB-STATE3LT-02/301500584 | 105 | rate at $70/per labor hour, assume 1.5. hours work, reference: https://www.fixr.com/costs/thermostat-installation | 274 | unit | 17 | 4658
Nonequipment | Smart Thermostat | Standard Heating and Cooling System with Smart Thermostat | Standard Heating and Cooling System with Manual Thermostat | Commercial | Existing | Lodging/Hospitality | FL Zone 2 | Per End Use Consumption | 45.33% | 191602.1762 | 172441.9586 | 19160.2176 | 0.1 | 11 | -0.61374 | 57.2461 | 0 | no base cost | 0 | 0 | 169 | https://www.homedepot.com/p/ecobee-3-lite-7-Day-Programmable-Smart-Thermostat-with-Touchscreen-EB-STATE3LT-02/301500584 | 105 | rate at $70/per labor hour, assume 1.5. hours work, reference: https://www.fixr.com/costs/thermostat-installation | 274 | unit | 27 | 7398
Nonequipment | Smart Thermostat | Standard Heating and Cooling System with Smart Thermostat | Standard Heating and Cooling System with Manual Thermostat | Commercial | Existing | Miscellaneous | FL Zone 2 | Per End Use Consumption | 22.46% | 2226772.3297 | 2004095.0967 | 222677.233 | 0.1 | 11 | 2.644 | -36.5889 | 0 | no base cost | 0 | 0 | 169 | https://www.homedepot.com/p/ecobee-3-lite-7-Day-Programmable-Smart-Thermostat-with-Touchscreen-EB-STATE3LT-02/301500584 | 105 | rate at $70/per labor hour, assume 1.5. hours work, reference: https://www.fixr.com/costs/thermostat-installation | 274 | unit | 231 | 63294
Nonequipment | Smart Thermostat | Standard Heating and Cooling System with Smart Thermostat | Standard Heating and Cooling System with Manual Thermostat | Commercial | Existing | Offices | FL Zone 2 | Per End Use Consumption | 45.33% | 166452.0881 | 149806.8793 | 16645.2088 | 0.1 | 11 | 0.19764 | -2.735 | 0 | no base cost | 0 | 0 | 169 | https://www.homedepot.com/p/ecobee-3-lite-7-Day-Programmable-Smart-Thermostat-with-Touchscreen-EB-STATE3LT-02/301500584 | 105 | rate at $70/per labor hour, assume 1.5. hours work, reference: https://www.fixr.com/costs/thermostat-installation | 274 | unit | 13 | 3562
Nonequipment | Smart Thermostat | Standard Heating and Cooling System with Smart Thermostat | Standard Heating and Cooling System with Manual Thermostat | Commercial | Existing | Restaurants | FL Zone 2 | Per End Use Consumption | 45.33% | 120615.3416 | 108553.8074 | 12061.5342 | 0.1 | 11 | 4.4698 | -0.0084818 | 0 | no base cost | 0 | 0 | 169 | https://www.homedepot.com/p/ecobee-3-lite-7-Day-Programmable-Smart-Thermostat-with-Touchscreen-EB-STATE3LT-02/301500584 | 105 | rate at $70/per labor hour, assume 1.5. hours work, reference: https://www.fixr.com/costs/thermostat-installation | 274 | unit | 5 | 1370
Nonequipment | Smart Thermostat | Standard Heating and Cooling System with Smart Thermostat | Standard Heating and Cooling System with Manual Thermostat | Commercial | Existing | Retail | FL Zone 2 | Per End Use Consumption | 31.48% | 52681.844 | 47413.6596 | 5268.1844 | 0.1 | 11 | 1.9523 | -0.0037047 | 0 | no base cost | 0 | 0 | 169 | https://www.homedepot.com/p/ecobee-3-lite-7-Day-Programmable-Smart-Thermostat-with-Touchscreen-EB-STATE3LT-02/301500584 | 105 | rate at $70/per labor hour, assume 1.5. hours work, reference: https://www.fixr.com/costs/thermostat-installation | 274 | unit | 10 | 2740
Nonequipment | Smart Thermostat | Standard Heating and Cooling System with Smart Thermostat | Standard Heating and Cooling System with Manual Thermostat | Commercial | Existing | Schools K-12 | FL Zone 2 | Per End Use Consumption | 45.33% | 196876.9732 | 177189.2758 | 19687.6973 | 0.1 | 11 | 0.23377 | -3.235 | 0 | no base cost | 0 | 0 | 169 | https://www.homedepot.com/p/ecobee-3-lite-7-Day-Programmable-Smart-Thermostat-with-Touchscreen-EB-STATE3LT-02/301500584 | 105 | rate at $70/per labor hour, assume 1.5. hours work, reference: https://www.fixr.com/costs/thermostat-installation | 274 | unit | 42 | 11508
Nonequipment | Smart Thermostat | Standard Heating and Cooling System with Smart Thermostat | Standard Heating and Cooling System with Manual Thermostat | Commercial | Existing | Warehouse | FL Zone 2 | Per End Use Consumption | 31.48% | 19557.8341 | 17602.0507 | 1955.7834 | 0.1 | 11 | 0.023223 | -0.32136 | 0 | no base cost | 0 | 0 | 169 | https://www.homedepot.com/p/ecobee-3-lite-7-Day-Programmable-Smart-Thermostat-with-Touchscreen-EB-STATE3LT-02/301500584 | 105 | rate at $70/per labor hour, assume 1.5. hours work, reference: https://www.fixr.com/costs/thermostat-installation | 274 | unit | 13 | 3562
Nonequipment | Smart Thermostat | Standard Heating and Cooling System with Smart Thermostat | Standard Heating and Cooling System with Manual Thermostat | Commercial | New | Assembly | FL Zone 2 | Per End Use Consumption | 31.48% | 48078.2351 | 43270.4116 | 4807.8235 | 0.1 | 11 | 0.057087 | -0.78999 | 0 | no base cost | 0 | 0 | 169 | https://www.homedepot.com/p/ecobee-3-lite-7-Day-Programmable-Smart-Thermostat-with-Touchscreen-EB-STATE3LT-02/301500584 | 105 | rate at $70/per labor hour, assume 1.5. hours work, reference: https://www.fixr.com/costs/thermostat-installation | 274 | unit | 16 | 4384
Nonequipment | Smart Thermostat | Standard Heating and Cooling System with Smart Thermostat | Standard Heating and Cooling System with Manual Thermostat | Commercial | New | College and University | FL Zone 2 | Per End Use Consumption | 45.33% | 287152.3197 | 258437.0877 | 28715.232 | 0.1 | 11 | 2.4002 | 0.70909 | 0 | no base cost | 0 | 0 | 169 | https://www.homedepot.com/p/ecobee-3-lite-7-Day-Programmable-Smart-Thermostat-with-Touchscreen-EB-STATE3LT-02/301500584 | 105 | rate at $70/per labor hour, assume 1.5. hours work, reference: https://www.fixr.com/costs/thermostat-installation | 274 | unit | 61 | 16714
Nonequipment | Smart Thermostat | Standard Heating and Cooling System with Smart Thermostat | Standard Heating and Cooling System with Manual Thermostat | Commercial | New | Grocery | FL Zone 2 | Per End Use Consumption | 31.48% | 115753.0083 | 104177.7075 | 11575.3008 | 0.1 | 11 | 4.2896 | -0.0081399 | 0 | no base cost | 0 | 0 | 169 | https://www.homedepot.com/p/ecobee-3-lite-7-Day-Programmable-Smart-Thermostat-with-Touchscreen-EB-STATE3LT-02/301500584 | 105 | rate at $70/per labor hour, assume 1.5. hours work, reference: https://www.fixr.com/costs/thermostat-installation | 274 | unit | 4 | 1096
Nonequipment | Smart Thermostat | Standard Heating and Cooling System with Smart Thermostat | Standard Heating and Cooling System with Manual Thermostat | Commercial | New | Healthcare | FL Zone 2 | Per End Use Consumption | 45.33% | 202047.3819 | 181842.6437 | 20204.7382 | 0.1 | 11 | 0.23991 | -3.3199 | 0 | no base cost | 0 | 0 | 169 | https://www.homedepot.com/p/ecobee-3-lite-7-Day-Programmable-Smart-Thermostat-with-Touchscreen-EB-STATE3LT-02/301500584 | 105 | rate at $70/per labor hour, assume 1.5. hours work, reference: https://www.fixr.com/costs/thermostat-installation | 274 | unit | 17 | 4658
Nonequipment | Smart Thermostat | Standard Heating and Cooling System with Smart Thermostat | Standard Heating and Cooling System with Manual Thermostat | Commercial | New | Hospitals | FL Zone 2 | Per End Use Consumption | 31.48% | 2105301.9288 | 1894771.7359 | 210530.1929 | 0.1 | 11 | 17.5975 | 5.1988 | 0 | no base cost | 0 | 0 | 169 | https://www.homedepot.com/p/ecobee-3-lite-7-Day-Programmable-Smart-Thermostat-with-Touchscreen-EB-STATE3LT-02/301500584 | 105 | rate at $70/per labor hour, assume 1.5. hours work, reference: https://www.fixr.com/costs/thermostat-installation | 274 | unit | 168 | 46032
Nonequipment | Smart Thermostat | Standard Heating and Cooling System with Smart Thermostat | Standard Heating and Cooling System with Manual Thermostat | Commercial | New | Institutional | FL Zone 2 | Per End Use Consumption | 31.48% | 233568.925 | 210212.0325 | 23356.8925 | 0.1 | 11 | 0.27734 | -3.8379 | 0 | no base cost | 0 | 0 | 169 | https://www.homedepot.com/p/ecobee-3-lite-7-Day-Programmable-Smart-Thermostat-with-Touchscreen-EB-STATE3LT-02/301500584 | 105 | rate at $70/per labor hour, assume 1.5. hours work, reference: https://www.fixr.com/costs/thermostat-installation | 274 | unit | 17 | 4658
Nonequipment | Smart Thermostat | Standard Heating and Cooling System with Smart Thermostat | Standard Heating and Cooling System with Manual Thermostat | Commercial | New | Lodging/Hospitality | FL Zone 2 | Per End Use Consumption | 45.33% | 191602.1762 | 172441.9586 | 19160.2176 | 0.1 | 11 | -0.61374 | 57.2461 | 0 | no base cost | 0 | 0 | 169 | https://www.homedepot.com/p/ecobee-3-lite-7-Day-Programmable-Smart-Thermostat-with-Touchscreen-EB-STATE3LT-02/301500584 | 105 | rate at $70/per labor hour, assume 1.5. hours work, reference: https://www.fixr.com/costs/thermostat-installation | 274 | unit | 27 | 7398
Nonequipment | Smart Thermostat | Standard Heating and Cooling System with Smart Thermostat | Standard Heating and Cooling System with Manual Thermostat | Commercial | New | Miscellaneous | FL Zone 2 | Per End Use Consumption | 22.46% | 2226772.3297 | 2004095.0967 | 222677.233 | 0.1 | 11 | 2.644 | -36.5889 | 0 | no base cost | 0 | 0 | 169 | https://www.homedepot.com/p/ecobee-3-lite-7-Day-Programmable-Smart-Thermostat-with-Touchscreen-EB-STATE3LT-02/301500584 | 105 | rate at $70/per labor hour, assume 1.5. hours work, reference: https://www.fixr.com/costs/thermostat-installation | 274 | unit | 231 | 63294
Nonequipment | Smart Thermostat | Standard Heating and Cooling System with Smart Thermostat | Standard Heating and Cooling System with Manual Thermostat | Commercial | New | Offices | FL Zone 2 | Per End Use Consumption | 45.33% | 166452.0881 | 149806.8793 | 16645.2088 | 0.1 | 11 | 0.19764 | -2.735 | 0 | no base cost | 0 | 0 | 169 | https://www.homedepot.com/p/ecobee-3-lite-7-Day-Programmable-Smart-Thermostat-with-Touchscreen-EB-STATE3LT-02/301500584 | 105 | rate at $70/per labor hour, assume 1.5. hours work, reference: https://www.fixr.com/costs/thermostat-installation | 274 | unit | 13 | 3562
Nonequipment | Smart Thermostat | Standard Heating and Cooling System with Smart Thermostat | Standard Heating and Cooling System with Manual Thermostat | Commercial | New | Restaurants | FL Zone 2 | Per End Use Consumption | 45.33% | 120615.3416 | 108553.8074 | 12061.5342 | 0.1 | 11 | 4.4698 | -0.0084818 | 0 | no base cost | 0 | 0 | 169 | https://www.homedepot.com/p/ecobee-3-lite-7-Day-Programmable-Smart-Thermostat-with-Touchscreen-EB-STATE3LT-02/301500584 | 105 | rate at $70/per labor hour, assume 1.5. hours work, reference: https://www.fixr.com/costs/thermostat-installation | 274 | unit | 5 | 1370
Nonequipment | Smart Thermostat | Standard Heating and Cooling System with Smart Thermostat | Standard Heating and Cooling System with Manual Thermostat | Commercial | New | Retail | FL Zone 2 | Per End Use Consumption | 31.48% | 52681.844 | 47413.6596 | 5268.1844 | 0.1 | 11 | 1.9523 | -0.0037047 | 0 | no base cost | 0 | 0 | 169 | https://www.homedepot.com/p/ecobee-3-lite-7-Day-Programmable-Smart-Thermostat-with-Touchscreen-EB-STATE3LT-02/301500584 | 105 | rate at $70/per labor hour, assume 1.5. hours work, reference: https://www.fixr.com/costs/thermostat-installation | 274 | unit | 10 | 2740
Nonequipment | Smart Thermostat | Standard Heating and Cooling System with Smart Thermostat | Standard Heating and Cooling System with Manual Thermostat | Commercial | New | Schools K-12 | FL Zone 2 | Per End Use Consumption | 45.33% | 196876.9732 | 177189.2758 | 19687.6973 | 0.1 | 11 | 0.23377 | -3.235 | 0 | no base cost | 0 | 0 | 169 | https://www.homedepot.com/p/ecobee-3-lite-7-Day-Programmable-Smart-Thermostat-with-Touchscreen-EB-STATE3LT-02/301500584 | 105 | rate at $70/per labor hour, assume 1.5. hours work, reference: https://www.fixr.com/costs/thermostat-installation | 274 | unit | 42 | 11508
Nonequipment | Smart Thermostat | Standard Heating and Cooling System with Smart Thermostat | Standard Heating and Cooling System with Manual Thermostat | Commercial | New | Warehouse | FL Zone 2 | Per End Use Consumption | 31.48% | 19557.8341 | 17602.0507 | 1955.7834 | 0.1 | 11 | 0.023223 | -0.32136 | 0 | no base cost | 0 | 0 | 169 | https://www.homedepot.com/p/ecobee-3-lite-7-Day-Programmable-Smart-Thermostat-with-Touchscreen-EB-STATE3LT-02/301500584 | 105 | rate at $70/per labor hour, assume 1.5. hours work, reference: https://www.fixr.com/costs/thermostat-installation | 274 | unit | 13 | 3562
Nonequipment | Thermal Energy Storage | Deploy thermal energy storage technology (ice harvester, etc) to shift load | 0 | Commercial | Existing | Assembly | FL Zone 2 | Per End Use Consumption | 50% | 40558.1631 | 41191.9419 | -633.7788 | -0.015626 | 20 | 3.9872 | 1.1505 | 0 | no base cost | 0 | 0 | 1128.84 | FPL program cost (average program cost per summer kW) | 71.687 | FPL contractor estimate on O&M costs for system | 1200.527 | kW | 3.9872 | 4786.7959
Nonequipment | Thermal Energy Storage | Deploy thermal energy storage technology (ice harvester, etc) to shift load | 0 | Commercial | Existing | College and University | FL Zone 2 | Per End Use Consumption | 66.67% | 242237.8979 | 246023.2086 | -3785.3107 | -0.015626 | 20 | 23.8142 | 6.8715 | 0 | no base cost | 0 | 0 | 1128.84 | FPL program cost (average program cost per summer kW) | 71.687 | FPL contractor estimate on O&M costs for system | 1200.527 | kW | 23.8142 | 28589.6422
Nonequipment | Thermal Energy Storage | Deploy thermal energy storage technology (ice harvester, etc) to shift load | 0 | Commercial | Existing | Grocery | FL Zone 2 | Per End Use Consumption | 33.33% | 97647.7064 | 99173.5903 | -1525.8839 | -0.015626 | 20 | 9.5997 | 2.77 | 0 | no base cost | 0 | 0 | 1128.84 | FPL program cost (average program cost per summer kW) | 71.687 | FPL contractor estimate on O&M costs for system | 1200.527 | kW | 9.5997 | 11524.6747
Nonequipment | Thermal Energy Storage | Deploy thermal energy storage technology (ice harvester, etc) to shift load | 0 | Commercial | Existing | Healthcare | FL Zone 2 | Per End Use Consumption | 20% | 170444.4983 | 173107.9353 | -2663.437 | -0.015626 | 20 | 16.7563 | 4.835 | 0 | no base cost | 0 | 0 | 1128.84 | FPL program cost (average program cost per summer kW) | 71.687 | FPL contractor estimate on O&M costs for system | 1200.527 | kW | 16.7563 | 20116.3701
Nonequipment | Thermal Energy Storage | Deploy thermal energy storage technology (ice harvester, etc) to shift load | 0 | Commercial | Existing | Hospitals | FL Zone 2 | Per End Use Consumption | 66.67% | 1776004.8545 | 1803757.4489 | -27752.5944 | -0.015626 | 20 | 174.5978 | 50.3796 | 0 | no base cost | 0 | 0 | 1128.84 | FPL program cost (average program cost per summer kW) | 71.687 | FPL contractor estimate on O&M costs for system | 1200.527 | kW | 174.5978 | 209609.4116
Nonequipment | Thermal Energy Storage | Deploy thermal energy storage technology (ice harvester, etc) to shift load | 0 | Commercial | Existing | Institutional | FL Zone 2 | Per End Use Consumption | 33.33% | 197035.6551 | 200114.6166 | -3078.9615 | -0.015626 | 20 | 19.3704 | 5.5893 | 0 | no base cost | 0 | 0 | 1128.84 | FPL program cost (average program cost per summer kW) | 71.687 | FPL contractor estimate on O&M costs for system | 1200.527 | kW | 19.3704 | 23254.7381
Nonequipment | Thermal Energy Storage | Deploy thermal energy storage technology (ice harvester, etc) to shift load | 0 | Commercial | Existing | Lodging/Hospitality | FL Zone 2 | Per End Use Consumption | 33.33% | 161633.0609 | 164158.8067 | -2525.7458 | -0.015626 | 20 | 15.89 | 4.585 | 0 | no base cost | 0 | 0 | 1128.84 | FPL program cost (average program cost per summer kW) | 71.687 | FPL contractor estimate on O&M costs for system | 1200.527 | kW | 15.89 | 19076.4179
Nonequipment | Thermal Energy Storage | Deploy thermal energy storage technology (ice harvester, etc) to shift load | 0 | Commercial | Existing | Miscellaneous | FL Zone 2 | Per End Use Consumption | 50% | 1878475.6776 | 1907829.524 | -29353.8464 | -0.015626 | 20 | 184.6717 | 53.2863 | 0 | no base cost | 0 | 0 | 1128.84 | FPL program cost (average program cost per summer kW) | 71.687 | FPL contractor estimate on O&M costs for system | 1200.527 | kW | 184.6717 | 221703.325
Nonequipment | Thermal Energy Storage | Deploy thermal energy storage technology (ice harvester, etc) to shift load | 0 | Commercial | Existing | Offices | FL Zone 2 | Per End Use Consumption | 33.33% | 140416.7794 | 142610.9907 | -2194.2113 | -0.015626 | 20 | 13.8043 | 3.9832 | 0 | no base cost | 0 | 0 | 1128.84 | FPL program cost (average program cost per summer kW) | 71.687 | FPL contractor estimate on O&M costs for system | 1200.527 | kW | 13.8043 | 16572.4088
Nonequipment | Thermal Energy Storage | Deploy thermal energy storage technology (ice harvester, etc) to shift load | 0 | Commercial | Existing | Restaurants | FL Zone 2 | Per End Use Consumption | 0% | 101749.5064 | 103339.4868 | -1589.9803 | -0.015626 | 20 | 10.0029 | 2.8863 | 0 | no base cost | 0 | 0 | 1128.84 | FPL program cost (average program cost per summer kW) | 71.687 | FPL contractor estimate on O&M costs for system | 1200.527 | kW | 10.0029 | 12008.7815
Nonequipment | Thermal Energy Storage | Deploy thermal energy storage technology (ice harvester, etc) to shift load | 0 | Commercial | Existing | Retail | FL Zone 2 | Per End Use Consumption | 20% | 44441.7066 | 45136.1713 | -694.4647 | -0.015626 | 20 | 4.369 | 1.2607 | 0 | no base cost | 0 | 0 | 1128.84 | FPL program cost (average program cost per summer kW) | 71.687 | FPL contractor estimate on O&M costs for system | 1200.527 | kW | 4.369 | 5245.1433
Nonequipment | Thermal Energy Storage | Deploy thermal energy storage technology (ice harvester, etc) to shift load | 0 | Commercial | Existing | Schools K-12 | FL Zone 2 | Per End Use Consumption | 33.33% | 166082.8099 | 168678.0894 | -2595.2794 | -0.015626 | 20 | 16.3275 | 4.7112 | 0 | no base cost | 0 | 0 | 1128.84 | FPL program cost (average program cost per summer kW) | 71.687 | FPL contractor estimate on O&M costs for system | 1200.527 | kW | 16.3275 | 19601.5906
Nonequipment | Thermal Energy Storage | Deploy thermal energy storage technology (ice harvester, etc) to shift load | 0 | Commercial | Existing | Warehouse | FL Zone 2 | Per End Use Consumption | 0% | 16498.7301 | 16756.5462 | -257.8161 | -0.015626 | 20 | 1.622 | 0.46802 | 0 | no base cost | 0 | 0 | 1128.84 | FPL program cost (average program cost per summer kW) | 71.687 | FPL contractor estimate on O&M costs for system | 1200.527 | kW | 1.622 | 1947.2295
Nonequipment | Thermal Energy Storage | Deploy thermal energy storage technology (ice harvester, etc) to shift load | 0 | Commercial | New | Assembly | FL Zone 2 | Per End Use Consumption | 50% | 40558.1631 | 41191.9419 | -633.7788 | -0.015626 | 20 | 3.9872 | 1.1505 | 0 | no base cost | 0 | 0 | 1128.84 | FPL program cost (average program cost per summer kW) | 71.687 | FPL contractor estimate on O&M costs for system | 1200.527 | kW | 3.9872 | 4786.7959
Nonequipment | Thermal Energy Storage | Deploy thermal energy storage technology (ice harvester, etc) to shift load | 0 | Commercial | New | College and University | FL Zone 2 | Per End Use Consumption | 66.67% | 242237.8979 | 246023.2086 | -3785.3107 | -0.015626 | 20 | 23.8142 | 6.8715 | 0 | no base cost | 0 | 0 | 1128.84 | FPL program cost (average program cost per summer kW) | 71.687 | FPL contractor estimate on O&M costs for system | 1200.527 | kW | 23.8142 | 28589.6422
Nonequipment | Thermal Energy Storage | Deploy thermal energy storage technology (ice harvester, etc) to shift load | 0 | Commercial | New | Grocery | FL Zone 2 | Per End Use Consumption | 33.33% | 97647.7064 | 99173.5903 | -1525.8839 | -0.015626 | 20 | 9.5997 | 2.77 | 0 | no base cost | 0 | 0 | 1128.84 | FPL program cost (average program cost per summer kW) | 71.687 | FPL contractor estimate on O&M costs for system | 1200.527 | kW | 9.5997 | 11524.6747
Nonequipment | Thermal Energy Storage | Deploy thermal energy storage technology (ice harvester, etc) to shift load | 0 | Commercial | New | Healthcare | FL Zone 2 | Per End Use Consumption | 20% | 170444.4983 | 173107.9353 | -2663.437 | -0.015626 | 20 | 16.7563 | 4.835 | 0 | no base cost | 0 | 0 | 1128.84 | FPL program cost (average program cost per summer kW) | 71.687 | FPL contractor estimate on O&M costs for system | 1200.527 | kW | 16.7563 | 20116.3701
Nonequipment | Thermal Energy Storage | Deploy thermal energy storage technology (ice harvester, etc) to shift load | 0 | Commercial | New | Hospitals | FL Zone 2 | Per End Use Consumption | 66.67% | 1776004.8545 | 1803757.4489 | -27752.5944 | -0.015626 | 20 | 174.5978 | 50.3796 | 0 | no base cost | 0 | 0 | 1128.84 | FPL program cost (average program cost per summer kW) | 71.687 | FPL contractor estimate on O&M costs for system | 1200.527 | kW | 174.5978 | 209609.4116
Nonequipment | Thermal Energy Storage | Deploy thermal energy storage technology (ice harvester, etc) to shift load | 0 | Commercial | New | Institutional | FL Zone 2 | Per End Use Consumption | 33.33% | 197035.6551 | 200114.6166 | -3078.9615 | -0.015626 | 20 | 19.3704 | 5.5893 | 0 | no base cost | 0 | 0 | 1128.84 | FPL program cost (average program cost per summer kW) | 71.687 | FPL contractor estimate on O&M costs for system | 1200.527 | kW | 19.3704 | 23254.7381
Nonequipment | Thermal Energy Storage | Deploy thermal energy storage technology (ice harvester, etc) to shift load | 0 | Commercial | New | Lodging/Hospitality | FL Zone 2 | Per End Use Consumption | 33.33% | 161633.0609 | 164158.8067 | -2525.7458 | -0.015626 | 20 | 15.89 | 4.585 | 0 | no base cost | 0 | 0 | 1128.84 | FPL program cost (average program cost per summer kW) | 71.687 | FPL contractor estimate on O&M costs for system | 1200.527 | kW | 15.89 | 19076.4179
Nonequipment | Thermal Energy Storage | Deploy thermal energy storage technology (ice harvester, etc) to shift load | 0 | Commercial | New | Miscellaneous | FL Zone 2 | Per End Use Consumption | 50% | 1878475.6776 | 1907829.524 | -29353.8464 | -0.015626 | 20 | 184.6717 | 53.2863 | 0 | no base cost | 0 | 0 | 1128.84 | FPL program cost (average program cost per summer kW) | 71.687 | FPL contractor estimate on O&M costs for system | 1200.527 | kW | 184.6717 | 221703.325
Nonequipment | Thermal Energy Storage | Deploy thermal energy storage technology (ice harvester, etc) to shift load | 0 | Commercial | New | Offices | FL Zone 2 | Per End Use Consumption | 33.33% | 140416.7794 | 142610.9907 | -2194.2113 | -0.015626 | 20 | 13.8043 | 3.9832 | 0 | no base cost | 0 | 0 | 1128.84 | FPL program cost (average program cost per summer kW) | 71.687 | FPL contractor estimate on O&M costs for system | 1200.527 | kW | 13.8043 | 16572.4088
Nonequipment | Thermal Energy Storage | Deploy thermal energy storage technology (ice harvester, etc) to shift load | 0 | Commercial | New | Restaurants | FL Zone 2 | Per End Use Consumption | 0% | 101749.5064 | 103339.4868 | -1589.9803 | -0.015626 | 20 | 10.0029 | 2.8863 | 0 | no base cost | 0 | 0 | 1128.84 | FPL program cost (average program cost per summer kW) | 71.687 | FPL contractor estimate on O&M costs for system | 1200.527 | kW | 10.0029 | 12008.7815
Nonequipment | Thermal Energy Storage | Deploy thermal energy storage technology (ice harvester, etc) to shift load | 0 | Commercial | New | Retail | FL Zone 2 | Per End Use Consumption | 20% | 44441.7066 | 45136.1713 | -694.4647 | -0.015626 | 20 | 4.369 | 1.2607 | 0 | no base cost | 0 | 0 | 1128.84 | FPL program cost (average program cost per summer kW) | 71.687 | FPL contractor estimate on O&M costs for system | 1200.527 | kW | 4.369 | 5245.1433
Nonequipment | Thermal Energy Storage | Deploy thermal energy storage technology (ice harvester, etc) to shift load | 0 | Commercial | New | Schools K-12 | FL Zone 2 | Per End Use Consumption | 33.33% | 166082.8099 | 168678.0894 | -2595.2794 | -0.015626 | 20 | 16.3275 | 4.7112 | 0 | no base cost | 0 | 0 | 1128.84 | FPL program cost (average program cost per summer kW) | 71.687 | FPL contractor estimate on O&M costs for system | 1200.527 | kW | 16.3275 | 19601.5906
Nonequipment | Thermal Energy Storage | Deploy thermal energy storage technology (ice harvester, etc) to shift load | 0 | Commercial | New | Warehouse | FL Zone 2 | Per End Use Consumption | 0% | 16498.7301 | 16756.5462 | -257.8161 | -0.015626 | 20 | 1.622 | 0.46802 | 0 | no base cost | 0 | 0 | 1128.84 | FPL program cost (average program cost per summer kW) | 71.687 | FPL contractor estimate on O&M costs for system | 1200.527 | kW | 1.622 | 1947.2295
Nonequipment | Wall Insulation | Increased Exterior Above-Grade Wall Insulation (R-See Table Below) | Market Average Existing Exterior Above-Grade Wall Insulation | Commercial | Existing | Assembly | FL Zone 2 | Per Square Foot | 0% | 12.0311 | 10.1463 | 1.8848 | 0.15666 | 20 | 3.7715e-05 | 0.00085018 | 0 | no base cost | 0 | 0 | 0.4058 | rate at $0.4058/sq.ft, reference: https://www.homewyse.com/costs/cost_of_wall_insulation.html | 0.5361 | rate at $53.61/per labor hour and 0.01 hr/sq.ft, referenrce: https://www.homewyse.com/costs/cost_of_wall_insulation.html | 0.9419 | sq ft |  | 0.9419
Nonequipment | Wall Insulation | Increased Exterior Above-Grade Wall Insulation (R-See Table Below) | Market Average Existing Exterior Above-Grade Wall Insulation | Commercial | Existing | College and University | FL Zone 2 | Per Square Foot | 0% | 18.8018 | 16.9712 | 1.8306 | 0.097361 | 20 | 0.00075709 | 0.00044595 | 0 | no base cost | 0 | 0 | 0.4058 | rate at $0.4058/sq.ft, reference: https://www.homewyse.com/costs/cost_of_wall_insulation.html | 0.5361 | rate at $53.61/per labor hour and 0.01 hr/sq.ft, referenrce: https://www.homewyse.com/costs/cost_of_wall_insulation.html | 0.9419 | sq ft |  | 0.9419
Nonequipment | Wall Insulation | Increased Exterior Above-Grade Wall Insulation (R-See Table Below) | Market Average Existing Exterior Above-Grade Wall Insulation | Commercial | Existing | Grocery | FL Zone 2 | Per Square Foot | 0% | 70.4368 | 68.5795 | 1.8573 | 0.026369 | 20 | 0.00037902 | 0.00086681 | 0 | no base cost | 0 | 0 | 0.4058 | rate at $0.4058/sq.ft, reference: https://www.homewyse.com/costs/cost_of_wall_insulation.html | 0.5361 | rate at $53.61/per labor hour and 0.01 hr/sq.ft, referenrce: https://www.homewyse.com/costs/cost_of_wall_insulation.html | 0.9419 | sq ft |  | 0.9419
Nonequipment | Wall Insulation | Increased Exterior Above-Grade Wall Insulation (R-See Table Below) | Market Average Existing Exterior Above-Grade Wall Insulation | Commercial | Existing | Healthcare | FL Zone 2 | Per Square Foot | 26.6% | 49.9992 | 48.1948 | 1.8045 | 0.03609 | 20 | 3.6108e-05 | 0.00081396 | 0 | no base cost | 0 | 0 | 0.4058 | rate at $0.4058/sq.ft, reference: https://www.homewyse.com/costs/cost_of_wall_insulation.html | 0.5361 | rate at $53.61/per labor hour and 0.01 hr/sq.ft, referenrce: https://www.homewyse.com/costs/cost_of_wall_insulation.html | 0.9419 | sq ft |  | 0.9419
Nonequipment | Wall Insulation | Increased Exterior Above-Grade Wall Insulation (R-See Table Below) | Market Average Existing Exterior Above-Grade Wall Insulation | Commercial | Existing | Hospitals | FL Zone 2 | Per Square Foot | 0% | 29.9435 | 28.0862 | 1.8573 | 0.062027 | 20 | 0.00076815 | 0.00045247 | 0 | no base cost | 0 | 0 | 0.4058 | rate at $0.4058/sq.ft, reference: https://www.homewyse.com/costs/cost_of_wall_insulation.html | 0.5361 | rate at $53.61/per labor hour and 0.01 hr/sq.ft, referenrce: https://www.homewyse.com/costs/cost_of_wall_insulation.html | 0.9419 | sq ft |  | 0.9419
Nonequipment | Wall Insulation | Increased Exterior Above-Grade Wall Insulation (R-See Table Below) | Market Average Existing Exterior Above-Grade Wall Insulation | Commercial | Existing | Institutional | FL Zone 2 | Per Square Foot | 0% | 17.25 | 15.4194 | 1.8306 | 0.10612 | 20 | 3.663e-05 | 0.00082573 | 0 | no base cost | 0 | 0 | 0.4058 | rate at $0.4058/sq.ft, reference: https://www.homewyse.com/costs/cost_of_wall_insulation.html | 0.5361 | rate at $53.61/per labor hour and 0.01 hr/sq.ft, referenrce: https://www.homewyse.com/costs/cost_of_wall_insulation.html | 0.9419 | sq ft |  | 0.9419
Nonequipment | Wall Insulation | Increased Exterior Above-Grade Wall Insulation (R-See Table Below) | Market Average Existing Exterior Above-Grade Wall Insulation | Commercial | Existing | Lodging/Hospitality | FL Zone 2 | Per Square Foot | 0% | 8.9677 | 7.1372 | 1.8306 | 0.20413 | 20 | 0.00075709 | 0.00044595 | 0 | no base cost | 0 | 0 | 0.4058 | rate at $0.4058/sq.ft, reference: https://www.homewyse.com/costs/cost_of_wall_insulation.html | 0.5361 | rate at $53.61/per labor hour and 0.01 hr/sq.ft, referenrce: https://www.homewyse.com/costs/cost_of_wall_insulation.html | 0.9419 | sq ft |  | 0.9419
Nonequipment | Wall Insulation | Increased Exterior Above-Grade Wall Insulation (R-See Table Below) | Market Average Existing Exterior Above-Grade Wall Insulation | Commercial | Existing | Miscellaneous | FL Zone 2 | Per Square Foot | 0% | 453.9659 | 452.1086 | 1.8573 | 0.0040913 | 20 | 3.7166e-05 | 0.0008378 | 0 | no base cost | 0 | 0 | 0.4058 | rate at $0.4058/sq.ft, reference: https://www.homewyse.com/costs/cost_of_wall_insulation.html | 0.5361 | rate at $53.61/per labor hour and 0.01 hr/sq.ft, referenrce: https://www.homewyse.com/costs/cost_of_wall_insulation.html | 0.9419 | sq ft |  | 0.9419
Nonequipment | Wall Insulation | Increased Exterior Above-Grade Wall Insulation (R-See Table Below) | Market Average Existing Exterior Above-Grade Wall Insulation | Commercial | Existing | Offices | FL Zone 2 | Per Square Foot | 17.1% | 12.327 | 10.4697 | 1.8573 | 0.15067 | 20 | 3.7166e-05 | 0.0008378 | 0 | no base cost | 0 | 0 | 0.4058 | rate at $0.4058/sq.ft, reference: https://www.homewyse.com/costs/cost_of_wall_insulation.html | 0.5361 | rate at $53.61/per labor hour and 0.01 hr/sq.ft, referenrce: https://www.homewyse.com/costs/cost_of_wall_insulation.html | 0.9419 | sq ft |  | 0.9419
Nonequipment | Wall Insulation | Increased Exterior Above-Grade Wall Insulation (R-See Table Below) | Market Average Existing Exterior Above-Grade Wall Insulation | Commercial | Existing | Restaurants | FL Zone 2 | Per Square Foot | 0% | 67.57 | 65.6852 | 1.8848 | 0.027894 | 20 | 0.00038463 | 0.00087962 | 0 | no base cost | 0 | 0 | 0.4058 | rate at $0.4058/sq.ft, reference: https://www.homewyse.com/costs/cost_of_wall_insulation.html | 0.5361 | rate at $53.61/per labor hour and 0.01 hr/sq.ft, referenrce: https://www.homewyse.com/costs/cost_of_wall_insulation.html | 0.9419 | sq ft |  | 0.9419
Nonequipment | Wall Insulation | Increased Exterior Above-Grade Wall Insulation (R-See Table Below) | Market Average Existing Exterior Above-Grade Wall Insulation | Commercial | Existing | Retail | FL Zone 2 | Per Square Foot | 15.96% | 19.9803 | 18.1229 | 1.8573 | 0.092958 | 20 | 0.00037902 | 0.00086681 | 0 | no base cost | 0 | 0 | 0.4058 | rate at $0.4058/sq.ft, reference: https://www.homewyse.com/costs/cost_of_wall_insulation.html | 0.5361 | rate at $53.61/per labor hour and 0.01 hr/sq.ft, referenrce: https://www.homewyse.com/costs/cost_of_wall_insulation.html | 0.9419 | sq ft |  | 0.9419
Nonequipment | Wall Insulation | Increased Exterior Above-Grade Wall Insulation (R-See Table Below) | Market Average Existing Exterior Above-Grade Wall Insulation | Commercial | Existing | Schools K-12 | FL Zone 2 | Per Square Foot | 0% | 33.6952 | 31.7822 | 1.9129 | 0.056772 | 20 | 3.8279e-05 | 0.00086289 | 0 | no base cost | 0 | 0 | 0.4058 | rate at $0.4058/sq.ft, reference: https://www.homewyse.com/costs/cost_of_wall_insulation.html | 0.5361 | rate at $53.61/per labor hour and 0.01 hr/sq.ft, referenrce: https://www.homewyse.com/costs/cost_of_wall_insulation.html | 0.9419 | sq ft |  | 0.9419
Nonequipment | Wall Insulation | Increased Exterior Above-Grade Wall Insulation (R-See Table Below) | Market Average Existing Exterior Above-Grade Wall Insulation | Commercial | Existing | Warehouse | FL Zone 2 | Per Square Foot | 0% | 7.0624 | 5.1776 | 1.8848 | 0.26688 | 20 | 0.00021388 | 0.00038161 | 0 | no base cost | 0 | 0 | 0.4058 | rate at $0.4058/sq.ft, reference: https://www.homewyse.com/costs/cost_of_wall_insulation.html | 0.5361 | rate at $53.61/per labor hour and 0.01 hr/sq.ft, referenrce: https://www.homewyse.com/costs/cost_of_wall_insulation.html | 0.9419 | sq ft |  | 0.9419
Nonequipment | Wall Insulation | Increased Exterior Above-Grade Wall Insulation (R-See Table Below) | Code-Compliant Exterior Above-Grade Wall Insulation | Commercial | New | Assembly | FL Zone 2 | Per Square Foot | 0% | 12.0311 | 12.0311 | 0 | 0 | 20 | 0 | 0 | 0 | no base cost | 0 | 0 | 0.4058 | rate at $0.4058/sq.ft, reference: https://www.homewyse.com/costs/cost_of_wall_insulation.html | 0.5361 | rate at $53.61/per labor hour and 0.01 hr/sq.ft, referenrce: https://www.homewyse.com/costs/cost_of_wall_insulation.html | 0.9419 | sq ft |  | 0.9419
Nonequipment | Wall Insulation | Increased Exterior Above-Grade Wall Insulation (R-See Table Below) | Code-Compliant Exterior Above-Grade Wall Insulation | Commercial | New | College and University | FL Zone 2 | Per Square Foot | 0% | 18.8018 | 18.8018 | 0 | 0 | 20 | 0 | 0 | 0 | no base cost | 0 | 0 | 0.4058 | rate at $0.4058/sq.ft, reference: https://www.homewyse.com/costs/cost_of_wall_insulation.html | 0.5361 | rate at $53.61/per labor hour and 0.01 hr/sq.ft, referenrce: https://www.homewyse.com/costs/cost_of_wall_insulation.html | 0.9419 | sq ft |  | 0.9419
Nonequipment | Wall Insulation | Increased Exterior Above-Grade Wall Insulation (R-See Table Below) | Code-Compliant Exterior Above-Grade Wall Insulation | Commercial | New | Grocery | FL Zone 2 | Per Square Foot | 0% | 70.4368 | 70.4368 | 0 | 0 | 20 | 0 | 0 | 0 | no base cost | 0 | 0 | 0.4058 | rate at $0.4058/sq.ft, reference: https://www.homewyse.com/costs/cost_of_wall_insulation.html | 0.5361 | rate at $53.61/per labor hour and 0.01 hr/sq.ft, referenrce: https://www.homewyse.com/costs/cost_of_wall_insulation.html | 0.9419 | sq ft |  | 0.9419
Nonequipment | Wall Insulation | Increased Exterior Above-Grade Wall Insulation (R-See Table Below) | Code-Compliant Exterior Above-Grade Wall Insulation | Commercial | New | Healthcare | FL Zone 2 | Per Square Foot | 57% | 49.9992 | 49.9992 | 0 | 0 | 20 | 0 | 0 | 0 | no base cost | 0 | 0 | 0.4058 | rate at $0.4058/sq.ft, reference: https://www.homewyse.com/costs/cost_of_wall_insulation.html | 0.5361 | rate at $53.61/per labor hour and 0.01 hr/sq.ft, referenrce: https://www.homewyse.com/costs/cost_of_wall_insulation.html | 0.9419 | sq ft |  | 0.9419
Nonequipment | Wall Insulation | Increased Exterior Above-Grade Wall Insulation (R-See Table Below) | Code-Compliant Exterior Above-Grade Wall Insulation | Commercial | New | Hospitals | FL Zone 2 | Per Square Foot | 0% | 29.9435 | 29.9435 | 0 | 0 | 20 | 0 | 0 | 0 | no base cost | 0 | 0 | 0.4058 | rate at $0.4058/sq.ft, reference: https://www.homewyse.com/costs/cost_of_wall_insulation.html | 0.5361 | rate at $53.61/per labor hour and 0.01 hr/sq.ft, referenrce: https://www.homewyse.com/costs/cost_of_wall_insulation.html | 0.9419 | sq ft |  | 0.9419
Nonequipment | Wall Insulation | Increased Exterior Above-Grade Wall Insulation (R-See Table Below) | Code-Compliant Exterior Above-Grade Wall Insulation | Commercial | New | Institutional | FL Zone 2 | Per Square Foot | 0% | 17.25 | 17.25 | 0 | 0 | 20 | 0 | 0 | 0 | no base cost | 0 | 0 | 0.4058 | rate at $0.4058/sq.ft, reference: https://www.homewyse.com/costs/cost_of_wall_insulation.html | 0.5361 | rate at $53.61/per labor hour and 0.01 hr/sq.ft, referenrce: https://www.homewyse.com/costs/cost_of_wall_insulation.html | 0.9419 | sq ft |  | 0.9419
Nonequipment | Wall Insulation | Increased Exterior Above-Grade Wall Insulation (R-See Table Below) | Code-Compliant Exterior Above-Grade Wall Insulation | Commercial | New | Lodging/Hospitality | FL Zone 2 | Per Square Foot | 0% | 8.9677 | 8.9677 | 0 | 0 | 20 | 0 | 0 | 0 | no base cost | 0 | 0 | 0.4058 | rate at $0.4058/sq.ft, reference: https://www.homewyse.com/costs/cost_of_wall_insulation.html | 0.5361 | rate at $53.61/per labor hour and 0.01 hr/sq.ft, referenrce: https://www.homewyse.com/costs/cost_of_wall_insulation.html | 0.9419 | sq ft |  | 0.9419
Nonequipment | Wall Insulation | Increased Exterior Above-Grade Wall Insulation (R-See Table Below) | Code-Compliant Exterior Above-Grade Wall Insulation | Commercial | New | Miscellaneous | FL Zone 2 | Per Square Foot | 0% | 453.9659 | 453.9659 | 0 | 0 | 20 | 0 | 0 | 0 | no base cost | 0 | 0 | 0.4058 | rate at $0.4058/sq.ft, reference: https://www.homewyse.com/costs/cost_of_wall_insulation.html | 0.5361 | rate at $53.61/per labor hour and 0.01 hr/sq.ft, referenrce: https://www.homewyse.com/costs/cost_of_wall_insulation.html | 0.9419 | sq ft |  | 0.9419
Nonequipment | Wall Insulation | Increased Exterior Above-Grade Wall Insulation (R-See Table Below) | Code-Compliant Exterior Above-Grade Wall Insulation | Commercial | New | Offices | FL Zone 2 | Per Square Foot | 42.75% | 12.327 | 12.327 | 0 | 0 | 20 | 0 | 0 | 0 | no base cost | 0 | 0 | 0.4058 | rate at $0.4058/sq.ft, reference: https://www.homewyse.com/costs/cost_of_wall_insulation.html | 0.5361 | rate at $53.61/per labor hour and 0.01 hr/sq.ft, referenrce: https://www.homewyse.com/costs/cost_of_wall_insulation.html | 0.9419 | sq ft |  | 0.9419
Nonequipment | Wall Insulation | Increased Exterior Above-Grade Wall Insulation (R-See Table Below) | Code-Compliant Exterior Above-Grade Wall Insulation | Commercial | New | Restaurants | FL Zone 2 | Per Square Foot | 0% | 67.57 | 67.57 | 0 | 0 | 20 | 0 | 0 | 0 | no base cost | 0 | 0 | 0.4058 | rate at $0.4058/sq.ft, reference: https://www.homewyse.com/costs/cost_of_wall_insulation.html | 0.5361 | rate at $53.61/per labor hour and 0.01 hr/sq.ft, referenrce: https://www.homewyse.com/costs/cost_of_wall_insulation.html | 0.9419 | sq ft |  | 0.9419
Nonequipment | Wall Insulation | Increased Exterior Above-Grade Wall Insulation (R-See Table Below) | Code-Compliant Exterior Above-Grade Wall Insulation | Commercial | New | Retail | FL Zone 2 | Per Square Foot | 39.9% | 19.9803 | 19.9803 | 0 | 0 | 20 | 0 | 0 | 0 | no base cost | 0 | 0 | 0.4058 | rate at $0.4058/sq.ft, reference: https://www.homewyse.com/costs/cost_of_wall_insulation.html | 0.5361 | rate at $53.61/per labor hour and 0.01 hr/sq.ft, referenrce: https://www.homewyse.com/costs/cost_of_wall_insulation.html | 0.9419 | sq ft |  | 0.9419
Nonequipment | Wall Insulation | Increased Exterior Above-Grade Wall Insulation (R-See Table Below) | Code-Compliant Exterior Above-Grade Wall Insulation | Commercial | New | Schools K-12 | FL Zone 2 | Per Square Foot | 0% | 33.6952 | 33.6952 | 0 | 0 | 20 | 0 | 0 | 0 | no base cost | 0 | 0 | 0.4058 | rate at $0.4058/sq.ft, reference: https://www.homewyse.com/costs/cost_of_wall_insulation.html | 0.5361 | rate at $53.61/per labor hour and 0.01 hr/sq.ft, referenrce: https://www.homewyse.com/costs/cost_of_wall_insulation.html | 0.9419 | sq ft |  | 0.9419
Nonequipment | Wall Insulation | Increased Exterior Above-Grade Wall Insulation (R-See Table Below) | Code-Compliant Exterior Above-Grade Wall Insulation | Commercial | New | Warehouse | FL Zone 2 | Per Square Foot | 0% | 7.0624 | 7.0624 | 0 | 0 | 20 | 0 | 0 | 0 | no base cost | 0 | 0 | 0.4058 | rate at $0.4058/sq.ft, reference: https://www.homewyse.com/costs/cost_of_wall_insulation.html | 0.5361 | rate at $53.61/per labor hour and 0.01 hr/sq.ft, referenrce: https://www.homewyse.com/costs/cost_of_wall_insulation.html | 0.9419 | sq ft |  | 0.9419
Nonequipment | Warehouse Loading Dock Seals | Warehouse Loading Dock Seals | 0 | Commercial | Existing | Assembly | FL Zone 2 | Square feet | 0% | 3.7877 | 3.7238 | 0.063867 | 0.016862 | 18 | 7.2475e-06 | 1.2931e-05 | 0 | no base cost | 0 | 0 | 0.2857 | Cost: Minnesota 2016 Statewide TRM, assume 1 dock per 10,000 sq ft facility space: http://courses.washington.edu/cee320ag/warehousing/WarehouseClassification.pdf | 0 | 0 | 0.2857 | facility sq ft |  | 0.2857
Nonequipment | Warehouse Loading Dock Seals | Warehouse Loading Dock Seals | 0 | Commercial | Existing | College and University | FL Zone 2 | Square feet | 0% | 11.0507 | 11.0195 | 0.031198 | 0.0028232 | 18 | 3.5403e-06 | 6.3167e-06 | 0 | no base cost | 0 | 0 | 0.2857 | Cost: Minnesota 2016 Statewide TRM, assume 1 dock per 10,000 sq ft facility space: http://courses.washington.edu/cee320ag/warehousing/WarehouseClassification.pdf | 0 | 0 | 0.2857 | facility sq ft |  | 0.2857
Nonequipment | Warehouse Loading Dock Seals | Warehouse Loading Dock Seals | 0 | Commercial | Existing | Grocery | FL Zone 2 | Square feet | 0% | 31.0105 | 30.7933 | 0.21719 | 0.0070036 | 18 | 2.4646e-05 | 4.3973e-05 | 0 | no base cost | 0 | 0 | 0.2857 | Cost: Minnesota 2016 Statewide TRM, assume 1 dock per 10,000 sq ft facility space: http://courses.washington.edu/cee320ag/warehousing/WarehouseClassification.pdf | 0 | 0 | 0.2857 | facility sq ft |  | 0.2857
Nonequipment | Warehouse Loading Dock Seals | Warehouse Loading Dock Seals | 0 | Commercial | Existing | Healthcare | FL Zone 2 | Square feet | 0% | 15.0829 | 15.0224 | 0.060518 | 0.0040124 | 18 | 6.8675e-06 | 1.2253e-05 | 0 | no base cost | 0 | 0 | 0.2857 | Cost: Minnesota 2016 Statewide TRM, assume 1 dock per 10,000 sq ft facility space: http://courses.washington.edu/cee320ag/warehousing/WarehouseClassification.pdf | 0 | 0 | 0.2857 | facility sq ft |  | 0.2857
Nonequipment | Warehouse Loading Dock Seals | Warehouse Loading Dock Seals | 0 | Commercial | Existing | Hospitals | FL Zone 2 | Square feet | 0% | 81.2975 | 81.2662 | 0.031305 | 0.00038507 | 18 | 3.5524e-06 | 6.3384e-06 | 0 | no base cost | 0 | 0 | 0.2857 | Cost: Minnesota 2016 Statewide TRM, assume 1 dock per 10,000 sq ft facility space: http://courses.washington.edu/cee320ag/warehousing/WarehouseClassification.pdf | 0 | 0 | 0.2857 | facility sq ft |  | 0.2857
Nonequipment | Warehouse Loading Dock Seals | Warehouse Loading Dock Seals | 0 | Commercial | Existing | Institutional | FL Zone 2 | Square feet | 0% | 56.2721 | 56.0768 | 0.19531 | 0.0034709 | 18 | 2.2164e-05 | 3.9545e-05 | 0 | no base cost | 0 | 0 | 0.2857 | Cost: Minnesota 2016 Statewide TRM, assume 1 dock per 10,000 sq ft facility space: http://courses.washington.edu/cee320ag/warehousing/WarehouseClassification.pdf | 0 | 0 | 0.2857 | facility sq ft |  | 0.2857
Nonequipment | Warehouse Loading Dock Seals | Warehouse Loading Dock Seals | 0 | Commercial | Existing | Lodging/Hospitality | FL Zone 2 | Square feet | 0% | 34.7257 | 34.5788 | 0.14693 | 0.0042311 | 18 | 1.6673e-05 | 2.9748e-05 | 0 | no base cost | 0 | 0 | 0.2857 | Cost: Minnesota 2016 Statewide TRM, assume 1 dock per 10,000 sq ft facility space: http://courses.washington.edu/cee320ag/warehousing/WarehouseClassification.pdf | 0 | 0 | 0.2857 | facility sq ft |  | 0.2857
Nonequipment | Warehouse Loading Dock Seals | Warehouse Loading Dock Seals | 0 | Commercial | Existing | Miscellaneous | FL Zone 2 | Square feet | 0% | 107.2344 | 107.1954 | 0.03904 | 0.00036406 | 18 | 4.4302e-06 | 7.9045e-06 | 0 | no base cost | 0 | 0 | 0.2857 | Cost: Minnesota 2016 Statewide TRM, assume 1 dock per 10,000 sq ft facility space: http://courses.washington.edu/cee320ag/warehousing/WarehouseClassification.pdf | 0 | 0 | 0.2857 | facility sq ft |  | 0.2857
Nonequipment | Warehouse Loading Dock Seals | Warehouse Loading Dock Seals | 0 | Commercial | Existing | Offices | FL Zone 2 | Square feet | 0% | 58.1979 | 57.9144 | 0.28345 | 0.0048704 | 18 | 3.2165e-05 | 5.7389e-05 | 0 | no base cost | 0 | 0 | 0.2857 | Cost: Minnesota 2016 Statewide TRM, assume 1 dock per 10,000 sq ft facility space: http://courses.washington.edu/cee320ag/warehousing/WarehouseClassification.pdf | 0 | 0 | 0.2857 | facility sq ft |  | 0.2857
Nonequipment | Warehouse Loading Dock Seals | Warehouse Loading Dock Seals | 0 | Commercial | Existing | Restaurants | FL Zone 2 | Square feet | 0% | 31.354 | 31.1432 | 0.21074 | 0.0067213 | 18 | 2.3914e-05 | 4.2668e-05 | 0 | no base cost | 0 | 0 | 0.2857 | Cost: Minnesota 2016 Statewide TRM, assume 1 dock per 10,000 sq ft facility space: http://courses.washington.edu/cee320ag/warehousing/WarehouseClassification.pdf | 0 | 0 | 0.2857 | facility sq ft |  | 0.2857
Nonequipment | Warehouse Loading Dock Seals | Warehouse Loading Dock Seals | 0 | Commercial | Existing | Retail | FL Zone 2 | Square feet | 0% | 5.9824 | 5.8903 | 0.092059 | 0.015388 | 18 | 1.0447e-05 | 1.8639e-05 | 0 | no base cost | 0 | 0 | 0.2857 | Cost: Minnesota 2016 Statewide TRM, assume 1 dock per 10,000 sq ft facility space: http://courses.washington.edu/cee320ag/warehousing/WarehouseClassification.pdf | 0 | 0 | 0.2857 | facility sq ft |  | 0.2857
Nonequipment | Warehouse Loading Dock Seals | Warehouse Loading Dock Seals | 0 | Commercial | Existing | Schools K-12 | FL Zone 2 | Square feet | 0% | 5.1058 | 5.0847 | 0.021024 | 0.0041177 | 18 | 2.3858e-06 | 4.2568e-06 | 0 | no base cost | 0 | 0 | 0.2857 | Cost: Minnesota 2016 Statewide TRM, assume 1 dock per 10,000 sq ft facility space: http://courses.washington.edu/cee320ag/warehousing/WarehouseClassification.pdf | 0 | 0 | 0.2857 | facility sq ft |  | 0.2857
Nonequipment | Warehouse Loading Dock Seals | Warehouse Loading Dock Seals | 0 | Commercial | Existing | Warehouse | FL Zone 2 | Square feet | 24.61% | 1.4026 | 1.3444 | 0.058137 | 0.041451 | 18 | 6.5973e-06 | 1.1771e-05 | 0 | no base cost | 0 | 0 | 0.2857 | Cost: Minnesota 2016 Statewide TRM, assume 1 dock per 10,000 sq ft facility space: http://courses.washington.edu/cee320ag/warehousing/WarehouseClassification.pdf | 0 | 0 | 0.2857 | facility sq ft |  | 0.2857
Nonequipment | Warehouse Loading Dock Seals | Warehouse Loading Dock Seals | 0 | Commercial | New | Assembly | FL Zone 2 | Square feet | 0% | 3.7877 | 3.7242 | 0.063467 | 0.016756 | 18 | 7.202e-06 | 1.285e-05 | 0 | no base cost | 0 | 0 | 0.2857 | Cost: Minnesota 2016 Statewide TRM, assume 1 dock per 10,000 sq ft facility space: http://courses.washington.edu/cee320ag/warehousing/WarehouseClassification.pdf | 0 | 0 | 0.2857 | facility sq ft |  | 0.2857
Nonequipment | Warehouse Loading Dock Seals | Warehouse Loading Dock Seals | 0 | Commercial | New | College and University | FL Zone 2 | Square feet | 0% | 11.0507 | 11.0197 | 0.031003 | 0.0028055 | 18 | 3.5181e-06 | 6.2771e-06 | 0 | no base cost | 0 | 0 | 0.2857 | Cost: Minnesota 2016 Statewide TRM, assume 1 dock per 10,000 sq ft facility space: http://courses.washington.edu/cee320ag/warehousing/WarehouseClassification.pdf | 0 | 0 | 0.2857 | facility sq ft |  | 0.2857
Nonequipment | Warehouse Loading Dock Seals | Warehouse Loading Dock Seals | 0 | Commercial | New | Grocery | FL Zone 2 | Square feet | 0% | 31.0105 | 30.7947 | 0.21582 | 0.0069597 | 18 | 2.4491e-05 | 4.3698e-05 | 0 | no base cost | 0 | 0 | 0.2857 | Cost: Minnesota 2016 Statewide TRM, assume 1 dock per 10,000 sq ft facility space: http://courses.washington.edu/cee320ag/warehousing/WarehouseClassification.pdf | 0 | 0 | 0.2857 | facility sq ft |  | 0.2857
Nonequipment | Warehouse Loading Dock Seals | Warehouse Loading Dock Seals | 0 | Commercial | New | Healthcare | FL Zone 2 | Square feet | 0% | 15.0829 | 15.0228 | 0.060139 | 0.0039872 | 18 | 6.8244e-06 | 1.2176e-05 | 0 | no base cost | 0 | 0 | 0.2857 | Cost: Minnesota 2016 Statewide TRM, assume 1 dock per 10,000 sq ft facility space: http://courses.washington.edu/cee320ag/warehousing/WarehouseClassification.pdf | 0 | 0 | 0.2857 | facility sq ft |  | 0.2857
Nonequipment | Warehouse Loading Dock Seals | Warehouse Loading Dock Seals | 0 | Commercial | New | Hospitals | FL Zone 2 | Square feet | 0% | 81.2975 | 81.2664 | 0.031109 | 0.00038266 | 18 | 3.5302e-06 | 6.2986e-06 | 0 | no base cost | 0 | 0 | 0.2857 | Cost: Minnesota 2016 Statewide TRM, assume 1 dock per 10,000 sq ft facility space: http://courses.washington.edu/cee320ag/warehousing/WarehouseClassification.pdf | 0 | 0 | 0.2857 | facility sq ft |  | 0.2857
Nonequipment | Warehouse Loading Dock Seals | Warehouse Loading Dock Seals | 0 | Commercial | New | Institutional | FL Zone 2 | Square feet | 0% | 56.2721 | 56.078 | 0.19409 | 0.0034491 | 18 | 2.2025e-05 | 3.9297e-05 | 0 | no base cost | 0 | 0 | 0.2857 | Cost: Minnesota 2016 Statewide TRM, assume 1 dock per 10,000 sq ft facility space: http://courses.washington.edu/cee320ag/warehousing/WarehouseClassification.pdf | 0 | 0 | 0.2857 | facility sq ft |  | 0.2857
Nonequipment | Warehouse Loading Dock Seals | Warehouse Loading Dock Seals | 0 | Commercial | New | Lodging/Hospitality | FL Zone 2 | Square feet | 0% | 34.7257 | 34.5797 | 0.14601 | 0.0042046 | 18 | 1.6568e-05 | 2.9562e-05 | 0 | no base cost | 0 | 0 | 0.2857 | Cost: Minnesota 2016 Statewide TRM, assume 1 dock per 10,000 sq ft facility space: http://courses.washington.edu/cee320ag/warehousing/WarehouseClassification.pdf | 0 | 0 | 0.2857 | facility sq ft |  | 0.2857
Nonequipment | Warehouse Loading Dock Seals | Warehouse Loading Dock Seals | 0 | Commercial | New | Miscellaneous | FL Zone 2 | Square feet | 0% | 107.2344 | 107.1956 | 0.038795 | 0.00036178 | 18 | 4.4024e-06 | 7.8549e-06 | 0 | no base cost | 0 | 0 | 0.2857 | Cost: Minnesota 2016 Statewide TRM, assume 1 dock per 10,000 sq ft facility space: http://courses.washington.edu/cee320ag/warehousing/WarehouseClassification.pdf | 0 | 0 | 0.2857 | facility sq ft |  | 0.2857
Nonequipment | Warehouse Loading Dock Seals | Warehouse Loading Dock Seals | 0 | Commercial | New | Offices | FL Zone 2 | Square feet | 0% | 58.1979 | 57.9162 | 0.28167 | 0.0048399 | 18 | 3.1963e-05 | 5.703e-05 | 0 | no base cost | 0 | 0 | 0.2857 | Cost: Minnesota 2016 Statewide TRM, assume 1 dock per 10,000 sq ft facility space: http://courses.washington.edu/cee320ag/warehousing/WarehouseClassification.pdf | 0 | 0 | 0.2857 | facility sq ft |  | 0.2857
Nonequipment | Warehouse Loading Dock Seals | Warehouse Loading Dock Seals | 0 | Commercial | New | Restaurants | FL Zone 2 | Square feet | 0% | 31.354 | 31.1446 | 0.20942 | 0.0066791 | 18 | 2.3764e-05 | 4.2401e-05 | 0 | no base cost | 0 | 0 | 0.2857 | Cost: Minnesota 2016 Statewide TRM, assume 1 dock per 10,000 sq ft facility space: http://courses.washington.edu/cee320ag/warehousing/WarehouseClassification.pdf | 0 | 0 | 0.2857 | facility sq ft |  | 0.2857
Nonequipment | Warehouse Loading Dock Seals | Warehouse Loading Dock Seals | 0 | Commercial | New | Retail | FL Zone 2 | Square feet | 0% | 5.9824 | 5.8909 | 0.091482 | 0.015292 | 18 | 1.0381e-05 | 1.8522e-05 | 0 | no base cost | 0 | 0 | 0.2857 | Cost: Minnesota 2016 Statewide TRM, assume 1 dock per 10,000 sq ft facility space: http://courses.washington.edu/cee320ag/warehousing/WarehouseClassification.pdf | 0 | 0 | 0.2857 | facility sq ft |  | 0.2857
Nonequipment | Warehouse Loading Dock Seals | Warehouse Loading Dock Seals | 0 | Commercial | New | Schools K-12 | FL Zone 2 | Square feet | 0% | 5.1058 | 5.0849 | 0.020892 | 0.0040919 | 18 | 2.3708e-06 | 4.2301e-06 | 0 | no base cost | 0 | 0 | 0.2857 | Cost: Minnesota 2016 Statewide TRM, assume 1 dock per 10,000 sq ft facility space: http://courses.washington.edu/cee320ag/warehousing/WarehouseClassification.pdf | 0 | 0 | 0.2857 | facility sq ft |  | 0.2857
Nonequipment | Warehouse Loading Dock Seals | Warehouse Loading Dock Seals | 0 | Commercial | New | Warehouse | FL Zone 2 | Square feet | 16.55% | 1.4026 | 1.3448 | 0.057773 | 0.041191 | 18 | 6.5559e-06 | 1.1697e-05 | 0 | no base cost | 0 | 0 | 0.2857 | Cost: Minnesota 2016 Statewide TRM, assume 1 dock per 10,000 sq ft facility space: http://courses.washington.edu/cee320ag/warehousing/WarehouseClassification.pdf | 0 | 0 | 0.2857 | facility sq ft |  | 0.2857
Nonequipment | Water Cooled Refrigeration Heat Recovery | The heat reclaim system transfers waste heat from refrigeration system to space heating or hot water | 0 | Commercial | Existing | Assembly | FL Zone 2 | Per End Use Consumption | 0% | 7520.072 | 6768.0648 | 752.0072 | 0.1 | 20 | 0 | 0.050273 | 0 | no base cost | 0 | 0 | 254 | Michigan 2018 Statewide Master Measure Database, Water-Cooled Condenser Heat Recovery DWH - HVAC Electric | 0 | 0 | 254 | ton | 48.1681 | 12234.7058
Nonequipment | Water Cooled Refrigeration Heat Recovery | The heat reclaim system transfers waste heat from refrigeration system to space heating or hot water | 0 | Commercial | Existing | College and University | FL Zone 2 | Per End Use Consumption | 55.99% | 44914.4217 | 40422.9796 | 4491.4422 | 0.1 | 20 | 0 | 0.48778 | 0 | no base cost | 0 | 0 | 254 | Michigan 2018 Statewide Master Measure Database, Water-Cooled Condenser Heat Recovery DWH - HVAC Electric | 0 | 0 | 254 | ton | 189.833 | 48217.5883
Nonequipment | Water Cooled Refrigeration Heat Recovery | The heat reclaim system transfers waste heat from refrigeration system to space heating or hot water | 0 | Commercial | Existing | Grocery | FL Zone 2 | Per End Use Consumption | 0% | 18105.3019 | 16294.7717 | 1810.5302 | 0.1 | 20 | 0 | 0.12104 | 0 | no base cost | 0 | 0 | 254 | Michigan 2018 Statewide Master Measure Database, Water-Cooled Condenser Heat Recovery DWH - HVAC Electric | 0 | 0 | 254 | ton | 11.7792 | 2991.9275
Nonequipment | Water Cooled Refrigeration Heat Recovery | The heat reclaim system transfers waste heat from refrigeration system to space heating or hot water | 0 | Commercial | Existing | Healthcare | FL Zone 2 | Per End Use Consumption | 0% | 31602.8836 | 28442.5952 | 3160.2884 | 0.1 | 20 | 0 | 0.34321 | 0 | no base cost | 0 | 0 | 254 | Michigan 2018 Statewide Master Measure Database, Water-Cooled Condenser Heat Recovery DWH - HVAC Electric | 0 | 0 | 254 | ton | 50.3019 | 12776.6861
Nonequipment | Water Cooled Refrigeration Heat Recovery | The heat reclaim system transfers waste heat from refrigeration system to space heating or hot water | 0 | Commercial | Existing | Hospitals | FL Zone 2 | Per End Use Consumption | 55.99% | 329297.0743 | 296367.3669 | 32929.7074 | 0.1 | 20 | 0 | 3.5762 | 0 | no base cost | 0 | 0 | 254 | Michigan 2018 Statewide Master Measure Database, Water-Cooled Condenser Heat Recovery DWH - HVAC Electric | 0 | 0 | 254 | ton | 524.138 | 133131.059
Nonequipment | Water Cooled Refrigeration Heat Recovery | The heat reclaim system transfers waste heat from refrigeration system to space heating or hot water | 0 | Commercial | Existing | Institutional | FL Zone 2 | Per End Use Consumption | 15.4% | 36533.2699 | 32879.943 | 3653.327 | 0.1 | 20 | 0 | 0.24423 | 0 | no base cost | 0 | 0 | 254 | Michigan 2018 Statewide Master Measure Database, Water-Cooled Condenser Heat Recovery DWH - HVAC Electric | 0 | 0 | 254 | ton | 51.5757 | 13100.2317
Nonequipment | Water Cooled Refrigeration Heat Recovery | The heat reclaim system transfers waste heat from refrigeration system to space heating or hot water | 0 | Commercial | Existing | Lodging/Hospitality | FL Zone 2 | Per End Use Consumption | 0% | 29969.1152 | 26972.2037 | 2996.9115 | 0.1 | 20 | 0 | 0.32547 | 0 | no base cost | 0 | 0 | 254 | Michigan 2018 Statewide Master Measure Database, Water-Cooled Condenser Heat Recovery DWH - HVAC Electric | 0 | 0 | 254 | ton | 84.5133 | 21466.3879
Nonequipment | Water Cooled Refrigeration Heat Recovery | The heat reclaim system transfers waste heat from refrigeration system to space heating or hot water | 0 | Commercial | Existing | Miscellaneous | FL Zone 2 | Per End Use Consumption | 0% | 348296.6521 | 313466.9869 | 34829.6652 | 0.1 | 20 | 0 | 2.3284 | 0 | no base cost | 0 | 0 | 254 | Michigan 2018 Statewide Master Measure Database, Water-Cooled Condenser Heat Recovery DWH - HVAC Electric | 0 | 0 | 254 | ton | 76.6672 | 19473.4566
Nonequipment | Water Cooled Refrigeration Heat Recovery | The heat reclaim system transfers waste heat from refrigeration system to space heating or hot water | 0 | Commercial | Existing | Offices | FL Zone 2 | Per End Use Consumption | 15.4% | 26035.3087 | 23431.7778 | 2603.5309 | 0.1 | 20 | 0 | 0.17405 | 0 | no base cost | 0 | 0 | 254 | Michigan 2018 Statewide Master Measure Database, Water-Cooled Condenser Heat Recovery DWH - HVAC Electric | 0 | 0 | 254 | ton | 40.1626 | 10201.2958
Nonequipment | Water Cooled Refrigeration Heat Recovery | The heat reclaim system transfers waste heat from refrigeration system to space heating or hot water | 0 | Commercial | Existing | Restaurants | FL Zone 2 | Per End Use Consumption | 0% | 18865.8351 | 16979.2516 | 1886.5835 | 0.1 | 20 | 0 | 0.20489 | 0 | no base cost | 0 | 0 | 254 | Michigan 2018 Statewide Master Measure Database, Water-Cooled Condenser Heat Recovery DWH - HVAC Electric | 0 | 0 | 254 | ton | 12.6995 | 3225.6662
Nonequipment | Water Cooled Refrigeration Heat Recovery | The heat reclaim system transfers waste heat from refrigeration system to space heating or hot water | 0 | Commercial | Existing | Retail | FL Zone 2 | Per End Use Consumption | 0% | 8240.1374 | 7416.1236 | 824.0137 | 0.1 | 20 | 0 | 0.055087 | 0 | no base cost | 0 | 0 | 254 | Michigan 2018 Statewide Master Measure Database, Water-Cooled Condenser Heat Recovery DWH - HVAC Electric | 0 | 0 | 254 | ton | 28.6096 | 7266.8422
Nonequipment | Water Cooled Refrigeration Heat Recovery | The heat reclaim system transfers waste heat from refrigeration system to space heating or hot water | 0 | Commercial | Existing | Schools K-12 | FL Zone 2 | Per End Use Consumption | 0% | 30794.1632 | 27714.7469 | 3079.4163 | 0.1 | 20 | 0 | 0.33443 | 0 | no base cost | 0 | 0 | 254 | Michigan 2018 Statewide Master Measure Database, Water-Cooled Condenser Heat Recovery DWH - HVAC Electric | 0 | 0 | 254 | ton | 130.1531 | 33058.8757
Nonequipment | Water Cooled Refrigeration Heat Recovery | The heat reclaim system transfers waste heat from refrigeration system to space heating or hot water | 0 | Commercial | Existing | Warehouse | FL Zone 2 | Per End Use Consumption | 0% | 3059.104 | 2753.1936 | 305.9104 | 0.1 | 20 | 0 | 0.020451 | 0 | no base cost | 0 | 0 | 254 | Michigan 2018 Statewide Master Measure Database, Water-Cooled Condenser Heat Recovery DWH - HVAC Electric | 0 | 0 | 254 | ton | 40.16 | 10200.6352
Nonequipment | Water Cooled Refrigeration Heat Recovery | The heat reclaim system transfers waste heat from refrigeration system to space heating or hot water | 0 | Commercial | New | Assembly | FL Zone 2 | Per End Use Consumption | 0% | 7520.072 | 6768.0648 | 752.0072 | 0.1 | 20 | 0 | 0.050273 | 0 | no base cost | 0 | 0 | 254 | Michigan 2018 Statewide Master Measure Database, Water-Cooled Condenser Heat Recovery DWH - HVAC Electric | 0 | 0 | 254 | ton | 48.1681 | 12234.7058
Nonequipment | Water Cooled Refrigeration Heat Recovery | The heat reclaim system transfers waste heat from refrigeration system to space heating or hot water | 0 | Commercial | New | College and University | FL Zone 2 | Per End Use Consumption | 4.199% | 44914.4217 | 40422.9796 | 4491.4422 | 0.1 | 20 | 0 | 0.48778 | 0 | no base cost | 0 | 0 | 254 | Michigan 2018 Statewide Master Measure Database, Water-Cooled Condenser Heat Recovery DWH - HVAC Electric | 0 | 0 | 254 | ton | 189.833 | 48217.5883
Nonequipment | Water Cooled Refrigeration Heat Recovery | The heat reclaim system transfers waste heat from refrigeration system to space heating or hot water | 0 | Commercial | New | Grocery | FL Zone 2 | Per End Use Consumption | 0% | 18105.3019 | 16294.7717 | 1810.5302 | 0.1 | 20 | 0 | 0.12104 | 0 | no base cost | 0 | 0 | 254 | Michigan 2018 Statewide Master Measure Database, Water-Cooled Condenser Heat Recovery DWH - HVAC Electric | 0 | 0 | 254 | ton | 11.7792 | 2991.9275
Nonequipment | Water Cooled Refrigeration Heat Recovery | The heat reclaim system transfers waste heat from refrigeration system to space heating or hot water | 0 | Commercial | New | Healthcare | FL Zone 2 | Per End Use Consumption | 0% | 31602.8836 | 28442.5952 | 3160.2884 | 0.1 | 20 | 0 | 0.34321 | 0 | no base cost | 0 | 0 | 254 | Michigan 2018 Statewide Master Measure Database, Water-Cooled Condenser Heat Recovery DWH - HVAC Electric | 0 | 0 | 254 | ton | 50.3019 | 12776.6861
Nonequipment | Water Cooled Refrigeration Heat Recovery | The heat reclaim system transfers waste heat from refrigeration system to space heating or hot water | 0 | Commercial | New | Hospitals | FL Zone 2 | Per End Use Consumption | 4.199% | 329297.0743 | 296367.3669 | 32929.7074 | 0.1 | 20 | 0 | 3.5762 | 0 | no base cost | 0 | 0 | 254 | Michigan 2018 Statewide Master Measure Database, Water-Cooled Condenser Heat Recovery DWH - HVAC Electric | 0 | 0 | 254 | ton | 524.138 | 133131.059
Nonequipment | Water Cooled Refrigeration Heat Recovery | The heat reclaim system transfers waste heat from refrigeration system to space heating or hot water | 0 | Commercial | New | Institutional | FL Zone 2 | Per End Use Consumption | 15.4% | 36533.2699 | 32879.943 | 3653.327 | 0.1 | 20 | 0 | 0.24423 | 0 | no base cost | 0 | 0 | 254 | Michigan 2018 Statewide Master Measure Database, Water-Cooled Condenser Heat Recovery DWH - HVAC Electric | 0 | 0 | 254 | ton | 51.5757 | 13100.2317
Nonequipment | Water Cooled Refrigeration Heat Recovery | The heat reclaim system transfers waste heat from refrigeration system to space heating or hot water | 0 | Commercial | New | Lodging/Hospitality | FL Zone 2 | Per End Use Consumption | 0% | 29969.1152 | 26972.2037 | 2996.9115 | 0.1 | 20 | 0 | 0.32547 | 0 | no base cost | 0 | 0 | 254 | Michigan 2018 Statewide Master Measure Database, Water-Cooled Condenser Heat Recovery DWH - HVAC Electric | 0 | 0 | 254 | ton | 84.5133 | 21466.3879
Nonequipment | Water Cooled Refrigeration Heat Recovery | The heat reclaim system transfers waste heat from refrigeration system to space heating or hot water | 0 | Commercial | New | Miscellaneous | FL Zone 2 | Per End Use Consumption | 0% | 348296.6521 | 313466.9869 | 34829.6652 | 0.1 | 20 | 0 | 2.3284 | 0 | no base cost | 0 | 0 | 254 | Michigan 2018 Statewide Master Measure Database, Water-Cooled Condenser Heat Recovery DWH - HVAC Electric | 0 | 0 | 254 | ton | 76.6672 | 19473.4566
Nonequipment | Water Cooled Refrigeration Heat Recovery | The heat reclaim system transfers waste heat from refrigeration system to space heating or hot water | 0 | Commercial | New | Offices | FL Zone 2 | Per End Use Consumption | 15.4% | 26035.3087 | 23431.7778 | 2603.5309 | 0.1 | 20 | 0 | 0.17405 | 0 | no base cost | 0 | 0 | 254 | Michigan 2018 Statewide Master Measure Database, Water-Cooled Condenser Heat Recovery DWH - HVAC Electric | 0 | 0 | 254 | ton | 40.1626 | 10201.2958
Nonequipment | Water Cooled Refrigeration Heat Recovery | The heat reclaim system transfers waste heat from refrigeration system to space heating or hot water | 0 | Commercial | New | Restaurants | FL Zone 2 | Per End Use Consumption | 0% | 18865.8351 | 16979.2516 | 1886.5835 | 0.1 | 20 | 0 | 0.20489 | 0 | no base cost | 0 | 0 | 254 | Michigan 2018 Statewide Master Measure Database, Water-Cooled Condenser Heat Recovery DWH - HVAC Electric | 0 | 0 | 254 | ton | 12.6995 | 3225.6662
Nonequipment | Water Cooled Refrigeration Heat Recovery | The heat reclaim system transfers waste heat from refrigeration system to space heating or hot water | 0 | Commercial | New | Retail | FL Zone 2 | Per End Use Consumption | 0% | 8240.1374 | 7416.1236 | 824.0137 | 0.1 | 20 | 0 | 0.055087 | 0 | no base cost | 0 | 0 | 254 | Michigan 2018 Statewide Master Measure Database, Water-Cooled Condenser Heat Recovery DWH - HVAC Electric | 0 | 0 | 254 | ton | 28.6096 | 7266.8422
Nonequipment | Water Cooled Refrigeration Heat Recovery | The heat reclaim system transfers waste heat from refrigeration system to space heating or hot water | 0 | Commercial | New | Schools K-12 | FL Zone 2 | Per End Use Consumption | 0% | 30794.1632 | 27714.7469 | 3079.4163 | 0.1 | 20 | 0 | 0.33443 | 0 | no base cost | 0 | 0 | 254 | Michigan 2018 Statewide Master Measure Database, Water-Cooled Condenser Heat Recovery DWH - HVAC Electric | 0 | 0 | 254 | ton | 130.1531 | 33058.8757
Nonequipment | Water Cooled Refrigeration Heat Recovery | The heat reclaim system transfers waste heat from refrigeration system to space heating or hot water | 0 | Commercial | New | Warehouse | FL Zone 2 | Per End Use Consumption | 0% | 3059.104 | 2753.1936 | 305.9104 | 0.1 | 20 | 0 | 0.020451 | 0 | no base cost | 0 | 0 | 254 | Michigan 2018 Statewide Master Measure Database, Water-Cooled Condenser Heat Recovery DWH - HVAC Electric | 0 | 0 | 254 | ton | 40.16 | 10200.6352
Nonequipment | Waterside Economizer | Waterside Economizer | Water Cooled Centrifugal Chiller, 200 Tons, 0.596 kW/ton (IPLV) | Commercial | Existing | Assembly | FL Zone 2 | Per End Use Consumption | 0% | 193338.4426 | 182597.418 | 10741.0246 | 0.055556 | 20 | 4.3604 | 0 | 0 | no base cost | 0 | 0 | 7160.52 | RS Means 1800 GPM Plate heat exchanger D30406101040 | 0 | 0 | 7160.52 | economizer | 40 | 286420.8
Nonequipment | Waterside Economizer | Waterside Economizer | Water Cooled Centrifugal Chiller, 200 Tons, 0.596 kW/ton (IPLV) | Commercial | Existing | College and University | FL Zone 2 | Per End Use Consumption | 17.02% | 214491.7687 | 202575.5594 | 11916.2094 | 0.055556 | 20 | 4.8375 | 0 | 0 | no base cost | 0 | 0 | 7160.52 | RS Means 1800 GPM Plate heat exchanger D30406101040 | 0 | 0 | 7160.52 | economizer | 40 | 286420.8
Nonequipment | Waterside Economizer | Waterside Economizer | Water Cooled Centrifugal Chiller, 200 Tons, 0.596 kW/ton (IPLV) | Commercial | Existing | Grocery | FL Zone 2 | Per End Use Consumption | 0% | 106802.1083 | 100868.6578 | 5933.4505 | 0.055556 | 20 | 2.4088 | 0 | 0 | no base cost | 0 | 0 | 7160.52 | RS Means 1800 GPM Plate heat exchanger D30406101040 | 0 | 0 | 7160.52 | economizer | 40 | 286420.8
Nonequipment | Waterside Economizer | Waterside Economizer | Water Cooled Centrifugal Chiller, 200 Tons, 0.596 kW/ton (IPLV) | Commercial | Existing | Healthcare | FL Zone 2 | Per End Use Consumption | 0% | 420699.7175 | 397327.5109 | 23372.2065 | 0.055556 | 20 | 9.4882 | 0 | 0 | no base cost | 0 | 0 | 7160.52 | RS Means 1800 GPM Plate heat exchanger D30406101040 | 0 | 0 | 7160.52 | economizer | 40 | 286420.8
Nonequipment | Waterside Economizer | Waterside Economizer | Water Cooled Centrifugal Chiller, 200 Tons, 0.596 kW/ton (IPLV) | Commercial | Existing | Hospitals | FL Zone 2 | Per End Use Consumption | 12.77% | 398510.9138 | 376371.4186 | 22139.4952 | 0.055556 | 20 | 8.9878 | 0 | 0 | no base cost | 0 | 0 | 7160.52 | RS Means 1800 GPM Plate heat exchanger D30406101040 | 0 | 0 | 7160.52 | economizer | 40 | 286420.8
Nonequipment | Waterside Economizer | Waterside Economizer | Water Cooled Centrifugal Chiller, 200 Tons, 0.596 kW/ton (IPLV) | Commercial | Existing | Institutional | FL Zone 2 | Per End Use Consumption | 12.77% | 104435.3026 | 98633.3413 | 5801.9613 | 0.055556 | 20 | 2.3554 | 0 | 0 | no base cost | 0 | 0 | 7160.52 | RS Means 1800 GPM Plate heat exchanger D30406101040 | 0 | 0 | 7160.52 | economizer | 40 | 286420.8
Nonequipment | Waterside Economizer | Waterside Economizer | Water Cooled Centrifugal Chiller, 200 Tons, 0.596 kW/ton (IPLV) | Commercial | Existing | Lodging/Hospitality | FL Zone 2 | Per End Use Consumption | 0% | 319370.8474 | 301628.0225 | 17742.8249 | 0.055556 | 20 | 7.2029 | 0 | 0 | no base cost | 0 | 0 | 7160.52 | RS Means 1800 GPM Plate heat exchanger D30406101040 | 0 | 0 | 7160.52 | economizer | 40 | 286420.8
Nonequipment | Waterside Economizer | Waterside Economizer | Water Cooled Centrifugal Chiller, 200 Tons, 0.596 kW/ton (IPLV) | Commercial | Existing | Miscellaneous | FL Zone 2 | Per End Use Consumption | 0% | 107985.5112 | 101986.3161 | 5999.1951 | 0.055556 | 20 | 2.4354 | 0 | 0 | no base cost | 0 | 0 | 7160.52 | RS Means 1800 GPM Plate heat exchanger D30406101040 | 0 | 0 | 7160.52 | economizer | 40 | 286420.8
Nonequipment | Waterside Economizer | Waterside Economizer | Water Cooled Centrifugal Chiller, 200 Tons, 0.596 kW/ton (IPLV) | Commercial | Existing | Offices | FL Zone 2 | Per End Use Consumption | 0% | 217598.2013 | 205509.4123 | 12088.789 | 0.055556 | 20 | 4.9076 | 0 | 0 | no base cost | 0 | 0 | 7160.52 | RS Means 1800 GPM Plate heat exchanger D30406101040 | 0 | 0 | 7160.52 | economizer | 40 | 286420.8
Nonequipment | Waterside Economizer | Waterside Economizer | Water Cooled Centrifugal Chiller, 200 Tons, 0.596 kW/ton (IPLV) | Commercial | Existing | Restaurants | FL Zone 2 | Per End Use Consumption | 0% | 313305.9077 | 295900.024 | 17405.8838 | 0.055556 | 20 | 7.0661 | 0 | 0 | no base cost | 0 | 0 | 7160.52 | RS Means 1800 GPM Plate heat exchanger D30406101040 | 0 | 0 | 7160.52 | economizer | 40 | 286420.8
Nonequipment | Waterside Economizer | Waterside Economizer | Water Cooled Centrifugal Chiller, 200 Tons, 0.596 kW/ton (IPLV) | Commercial | Existing | Retail | FL Zone 2 | Per End Use Consumption | 0% | 245556.0939 | 231914.0887 | 13642.0052 | 0.055556 | 20 | 5.5381 | 0 | 0 | no base cost | 0 | 0 | 7160.52 | RS Means 1800 GPM Plate heat exchanger D30406101040 | 0 | 0 | 7160.52 | economizer | 40 | 286420.8
Nonequipment | Waterside Economizer | Waterside Economizer | Water Cooled Centrifugal Chiller, 200 Tons, 0.596 kW/ton (IPLV) | Commercial | Existing | Schools K-12 | FL Zone 2 | Per End Use Consumption | 0% | 213456.2912 | 201597.6084 | 11858.6828 | 0.055556 | 20 | 4.8142 | 0 | 0 | no base cost | 0 | 0 | 7160.52 | RS Means 1800 GPM Plate heat exchanger D30406101040 | 0 | 0 | 7160.52 | economizer | 40 | 286420.8
Nonequipment | Waterside Economizer | Waterside Economizer | Water Cooled Centrifugal Chiller, 200 Tons, 0.596 kW/ton (IPLV) | Commercial | Existing | Warehouse | FL Zone 2 | Per End Use Consumption | 0% | 46892.3384 | 44287.2085 | 2605.1299 | 0.055556 | 20 | 1.0576 | 0 | 0 | no base cost | 0 | 0 | 7160.52 | RS Means 1800 GPM Plate heat exchanger D30406101040 | 0 | 0 | 7160.52 | economizer | 40 | 286420.8
Nonequipment | Waterside Economizer | Waterside Economizer | Code-Compliant Water Cooled Centrifugal Chiller, 200 Tons, 0.596 kW/ton (IPLV) | Commercial | New | Assembly | FL Zone 2 | Per End Use Consumption | 0% | 193338.4426 | 182597.418 | 10741.0246 | 0.055556 | 20 | 4.3604 | 0 | 0 | no base cost | 0 | 0 | 7160.52 | RS Means 1800 GPM Plate heat exchanger D30406101040 | 0 | 0 | 7160.52 | economizer | 40 | 286420.8
Nonequipment | Waterside Economizer | Waterside Economizer | Code-Compliant Water Cooled Centrifugal Chiller, 200 Tons, 0.596 kW/ton (IPLV) | Commercial | New | College and University | FL Zone 2 | Per End Use Consumption | 17.02% | 214491.7687 | 202575.5594 | 11916.2094 | 0.055556 | 20 | 4.8375 | 0 | 0 | no base cost | 0 | 0 | 7160.52 | RS Means 1800 GPM Plate heat exchanger D30406101040 | 0 | 0 | 7160.52 | economizer | 40 | 286420.8
Nonequipment | Waterside Economizer | Waterside Economizer | Code-Compliant Water Cooled Centrifugal Chiller, 200 Tons, 0.596 kW/ton (IPLV) | Commercial | New | Grocery | FL Zone 2 | Per End Use Consumption | 0% | 106802.1083 | 100868.6578 | 5933.4505 | 0.055556 | 20 | 2.4088 | 0 | 0 | no base cost | 0 | 0 | 7160.52 | RS Means 1800 GPM Plate heat exchanger D30406101040 | 0 | 0 | 7160.52 | economizer | 40 | 286420.8
Nonequipment | Waterside Economizer | Waterside Economizer | Code-Compliant Water Cooled Centrifugal Chiller, 200 Tons, 0.596 kW/ton (IPLV) | Commercial | New | Healthcare | FL Zone 2 | Per End Use Consumption | 0% | 420699.7175 | 397327.5109 | 23372.2065 | 0.055556 | 20 | 9.4882 | 0 | 0 | no base cost | 0 | 0 | 7160.52 | RS Means 1800 GPM Plate heat exchanger D30406101040 | 0 | 0 | 7160.52 | economizer | 40 | 286420.8
Nonequipment | Waterside Economizer | Waterside Economizer | Code-Compliant Water Cooled Centrifugal Chiller, 200 Tons, 0.596 kW/ton (IPLV) | Commercial | New | Hospitals | FL Zone 2 | Per End Use Consumption | 19.15% | 398510.9138 | 376371.4186 | 22139.4952 | 0.055556 | 20 | 8.9878 | 0 | 0 | no base cost | 0 | 0 | 7160.52 | RS Means 1800 GPM Plate heat exchanger D30406101040 | 0 | 0 | 7160.52 | economizer | 40 | 286420.8
Nonequipment | Waterside Economizer | Waterside Economizer | Code-Compliant Water Cooled Centrifugal Chiller, 200 Tons, 0.596 kW/ton (IPLV) | Commercial | New | Institutional | FL Zone 2 | Per End Use Consumption | 19.15% | 104435.3026 | 98633.3413 | 5801.9613 | 0.055556 | 20 | 2.3554 | 0 | 0 | no base cost | 0 | 0 | 7160.52 | RS Means 1800 GPM Plate heat exchanger D30406101040 | 0 | 0 | 7160.52 | economizer | 40 | 286420.8
Nonequipment | Waterside Economizer | Waterside Economizer | Code-Compliant Water Cooled Centrifugal Chiller, 200 Tons, 0.596 kW/ton (IPLV) | Commercial | New | Lodging/Hospitality | FL Zone 2 | Per End Use Consumption | 0% | 319370.8474 | 301628.0225 | 17742.8249 | 0.055556 | 20 | 7.2029 | 0 | 0 | no base cost | 0 | 0 | 7160.52 | RS Means 1800 GPM Plate heat exchanger D30406101040 | 0 | 0 | 7160.52 | economizer | 40 | 286420.8
Nonequipment | Waterside Economizer | Waterside Economizer | Code-Compliant Water Cooled Centrifugal Chiller, 200 Tons, 0.596 kW/ton (IPLV) | Commercial | New | Miscellaneous | FL Zone 2 | Per End Use Consumption | 0% | 107985.5112 | 101986.3161 | 5999.1951 | 0.055556 | 20 | 2.4354 | 0 | 0 | no base cost | 0 | 0 | 7160.52 | RS Means 1800 GPM Plate heat exchanger D30406101040 | 0 | 0 | 7160.52 | economizer | 40 | 286420.8
Nonequipment | Waterside Economizer | Waterside Economizer | Code-Compliant Water Cooled Centrifugal Chiller, 200 Tons, 0.596 kW/ton (IPLV) | Commercial | New | Offices | FL Zone 2 | Per End Use Consumption | 0% | 217598.2013 | 205509.4123 | 12088.789 | 0.055556 | 20 | 4.9076 | 0 | 0 | no base cost | 0 | 0 | 7160.52 | RS Means 1800 GPM Plate heat exchanger D30406101040 | 0 | 0 | 7160.52 | economizer | 40 | 286420.8
Nonequipment | Waterside Economizer | Waterside Economizer | Code-Compliant Water Cooled Centrifugal Chiller, 200 Tons, 0.596 kW/ton (IPLV) | Commercial | New | Restaurants | FL Zone 2 | Per End Use Consumption | 0% | 313305.9077 | 295900.024 | 17405.8838 | 0.055556 | 20 | 7.0661 | 0 | 0 | no base cost | 0 | 0 | 7160.52 | RS Means 1800 GPM Plate heat exchanger D30406101040 | 0 | 0 | 7160.52 | economizer | 40 | 286420.8
Nonequipment | Waterside Economizer | Waterside Economizer | Code-Compliant Water Cooled Centrifugal Chiller, 200 Tons, 0.596 kW/ton (IPLV) | Commercial | New | Retail | FL Zone 2 | Per End Use Consumption | 0% | 245556.0939 | 231914.0887 | 13642.0052 | 0.055556 | 20 | 5.5381 | 0 | 0 | no base cost | 0 | 0 | 7160.52 | RS Means 1800 GPM Plate heat exchanger D30406101040 | 0 | 0 | 7160.52 | economizer | 40 | 286420.8
Nonequipment | Waterside Economizer | Waterside Economizer | Code-Compliant Water Cooled Centrifugal Chiller, 200 Tons, 0.596 kW/ton (IPLV) | Commercial | New | Schools K-12 | FL Zone 2 | Per End Use Consumption | 0% | 213456.2912 | 201597.6084 | 11858.6828 | 0.055556 | 20 | 4.8142 | 0 | 0 | no base cost | 0 | 0 | 7160.52 | RS Means 1800 GPM Plate heat exchanger D30406101040 | 0 | 0 | 7160.52 | economizer | 40 | 286420.8
Nonequipment | Waterside Economizer | Waterside Economizer | Code-Compliant Water Cooled Centrifugal Chiller, 200 Tons, 0.596 kW/ton (IPLV) | Commercial | New | Warehouse | FL Zone 2 | Per End Use Consumption | 0% | 46892.3384 | 44287.2085 | 2605.1299 | 0.055556 | 20 | 1.0576 | 0 | 0 | no base cost | 0 | 0 | 7160.52 | RS Means 1800 GPM Plate heat exchanger D30406101040 | 0 | 0 | 7160.52 | economizer | 40 | 286420.8
Nonequipment | Window Sun Protection | Window Sun Protection (Includes sunscreen, film, tinting or overhang to minimize heat gain through window) | Standard Window with below Code Required Minimum SHGC | Commercial | Existing | Assembly | FL Zone 2 | Per 100 S.F. | 7.839% | 694.9422 | 583.7515 | 111.1908 | 0.16 | 10 | 0.042491 | -0.010532 | 0 | no base cost | 0 | 0 | 3.5 | CMUA TRM, 2017, based on average incremental cost for Nonresidential reflective window film | 0 | 0 | 3.5 | sq ft | 100 | 350
Nonequipment | Window Sun Protection | Window Sun Protection (Includes sunscreen, film, tinting or overhang to minimize heat gain through window) | Standard Window with below Code Required Minimum SHGC | Commercial | Existing | College and University | FL Zone 2 | Per 100 S.F. | 15.68% | 694.9422 | 583.7515 | 111.1908 | 0.16 | 10 | 0.042491 | -0.010532 | 0 | no base cost | 0 | 0 | 3.5 | CMUA TRM, 2017, based on average incremental cost for Nonresidential reflective window film | 0 | 0 | 3.5 | sq ft | 100 | 350
Nonequipment | Window Sun Protection | Window Sun Protection (Includes sunscreen, film, tinting or overhang to minimize heat gain through window) | Standard Window with below Code Required Minimum SHGC | Commercial | Existing | Grocery | FL Zone 2 | Per 100 S.F. | 12.19% | 694.9422 | 583.7515 | 111.1908 | 0.16 | 10 | 0.042491 | -0.010532 | 0 | no base cost | 0 | 0 | 3.5 | CMUA TRM, 2017, based on average incremental cost for Nonresidential reflective window film | 0 | 0 | 3.5 | sq ft | 100 | 350
Nonequipment | Window Sun Protection | Window Sun Protection (Includes sunscreen, film, tinting or overhang to minimize heat gain through window) | Standard Window with below Code Required Minimum SHGC | Commercial | Existing | Healthcare | FL Zone 2 | Per 100 S.F. | 12.19% | 694.9422 | 583.7515 | 111.1908 | 0.16 | 10 | 0.042491 | -0.010532 | 0 | no base cost | 0 | 0 | 3.5 | CMUA TRM, 2017, based on average incremental cost for Nonresidential reflective window film | 0 | 0 | 3.5 | sq ft | 100 | 350
Nonequipment | Window Sun Protection | Window Sun Protection (Includes sunscreen, film, tinting or overhang to minimize heat gain through window) | Standard Window with below Code Required Minimum SHGC | Commercial | Existing | Hospitals | FL Zone 2 | Per 100 S.F. | 7.839% | 694.9422 | 583.7515 | 111.1908 | 0.16 | 10 | 0.042491 | -0.010532 | 0 | no base cost | 0 | 0 | 3.5 | CMUA TRM, 2017, based on average incremental cost for Nonresidential reflective window film | 0 | 0 | 3.5 | sq ft | 100 | 350
Nonequipment | Window Sun Protection | Window Sun Protection (Includes sunscreen, film, tinting or overhang to minimize heat gain through window) | Standard Window with below Code Required Minimum SHGC | Commercial | Existing | Institutional | FL Zone 2 | Per 100 S.F. | 6.178% | 694.9422 | 583.7515 | 111.1908 | 0.16 | 10 | 0.042491 | -0.010532 | 0 | no base cost | 0 | 0 | 3.5 | CMUA TRM, 2017, based on average incremental cost for Nonresidential reflective window film | 0 | 0 | 3.5 | sq ft | 100 | 350
Nonequipment | Window Sun Protection | Window Sun Protection (Includes sunscreen, film, tinting or overhang to minimize heat gain through window) | Standard Window with below Code Required Minimum SHGC | Commercial | Existing | Lodging/Hospitality | FL Zone 2 | Per 100 S.F. | 15.68% | 694.9422 | 583.7515 | 111.1908 | 0.16 | 10 | 0.049635 | -0.024541 | 0 | no base cost | 0 | 0 | 3.5 | CMUA TRM, 2017, based on average incremental cost for Nonresidential reflective window film | 0 | 0 | 3.5 | sq ft | 100 | 350
Nonequipment | Window Sun Protection | Window Sun Protection (Includes sunscreen, film, tinting or overhang to minimize heat gain through window) | Standard Window with below Code Required Minimum SHGC | Commercial | Existing | Miscellaneous | FL Zone 2 | Per 100 S.F. | 12.84% | 694.9422 | 583.7515 | 111.1908 | 0.16 | 10 | 0.058425 | -0.042841 | 0 | no base cost | 0 | 0 | 3.5 | CMUA TRM, 2017, based on average incremental cost for Nonresidential reflective window film | 0 | 0 | 3.5 | sq ft | 100 | 350
Nonequipment | Window Sun Protection | Window Sun Protection (Includes sunscreen, film, tinting or overhang to minimize heat gain through window) | Standard Window with below Code Required Minimum SHGC | Commercial | Existing | Offices | FL Zone 2 | Per 100 S.F. | 7.839% | 694.9422 | 583.7515 | 111.1908 | 0.16 | 10 | 0.042491 | -0.010532 | 0 | no base cost | 0 | 0 | 3.5 | CMUA TRM, 2017, based on average incremental cost for Nonresidential reflective window film | 0 | 0 | 3.5 | sq ft | 100 | 350
Nonequipment | Window Sun Protection | Window Sun Protection (Includes sunscreen, film, tinting or overhang to minimize heat gain through window) | Standard Window with below Code Required Minimum SHGC | Commercial | Existing | Restaurants | FL Zone 2 | Per 100 S.F. | 12.19% | 694.9422 | 583.7515 | 111.1908 | 0.16 | 10 | 0.042491 | -0.010532 | 0 | no base cost | 0 | 0 | 3.5 | CMUA TRM, 2017, based on average incremental cost for Nonresidential reflective window film | 0 | 0 | 3.5 | sq ft | 100 | 350
Nonequipment | Window Sun Protection | Window Sun Protection (Includes sunscreen, film, tinting or overhang to minimize heat gain through window) | Standard Window with below Code Required Minimum SHGC | Commercial | Existing | Retail | FL Zone 2 | Per 100 S.F. | 7.316% | 694.9422 | 583.7515 | 111.1908 | 0.16 | 10 | 0.042491 | -0.010532 | 0 | no base cost | 0 | 0 | 3.5 | CMUA TRM, 2017, based on average incremental cost for Nonresidential reflective window film | 0 | 0 | 3.5 | sq ft | 100 | 350
Nonequipment | Window Sun Protection | Window Sun Protection (Includes sunscreen, film, tinting or overhang to minimize heat gain through window) | Standard Window with below Code Required Minimum SHGC | Commercial | Existing | Schools K-12 | FL Zone 2 | Per 100 S.F. | 15.68% | 694.9422 | 583.7515 | 111.1908 | 0.16 | 10 | 0.042491 | -0.010532 | 0 | no base cost | 0 | 0 | 3.5 | CMUA TRM, 2017, based on average incremental cost for Nonresidential reflective window film | 0 | 0 | 3.5 | sq ft | 100 | 350
Nonequipment | Window Sun Protection | Window Sun Protection (Includes sunscreen, film, tinting or overhang to minimize heat gain through window) | Standard Window with below Code Required Minimum SHGC | Commercial | Existing | Warehouse | FL Zone 2 | Per 100 S.F. | 7.316% | 694.9422 | 583.7515 | 111.1908 | 0.16 | 10 | 0.058425 | -0.042841 | 0 | no base cost | 0 | 0 | 3.5 | CMUA TRM, 2017, based on average incremental cost for Nonresidential reflective window film | 0 | 0 | 3.5 | sq ft | 100 | 350
Nonequipment | Window Sun Protection | Window Sun Protection (Includes sunscreen, film, tinting or overhang to minimize heat gain through window) | Standard Window with below Code Required Minimum SHGC | Commercial | New | Assembly | FL Zone 2 | Per 100 S.F. | 15.35% | 416.9653 | 350.2509 | 66.7145 | 0.16 | 10 | 0.025494 | -0.0063194 | 0 | no base cost | 0 | 0 | 3.5 | CMUA TRM, 2017, based on average incremental cost for Nonresidential reflective window film | 0 | 0 | 3.5 | sq ft | 100 | 350
Nonequipment | Window Sun Protection | Window Sun Protection (Includes sunscreen, film, tinting or overhang to minimize heat gain through window) | Standard Window with below Code Required Minimum SHGC | Commercial | New | College and University | FL Zone 2 | Per 100 S.F. | 15.35% | 416.9653 | 350.2509 | 66.7145 | 0.16 | 10 | 0.025494 | -0.0063194 | 0 | no base cost | 0 | 0 | 3.5 | CMUA TRM, 2017, based on average incremental cost for Nonresidential reflective window film | 0 | 0 | 3.5 | sq ft | 100 | 350
Nonequipment | Window Sun Protection | Window Sun Protection (Includes sunscreen, film, tinting or overhang to minimize heat gain through window) | Standard Window with below Code Required Minimum SHGC | Commercial | New | Grocery | FL Zone 2 | Per 100 S.F. | 15.35% | 416.9653 | 350.2509 | 66.7145 | 0.16 | 10 | 0.025494 | -0.0063194 | 0 | no base cost | 0 | 0 | 3.5 | CMUA TRM, 2017, based on average incremental cost for Nonresidential reflective window film | 0 | 0 | 3.5 | sq ft | 100 | 350
Nonequipment | Window Sun Protection | Window Sun Protection (Includes sunscreen, film, tinting or overhang to minimize heat gain through window) | Standard Window with below Code Required Minimum SHGC | Commercial | New | Healthcare | FL Zone 2 | Per 100 S.F. | 15.35% | 416.9653 | 350.2509 | 66.7145 | 0.16 | 10 | 0.025494 | -0.0063194 | 0 | no base cost | 0 | 0 | 3.5 | CMUA TRM, 2017, based on average incremental cost for Nonresidential reflective window film | 0 | 0 | 3.5 | sq ft | 100 | 350
Nonequipment | Window Sun Protection | Window Sun Protection (Includes sunscreen, film, tinting or overhang to minimize heat gain through window) | Standard Window with below Code Required Minimum SHGC | Commercial | New | Hospitals | FL Zone 2 | Per 100 S.F. | 15.35% | 416.9653 | 350.2509 | 66.7145 | 0.16 | 10 | 0.025494 | -0.0063194 | 0 | no base cost | 0 | 0 | 3.5 | CMUA TRM, 2017, based on average incremental cost for Nonresidential reflective window film | 0 | 0 | 3.5 | sq ft | 100 | 350
Nonequipment | Window Sun Protection | Window Sun Protection (Includes sunscreen, film, tinting or overhang to minimize heat gain through window) | Standard Window with below Code Required Minimum SHGC | Commercial | New | Institutional | FL Zone 2 | Per 100 S.F. | 15.35% | 416.9653 | 350.2509 | 66.7145 | 0.16 | 10 | 0.025494 | -0.0063194 | 0 | no base cost | 0 | 0 | 3.5 | CMUA TRM, 2017, based on average incremental cost for Nonresidential reflective window film | 0 | 0 | 3.5 | sq ft | 100 | 350
Nonequipment | Window Sun Protection | Window Sun Protection (Includes sunscreen, film, tinting or overhang to minimize heat gain through window) | Standard Window with below Code Required Minimum SHGC | Commercial | New | Lodging/Hospitality | FL Zone 2 | Per 100 S.F. | 15.35% | 416.9653 | 350.2509 | 66.7145 | 0.16 | 10 | 0.029781 | -0.014724 | 0 | no base cost | 0 | 0 | 3.5 | CMUA TRM, 2017, based on average incremental cost for Nonresidential reflective window film | 0 | 0 | 3.5 | sq ft | 100 | 350
Nonequipment | Window Sun Protection | Window Sun Protection (Includes sunscreen, film, tinting or overhang to minimize heat gain through window) | Standard Window with below Code Required Minimum SHGC | Commercial | New | Miscellaneous | FL Zone 2 | Per 100 S.F. | 12.84% | 416.9653 | 350.2509 | 66.7145 | 0.16 | 10 | 0.035055 | -0.025705 | 0 | no base cost | 0 | 0 | 3.5 | CMUA TRM, 2017, based on average incremental cost for Nonresidential reflective window film | 0 | 0 | 3.5 | sq ft | 100 | 350
Nonequipment | Window Sun Protection | Window Sun Protection (Includes sunscreen, film, tinting or overhang to minimize heat gain through window) | Standard Window with below Code Required Minimum SHGC | Commercial | New | Offices | FL Zone 2 | Per 100 S.F. | 15.35% | 416.9653 | 350.2509 | 66.7145 | 0.16 | 10 | 0.025494 | -0.0063194 | 0 | no base cost | 0 | 0 | 3.5 | CMUA TRM, 2017, based on average incremental cost for Nonresidential reflective window film | 0 | 0 | 3.5 | sq ft | 100 | 350
Nonequipment | Window Sun Protection | Window Sun Protection (Includes sunscreen, film, tinting or overhang to minimize heat gain through window) | Standard Window with below Code Required Minimum SHGC | Commercial | New | Restaurants | FL Zone 2 | Per 100 S.F. | 15.35% | 416.9653 | 350.2509 | 66.7145 | 0.16 | 10 | 0.025494 | -0.0063194 | 0 | no base cost | 0 | 0 | 3.5 | CMUA TRM, 2017, based on average incremental cost for Nonresidential reflective window film | 0 | 0 | 3.5 | sq ft | 100 | 350
Nonequipment | Window Sun Protection | Window Sun Protection (Includes sunscreen, film, tinting or overhang to minimize heat gain through window) | Standard Window with below Code Required Minimum SHGC | Commercial | New | Retail | FL Zone 2 | Per 100 S.F. | 15.35% | 416.9653 | 350.2509 | 66.7145 | 0.16 | 10 | 0.025494 | -0.0063194 | 0 | no base cost | 0 | 0 | 3.5 | CMUA TRM, 2017, based on average incremental cost for Nonresidential reflective window film | 0 | 0 | 3.5 | sq ft | 100 | 350
Nonequipment | Window Sun Protection | Window Sun Protection (Includes sunscreen, film, tinting or overhang to minimize heat gain through window) | Standard Window with below Code Required Minimum SHGC | Commercial | New | Schools K-12 | FL Zone 2 | Per 100 S.F. | 15.35% | 416.9653 | 350.2509 | 66.7145 | 0.16 | 10 | 0.025494 | -0.0063194 | 0 | no base cost | 0 | 0 | 3.5 | CMUA TRM, 2017, based on average incremental cost for Nonresidential reflective window film | 0 | 0 | 3.5 | sq ft | 100 | 350
Nonequipment | Window Sun Protection | Window Sun Protection (Includes sunscreen, film, tinting or overhang to minimize heat gain through window) | Standard Window with below Code Required Minimum SHGC | Commercial | New | Warehouse | FL Zone 2 | Per 100 S.F. | 15.35% | 416.9653 | 350.2509 | 66.7145 | 0.16 | 10 | 0.035055 | -0.025705 | 0 | no base cost | 0 | 0 | 3.5 | CMUA TRM, 2017, based on average incremental cost for Nonresidential reflective window film | 0 | 0 | 3.5 | sq ft | 100 | 350
Nonequipment | Bi-Level Lighting Control (Interior) | Bi-Level Controls on Interior Lighting, 500 Watts Controlled | 500 Watts of Lighting, Manually Controlled | Commercial | Existing | Assembly | FL Zone 2 | Per 500W Controlled | 22.45% | 1438 | 992.22 | 445.78 | 0.31 | 8 | 0.0012256 | 0 | 0 | no equipment cost | 0 | 0 | 274 | Illinois 2018 Statewide TRM, Section 4.5.9 (inc. cost is capital cost only) | 99 | Michigan 2018 Statewide Master Measure Database, Exterior Lighting BiLevel Control w Override, and wattage assumed in measure workbook | 373 | unit |  | 373
Nonequipment | Bi-Level Lighting Control (Interior) | Bi-Level Controls on Interior Lighting, 500 Watts Controlled | 500 Watts of Lighting, Manually Controlled | Commercial | Existing | College and University | FL Zone 2 | Per 500W Controlled | 36% | 2204 | 1520.76 | 683.24 | 0.31 | 8 | 0.0018785 | 0 | 0 | no equipment cost | 0 | 0 | 274 | Illinois 2018 Statewide TRM, Section 4.5.9 (inc. cost is capital cost only) | 99 | Michigan 2018 Statewide Master Measure Database, Exterior Lighting BiLevel Control w Override, and wattage assumed in measure workbook | 373 | unit |  | 373
Nonequipment | Bi-Level Lighting Control (Interior) | Bi-Level Controls on Interior Lighting, 500 Watts Controlled | 500 Watts of Lighting, Manually Controlled | Commercial | Existing | Grocery | FL Zone 2 | Per 500W Controlled | 22.45% | 2772 | 1912.68 | 859.32 | 0.31 | 8 | 0.010616 | 0 | 0 | no equipment cost | 0 | 0 | 274 | Illinois 2018 Statewide TRM, Section 4.5.9 (inc. cost is capital cost only) | 99 | Michigan 2018 Statewide Master Measure Database, Exterior Lighting BiLevel Control w Override, and wattage assumed in measure workbook | 373 | unit |  | 373
Nonequipment | Bi-Level Lighting Control (Interior) | Bi-Level Controls on Interior Lighting, 500 Watts Controlled | 500 Watts of Lighting, Manually Controlled | Commercial | Existing | Healthcare | FL Zone 2 | Per 500W Controlled | 36% | 2514 | 1734.66 | 779.34 | 0.31 | 8 | 0.0021427 | 0 | 0 | no equipment cost | 0 | 0 | 274 | Illinois 2018 Statewide TRM, Section 4.5.9 (inc. cost is capital cost only) | 99 | Michigan 2018 Statewide Master Measure Database, Exterior Lighting BiLevel Control w Override, and wattage assumed in measure workbook | 373 | unit |  | 373
Nonequipment | Bi-Level Lighting Control (Interior) | Bi-Level Controls on Interior Lighting, 500 Watts Controlled | 500 Watts of Lighting, Manually Controlled | Commercial | Existing | Hospitals | FL Zone 2 | Per 500W Controlled | 36% | 3401 | 2346.69 | 1054.31 | 0.31 | 8 | 0.0028987 | 0 | 0 | no equipment cost | 0 | 0 | 274 | Illinois 2018 Statewide TRM, Section 4.5.9 (inc. cost is capital cost only) | 99 | Michigan 2018 Statewide Master Measure Database, Exterior Lighting BiLevel Control w Override, and wattage assumed in measure workbook | 373 | unit |  | 373
Nonequipment | Bi-Level Lighting Control (Interior) | Bi-Level Controls on Interior Lighting, 500 Watts Controlled | 500 Watts of Lighting, Manually Controlled | Commercial | Existing | Institutional | FL Zone 2 | Per 500W Controlled | 22.45% | 1649.5 | 1138.155 | 511.345 | 0.31 | 8 | 0.0014059 | 0 | 0 | no equipment cost | 0 | 0 | 274 | Illinois 2018 Statewide TRM, Section 4.5.9 (inc. cost is capital cost only) | 99 | Michigan 2018 Statewide Master Measure Database, Exterior Lighting BiLevel Control w Override, and wattage assumed in measure workbook | 373 | unit |  | 373
Nonequipment | Bi-Level Lighting Control (Interior) | Bi-Level Controls on Interior Lighting, 500 Watts Controlled | 500 Watts of Lighting, Manually Controlled | Commercial | Existing | Lodging/Hospitality | FL Zone 2 | Per 500W Controlled | 36% | 1877 | 1295.13 | 581.87 | 0.31 | 8 | 0.0071882 | 0 | 0 | no equipment cost | 0 | 0 | 274 | Illinois 2018 Statewide TRM, Section 4.5.9 (inc. cost is capital cost only) | 99 | Michigan 2018 Statewide Master Measure Database, Exterior Lighting BiLevel Control w Override, and wattage assumed in measure workbook | 373 | unit |  | 373
Nonequipment | Bi-Level Lighting Control (Interior) | Bi-Level Controls on Interior Lighting, 500 Watts Controlled | 500 Watts of Lighting, Manually Controlled | Commercial | Existing | Miscellaneous | FL Zone 2 | Per 500W Controlled | 22.45% | 2204 | 1520.76 | 683.24 | 0.31 | 8 | 0.0018785 | 0 | 0 | no equipment cost | 0 | 0 | 274 | Illinois 2018 Statewide TRM, Section 4.5.9 (inc. cost is capital cost only) | 99 | Michigan 2018 Statewide Master Measure Database, Exterior Lighting BiLevel Control w Override, and wattage assumed in measure workbook | 373 | unit |  | 373
Nonequipment | Bi-Level Lighting Control (Interior) | Bi-Level Controls on Interior Lighting, 500 Watts Controlled | 500 Watts of Lighting, Manually Controlled | Commercial | Existing | Offices | FL Zone 2 | Per 500W Controlled | 36% | 1626.5 | 1122.285 | 504.215 | 0.31 | 8 | 0.0013863 | 0 | 0 | no equipment cost | 0 | 0 | 274 | Illinois 2018 Statewide TRM, Section 4.5.9 (inc. cost is capital cost only) | 99 | Michigan 2018 Statewide Master Measure Database, Exterior Lighting BiLevel Control w Override, and wattage assumed in measure workbook | 373 | unit |  | 373
Nonequipment | Bi-Level Lighting Control (Interior) | Bi-Level Controls on Interior Lighting, 500 Watts Controlled | 500 Watts of Lighting, Manually Controlled | Commercial | Existing | Restaurants | FL Zone 2 | Per 500W Controlled | 9% | 1678.5 | 1158.165 | 520.335 | 0.31 | 8 | 0.006428 | 0 | 0 | no equipment cost | 0 | 0 | 274 | Illinois 2018 Statewide TRM, Section 4.5.9 (inc. cost is capital cost only) | 99 | Michigan 2018 Statewide Master Measure Database, Exterior Lighting BiLevel Control w Override, and wattage assumed in measure workbook | 373 | unit |  | 373
Nonequipment | Bi-Level Lighting Control (Interior) | Bi-Level Controls on Interior Lighting, 500 Watts Controlled | 500 Watts of Lighting, Manually Controlled | Commercial | Existing | Retail | FL Zone 2 | Per 500W Controlled | 36% | 2492 | 1719.48 | 772.52 | 0.31 | 8 | 0.0095434 | 0 | 0 | no equipment cost | 0 | 0 | 274 | Illinois 2018 Statewide TRM, Section 4.5.9 (inc. cost is capital cost only) | 99 | Michigan 2018 Statewide Master Measure Database, Exterior Lighting BiLevel Control w Override, and wattage assumed in measure workbook | 373 | unit |  | 373
Nonequipment | Bi-Level Lighting Control (Interior) | Bi-Level Controls on Interior Lighting, 500 Watts Controlled | 500 Watts of Lighting, Manually Controlled | Commercial | Existing | Schools K-12 | FL Zone 2 | Per 500W Controlled | 22.45% | 1189.5 | 820.755 | 368.745 | 0.31 | 8 | 0.0010138 | 0 | 0 | no equipment cost | 0 | 0 | 274 | Illinois 2018 Statewide TRM, Section 4.5.9 (inc. cost is capital cost only) | 99 | Michigan 2018 Statewide Master Measure Database, Exterior Lighting BiLevel Control w Override, and wattage assumed in measure workbook | 373 | unit |  | 373
Nonequipment | Bi-Level Lighting Control (Interior) | Bi-Level Controls on Interior Lighting, 500 Watts Controlled | 500 Watts of Lighting, Manually Controlled | Commercial | Existing | Warehouse | FL Zone 2 | Per 500W Controlled | 36% | 1912 | 1319.28 | 592.72 | 0.31 | 8 | 0.0016296 | 0 | 0 | no equipment cost | 0 | 0 | 274 | Illinois 2018 Statewide TRM, Section 4.5.9 (inc. cost is capital cost only) | 99 | Michigan 2018 Statewide Master Measure Database, Exterior Lighting BiLevel Control w Override, and wattage assumed in measure workbook | 373 | unit |  | 373
Nonequipment | Bi-Level Lighting Control (Interior) | Bi-Level Controls on Interior Lighting, 500 Watts Controlled | 500 Watts of Lighting, Controlled either Manually or by Sensor as Specified by Code | Commercial | New | Assembly | FL Zone 2 | Per 500W Controlled | 22.45% | 1438 | 992.22 | 445.78 | 0.31 | 8 | 0.0012256 | 0 | 0 | no equipment cost | 0 | 0 | 274 | Illinois 2018 Statewide TRM, Section 4.5.9 (inc. cost is capital cost only) | 99 | Michigan 2018 Statewide Master Measure Database, Exterior Lighting BiLevel Control w Override, and wattage assumed in measure workbook | 373 | unit |  | 373
Nonequipment | Bi-Level Lighting Control (Interior) | Bi-Level Controls on Interior Lighting, 500 Watts Controlled | 500 Watts of Lighting, Controlled either Manually or by Sensor as Specified by Code | Commercial | New | College and University | FL Zone 2 | Per 500W Controlled | 36% | 2204 | 1520.76 | 683.24 | 0.31 | 8 | 0.0018785 | 0 | 0 | no equipment cost | 0 | 0 | 274 | Illinois 2018 Statewide TRM, Section 4.5.9 (inc. cost is capital cost only) | 99 | Michigan 2018 Statewide Master Measure Database, Exterior Lighting BiLevel Control w Override, and wattage assumed in measure workbook | 373 | unit |  | 373
Nonequipment | Bi-Level Lighting Control (Interior) | Bi-Level Controls on Interior Lighting, 500 Watts Controlled | 500 Watts of Lighting, Controlled either Manually or by Sensor as Specified by Code | Commercial | New | Grocery | FL Zone 2 | Per 500W Controlled | 22.45% | 2772 | 1912.68 | 859.32 | 0.31 | 8 | 0.010616 | 0 | 0 | no equipment cost | 0 | 0 | 274 | Illinois 2018 Statewide TRM, Section 4.5.9 (inc. cost is capital cost only) | 99 | Michigan 2018 Statewide Master Measure Database, Exterior Lighting BiLevel Control w Override, and wattage assumed in measure workbook | 373 | unit |  | 373
Nonequipment | Bi-Level Lighting Control (Interior) | Bi-Level Controls on Interior Lighting, 500 Watts Controlled | 500 Watts of Lighting, Controlled either Manually or by Sensor as Specified by Code | Commercial | New | Healthcare | FL Zone 2 | Per 500W Controlled | 36% | 2514 | 1734.66 | 779.34 | 0.31 | 8 | 0.0021427 | 0 | 0 | no equipment cost | 0 | 0 | 274 | Illinois 2018 Statewide TRM, Section 4.5.9 (inc. cost is capital cost only) | 99 | Michigan 2018 Statewide Master Measure Database, Exterior Lighting BiLevel Control w Override, and wattage assumed in measure workbook | 373 | unit |  | 373
Nonequipment | Bi-Level Lighting Control (Interior) | Bi-Level Controls on Interior Lighting, 500 Watts Controlled | 500 Watts of Lighting, Controlled either Manually or by Sensor as Specified by Code | Commercial | New | Hospitals | FL Zone 2 | Per 500W Controlled | 36% | 3401 | 2346.69 | 1054.31 | 0.31 | 8 | 0.0028987 | 0 | 0 | no equipment cost | 0 | 0 | 274 | Illinois 2018 Statewide TRM, Section 4.5.9 (inc. cost is capital cost only) | 99 | Michigan 2018 Statewide Master Measure Database, Exterior Lighting BiLevel Control w Override, and wattage assumed in measure workbook | 373 | unit |  | 373
Nonequipment | Bi-Level Lighting Control (Interior) | Bi-Level Controls on Interior Lighting, 500 Watts Controlled | 500 Watts of Lighting, Controlled either Manually or by Sensor as Specified by Code | Commercial | New | Institutional | FL Zone 2 | Per 500W Controlled | 22.45% | 1649.5 | 1138.155 | 511.345 | 0.31 | 8 | 0.0014059 | 0 | 0 | no equipment cost | 0 | 0 | 274 | Illinois 2018 Statewide TRM, Section 4.5.9 (inc. cost is capital cost only) | 99 | Michigan 2018 Statewide Master Measure Database, Exterior Lighting BiLevel Control w Override, and wattage assumed in measure workbook | 373 | unit |  | 373
Nonequipment | Bi-Level Lighting Control (Interior) | Bi-Level Controls on Interior Lighting, 500 Watts Controlled | 500 Watts of Lighting, Controlled either Manually or by Sensor as Specified by Code | Commercial | New | Lodging/Hospitality | FL Zone 2 | Per 500W Controlled | 36% | 1877 | 1295.13 | 581.87 | 0.31 | 8 | 0.0071882 | 0 | 0 | no equipment cost | 0 | 0 | 274 | Illinois 2018 Statewide TRM, Section 4.5.9 (inc. cost is capital cost only) | 99 | Michigan 2018 Statewide Master Measure Database, Exterior Lighting BiLevel Control w Override, and wattage assumed in measure workbook | 373 | unit |  | 373
Nonequipment | Bi-Level Lighting Control (Interior) | Bi-Level Controls on Interior Lighting, 500 Watts Controlled | 500 Watts of Lighting, Controlled either Manually or by Sensor as Specified by Code | Commercial | New | Miscellaneous | FL Zone 2 | Per 500W Controlled | 22.45% | 2204 | 1520.76 | 683.24 | 0.31 | 8 | 0.0018785 | 0 | 0 | no equipment cost | 0 | 0 | 274 | Illinois 2018 Statewide TRM, Section 4.5.9 (inc. cost is capital cost only) | 99 | Michigan 2018 Statewide Master Measure Database, Exterior Lighting BiLevel Control w Override, and wattage assumed in measure workbook | 373 | unit |  | 373
Nonequipment | Bi-Level Lighting Control (Interior) | Bi-Level Controls on Interior Lighting, 500 Watts Controlled | 500 Watts of Lighting, Controlled either Manually or by Sensor as Specified by Code | Commercial | New | Offices | FL Zone 2 | Per 500W Controlled | 36% | 1626.5 | 1122.285 | 504.215 | 0.31 | 8 | 0.0013863 | 0 | 0 | no equipment cost | 0 | 0 | 274 | Illinois 2018 Statewide TRM, Section 4.5.9 (inc. cost is capital cost only) | 99 | Michigan 2018 Statewide Master Measure Database, Exterior Lighting BiLevel Control w Override, and wattage assumed in measure workbook | 373 | unit |  | 373
Nonequipment | Bi-Level Lighting Control (Interior) | Bi-Level Controls on Interior Lighting, 500 Watts Controlled | 500 Watts of Lighting, Controlled either Manually or by Sensor as Specified by Code | Commercial | New | Restaurants | FL Zone 2 | Per 500W Controlled | 9% | 1678.5 | 1158.165 | 520.335 | 0.31 | 8 | 0.006428 | 0 | 0 | no equipment cost | 0 | 0 | 274 | Illinois 2018 Statewide TRM, Section 4.5.9 (inc. cost is capital cost only) | 99 | Michigan 2018 Statewide Master Measure Database, Exterior Lighting BiLevel Control w Override, and wattage assumed in measure workbook | 373 | unit |  | 373
Nonequipment | Bi-Level Lighting Control (Interior) | Bi-Level Controls on Interior Lighting, 500 Watts Controlled | 500 Watts of Lighting, Controlled either Manually or by Sensor as Specified by Code | Commercial | New | Retail | FL Zone 2 | Per 500W Controlled | 36% | 2492 | 1719.48 | 772.52 | 0.31 | 8 | 0.0095434 | 0 | 0 | no equipment cost | 0 | 0 | 274 | Illinois 2018 Statewide TRM, Section 4.5.9 (inc. cost is capital cost only) | 99 | Michigan 2018 Statewide Master Measure Database, Exterior Lighting BiLevel Control w Override, and wattage assumed in measure workbook | 373 | unit |  | 373
Nonequipment | Bi-Level Lighting Control (Interior) | Bi-Level Controls on Interior Lighting, 500 Watts Controlled | 500 Watts of Lighting, Controlled either Manually or by Sensor as Specified by Code | Commercial | New | Schools K-12 | FL Zone 2 | Per 500W Controlled | 22.45% | 1189.5 | 820.755 | 368.745 | 0.31 | 8 | 0.0010138 | 0 | 0 | no equipment cost | 0 | 0 | 274 | Illinois 2018 Statewide TRM, Section 4.5.9 (inc. cost is capital cost only) | 99 | Michigan 2018 Statewide Master Measure Database, Exterior Lighting BiLevel Control w Override, and wattage assumed in measure workbook | 373 | unit |  | 373
Nonequipment | Bi-Level Lighting Control (Interior) | Bi-Level Controls on Interior Lighting, 500 Watts Controlled | 500 Watts of Lighting, Controlled either Manually or by Sensor as Specified by Code | Commercial | New | Warehouse | FL Zone 2 | Per 500W Controlled | 36% | 1912 | 1319.28 | 592.72 | 0.31 | 8 | 0.0016296 | 0 | 0 | no equipment cost | 0 | 0 | 274 | Illinois 2018 Statewide TRM, Section 4.5.9 (inc. cost is capital cost only) | 99 | Michigan 2018 Statewide Master Measure Database, Exterior Lighting BiLevel Control w Override, and wattage assumed in measure workbook | 373 | unit |  | 373
Nonequipment | Interior Lighting Controls | Install Interior Photocell Dimming Controls, 500 Watts Controlled | 500 Watts of Lighting, Manually Controlled | Commercial | Existing | Assembly | FL Zone 2 | Per End Use Consumption | 15.09% | 1438 | 1035.36 | 402.64 | 0.28 | 8 | 0 | 0 | 0 | no equipment cost | 0 | 0 | 115 | Mid-Atlantic TRM, v7.0, 2017, average of occupancy sensor and photocell control costs | 41.3796 | rate at $82.76/per labor hour assume 0.5 hours work, https://www.homewyse.com/services/cost_to_install_lighting_control_system.html | 156.3796 | unit |  | 156.3796
Nonequipment | Interior Lighting Controls | Install Interior Photocell Dimming Controls, 500 Watts Controlled | 500 Watts of Lighting, Manually Controlled | Commercial | Existing | College and University | FL Zone 2 | Per End Use Consumption | 37.72% | 2204 | 1586.88 | 617.12 | 0.28 | 8 | 0 | 0 | 0 | no equipment cost | 0 | 0 | 115 | Mid-Atlantic TRM, v7.0, 2017, average of occupancy sensor and photocell control costs | 41.3796 | rate at $82.76/per labor hour assume 0.5 hours work, https://www.homewyse.com/services/cost_to_install_lighting_control_system.html | 156.3796 | unit |  | 156.3796
Nonequipment | Interior Lighting Controls | Install Interior Photocell Dimming Controls, 500 Watts Controlled | 500 Watts of Lighting, Manually Controlled | Commercial | Existing | Grocery | FL Zone 2 | Per End Use Consumption | 7.543% | 2772 | 1995.84 | 776.16 | 0.28 | 8 | 0 | 0 | 0 | no equipment cost | 0 | 0 | 115 | Mid-Atlantic TRM, v7.0, 2017, average of occupancy sensor and photocell control costs | 41.3796 | rate at $82.76/per labor hour assume 0.5 hours work, https://www.homewyse.com/services/cost_to_install_lighting_control_system.html | 156.3796 | unit |  | 156.3796
Nonequipment | Interior Lighting Controls | Install Interior Photocell Dimming Controls, 500 Watts Controlled | 500 Watts of Lighting, Manually Controlled | Commercial | Existing | Healthcare | FL Zone 2 | Per End Use Consumption | 37.72% | 2514 | 1810.08 | 703.92 | 0.28 | 8 | 0 | 0 | 0 | no equipment cost | 0 | 0 | 115 | Mid-Atlantic TRM, v7.0, 2017, average of occupancy sensor and photocell control costs | 41.3796 | rate at $82.76/per labor hour assume 0.5 hours work, https://www.homewyse.com/services/cost_to_install_lighting_control_system.html | 156.3796 | unit |  | 156.3796
Nonequipment | Interior Lighting Controls | Install Interior Photocell Dimming Controls, 500 Watts Controlled | 500 Watts of Lighting, Manually Controlled | Commercial | Existing | Hospitals | FL Zone 2 | Per End Use Consumption | 37.72% | 3401 | 2448.72 | 952.28 | 0.28 | 8 | 0 | 0 | 0 | no equipment cost | 0 | 0 | 115 | Mid-Atlantic TRM, v7.0, 2017, average of occupancy sensor and photocell control costs | 41.3796 | rate at $82.76/per labor hour assume 0.5 hours work, https://www.homewyse.com/services/cost_to_install_lighting_control_system.html | 156.3796 | unit |  | 156.3796
Nonequipment | Interior Lighting Controls | Install Interior Photocell Dimming Controls, 500 Watts Controlled | 500 Watts of Lighting, Manually Controlled | Commercial | Existing | Institutional | FL Zone 2 | Per End Use Consumption | 15.09% | 1649.5 | 1187.64 | 461.86 | 0.28 | 8 | 0 | 0 | 0 | no equipment cost | 0 | 0 | 115 | Mid-Atlantic TRM, v7.0, 2017, average of occupancy sensor and photocell control costs | 41.3796 | rate at $82.76/per labor hour assume 0.5 hours work, https://www.homewyse.com/services/cost_to_install_lighting_control_system.html | 156.3796 | unit |  | 156.3796
Nonequipment | Interior Lighting Controls | Install Interior Photocell Dimming Controls, 500 Watts Controlled | 500 Watts of Lighting, Manually Controlled | Commercial | Existing | Lodging/Hospitality | FL Zone 2 | Per End Use Consumption | 15.09% | 1877 | 1351.44 | 525.56 | 0.28 | 8 | 0 | 0 | 0 | no equipment cost | 0 | 0 | 115 | Mid-Atlantic TRM, v7.0, 2017, average of occupancy sensor and photocell control costs | 41.3796 | rate at $82.76/per labor hour assume 0.5 hours work, https://www.homewyse.com/services/cost_to_install_lighting_control_system.html | 156.3796 | unit |  | 156.3796
Nonequipment | Interior Lighting Controls | Install Interior Photocell Dimming Controls, 500 Watts Controlled | 500 Watts of Lighting, Manually Controlled | Commercial | Existing | Miscellaneous | FL Zone 2 | Per End Use Consumption | 15.09% | 2204 | 1586.88 | 617.12 | 0.28 | 8 | 0 | 0 | 0 | no equipment cost | 0 | 0 | 115 | Mid-Atlantic TRM, v7.0, 2017, average of occupancy sensor and photocell control costs | 41.3796 | rate at $82.76/per labor hour assume 0.5 hours work, https://www.homewyse.com/services/cost_to_install_lighting_control_system.html | 156.3796 | unit |  | 156.3796
Nonequipment | Interior Lighting Controls | Install Interior Photocell Dimming Controls, 500 Watts Controlled | 500 Watts of Lighting, Manually Controlled | Commercial | Existing | Offices | FL Zone 2 | Per End Use Consumption | 30.17% | 1626.5 | 1171.08 | 455.42 | 0.28 | 8 | 0 | 0 | 0 | no equipment cost | 0 | 0 | 115 | Mid-Atlantic TRM, v7.0, 2017, average of occupancy sensor and photocell control costs | 41.3796 | rate at $82.76/per labor hour assume 0.5 hours work, https://www.homewyse.com/services/cost_to_install_lighting_control_system.html | 156.3796 | unit |  | 156.3796
Nonequipment | Interior Lighting Controls | Install Interior Photocell Dimming Controls, 500 Watts Controlled | 500 Watts of Lighting, Manually Controlled | Commercial | Existing | Restaurants | FL Zone 2 | Per End Use Consumption | 7.543% | 1678.5 | 1208.52 | 469.98 | 0.28 | 8 | 0 | 0 | 0 | no equipment cost | 0 | 0 | 115 | Mid-Atlantic TRM, v7.0, 2017, average of occupancy sensor and photocell control costs | 41.3796 | rate at $82.76/per labor hour assume 0.5 hours work, https://www.homewyse.com/services/cost_to_install_lighting_control_system.html | 156.3796 | unit |  | 156.3796
Nonequipment | Interior Lighting Controls | Install Interior Photocell Dimming Controls, 500 Watts Controlled | 500 Watts of Lighting, Manually Controlled | Commercial | Existing | Retail | FL Zone 2 | Per End Use Consumption | 7.543% | 2492 | 1794.24 | 697.76 | 0.28 | 8 | 0 | 0 | 0 | no equipment cost | 0 | 0 | 115 | Mid-Atlantic TRM, v7.0, 2017, average of occupancy sensor and photocell control costs | 41.3796 | rate at $82.76/per labor hour assume 0.5 hours work, https://www.homewyse.com/services/cost_to_install_lighting_control_system.html | 156.3796 | unit |  | 156.3796
Nonequipment | Interior Lighting Controls | Install Interior Photocell Dimming Controls, 500 Watts Controlled | 500 Watts of Lighting, Manually Controlled | Commercial | Existing | Schools K-12 | FL Zone 2 | Per End Use Consumption | 37.72% | 1189.5 | 856.44 | 333.06 | 0.28 | 8 | 0 | 0 | 0 | no equipment cost | 0 | 0 | 115 | Mid-Atlantic TRM, v7.0, 2017, average of occupancy sensor and photocell control costs | 41.3796 | rate at $82.76/per labor hour assume 0.5 hours work, https://www.homewyse.com/services/cost_to_install_lighting_control_system.html | 156.3796 | unit |  | 156.3796
Nonequipment | Interior Lighting Controls | Install Interior Photocell Dimming Controls, 500 Watts Controlled | 500 Watts of Lighting, Manually Controlled | Commercial | Existing | Warehouse | FL Zone 2 | Per End Use Consumption | 37.72% | 1912 | 1376.64 | 535.36 | 0.28 | 8 | 0 | 0 | 0 | no equipment cost | 0 | 0 | 115 | Mid-Atlantic TRM, v7.0, 2017, average of occupancy sensor and photocell control costs | 41.3796 | rate at $82.76/per labor hour assume 0.5 hours work, https://www.homewyse.com/services/cost_to_install_lighting_control_system.html | 156.3796 | unit |  | 156.3796
Nonequipment | Interior Lighting Controls | Install Interior Photocell Dimming Controls, 500 Watts Controlled | 500 Watts of Lighting, Manually Controlled | Commercial | New | Assembly | FL Zone 2 | Per End Use Consumption | 15.09% | 1438 | 1035.36 | 402.64 | 0.28 | 8 | 0 | 0 | 0 | no equipment cost | 0 | 0 | 115 | Mid-Atlantic TRM, v7.0, 2017, average of occupancy sensor and photocell control costs | 41.3796 | rate at $82.76/per labor hour assume 0.5 hours work, https://www.homewyse.com/services/cost_to_install_lighting_control_system.html | 156.3796 | unit |  | 156.3796
Nonequipment | Interior Lighting Controls | Install Interior Photocell Dimming Controls, 500 Watts Controlled | 500 Watts of Lighting, Manually Controlled | Commercial | New | College and University | FL Zone 2 | Per End Use Consumption | 37.72% | 2204 | 1586.88 | 617.12 | 0.28 | 8 | 0 | 0 | 0 | no equipment cost | 0 | 0 | 115 | Mid-Atlantic TRM, v7.0, 2017, average of occupancy sensor and photocell control costs | 41.3796 | rate at $82.76/per labor hour assume 0.5 hours work, https://www.homewyse.com/services/cost_to_install_lighting_control_system.html | 156.3796 | unit |  | 156.3796
Nonequipment | Interior Lighting Controls | Install Interior Photocell Dimming Controls, 500 Watts Controlled | 500 Watts of Lighting, Manually Controlled | Commercial | New | Grocery | FL Zone 2 | Per End Use Consumption | 7.543% | 2772 | 1995.84 | 776.16 | 0.28 | 8 | 0 | 0 | 0 | no equipment cost | 0 | 0 | 115 | Mid-Atlantic TRM, v7.0, 2017, average of occupancy sensor and photocell control costs | 41.3796 | rate at $82.76/per labor hour assume 0.5 hours work, https://www.homewyse.com/services/cost_to_install_lighting_control_system.html | 156.3796 | unit |  | 156.3796
Nonequipment | Interior Lighting Controls | Install Interior Photocell Dimming Controls, 500 Watts Controlled | 500 Watts of Lighting, Manually Controlled | Commercial | New | Healthcare | FL Zone 2 | Per End Use Consumption | 37.72% | 2514 | 1810.08 | 703.92 | 0.28 | 8 | 0 | 0 | 0 | no equipment cost | 0 | 0 | 115 | Mid-Atlantic TRM, v7.0, 2017, average of occupancy sensor and photocell control costs | 41.3796 | rate at $82.76/per labor hour assume 0.5 hours work, https://www.homewyse.com/services/cost_to_install_lighting_control_system.html | 156.3796 | unit |  | 156.3796
Nonequipment | Interior Lighting Controls | Install Interior Photocell Dimming Controls, 500 Watts Controlled | 500 Watts of Lighting, Manually Controlled | Commercial | New | Hospitals | FL Zone 2 | Per End Use Consumption | 37.72% | 3401 | 2448.72 | 952.28 | 0.28 | 8 | 0 | 0 | 0 | no equipment cost | 0 | 0 | 115 | Mid-Atlantic TRM, v7.0, 2017, average of occupancy sensor and photocell control costs | 41.3796 | rate at $82.76/per labor hour assume 0.5 hours work, https://www.homewyse.com/services/cost_to_install_lighting_control_system.html | 156.3796 | unit |  | 156.3796
Nonequipment | Interior Lighting Controls | Install Interior Photocell Dimming Controls, 500 Watts Controlled | 500 Watts of Lighting, Manually Controlled | Commercial | New | Institutional | FL Zone 2 | Per End Use Consumption | 15.09% | 1649.5 | 1187.64 | 461.86 | 0.28 | 8 | 0 | 0 | 0 | no equipment cost | 0 | 0 | 115 | Mid-Atlantic TRM, v7.0, 2017, average of occupancy sensor and photocell control costs | 41.3796 | rate at $82.76/per labor hour assume 0.5 hours work, https://www.homewyse.com/services/cost_to_install_lighting_control_system.html | 156.3796 | unit |  | 156.3796
Nonequipment | Interior Lighting Controls | Install Interior Photocell Dimming Controls, 500 Watts Controlled | 500 Watts of Lighting, Manually Controlled | Commercial | New | Lodging/Hospitality | FL Zone 2 | Per End Use Consumption | 15.09% | 1877 | 1351.44 | 525.56 | 0.28 | 8 | 0 | 0 | 0 | no equipment cost | 0 | 0 | 115 | Mid-Atlantic TRM, v7.0, 2017, average of occupancy sensor and photocell control costs | 41.3796 | rate at $82.76/per labor hour assume 0.5 hours work, https://www.homewyse.com/services/cost_to_install_lighting_control_system.html | 156.3796 | unit |  | 156.3796
Nonequipment | Interior Lighting Controls | Install Interior Photocell Dimming Controls, 500 Watts Controlled | 500 Watts of Lighting, Manually Controlled | Commercial | New | Miscellaneous | FL Zone 2 | Per End Use Consumption | 15.09% | 2204 | 1586.88 | 617.12 | 0.28 | 8 | 0 | 0 | 0 | no equipment cost | 0 | 0 | 115 | Mid-Atlantic TRM, v7.0, 2017, average of occupancy sensor and photocell control costs | 41.3796 | rate at $82.76/per labor hour assume 0.5 hours work, https://www.homewyse.com/services/cost_to_install_lighting_control_system.html | 156.3796 | unit |  | 156.3796
Nonequipment | Interior Lighting Controls | Install Interior Photocell Dimming Controls, 500 Watts Controlled | 500 Watts of Lighting, Manually Controlled | Commercial | New | Offices | FL Zone 2 | Per End Use Consumption | 30.17% | 1626.5 | 1171.08 | 455.42 | 0.28 | 8 | 0 | 0 | 0 | no equipment cost | 0 | 0 | 115 | Mid-Atlantic TRM, v7.0, 2017, average of occupancy sensor and photocell control costs | 41.3796 | rate at $82.76/per labor hour assume 0.5 hours work, https://www.homewyse.com/services/cost_to_install_lighting_control_system.html | 156.3796 | unit |  | 156.3796
Nonequipment | Interior Lighting Controls | Install Interior Photocell Dimming Controls, 500 Watts Controlled | 500 Watts of Lighting, Manually Controlled | Commercial | New | Restaurants | FL Zone 2 | Per End Use Consumption | 7.543% | 1678.5 | 1208.52 | 469.98 | 0.28 | 8 | 0 | 0 | 0 | no equipment cost | 0 | 0 | 115 | Mid-Atlantic TRM, v7.0, 2017, average of occupancy sensor and photocell control costs | 41.3796 | rate at $82.76/per labor hour assume 0.5 hours work, https://www.homewyse.com/services/cost_to_install_lighting_control_system.html | 156.3796 | unit |  | 156.3796
Nonequipment | Interior Lighting Controls | Install Interior Photocell Dimming Controls, 500 Watts Controlled | 500 Watts of Lighting, Manually Controlled | Commercial | New | Retail | FL Zone 2 | Per End Use Consumption | 7.543% | 2492 | 1794.24 | 697.76 | 0.28 | 8 | 0 | 0 | 0 | no equipment cost | 0 | 0 | 115 | Mid-Atlantic TRM, v7.0, 2017, average of occupancy sensor and photocell control costs | 41.3796 | rate at $82.76/per labor hour assume 0.5 hours work, https://www.homewyse.com/services/cost_to_install_lighting_control_system.html | 156.3796 | unit |  | 156.3796
Nonequipment | Interior Lighting Controls | Install Interior Photocell Dimming Controls, 500 Watts Controlled | 500 Watts of Lighting, Manually Controlled | Commercial | New | Schools K-12 | FL Zone 2 | Per End Use Consumption | 37.72% | 1189.5 | 856.44 | 333.06 | 0.28 | 8 | 0 | 0 | 0 | no equipment cost | 0 | 0 | 115 | Mid-Atlantic TRM, v7.0, 2017, average of occupancy sensor and photocell control costs | 41.3796 | rate at $82.76/per labor hour assume 0.5 hours work, https://www.homewyse.com/services/cost_to_install_lighting_control_system.html | 156.3796 | unit |  | 156.3796
Nonequipment | Interior Lighting Controls | Install Interior Photocell Dimming Controls, 500 Watts Controlled | 500 Watts of Lighting, Manually Controlled | Commercial | New | Warehouse | FL Zone 2 | Per End Use Consumption | 37.72% | 1912 | 1376.64 | 535.36 | 0.28 | 8 | 0 | 0 | 0 | no equipment cost | 0 | 0 | 115 | Mid-Atlantic TRM, v7.0, 2017, average of occupancy sensor and photocell control costs | 41.3796 | rate at $82.76/per labor hour assume 0.5 hours work, https://www.homewyse.com/services/cost_to_install_lighting_control_system.html | 156.3796 | unit |  | 156.3796
Nonequipment | Efficient Motor Belts | Synchronous belt, 98% efficiency | 0 | Commercial | Existing | Assembly | FL Zone 2 | Per Appliance | 4.793% | 8580.0419 | 8485.2348 | 94.8071 | 0.01105 | 10 | 0.012997 | 0.0032092 | 0 | no base cost | 0 | 0 | 246.51 | Illinois 2018 Statewide TRM, Section 4.4.30 | 150 | Illinois TRM, 2018, Section 4.4.30 | 396.51 | motor belt |  | 396.51
Nonequipment | Efficient Motor Belts | Synchronous belt, 98% efficiency | 0 | Commercial | Existing | College and University | FL Zone 2 | Per Appliance | 1.244% | 8580.0419 | 8485.2348 | 94.8071 | 0.01105 | 10 | 0.012292 | 0.010296 | 0 | no base cost | 0 | 0 | 246.51 | Illinois 2018 Statewide TRM, Section 4.4.30 | 150 | Illinois TRM, 2018, Section 4.4.30 | 396.51 | motor belt |  | 396.51
Nonequipment | Efficient Motor Belts | Synchronous belt, 98% efficiency | 0 | Commercial | Existing | Grocery | FL Zone 2 | Per Appliance | 9.954% | 8580.0419 | 8485.2348 | 94.8071 | 0.01105 | 10 | 0.012997 | 0.0032092 | 0 | no base cost | 0 | 0 | 246.51 | Illinois 2018 Statewide TRM, Section 4.4.30 | 150 | Illinois TRM, 2018, Section 4.4.30 | 396.51 | motor belt |  | 396.51
Nonequipment | Efficient Motor Belts | Synchronous belt, 98% efficiency | 0 | Commercial | Existing | Healthcare | FL Zone 2 | Per Appliance | 1.244% | 8580.0419 | 8485.2348 | 94.8071 | 0.01105 | 10 | 0.012292 | 0.010296 | 0 | no base cost | 0 | 0 | 246.51 | Illinois 2018 Statewide TRM, Section 4.4.30 | 150 | Illinois TRM, 2018, Section 4.4.30 | 396.51 | motor belt |  | 396.51
Nonequipment | Efficient Motor Belts | Synchronous belt, 98% efficiency | 0 | Commercial | Existing | Hospitals | FL Zone 2 | Per Appliance | 1.244% | 8580.0419 | 8485.2348 | 94.8071 | 0.01105 | 10 | 0.012292 | 0.010296 | 0 | no base cost | 0 | 0 | 246.51 | Illinois 2018 Statewide TRM, Section 4.4.30 | 150 | Illinois TRM, 2018, Section 4.4.30 | 396.51 | motor belt |  | 396.51
Nonequipment | Efficient Motor Belts | Synchronous belt, 98% efficiency | 0 | Commercial | Existing | Institutional | FL Zone 2 | Per Appliance | 4.793% | 8580.0419 | 8485.2348 | 94.8071 | 0.01105 | 10 | 0.012997 | 0.0032092 | 0 | no base cost | 0 | 0 | 246.51 | Illinois 2018 Statewide TRM, Section 4.4.30 | 150 | Illinois TRM, 2018, Section 4.4.30 | 396.51 | motor belt |  | 396.51
Nonequipment | Efficient Motor Belts | Synchronous belt, 98% efficiency | 0 | Commercial | Existing | Lodging/Hospitality | FL Zone 2 | Per Appliance | 1.244% | 8580.0419 | 8485.2348 | 94.8071 | 0.01105 | 10 | 0.012292 | 0.010296 | 0 | no base cost | 0 | 0 | 246.51 | Illinois 2018 Statewide TRM, Section 4.4.30 | 150 | Illinois TRM, 2018, Section 4.4.30 | 396.51 | motor belt |  | 396.51
Nonequipment | Efficient Motor Belts | Synchronous belt, 98% efficiency | 0 | Commercial | Existing | Miscellaneous | FL Zone 2 | Per Appliance | 4.793% | 8580.0419 | 8485.2348 | 94.8071 | 0.01105 | 10 | 0.012997 | 0.0032092 | 0 | no base cost | 0 | 0 | 246.51 | Illinois 2018 Statewide TRM, Section 4.4.30 | 150 | Illinois TRM, 2018, Section 4.4.30 | 396.51 | motor belt |  | 396.51
Nonequipment | Efficient Motor Belts | Synchronous belt, 98% efficiency | 0 | Commercial | Existing | Offices | FL Zone 2 | Per Appliance | 4.793% | 8580.0419 | 8485.2348 | 94.8071 | 0.01105 | 10 | 0.012997 | 0.0032092 | 0 | no base cost | 0 | 0 | 246.51 | Illinois 2018 Statewide TRM, Section 4.4.30 | 150 | Illinois TRM, 2018, Section 4.4.30 | 396.51 | motor belt |  | 396.51
Nonequipment | Efficient Motor Belts | Synchronous belt, 98% efficiency | 0 | Commercial | Existing | Restaurants | FL Zone 2 | Per Appliance | 1.244% | 8580.0419 | 8485.2348 | 94.8071 | 0.01105 | 10 | 0.012292 | 0.010296 | 0 | no base cost | 0 | 0 | 246.51 | Illinois 2018 Statewide TRM, Section 4.4.30 | 150 | Illinois TRM, 2018, Section 4.4.30 | 396.51 | motor belt |  | 396.51
Nonequipment | Efficient Motor Belts | Synchronous belt, 98% efficiency | 0 | Commercial | Existing | Retail | FL Zone 2 | Per Appliance | 1.244% | 8580.0419 | 8485.2348 | 94.8071 | 0.01105 | 10 | 0.012997 | 0.0032092 | 0 | no base cost | 0 | 0 | 246.51 | Illinois 2018 Statewide TRM, Section 4.4.30 | 150 | Illinois TRM, 2018, Section 4.4.30 | 396.51 | motor belt |  | 396.51
Nonequipment | Efficient Motor Belts | Synchronous belt, 98% efficiency | 0 | Commercial | Existing | Schools K-12 | FL Zone 2 | Per Appliance | 1.244% | 8580.0419 | 8485.2348 | 94.8071 | 0.01105 | 10 | 0.012292 | 0.010296 | 0 | no base cost | 0 | 0 | 246.51 | Illinois 2018 Statewide TRM, Section 4.4.30 | 150 | Illinois TRM, 2018, Section 4.4.30 | 396.51 | motor belt |  | 396.51
Nonequipment | Efficient Motor Belts | Synchronous belt, 98% efficiency | 0 | Commercial | Existing | Warehouse | FL Zone 2 | Per Appliance | 4.793% | 8580.0419 | 8485.2348 | 94.8071 | 0.01105 | 10 | 0.012997 | 0.0032092 | 0 | no base cost | 0 | 0 | 246.51 | Illinois 2018 Statewide TRM, Section 4.4.30 | 150 | Illinois TRM, 2018, Section 4.4.30 | 396.51 | motor belt |  | 396.51
Nonequipment | Efficient Motor Belts | Synchronous belt, 98% efficiency | Standard V-belt, 93% efficiency | Commercial | New | Assembly | FL Zone 2 | Per Appliance | 4.793% | 8580.0419 | 8485.2348 | 94.8071 | 0.01105 | 10 | 0.012997 | 0.0032092 | 0 | no base cost | 0 | 0 | 246.51 | Illinois 2018 Statewide TRM, Section 4.4.30 | 150 | Illinois TRM, 2018, Section 4.4.30 | 396.51 | motor belt |  | 396.51
Nonequipment | Efficient Motor Belts | Synchronous belt, 98% efficiency | Standard V-belt, 93% efficiency | Commercial | New | College and University | FL Zone 2 | Per Appliance | 4.977% | 8580.0419 | 8485.2348 | 94.8071 | 0.01105 | 10 | 0.012292 | 0.010296 | 0 | no base cost | 0 | 0 | 246.51 | Illinois 2018 Statewide TRM, Section 4.4.30 | 150 | Illinois TRM, 2018, Section 4.4.30 | 396.51 | motor belt |  | 396.51
Nonequipment | Efficient Motor Belts | Synchronous belt, 98% efficiency | Standard V-belt, 93% efficiency | Commercial | New | Grocery | FL Zone 2 | Per Appliance | 9.954% | 8580.0419 | 8485.2348 | 94.8071 | 0.01105 | 10 | 0.012997 | 0.0032092 | 0 | no base cost | 0 | 0 | 246.51 | Illinois 2018 Statewide TRM, Section 4.4.30 | 150 | Illinois TRM, 2018, Section 4.4.30 | 396.51 | motor belt |  | 396.51
Nonequipment | Efficient Motor Belts | Synchronous belt, 98% efficiency | Standard V-belt, 93% efficiency | Commercial | New | Healthcare | FL Zone 2 | Per Appliance | 4.977% | 8580.0419 | 8485.2348 | 94.8071 | 0.01105 | 10 | 0.012292 | 0.010296 | 0 | no base cost | 0 | 0 | 246.51 | Illinois 2018 Statewide TRM, Section 4.4.30 | 150 | Illinois TRM, 2018, Section 4.4.30 | 396.51 | motor belt |  | 396.51
Nonequipment | Efficient Motor Belts | Synchronous belt, 98% efficiency | Standard V-belt, 93% efficiency | Commercial | New | Hospitals | FL Zone 2 | Per Appliance | 4.977% | 8580.0419 | 8485.2348 | 94.8071 | 0.01105 | 10 | 0.012292 | 0.010296 | 0 | no base cost | 0 | 0 | 246.51 | Illinois 2018 Statewide TRM, Section 4.4.30 | 150 | Illinois TRM, 2018, Section 4.4.30 | 396.51 | motor belt |  | 396.51
Nonequipment | Efficient Motor Belts | Synchronous belt, 98% efficiency | Standard V-belt, 93% efficiency | Commercial | New | Institutional | FL Zone 2 | Per Appliance | 4.793% | 8580.0419 | 8485.2348 | 94.8071 | 0.01105 | 10 | 0.012997 | 0.0032092 | 0 | no base cost | 0 | 0 | 246.51 | Illinois 2018 Statewide TRM, Section 4.4.30 | 150 | Illinois TRM, 2018, Section 4.4.30 | 396.51 | motor belt |  | 396.51
Nonequipment | Efficient Motor Belts | Synchronous belt, 98% efficiency | Standard V-belt, 93% efficiency | Commercial | New | Lodging/Hospitality | FL Zone 2 | Per Appliance | 4.977% | 8580.0419 | 8485.2348 | 94.8071 | 0.01105 | 10 | 0.012292 | 0.010296 | 0 | no base cost | 0 | 0 | 246.51 | Illinois 2018 Statewide TRM, Section 4.4.30 | 150 | Illinois TRM, 2018, Section 4.4.30 | 396.51 | motor belt |  | 396.51
Nonequipment | Efficient Motor Belts | Synchronous belt, 98% efficiency | Standard V-belt, 93% efficiency | Commercial | New | Miscellaneous | FL Zone 2 | Per Appliance | 4.793% | 8580.0419 | 8485.2348 | 94.8071 | 0.01105 | 10 | 0.012997 | 0.0032092 | 0 | no base cost | 0 | 0 | 246.51 | Illinois 2018 Statewide TRM, Section 4.4.30 | 150 | Illinois TRM, 2018, Section 4.4.30 | 396.51 | motor belt |  | 396.51
Nonequipment | Efficient Motor Belts | Synchronous belt, 98% efficiency | Standard V-belt, 93% efficiency | Commercial | New | Offices | FL Zone 2 | Per Appliance | 4.793% | 8580.0419 | 8485.2348 | 94.8071 | 0.01105 | 10 | 0.012997 | 0.0032092 | 0 | no base cost | 0 | 0 | 246.51 | Illinois 2018 Statewide TRM, Section 4.4.30 | 150 | Illinois TRM, 2018, Section 4.4.30 | 396.51 | motor belt |  | 396.51
Nonequipment | Efficient Motor Belts | Synchronous belt, 98% efficiency | Standard V-belt, 93% efficiency | Commercial | New | Restaurants | FL Zone 2 | Per Appliance | 4.977% | 8580.0419 | 8485.2348 | 94.8071 | 0.01105 | 10 | 0.012292 | 0.010296 | 0 | no base cost | 0 | 0 | 246.51 | Illinois 2018 Statewide TRM, Section 4.4.30 | 150 | Illinois TRM, 2018, Section 4.4.30 | 396.51 | motor belt |  | 396.51
Nonequipment | Efficient Motor Belts | Synchronous belt, 98% efficiency | Standard V-belt, 93% efficiency | Commercial | New | Retail | FL Zone 2 | Per Appliance | 4.977% | 8580.0419 | 8485.2348 | 94.8071 | 0.01105 | 10 | 0.012997 | 0.0032092 | 0 | no base cost | 0 | 0 | 246.51 | Illinois 2018 Statewide TRM, Section 4.4.30 | 150 | Illinois TRM, 2018, Section 4.4.30 | 396.51 | motor belt |  | 396.51
Nonequipment | Efficient Motor Belts | Synchronous belt, 98% efficiency | Standard V-belt, 93% efficiency | Commercial | New | Schools K-12 | FL Zone 2 | Per Appliance | 4.977% | 8580.0419 | 8485.2348 | 94.8071 | 0.01105 | 10 | 0.012292 | 0.010296 | 0 | no base cost | 0 | 0 | 246.51 | Illinois 2018 Statewide TRM, Section 4.4.30 | 150 | Illinois TRM, 2018, Section 4.4.30 | 396.51 | motor belt |  | 396.51
Nonequipment | Efficient Motor Belts | Synchronous belt, 98% efficiency | Standard V-belt, 93% efficiency | Commercial | New | Warehouse | FL Zone 2 | Per Appliance | 4.793% | 8580.0419 | 8485.2348 | 94.8071 | 0.01105 | 10 | 0.012997 | 0.0032092 | 0 | no base cost | 0 | 0 | 246.51 | Illinois 2018 Statewide TRM, Section 4.4.30 | 150 | Illinois TRM, 2018, Section 4.4.30 | 396.51 | motor belt |  | 396.51
Nonequipment | Engine Block Timer | Plug-in timer that activates engine block timer to reduce unnecessary run time | 0 | Commercial | Existing | Assembly | FL Zone 2 | Per Appliance | 0% | 720 | 460.8 | 259.2 | 0.36 | 5 | 0 | 0 | 0 | no base cost | 0 | 0 | 42.99 | https://www.honeywellstore.com/store/products/aube-plug-in-timer-with-three-prong-outlet-honeywell-ti062u.htm?gclid=EAIaIQobChMIm4qDhaKq4AIV2x-tBh33RwCSEAYYAiABEgLbFvD_BwE | 35.5 | Assume 0.5 hr for install and testing, http://www.serviskey.net/support/rate-estimator?s4=FL (Domestic Services rate) | 78.49 | timer |  | 78.49
Nonequipment | Engine Block Timer | Plug-in timer that activates engine block timer to reduce unnecessary run time | 0 | Commercial | Existing | College and University | FL Zone 2 | Per Appliance | 1.244% | 720 | 460.8 | 259.2 | 0.36 | 5 | 0.032279 | 0.032279 | 0 | no base cost | 0 | 0 | 42.99 | https://www.honeywellstore.com/store/products/aube-plug-in-timer-with-three-prong-outlet-honeywell-ti062u.htm?gclid=EAIaIQobChMIm4qDhaKq4AIV2x-tBh33RwCSEAYYAiABEgLbFvD_BwE | 35.5 | Assume 0.5 hr for install and testing, http://www.serviskey.net/support/rate-estimator?s4=FL (Domestic Services rate) | 78.49 | timer |  | 78.49
Nonequipment | Engine Block Timer | Plug-in timer that activates engine block timer to reduce unnecessary run time | 0 | Commercial | Existing | Grocery | FL Zone 2 | Per Appliance | 0% | 720 | 460.8 | 259.2 | 0.36 | 5 | 0 | 0 | 0 | no base cost | 0 | 0 | 42.99 | https://www.honeywellstore.com/store/products/aube-plug-in-timer-with-three-prong-outlet-honeywell-ti062u.htm?gclid=EAIaIQobChMIm4qDhaKq4AIV2x-tBh33RwCSEAYYAiABEgLbFvD_BwE | 35.5 | Assume 0.5 hr for install and testing, http://www.serviskey.net/support/rate-estimator?s4=FL (Domestic Services rate) | 78.49 | timer |  | 78.49
Nonequipment | Engine Block Timer | Plug-in timer that activates engine block timer to reduce unnecessary run time | 0 | Commercial | Existing | Healthcare | FL Zone 2 | Per Appliance | 1.244% | 720 | 460.8 | 259.2 | 0.36 | 5 | 0 | 0 | 0 | no base cost | 0 | 0 | 42.99 | https://www.honeywellstore.com/store/products/aube-plug-in-timer-with-three-prong-outlet-honeywell-ti062u.htm?gclid=EAIaIQobChMIm4qDhaKq4AIV2x-tBh33RwCSEAYYAiABEgLbFvD_BwE | 35.5 | Assume 0.5 hr for install and testing, http://www.serviskey.net/support/rate-estimator?s4=FL (Domestic Services rate) | 78.49 | timer |  | 78.49
Nonequipment | Engine Block Timer | Plug-in timer that activates engine block timer to reduce unnecessary run time | 0 | Commercial | Existing | Hospitals | FL Zone 2 | Per Appliance | 1.244% | 720 | 460.8 | 259.2 | 0.36 | 5 | 0.032279 | 0.032279 | 0 | no base cost | 0 | 0 | 42.99 | https://www.honeywellstore.com/store/products/aube-plug-in-timer-with-three-prong-outlet-honeywell-ti062u.htm?gclid=EAIaIQobChMIm4qDhaKq4AIV2x-tBh33RwCSEAYYAiABEgLbFvD_BwE | 35.5 | Assume 0.5 hr for install and testing, http://www.serviskey.net/support/rate-estimator?s4=FL (Domestic Services rate) | 78.49 | timer |  | 78.49
Nonequipment | Engine Block Timer | Plug-in timer that activates engine block timer to reduce unnecessary run time | 0 | Commercial | Existing | Institutional | FL Zone 2 | Per Appliance | 4.793% | 720 | 460.8 | 259.2 | 0.36 | 5 | 0.012328 | 0.012951 | 0 | no base cost | 0 | 0 | 42.99 | https://www.honeywellstore.com/store/products/aube-plug-in-timer-with-three-prong-outlet-honeywell-ti062u.htm?gclid=EAIaIQobChMIm4qDhaKq4AIV2x-tBh33RwCSEAYYAiABEgLbFvD_BwE | 35.5 | Assume 0.5 hr for install and testing, http://www.serviskey.net/support/rate-estimator?s4=FL (Domestic Services rate) | 78.49 | timer |  | 78.49
Nonequipment | Engine Block Timer | Plug-in timer that activates engine block timer to reduce unnecessary run time | 0 | Commercial | Existing | Lodging/Hospitality | FL Zone 2 | Per Appliance | 1.244% | 720 | 460.8 | 259.2 | 0.36 | 5 | 0 | 0 | 0 | no base cost | 0 | 0 | 42.99 | https://www.honeywellstore.com/store/products/aube-plug-in-timer-with-three-prong-outlet-honeywell-ti062u.htm?gclid=EAIaIQobChMIm4qDhaKq4AIV2x-tBh33RwCSEAYYAiABEgLbFvD_BwE | 35.5 | Assume 0.5 hr for install and testing, http://www.serviskey.net/support/rate-estimator?s4=FL (Domestic Services rate) | 78.49 | timer |  | 78.49
Nonequipment | Engine Block Timer | Plug-in timer that activates engine block timer to reduce unnecessary run time | 0 | Commercial | Existing | Miscellaneous | FL Zone 2 | Per Appliance | 0% | 720 | 460.8 | 259.2 | 0.36 | 5 | 0.012328 | 0.012951 | 0 | no base cost | 0 | 0 | 42.99 | https://www.honeywellstore.com/store/products/aube-plug-in-timer-with-three-prong-outlet-honeywell-ti062u.htm?gclid=EAIaIQobChMIm4qDhaKq4AIV2x-tBh33RwCSEAYYAiABEgLbFvD_BwE | 35.5 | Assume 0.5 hr for install and testing, http://www.serviskey.net/support/rate-estimator?s4=FL (Domestic Services rate) | 78.49 | timer |  | 78.49
Nonequipment | Engine Block Timer | Plug-in timer that activates engine block timer to reduce unnecessary run time | 0 | Commercial | Existing | Offices | FL Zone 2 | Per Appliance | 4.793% | 720 | 460.8 | 259.2 | 0.36 | 5 | 0.012328 | 0.012951 | 0 | no base cost | 0 | 0 | 42.99 | https://www.honeywellstore.com/store/products/aube-plug-in-timer-with-three-prong-outlet-honeywell-ti062u.htm?gclid=EAIaIQobChMIm4qDhaKq4AIV2x-tBh33RwCSEAYYAiABEgLbFvD_BwE | 35.5 | Assume 0.5 hr for install and testing, http://www.serviskey.net/support/rate-estimator?s4=FL (Domestic Services rate) | 78.49 | timer |  | 78.49
Nonequipment | Engine Block Timer | Plug-in timer that activates engine block timer to reduce unnecessary run time | 0 | Commercial | Existing | Restaurants | FL Zone 2 | Per Appliance | 0% | 720 | 460.8 | 259.2 | 0.36 | 5 | 0.012328 | 0.012951 | 0 | no base cost | 0 | 0 | 42.99 | https://www.honeywellstore.com/store/products/aube-plug-in-timer-with-three-prong-outlet-honeywell-ti062u.htm?gclid=EAIaIQobChMIm4qDhaKq4AIV2x-tBh33RwCSEAYYAiABEgLbFvD_BwE | 35.5 | Assume 0.5 hr for install and testing, http://www.serviskey.net/support/rate-estimator?s4=FL (Domestic Services rate) | 78.49 | timer |  | 78.49
Nonequipment | Engine Block Timer | Plug-in timer that activates engine block timer to reduce unnecessary run time | 0 | Commercial | Existing | Retail | FL Zone 2 | Per Appliance | 0% | 720 | 460.8 | 259.2 | 0.36 | 5 | 0.012328 | 0.012951 | 0 | no base cost | 0 | 0 | 42.99 | https://www.honeywellstore.com/store/products/aube-plug-in-timer-with-three-prong-outlet-honeywell-ti062u.htm?gclid=EAIaIQobChMIm4qDhaKq4AIV2x-tBh33RwCSEAYYAiABEgLbFvD_BwE | 35.5 | Assume 0.5 hr for install and testing, http://www.serviskey.net/support/rate-estimator?s4=FL (Domestic Services rate) | 78.49 | timer |  | 78.49
Nonequipment | Engine Block Timer | Plug-in timer that activates engine block timer to reduce unnecessary run time | 0 | Commercial | Existing | Schools K-12 | FL Zone 2 | Per Appliance | 0% | 720 | 460.8 | 259.2 | 0.36 | 5 | 0.012328 | 0.012951 | 0 | no base cost | 0 | 0 | 42.99 | https://www.honeywellstore.com/store/products/aube-plug-in-timer-with-three-prong-outlet-honeywell-ti062u.htm?gclid=EAIaIQobChMIm4qDhaKq4AIV2x-tBh33RwCSEAYYAiABEgLbFvD_BwE | 35.5 | Assume 0.5 hr for install and testing, http://www.serviskey.net/support/rate-estimator?s4=FL (Domestic Services rate) | 78.49 | timer |  | 78.49
Nonequipment | Engine Block Timer | Plug-in timer that activates engine block timer to reduce unnecessary run time | 0 | Commercial | Existing | Warehouse | FL Zone 2 | Per Appliance | 0% | 720 | 460.8 | 259.2 | 0.36 | 5 | 0.012328 | 0.012951 | 0 | no base cost | 0 | 0 | 42.99 | https://www.honeywellstore.com/store/products/aube-plug-in-timer-with-three-prong-outlet-honeywell-ti062u.htm?gclid=EAIaIQobChMIm4qDhaKq4AIV2x-tBh33RwCSEAYYAiABEgLbFvD_BwE | 35.5 | Assume 0.5 hr for install and testing, http://www.serviskey.net/support/rate-estimator?s4=FL (Domestic Services rate) | 78.49 | timer |  | 78.49
Nonequipment | Engine Block Timer | Plug-in timer that activates engine block timer to reduce unnecessary run time | no timer | Commercial | New | Assembly | FL Zone 2 | Per Appliance | 0% | 720 | 460.8 | 259.2 | 0.36 | 5 | 0 | 0 | 0 | no base cost | 0 | 0 | 42.99 | https://www.honeywellstore.com/store/products/aube-plug-in-timer-with-three-prong-outlet-honeywell-ti062u.htm?gclid=EAIaIQobChMIm4qDhaKq4AIV2x-tBh33RwCSEAYYAiABEgLbFvD_BwE | 35.5 | Assume 0.5 hr for install and testing, http://www.serviskey.net/support/rate-estimator?s4=FL (Domestic Services rate) | 78.49 | timer |  | 78.49
Nonequipment | Engine Block Timer | Plug-in timer that activates engine block timer to reduce unnecessary run time | no timer | Commercial | New | College and University | FL Zone 2 | Per Appliance | 4.977% | 720 | 460.8 | 259.2 | 0.36 | 5 | 0.032279 | 0.032279 | 0 | no base cost | 0 | 0 | 42.99 | https://www.honeywellstore.com/store/products/aube-plug-in-timer-with-three-prong-outlet-honeywell-ti062u.htm?gclid=EAIaIQobChMIm4qDhaKq4AIV2x-tBh33RwCSEAYYAiABEgLbFvD_BwE | 35.5 | Assume 0.5 hr for install and testing, http://www.serviskey.net/support/rate-estimator?s4=FL (Domestic Services rate) | 78.49 | timer |  | 78.49
Nonequipment | Engine Block Timer | Plug-in timer that activates engine block timer to reduce unnecessary run time | no timer | Commercial | New | Grocery | FL Zone 2 | Per Appliance | 0% | 720 | 460.8 | 259.2 | 0.36 | 5 | 0 | 0 | 0 | no base cost | 0 | 0 | 42.99 | https://www.honeywellstore.com/store/products/aube-plug-in-timer-with-three-prong-outlet-honeywell-ti062u.htm?gclid=EAIaIQobChMIm4qDhaKq4AIV2x-tBh33RwCSEAYYAiABEgLbFvD_BwE | 35.5 | Assume 0.5 hr for install and testing, http://www.serviskey.net/support/rate-estimator?s4=FL (Domestic Services rate) | 78.49 | timer |  | 78.49
Nonequipment | Engine Block Timer | Plug-in timer that activates engine block timer to reduce unnecessary run time | no timer | Commercial | New | Healthcare | FL Zone 2 | Per Appliance | 4.977% | 720 | 460.8 | 259.2 | 0.36 | 5 | 0 | 0 | 0 | no base cost | 0 | 0 | 42.99 | https://www.honeywellstore.com/store/products/aube-plug-in-timer-with-three-prong-outlet-honeywell-ti062u.htm?gclid=EAIaIQobChMIm4qDhaKq4AIV2x-tBh33RwCSEAYYAiABEgLbFvD_BwE | 35.5 | Assume 0.5 hr for install and testing, http://www.serviskey.net/support/rate-estimator?s4=FL (Domestic Services rate) | 78.49 | timer |  | 78.49
Nonequipment | Engine Block Timer | Plug-in timer that activates engine block timer to reduce unnecessary run time | no timer | Commercial | New | Hospitals | FL Zone 2 | Per Appliance | 4.977% | 720 | 460.8 | 259.2 | 0.36 | 5 | 0.032279 | 0.032279 | 0 | no base cost | 0 | 0 | 42.99 | https://www.honeywellstore.com/store/products/aube-plug-in-timer-with-three-prong-outlet-honeywell-ti062u.htm?gclid=EAIaIQobChMIm4qDhaKq4AIV2x-tBh33RwCSEAYYAiABEgLbFvD_BwE | 35.5 | Assume 0.5 hr for install and testing, http://www.serviskey.net/support/rate-estimator?s4=FL (Domestic Services rate) | 78.49 | timer |  | 78.49
Nonequipment | Engine Block Timer | Plug-in timer that activates engine block timer to reduce unnecessary run time | no timer | Commercial | New | Institutional | FL Zone 2 | Per Appliance | 4.793% | 720 | 460.8 | 259.2 | 0.36 | 5 | 0.012328 | 0.012951 | 0 | no base cost | 0 | 0 | 42.99 | https://www.honeywellstore.com/store/products/aube-plug-in-timer-with-three-prong-outlet-honeywell-ti062u.htm?gclid=EAIaIQobChMIm4qDhaKq4AIV2x-tBh33RwCSEAYYAiABEgLbFvD_BwE | 35.5 | Assume 0.5 hr for install and testing, http://www.serviskey.net/support/rate-estimator?s4=FL (Domestic Services rate) | 78.49 | timer |  | 78.49
Nonequipment | Engine Block Timer | Plug-in timer that activates engine block timer to reduce unnecessary run time | no timer | Commercial | New | Lodging/Hospitality | FL Zone 2 | Per Appliance | 4.977% | 720 | 460.8 | 259.2 | 0.36 | 5 | 0 | 0 | 0 | no base cost | 0 | 0 | 42.99 | https://www.honeywellstore.com/store/products/aube-plug-in-timer-with-three-prong-outlet-honeywell-ti062u.htm?gclid=EAIaIQobChMIm4qDhaKq4AIV2x-tBh33RwCSEAYYAiABEgLbFvD_BwE | 35.5 | Assume 0.5 hr for install and testing, http://www.serviskey.net/support/rate-estimator?s4=FL (Domestic Services rate) | 78.49 | timer |  | 78.49
Nonequipment | Engine Block Timer | Plug-in timer that activates engine block timer to reduce unnecessary run time | no timer | Commercial | New | Miscellaneous | FL Zone 2 | Per Appliance | 0% | 720 | 460.8 | 259.2 | 0.36 | 5 | 0.012328 | 0.012951 | 0 | no base cost | 0 | 0 | 42.99 | https://www.honeywellstore.com/store/products/aube-plug-in-timer-with-three-prong-outlet-honeywell-ti062u.htm?gclid=EAIaIQobChMIm4qDhaKq4AIV2x-tBh33RwCSEAYYAiABEgLbFvD_BwE | 35.5 | Assume 0.5 hr for install and testing, http://www.serviskey.net/support/rate-estimator?s4=FL (Domestic Services rate) | 78.49 | timer |  | 78.49
Nonequipment | Engine Block Timer | Plug-in timer that activates engine block timer to reduce unnecessary run time | no timer | Commercial | New | Offices | FL Zone 2 | Per Appliance | 4.793% | 720 | 460.8 | 259.2 | 0.36 | 5 | 0.012328 | 0.012951 | 0 | no base cost | 0 | 0 | 42.99 | https://www.honeywellstore.com/store/products/aube-plug-in-timer-with-three-prong-outlet-honeywell-ti062u.htm?gclid=EAIaIQobChMIm4qDhaKq4AIV2x-tBh33RwCSEAYYAiABEgLbFvD_BwE | 35.5 | Assume 0.5 hr for install and testing, http://www.serviskey.net/support/rate-estimator?s4=FL (Domestic Services rate) | 78.49 | timer |  | 78.49
Nonequipment | Engine Block Timer | Plug-in timer that activates engine block timer to reduce unnecessary run time | no timer | Commercial | New | Restaurants | FL Zone 2 | Per Appliance | 0% | 720 | 460.8 | 259.2 | 0.36 | 5 | 0.012328 | 0.012951 | 0 | no base cost | 0 | 0 | 42.99 | https://www.honeywellstore.com/store/products/aube-plug-in-timer-with-three-prong-outlet-honeywell-ti062u.htm?gclid=EAIaIQobChMIm4qDhaKq4AIV2x-tBh33RwCSEAYYAiABEgLbFvD_BwE | 35.5 | Assume 0.5 hr for install and testing, http://www.serviskey.net/support/rate-estimator?s4=FL (Domestic Services rate) | 78.49 | timer |  | 78.49
Nonequipment | Engine Block Timer | Plug-in timer that activates engine block timer to reduce unnecessary run time | no timer | Commercial | New | Retail | FL Zone 2 | Per Appliance | 0% | 720 | 460.8 | 259.2 | 0.36 | 5 | 0.012328 | 0.012951 | 0 | no base cost | 0 | 0 | 42.99 | https://www.honeywellstore.com/store/products/aube-plug-in-timer-with-three-prong-outlet-honeywell-ti062u.htm?gclid=EAIaIQobChMIm4qDhaKq4AIV2x-tBh33RwCSEAYYAiABEgLbFvD_BwE | 35.5 | Assume 0.5 hr for install and testing, http://www.serviskey.net/support/rate-estimator?s4=FL (Domestic Services rate) | 78.49 | timer |  | 78.49
Nonequipment | Engine Block Timer | Plug-in timer that activates engine block timer to reduce unnecessary run time | no timer | Commercial | New | Schools K-12 | FL Zone 2 | Per Appliance | 0% | 720 | 460.8 | 259.2 | 0.36 | 5 | 0.012328 | 0.012951 | 0 | no base cost | 0 | 0 | 42.99 | https://www.honeywellstore.com/store/products/aube-plug-in-timer-with-three-prong-outlet-honeywell-ti062u.htm?gclid=EAIaIQobChMIm4qDhaKq4AIV2x-tBh33RwCSEAYYAiABEgLbFvD_BwE | 35.5 | Assume 0.5 hr for install and testing, http://www.serviskey.net/support/rate-estimator?s4=FL (Domestic Services rate) | 78.49 | timer |  | 78.49
Nonequipment | Engine Block Timer | Plug-in timer that activates engine block timer to reduce unnecessary run time | no timer | Commercial | New | Warehouse | FL Zone 2 | Per Appliance | 0% | 720 | 460.8 | 259.2 | 0.36 | 5 | 0.012328 | 0.012951 | 0 | no base cost | 0 | 0 | 42.99 | https://www.honeywellstore.com/store/products/aube-plug-in-timer-with-three-prong-outlet-honeywell-ti062u.htm?gclid=EAIaIQobChMIm4qDhaKq4AIV2x-tBh33RwCSEAYYAiABEgLbFvD_BwE | 35.5 | Assume 0.5 hr for install and testing, http://www.serviskey.net/support/rate-estimator?s4=FL (Domestic Services rate) | 78.49 | timer |  | 78.49
Nonequipment | Regenerative Drive Elevator Motor | Regenerative drive produced energy when motor in overhaul condition | 0 | Commercial | Existing | Assembly | FL Zone 2 | Per Appliance | 10.45% | 32653.1987 | 30625.2632 | 2027.9355 | 0.062105 | 13 | 0.28225 | 0.025857 | 225000 | https://www.mge.com/saving-energy/business/bea/article_detail.htm?nid=1789 | 0 | 0 | 235000 | https://www.mge.com/saving-energy/business/bea/article_detail.htm?nid=1789 | 0 | 0 | 10000 | elevator motor |  | 10000
Nonequipment | Regenerative Drive Elevator Motor | Regenerative drive produced energy when motor in overhaul condition | 0 | Commercial | Existing | College and University | FL Zone 2 | Per Appliance | 10.45% | 32653.1987 | 30625.2632 | 2027.9355 | 0.062105 | 13 | 0.26293 | 0.22024 | 225000 | https://www.mge.com/saving-energy/business/bea/article_detail.htm?nid=1789 | 0 | 0 | 235000 | https://www.mge.com/saving-energy/business/bea/article_detail.htm?nid=1789 | 0 | 0 | 10000 | elevator motor |  | 10000
Nonequipment | Regenerative Drive Elevator Motor | Regenerative drive produced energy when motor in overhaul condition | 0 | Commercial | Existing | Grocery | FL Zone 2 | Per Appliance | 0% | 32653.1987 | 30625.2632 | 2027.9355 | 0.062105 | 13 | 0.28225 | 0.025857 | 225000 | https://www.mge.com/saving-energy/business/bea/article_detail.htm?nid=1789 | 0 | 0 | 235000 | https://www.mge.com/saving-energy/business/bea/article_detail.htm?nid=1789 | 0 | 0 | 10000 | elevator motor |  | 10000
Nonequipment | Regenerative Drive Elevator Motor | Regenerative drive produced energy when motor in overhaul condition | 0 | Commercial | Existing | Healthcare | FL Zone 2 | Per Appliance | 10.45% | 32653.1987 | 30625.2632 | 2027.9355 | 0.062105 | 13 | 0.26293 | 0.22024 | 225000 | https://www.mge.com/saving-energy/business/bea/article_detail.htm?nid=1789 | 0 | 0 | 235000 | https://www.mge.com/saving-energy/business/bea/article_detail.htm?nid=1789 | 0 | 0 | 10000 | elevator motor |  | 10000
Nonequipment | Regenerative Drive Elevator Motor | Regenerative drive produced energy when motor in overhaul condition | 0 | Commercial | Existing | Hospitals | FL Zone 2 | Per Appliance | 10.45% | 32653.1987 | 30625.2632 | 2027.9355 | 0.062105 | 13 | 0.26293 | 0.22024 | 225000 | https://www.mge.com/saving-energy/business/bea/article_detail.htm?nid=1789 | 0 | 0 | 235000 | https://www.mge.com/saving-energy/business/bea/article_detail.htm?nid=1789 | 0 | 0 | 10000 | elevator motor |  | 10000
Nonequipment | Regenerative Drive Elevator Motor | Regenerative drive produced energy when motor in overhaul condition | 0 | Commercial | Existing | Institutional | FL Zone 2 | Per Appliance | 10.45% | 32653.1987 | 30625.2632 | 2027.9355 | 0.062105 | 13 | 0.28225 | 0.025857 | 225000 | https://www.mge.com/saving-energy/business/bea/article_detail.htm?nid=1789 | 0 | 0 | 235000 | https://www.mge.com/saving-energy/business/bea/article_detail.htm?nid=1789 | 0 | 0 | 10000 | elevator motor |  | 10000
Nonequipment | Regenerative Drive Elevator Motor | Regenerative drive produced energy when motor in overhaul condition | 0 | Commercial | Existing | Lodging/Hospitality | FL Zone 2 | Per Appliance | 10.45% | 32653.1987 | 30625.2632 | 2027.9355 | 0.062105 | 13 | 0.26293 | 0.22024 | 225000 | https://www.mge.com/saving-energy/business/bea/article_detail.htm?nid=1789 | 0 | 0 | 235000 | https://www.mge.com/saving-energy/business/bea/article_detail.htm?nid=1789 | 0 | 0 | 10000 | elevator motor |  | 10000
Nonequipment | Regenerative Drive Elevator Motor | Regenerative drive produced energy when motor in overhaul condition | 0 | Commercial | Existing | Miscellaneous | FL Zone 2 | Per Appliance | 0% | 32653.1987 | 30625.2632 | 2027.9355 | 0.062105 | 13 | 0.28225 | 0.025857 | 225000 | https://www.mge.com/saving-energy/business/bea/article_detail.htm?nid=1789 | 0 | 0 | 235000 | https://www.mge.com/saving-energy/business/bea/article_detail.htm?nid=1789 | 0 | 0 | 10000 | elevator motor |  | 10000
Nonequipment | Regenerative Drive Elevator Motor | Regenerative drive produced energy when motor in overhaul condition | 0 | Commercial | Existing | Offices | FL Zone 2 | Per Appliance | 10.45% | 32653.1987 | 30625.2632 | 2027.9355 | 0.062105 | 13 | 0.28225 | 0.025857 | 225000 | https://www.mge.com/saving-energy/business/bea/article_detail.htm?nid=1789 | 0 | 0 | 235000 | https://www.mge.com/saving-energy/business/bea/article_detail.htm?nid=1789 | 0 | 0 | 10000 | elevator motor |  | 10000
Nonequipment | Regenerative Drive Elevator Motor | Regenerative drive produced energy when motor in overhaul condition | 0 | Commercial | Existing | Restaurants | FL Zone 2 | Per Appliance | 2.24% | 32653.1987 | 30625.2632 | 2027.9355 | 0.062105 | 13 | 0.26293 | 0.22024 | 225000 | https://www.mge.com/saving-energy/business/bea/article_detail.htm?nid=1789 | 0 | 0 | 235000 | https://www.mge.com/saving-energy/business/bea/article_detail.htm?nid=1789 | 0 | 0 | 10000 | elevator motor |  | 10000
Nonequipment | Regenerative Drive Elevator Motor | Regenerative drive produced energy when motor in overhaul condition | 0 | Commercial | Existing | Retail | FL Zone 2 | Per Appliance | 2.24% | 32653.1987 | 30625.2632 | 2027.9355 | 0.062105 | 13 | 0.28225 | 0.025857 | 225000 | https://www.mge.com/saving-energy/business/bea/article_detail.htm?nid=1789 | 0 | 0 | 235000 | https://www.mge.com/saving-energy/business/bea/article_detail.htm?nid=1789 | 0 | 0 | 10000 | elevator motor |  | 10000
Nonequipment | Regenerative Drive Elevator Motor | Regenerative drive produced energy when motor in overhaul condition | 0 | Commercial | Existing | Schools K-12 | FL Zone 2 | Per Appliance | 10.45% | 32653.1987 | 30625.2632 | 2027.9355 | 0.062105 | 13 | 0.26293 | 0.22024 | 225000 | https://www.mge.com/saving-energy/business/bea/article_detail.htm?nid=1789 | 0 | 0 | 235000 | https://www.mge.com/saving-energy/business/bea/article_detail.htm?nid=1789 | 0 | 0 | 10000 | elevator motor |  | 10000
Nonequipment | Regenerative Drive Elevator Motor | Regenerative drive produced energy when motor in overhaul condition | 0 | Commercial | Existing | Warehouse | FL Zone 2 | Per Appliance | 2.24% | 32653.1987 | 30625.2632 | 2027.9355 | 0.062105 | 13 | 0.28225 | 0.025857 | 225000 | https://www.mge.com/saving-energy/business/bea/article_detail.htm?nid=1789 | 0 | 0 | 235000 | https://www.mge.com/saving-energy/business/bea/article_detail.htm?nid=1789 | 0 | 0 | 10000 | elevator motor |  | 10000
Nonequipment | Regenerative Drive Elevator Motor | Regenerative drive produced energy when motor in overhaul condition | Geared non-regenerative, variable voltage, variable frequency | Commercial | New | Assembly | FL Zone 2 | Per Appliance | 11.17% | 32653.1987 | 30625.2632 | 2027.9355 | 0.062105 | 13 | 0.28225 | 0.025857 | 225000 | https://www.mge.com/saving-energy/business/bea/article_detail.htm?nid=1789 | 0 | 0 | 235000 | https://www.mge.com/saving-energy/business/bea/article_detail.htm?nid=1789 | 0 | 0 | 10000 | elevator motor |  | 10000
Nonequipment | Regenerative Drive Elevator Motor | Regenerative drive produced energy when motor in overhaul condition | Geared non-regenerative, variable voltage, variable frequency | Commercial | New | College and University | FL Zone 2 | Per Appliance | 11.17% | 32653.1987 | 30625.2632 | 2027.9355 | 0.062105 | 13 | 0.26293 | 0.22024 | 225000 | https://www.mge.com/saving-energy/business/bea/article_detail.htm?nid=1789 | 0 | 0 | 235000 | https://www.mge.com/saving-energy/business/bea/article_detail.htm?nid=1789 | 0 | 0 | 10000 | elevator motor |  | 10000
Nonequipment | Regenerative Drive Elevator Motor | Regenerative drive produced energy when motor in overhaul condition | Geared non-regenerative, variable voltage, variable frequency | Commercial | New | Grocery | FL Zone 2 | Per Appliance | 0% | 32653.1987 | 30625.2632 | 2027.9355 | 0.062105 | 13 | 0.28225 | 0.025857 | 225000 | https://www.mge.com/saving-energy/business/bea/article_detail.htm?nid=1789 | 0 | 0 | 235000 | https://www.mge.com/saving-energy/business/bea/article_detail.htm?nid=1789 | 0 | 0 | 10000 | elevator motor |  | 10000
Nonequipment | Regenerative Drive Elevator Motor | Regenerative drive produced energy when motor in overhaul condition | Geared non-regenerative, variable voltage, variable frequency | Commercial | New | Healthcare | FL Zone 2 | Per Appliance | 11.17% | 32653.1987 | 30625.2632 | 2027.9355 | 0.062105 | 13 | 0.26293 | 0.22024 | 225000 | https://www.mge.com/saving-energy/business/bea/article_detail.htm?nid=1789 | 0 | 0 | 235000 | https://www.mge.com/saving-energy/business/bea/article_detail.htm?nid=1789 | 0 | 0 | 10000 | elevator motor |  | 10000
Nonequipment | Regenerative Drive Elevator Motor | Regenerative drive produced energy when motor in overhaul condition | Geared non-regenerative, variable voltage, variable frequency | Commercial | New | Hospitals | FL Zone 2 | Per Appliance | 11.17% | 32653.1987 | 30625.2632 | 2027.9355 | 0.062105 | 13 | 0.26293 | 0.22024 | 225000 | https://www.mge.com/saving-energy/business/bea/article_detail.htm?nid=1789 | 0 | 0 | 235000 | https://www.mge.com/saving-energy/business/bea/article_detail.htm?nid=1789 | 0 | 0 | 10000 | elevator motor |  | 10000
Nonequipment | Regenerative Drive Elevator Motor | Regenerative drive produced energy when motor in overhaul condition | Geared non-regenerative, variable voltage, variable frequency | Commercial | New | Institutional | FL Zone 2 | Per Appliance | 11.17% | 32653.1987 | 30625.2632 | 2027.9355 | 0.062105 | 13 | 0.28225 | 0.025857 | 225000 | https://www.mge.com/saving-energy/business/bea/article_detail.htm?nid=1789 | 0 | 0 | 235000 | https://www.mge.com/saving-energy/business/bea/article_detail.htm?nid=1789 | 0 | 0 | 10000 | elevator motor |  | 10000
Nonequipment | Regenerative Drive Elevator Motor | Regenerative drive produced energy when motor in overhaul condition | Geared non-regenerative, variable voltage, variable frequency | Commercial | New | Lodging/Hospitality | FL Zone 2 | Per Appliance | 11.17% | 32653.1987 | 30625.2632 | 2027.9355 | 0.062105 | 13 | 0.26293 | 0.22024 | 225000 | https://www.mge.com/saving-energy/business/bea/article_detail.htm?nid=1789 | 0 | 0 | 235000 | https://www.mge.com/saving-energy/business/bea/article_detail.htm?nid=1789 | 0 | 0 | 10000 | elevator motor |  | 10000
Nonequipment | Regenerative Drive Elevator Motor | Regenerative drive produced energy when motor in overhaul condition | Geared non-regenerative, variable voltage, variable frequency | Commercial | New | Miscellaneous | FL Zone 2 | Per Appliance | 0% | 32653.1987 | 30625.2632 | 2027.9355 | 0.062105 | 13 | 0.28225 | 0.025857 | 225000 | https://www.mge.com/saving-energy/business/bea/article_detail.htm?nid=1789 | 0 | 0 | 235000 | https://www.mge.com/saving-energy/business/bea/article_detail.htm?nid=1789 | 0 | 0 | 10000 | elevator motor |  | 10000
Nonequipment | Regenerative Drive Elevator Motor | Regenerative drive produced energy when motor in overhaul condition | Geared non-regenerative, variable voltage, variable frequency | Commercial | New | Offices | FL Zone 2 | Per Appliance | 11.17% | 32653.1987 | 30625.2632 | 2027.9355 | 0.062105 | 13 | 0.28225 | 0.025857 | 225000 | https://www.mge.com/saving-energy/business/bea/article_detail.htm?nid=1789 | 0 | 0 | 235000 | https://www.mge.com/saving-energy/business/bea/article_detail.htm?nid=1789 | 0 | 0 | 10000 | elevator motor |  | 10000
Nonequipment | Regenerative Drive Elevator Motor | Regenerative drive produced energy when motor in overhaul condition | Geared non-regenerative, variable voltage, variable frequency | Commercial | New | Restaurants | FL Zone 2 | Per Appliance | 11.17% | 32653.1987 | 30625.2632 | 2027.9355 | 0.062105 | 13 | 0.26293 | 0.22024 | 225000 | https://www.mge.com/saving-energy/business/bea/article_detail.htm?nid=1789 | 0 | 0 | 235000 | https://www.mge.com/saving-energy/business/bea/article_detail.htm?nid=1789 | 0 | 0 | 10000 | elevator motor |  | 10000
Nonequipment | Regenerative Drive Elevator Motor | Regenerative drive produced energy when motor in overhaul condition | Geared non-regenerative, variable voltage, variable frequency | Commercial | New | Retail | FL Zone 2 | Per Appliance | 11.17% | 32653.1987 | 30625.2632 | 2027.9355 | 0.062105 | 13 | 0.28225 | 0.025857 | 225000 | https://www.mge.com/saving-energy/business/bea/article_detail.htm?nid=1789 | 0 | 0 | 235000 | https://www.mge.com/saving-energy/business/bea/article_detail.htm?nid=1789 | 0 | 0 | 10000 | elevator motor |  | 10000
Nonequipment | Regenerative Drive Elevator Motor | Regenerative drive produced energy when motor in overhaul condition | Geared non-regenerative, variable voltage, variable frequency | Commercial | New | Schools K-12 | FL Zone 2 | Per Appliance | 11.17% | 32653.1987 | 30625.2632 | 2027.9355 | 0.062105 | 13 | 0.26293 | 0.22024 | 225000 | https://www.mge.com/saving-energy/business/bea/article_detail.htm?nid=1789 | 0 | 0 | 235000 | https://www.mge.com/saving-energy/business/bea/article_detail.htm?nid=1789 | 0 | 0 | 10000 | elevator motor |  | 10000
Nonequipment | Regenerative Drive Elevator Motor | Regenerative drive produced energy when motor in overhaul condition | Geared non-regenerative, variable voltage, variable frequency | Commercial | New | Warehouse | FL Zone 2 | Per Appliance | 11.17% | 32653.1987 | 30625.2632 | 2027.9355 | 0.062105 | 13 | 0.28225 | 0.025857 | 225000 | https://www.mge.com/saving-energy/business/bea/article_detail.htm?nid=1789 | 0 | 0 | 235000 | https://www.mge.com/saving-energy/business/bea/article_detail.htm?nid=1789 | 0 | 0 | 10000 | elevator motor |  | 10000
Nonequipment | VSD Controlled Compressor | Variable Speed Drive Control - includes all non-HVAC applications | 0 | Commercial | Existing | Assembly | FL Zone 2 | Per End Use Consumption | 5.549% | 63311.04 | 50150.88 | 13160.16 | 0.20787 | 15 | 1.9843 | 0.92875 | 0 | Reference source included incremental cost only | 0 | 0 | 3986 | Illinois 2018 Statewide TRM, Section 4.7.1 | 0 | 0 | 3986 | compressor (20hp) | 1 | 3986
Nonequipment | VSD Controlled Compressor | Variable Speed Drive Control - includes all non-HVAC applications | 0 | Commercial | Existing | College and University | FL Zone 2 | Per End Use Consumption | 7.399% | 63311.04 | 50150.88 | 13160.16 | 0.20787 | 15 | 1.7063 | 1.4292 | 0 | Reference source included incremental cost only | 0 | 0 | 3986 | Illinois 2018 Statewide TRM, Section 4.7.1 | 0 | 0 | 3986 | compressor (20hp) | 1 | 3986
Nonequipment | VSD Controlled Compressor | Variable Speed Drive Control - includes all non-HVAC applications | 0 | Commercial | Existing | Grocery | FL Zone 2 | Per End Use Consumption | 23.37% | 63311.04 | 50150.88 | 13160.16 | 0.20787 | 15 | 1.9843 | 0.92875 | 0 | Reference source included incremental cost only | 0 | 0 | 3986 | Illinois 2018 Statewide TRM, Section 4.7.1 | 0 | 0 | 3986 | compressor (20hp) | 1 | 3986
Nonequipment | VSD Controlled Compressor | Variable Speed Drive Control - includes all non-HVAC applications | 0 | Commercial | Existing | Healthcare | FL Zone 2 | Per End Use Consumption | 7.399% | 63311.04 | 50150.88 | 13160.16 | 0.20787 | 15 | 1.7063 | 1.4292 | 0 | Reference source included incremental cost only | 0 | 0 | 3986 | Illinois 2018 Statewide TRM, Section 4.7.1 | 0 | 0 | 3986 | compressor (20hp) | 1 | 3986
Nonequipment | VSD Controlled Compressor | Variable Speed Drive Control - includes all non-HVAC applications | 0 | Commercial | Existing | Hospitals | FL Zone 2 | Per End Use Consumption | 5.549% | 63311.04 | 50150.88 | 13160.16 | 0.20787 | 15 | 1.7063 | 1.4292 | 0 | Reference source included incremental cost only | 0 | 0 | 3986 | Illinois 2018 Statewide TRM, Section 4.7.1 | 0 | 0 | 3986 | compressor (20hp) | 1 | 3986
Nonequipment | VSD Controlled Compressor | Variable Speed Drive Control - includes all non-HVAC applications | 0 | Commercial | Existing | Institutional | FL Zone 2 | Per End Use Consumption | 5.549% | 63311.04 | 50150.88 | 13160.16 | 0.20787 | 15 | 1.9843 | 0.92875 | 0 | Reference source included incremental cost only | 0 | 0 | 3986 | Illinois 2018 Statewide TRM, Section 4.7.1 | 0 | 0 | 3986 | compressor (20hp) | 1 | 3986
Nonequipment | VSD Controlled Compressor | Variable Speed Drive Control - includes all non-HVAC applications | 0 | Commercial | Existing | Lodging/Hospitality | FL Zone 2 | Per End Use Consumption | 7.399% | 63311.04 | 50150.88 | 13160.16 | 0.20787 | 15 | 1.7063 | 1.4292 | 0 | Reference source included incremental cost only | 0 | 0 | 3986 | Illinois 2018 Statewide TRM, Section 4.7.1 | 0 | 0 | 3986 | compressor (20hp) | 1 | 3986
Nonequipment | VSD Controlled Compressor | Variable Speed Drive Control - includes all non-HVAC applications | 0 | Commercial | Existing | Miscellaneous | FL Zone 2 | Per End Use Consumption | 23.37% | 63311.04 | 50150.88 | 13160.16 | 0.20787 | 15 | 1.9843 | 0.92875 | 0 | Reference source included incremental cost only | 0 | 0 | 3986 | Illinois 2018 Statewide TRM, Section 4.7.1 | 0 | 0 | 3986 | compressor (20hp) | 1 | 3986
Nonequipment | VSD Controlled Compressor | Variable Speed Drive Control - includes all non-HVAC applications | 0 | Commercial | Existing | Offices | FL Zone 2 | Per End Use Consumption | 5.549% | 63311.04 | 50150.88 | 13160.16 | 0.20787 | 15 | 1.9843 | 0.92875 | 0 | Reference source included incremental cost only | 0 | 0 | 3986 | Illinois 2018 Statewide TRM, Section 4.7.1 | 0 | 0 | 3986 | compressor (20hp) | 1 | 3986
Nonequipment | VSD Controlled Compressor | Variable Speed Drive Control - includes all non-HVAC applications | 0 | Commercial | Existing | Restaurants | FL Zone 2 | Per End Use Consumption | 7.399% | 63311.04 | 50150.88 | 13160.16 | 0.20787 | 15 | 1.7063 | 1.4292 | 0 | Reference source included incremental cost only | 0 | 0 | 3986 | Illinois 2018 Statewide TRM, Section 4.7.1 | 0 | 0 | 3986 | compressor (20hp) | 1 | 3986
Nonequipment | VSD Controlled Compressor | Variable Speed Drive Control - includes all non-HVAC applications | 0 | Commercial | Existing | Retail | FL Zone 2 | Per End Use Consumption | 7.399% | 63311.04 | 50150.88 | 13160.16 | 0.20787 | 15 | 1.9843 | 0.92875 | 0 | Reference source included incremental cost only | 0 | 0 | 3986 | Illinois 2018 Statewide TRM, Section 4.7.1 | 0 | 0 | 3986 | compressor (20hp) | 1 | 3986
Nonequipment | VSD Controlled Compressor | Variable Speed Drive Control - includes all non-HVAC applications | 0 | Commercial | Existing | Schools K-12 | FL Zone 2 | Per End Use Consumption | 7.399% | 63311.04 | 50150.88 | 13160.16 | 0.20787 | 15 | 1.7063 | 1.4292 | 0 | Reference source included incremental cost only | 0 | 0 | 3986 | Illinois 2018 Statewide TRM, Section 4.7.1 | 0 | 0 | 3986 | compressor (20hp) | 1 | 3986
Nonequipment | VSD Controlled Compressor | Variable Speed Drive Control - includes all non-HVAC applications | 0 | Commercial | Existing | Warehouse | FL Zone 2 | Per End Use Consumption | 7.399% | 63311.04 | 50150.88 | 13160.16 | 0.20787 | 15 | 1.9843 | 0.92875 | 0 | Reference source included incremental cost only | 0 | 0 | 3986 | Illinois 2018 Statewide TRM, Section 4.7.1 | 0 | 0 | 3986 | compressor (20hp) | 1 | 3986
Nonequipment | VSD Controlled Compressor | Variable Speed Drive Control - includes all non-HVAC applications | Standard Control System | Commercial | New | Assembly | FL Zone 2 | Per End Use Consumption | 27.75% | 63311.04 | 50150.88 | 13160.16 | 0.20787 | 15 | 1.9843 | 0.92875 | 0 | Reference source included incremental cost only | 0 | 0 | 3986 | Illinois 2018 Statewide TRM, Section 4.7.1 | 0 | 0 | 3986 | compressor (20hp) | 1 | 3986
Nonequipment | VSD Controlled Compressor | Variable Speed Drive Control - includes all non-HVAC applications | Standard Control System | Commercial | New | College and University | FL Zone 2 | Per End Use Consumption | 36.99% | 63311.04 | 50150.88 | 13160.16 | 0.20787 | 15 | 1.7063 | 1.4292 | 0 | Reference source included incremental cost only | 0 | 0 | 3986 | Illinois 2018 Statewide TRM, Section 4.7.1 | 0 | 0 | 3986 | compressor (20hp) | 1 | 3986
Nonequipment | VSD Controlled Compressor | Variable Speed Drive Control - includes all non-HVAC applications | Standard Control System | Commercial | New | Grocery | FL Zone 2 | Per End Use Consumption | 23.37% | 63311.04 | 50150.88 | 13160.16 | 0.20787 | 15 | 1.9843 | 0.92875 | 0 | Reference source included incremental cost only | 0 | 0 | 3986 | Illinois 2018 Statewide TRM, Section 4.7.1 | 0 | 0 | 3986 | compressor (20hp) | 1 | 3986
Nonequipment | VSD Controlled Compressor | Variable Speed Drive Control - includes all non-HVAC applications | Standard Control System | Commercial | New | Healthcare | FL Zone 2 | Per End Use Consumption | 36.99% | 63311.04 | 50150.88 | 13160.16 | 0.20787 | 15 | 1.7063 | 1.4292 | 0 | Reference source included incremental cost only | 0 | 0 | 3986 | Illinois 2018 Statewide TRM, Section 4.7.1 | 0 | 0 | 3986 | compressor (20hp) | 1 | 3986
Nonequipment | VSD Controlled Compressor | Variable Speed Drive Control - includes all non-HVAC applications | Standard Control System | Commercial | New | Hospitals | FL Zone 2 | Per End Use Consumption | 27.75% | 63311.04 | 50150.88 | 13160.16 | 0.20787 | 15 | 1.7063 | 1.4292 | 0 | Reference source included incremental cost only | 0 | 0 | 3986 | Illinois 2018 Statewide TRM, Section 4.7.1 | 0 | 0 | 3986 | compressor (20hp) | 1 | 3986
Nonequipment | VSD Controlled Compressor | Variable Speed Drive Control - includes all non-HVAC applications | Standard Control System | Commercial | New | Institutional | FL Zone 2 | Per End Use Consumption | 27.75% | 63311.04 | 50150.88 | 13160.16 | 0.20787 | 15 | 1.9843 | 0.92875 | 0 | Reference source included incremental cost only | 0 | 0 | 3986 | Illinois 2018 Statewide TRM, Section 4.7.1 | 0 | 0 | 3986 | compressor (20hp) | 1 | 3986
Nonequipment | VSD Controlled Compressor | Variable Speed Drive Control - includes all non-HVAC applications | Standard Control System | Commercial | New | Lodging/Hospitality | FL Zone 2 | Per End Use Consumption | 36.99% | 63311.04 | 50150.88 | 13160.16 | 0.20787 | 15 | 1.7063 | 1.4292 | 0 | Reference source included incremental cost only | 0 | 0 | 3986 | Illinois 2018 Statewide TRM, Section 4.7.1 | 0 | 0 | 3986 | compressor (20hp) | 1 | 3986
Nonequipment | VSD Controlled Compressor | Variable Speed Drive Control - includes all non-HVAC applications | Standard Control System | Commercial | New | Miscellaneous | FL Zone 2 | Per End Use Consumption | 23.37% | 63311.04 | 50150.88 | 13160.16 | 0.20787 | 15 | 1.9843 | 0.92875 | 0 | Reference source included incremental cost only | 0 | 0 | 3986 | Illinois 2018 Statewide TRM, Section 4.7.1 | 0 | 0 | 3986 | compressor (20hp) | 1 | 3986
Nonequipment | VSD Controlled Compressor | Variable Speed Drive Control - includes all non-HVAC applications | Standard Control System | Commercial | New | Offices | FL Zone 2 | Per End Use Consumption | 27.75% | 63311.04 | 50150.88 | 13160.16 | 0.20787 | 15 | 1.9843 | 0.92875 | 0 | Reference source included incremental cost only | 0 | 0 | 3986 | Illinois 2018 Statewide TRM, Section 4.7.1 | 0 | 0 | 3986 | compressor (20hp) | 1 | 3986
Nonequipment | VSD Controlled Compressor | Variable Speed Drive Control - includes all non-HVAC applications | Standard Control System | Commercial | New | Restaurants | FL Zone 2 | Per End Use Consumption | 36.99% | 63311.04 | 50150.88 | 13160.16 | 0.20787 | 15 | 1.7063 | 1.4292 | 0 | Reference source included incremental cost only | 0 | 0 | 3986 | Illinois 2018 Statewide TRM, Section 4.7.1 | 0 | 0 | 3986 | compressor (20hp) | 1 | 3986
Nonequipment | VSD Controlled Compressor | Variable Speed Drive Control - includes all non-HVAC applications | Standard Control System | Commercial | New | Retail | FL Zone 2 | Per End Use Consumption | 36.99% | 63311.04 | 50150.88 | 13160.16 | 0.20787 | 15 | 1.9843 | 0.92875 | 0 | Reference source included incremental cost only | 0 | 0 | 3986 | Illinois 2018 Statewide TRM, Section 4.7.1 | 0 | 0 | 3986 | compressor (20hp) | 1 | 3986
Nonequipment | VSD Controlled Compressor | Variable Speed Drive Control - includes all non-HVAC applications | Standard Control System | Commercial | New | Schools K-12 | FL Zone 2 | Per End Use Consumption | 36.99% | 63311.04 | 50150.88 | 13160.16 | 0.20787 | 15 | 1.7063 | 1.4292 | 0 | Reference source included incremental cost only | 0 | 0 | 3986 | Illinois 2018 Statewide TRM, Section 4.7.1 | 0 | 0 | 3986 | compressor (20hp) | 1 | 3986
Nonequipment | VSD Controlled Compressor | Variable Speed Drive Control - includes all non-HVAC applications | Standard Control System | Commercial | New | Warehouse | FL Zone 2 | Per End Use Consumption | 36.99% | 63311.04 | 50150.88 | 13160.16 | 0.20787 | 15 | 1.9843 | 0.92875 | 0 | Reference source included incremental cost only | 0 | 0 | 3986 | Illinois 2018 Statewide TRM, Section 4.7.1 | 0 | 0 | 3986 | compressor (20hp) | 1 | 3986
Nonequipment | Network PC Power Management | One computer and monitor attached to centralized energy management system that controls when desktop computers and monitors plugged into a network power down to lower power states. | One computer and monitor, manually controlled | Commercial | Existing | Assembly | FL Zone 2 | Per Computer Connected | 0% | 4709.9802 | 2048.9767 | 2661.0035 | 0.56497 | 5 | 0.39582 | 0 | 0 | no base cost | 0 | 0 | 29 | Illinois 2018 Statewide TRM, Section 4.8.3 | 0 | 0 | 29 | computer | 22 | 638
Nonequipment | Network PC Power Management | One computer and monitor attached to centralized energy management system that controls when desktop computers and monitors plugged into a network power down to lower power states. | One computer and monitor, manually controlled | Commercial | Existing | College and University | FL Zone 2 | Per Computer Connected | 22.4% | 12376.3686 | 5384.0759 | 6992.2928 | 0.56497 | 5 | 0.93955 | 0.81114 | 0 | no base cost | 0 | 0 | 29 | Illinois 2018 Statewide TRM, Section 4.8.3 | 0 | 0 | 29 | computer | 57 | 1653
Nonequipment | Network PC Power Management | One computer and monitor attached to centralized energy management system that controls when desktop computers and monitors plugged into a network power down to lower power states. | One computer and monitor, manually controlled | Commercial | Existing | Grocery | FL Zone 2 | Per Computer Connected | 0% | 5993.5979 | 2607.3872 | 3386.2106 | 0.56497 | 5 | 0.5037 | 0.3508 | 0 | no base cost | 0 | 0 | 29 | Illinois 2018 Statewide TRM, Section 4.8.3 | 0 | 0 | 29 | computer | 28 | 812
Nonequipment | Network PC Power Management | One computer and monitor attached to centralized energy management system that controls when desktop computers and monitors plugged into a network power down to lower power states. | One computer and monitor, manually controlled | Commercial | Existing | Healthcare | FL Zone 2 | Per Computer Connected | 22.4% | 8423.3288 | 3664.39 | 4758.9388 | 0.56497 | 5 | 0.70789 | 0.49301 | 0 | no base cost | 0 | 0 | 29 | Illinois 2018 Statewide TRM, Section 4.8.3 | 0 | 0 | 29 | computer | 39 | 1131
Nonequipment | Network PC Power Management | One computer and monitor attached to centralized energy management system that controls when desktop computers and monitors plugged into a network power down to lower power states. | One computer and monitor, manually controlled | Commercial | Existing | Hospitals | FL Zone 2 | Per Computer Connected | 22.4% | 73884.6412 | 32141.9412 | 41742.7 | 0.56497 | 5 | 5.6089 | 4.8423 | 0 | no base cost | 0 | 0 | 29 | Illinois 2018 Statewide TRM, Section 4.8.3 | 0 | 0 | 29 | computer | 337 | 9773
Nonequipment | Network PC Power Management | One computer and monitor attached to centralized energy management system that controls when desktop computers and monitors plugged into a network power down to lower power states. | One computer and monitor, manually controlled | Commercial | Existing | Institutional | FL Zone 2 | Per Computer Connected | 22.4% | 7689.4506 | 3345.1319 | 4344.3187 | 0.56497 | 5 | 0.64622 | 0 | 0 | no base cost | 0 | 0 | 29 | Illinois 2018 Statewide TRM, Section 4.8.3 | 0 | 0 | 29 | computer | 36 | 1044
Nonequipment | Network PC Power Management | One computer and monitor attached to centralized energy management system that controls when desktop computers and monitors plugged into a network power down to lower power states. | One computer and monitor, manually controlled | Commercial | Existing | Lodging/Hospitality | FL Zone 2 | Per Computer Connected | 22.4% | 6916.3419 | 3008.8074 | 3907.5345 | 0.56497 | 5 | 0.58124 | 0.40481 | 0 | no base cost | 0 | 0 | 29 | Illinois 2018 Statewide TRM, Section 4.8.3 | 0 | 0 | 29 | computer | 32 | 928
Nonequipment | Network PC Power Management | One computer and monitor attached to centralized energy management system that controls when desktop computers and monitors plugged into a network power down to lower power states. | One computer and monitor, manually controlled | Commercial | Existing | Miscellaneous | FL Zone 2 | Per Computer Connected | 0% | 103245.1184 | 44914.5922 | 58330.5263 | 0.56497 | 5 | 8.6767 | 0 | 0 | no base cost | 0 | 0 | 29 | Illinois 2018 Statewide TRM, Section 4.8.3 | 0 | 0 | 29 | computer | 471 | 13659
Nonequipment | Network PC Power Management | One computer and monitor attached to centralized energy management system that controls when desktop computers and monitors plugged into a network power down to lower power states. | One computer and monitor, manually controlled | Commercial | Existing | Offices | FL Zone 2 | Per Computer Connected | 22.4% | 5845.5124 | 2542.9658 | 3302.5466 | 0.56497 | 5 | 0.49125 | 0.34213 | 0 | no base cost | 0 | 0 | 29 | Illinois 2018 Statewide TRM, Section 4.8.3 | 0 | 0 | 29 | computer | 27 | 783
Nonequipment | Network PC Power Management | One computer and monitor attached to centralized energy management system that controls when desktop computers and monitors plugged into a network power down to lower power states. | One computer and monitor, manually controlled | Commercial | Existing | Restaurants | FL Zone 2 | Per Computer Connected | 0% | 5635.3397 | 2451.5346 | 3183.805 | 0.56497 | 5 | 0.47359 | 0 | 0 | no base cost | 0 | 0 | 29 | Illinois 2018 Statewide TRM, Section 4.8.3 | 0 | 0 | 29 | computer | 26 | 754
Nonequipment | Network PC Power Management | One computer and monitor attached to centralized energy management system that controls when desktop computers and monitors plugged into a network power down to lower power states. | One computer and monitor, manually controlled | Commercial | Existing | Retail | FL Zone 2 | Per Computer Connected | 22.4% | 2549.8498 | 1109.2579 | 1440.5919 | 0.56497 | 5 | 0.21429 | 0.14924 | 0 | no base cost | 0 | 0 | 29 | Illinois 2018 Statewide TRM, Section 4.8.3 | 0 | 0 | 29 | computer | 12 | 348
Nonequipment | Network PC Power Management | One computer and monitor attached to centralized energy management system that controls when desktop computers and monitors plugged into a network power down to lower power states. | One computer and monitor, manually controlled | Commercial | Existing | Schools K-12 | FL Zone 2 | Per Computer Connected | 22.4% | 8485.4686 | 3691.4226 | 4794.046 | 0.56497 | 5 | 0.71311 | 0.49665 | 0 | no base cost | 0 | 0 | 29 | Illinois 2018 Statewide TRM, Section 4.8.3 | 0 | 0 | 29 | computer | 39 | 1131
Nonequipment | Network PC Power Management | One computer and monitor attached to centralized energy management system that controls when desktop computers and monitors plugged into a network power down to lower power states. | One computer and monitor, manually controlled | Commercial | Existing | Warehouse | FL Zone 2 | Per Computer Connected | 0% | 693.059 | 301.5006 | 391.5584 | 0.56497 | 5 | 0.058244 | 0 | 0 | no base cost | 0 | 0 | 29 | Illinois 2018 Statewide TRM, Section 4.8.3 | 0 | 0 | 29 | computer | 4 | 116
Nonequipment | Network PC Power Management | One computer and monitor attached to centralized energy management system that controls when desktop computers and monitors plugged into a network power down to lower power states. | One computer and monitor, manually controlled | Commercial | New | Assembly | FL Zone 2 | Per Computer Connected | 0% | 4709.9802 | 2048.9767 | 2661.0035 | 0.56497 | 5 | 0.39582 | 0 | 0 | no base cost | 0 | 0 | 29 | Illinois 2018 Statewide TRM, Section 4.8.3 | 0 | 0 | 29 | computer | 22 | 638
Nonequipment | Network PC Power Management | One computer and monitor attached to centralized energy management system that controls when desktop computers and monitors plugged into a network power down to lower power states. | One computer and monitor, manually controlled | Commercial | New | College and University | FL Zone 2 | Per Computer Connected | 22.4% | 12376.3686 | 5384.0759 | 6992.2928 | 0.56497 | 5 | 0.93955 | 0.81114 | 0 | no base cost | 0 | 0 | 29 | Illinois 2018 Statewide TRM, Section 4.8.3 | 0 | 0 | 29 | computer | 57 | 1653
Nonequipment | Network PC Power Management | One computer and monitor attached to centralized energy management system that controls when desktop computers and monitors plugged into a network power down to lower power states. | One computer and monitor, manually controlled | Commercial | New | Grocery | FL Zone 2 | Per Computer Connected | 0% | 5993.5979 | 2607.3872 | 3386.2106 | 0.56497 | 5 | 0.5037 | 0.3508 | 0 | no base cost | 0 | 0 | 29 | Illinois 2018 Statewide TRM, Section 4.8.3 | 0 | 0 | 29 | computer | 28 | 812
Nonequipment | Network PC Power Management | One computer and monitor attached to centralized energy management system that controls when desktop computers and monitors plugged into a network power down to lower power states. | One computer and monitor, manually controlled | Commercial | New | Healthcare | FL Zone 2 | Per Computer Connected | 22.4% | 8423.3288 | 3664.39 | 4758.9388 | 0.56497 | 5 | 0.70789 | 0.49301 | 0 | no base cost | 0 | 0 | 29 | Illinois 2018 Statewide TRM, Section 4.8.3 | 0 | 0 | 29 | computer | 39 | 1131
Nonequipment | Network PC Power Management | One computer and monitor attached to centralized energy management system that controls when desktop computers and monitors plugged into a network power down to lower power states. | One computer and monitor, manually controlled | Commercial | New | Hospitals | FL Zone 2 | Per Computer Connected | 22.4% | 73884.6412 | 32141.9412 | 41742.7 | 0.56497 | 5 | 5.6089 | 4.8423 | 0 | no base cost | 0 | 0 | 29 | Illinois 2018 Statewide TRM, Section 4.8.3 | 0 | 0 | 29 | computer | 337 | 9773
Nonequipment | Network PC Power Management | One computer and monitor attached to centralized energy management system that controls when desktop computers and monitors plugged into a network power down to lower power states. | One computer and monitor, manually controlled | Commercial | New | Institutional | FL Zone 2 | Per Computer Connected | 22.4% | 7689.4506 | 3345.1319 | 4344.3187 | 0.56497 | 5 | 0.64622 | 0 | 0 | no base cost | 0 | 0 | 29 | Illinois 2018 Statewide TRM, Section 4.8.3 | 0 | 0 | 29 | computer | 36 | 1044
Nonequipment | Network PC Power Management | One computer and monitor attached to centralized energy management system that controls when desktop computers and monitors plugged into a network power down to lower power states. | One computer and monitor, manually controlled | Commercial | New | Lodging/Hospitality | FL Zone 2 | Per Computer Connected | 22.4% | 6916.3419 | 3008.8074 | 3907.5345 | 0.56497 | 5 | 0.58124 | 0.40481 | 0 | no base cost | 0 | 0 | 29 | Illinois 2018 Statewide TRM, Section 4.8.3 | 0 | 0 | 29 | computer | 32 | 928
Nonequipment | Network PC Power Management | One computer and monitor attached to centralized energy management system that controls when desktop computers and monitors plugged into a network power down to lower power states. | One computer and monitor, manually controlled | Commercial | New | Miscellaneous | FL Zone 2 | Per Computer Connected | 0% | 103245.1184 | 44914.5922 | 58330.5263 | 0.56497 | 5 | 8.6767 | 0 | 0 | no base cost | 0 | 0 | 29 | Illinois 2018 Statewide TRM, Section 4.8.3 | 0 | 0 | 29 | computer | 471 | 13659
Nonequipment | Network PC Power Management | One computer and monitor attached to centralized energy management system that controls when desktop computers and monitors plugged into a network power down to lower power states. | One computer and monitor, manually controlled | Commercial | New | Offices | FL Zone 2 | Per Computer Connected | 22.4% | 5845.5124 | 2542.9658 | 3302.5466 | 0.56497 | 5 | 0.49125 | 0.34213 | 0 | no base cost | 0 | 0 | 29 | Illinois 2018 Statewide TRM, Section 4.8.3 | 0 | 0 | 29 | computer | 27 | 783
Nonequipment | Network PC Power Management | One computer and monitor attached to centralized energy management system that controls when desktop computers and monitors plugged into a network power down to lower power states. | One computer and monitor, manually controlled | Commercial | New | Restaurants | FL Zone 2 | Per Computer Connected | 0% | 5635.3397 | 2451.5346 | 3183.805 | 0.56497 | 5 | 0.47359 | 0 | 0 | no base cost | 0 | 0 | 29 | Illinois 2018 Statewide TRM, Section 4.8.3 | 0 | 0 | 29 | computer | 26 | 754
Nonequipment | Network PC Power Management | One computer and monitor attached to centralized energy management system that controls when desktop computers and monitors plugged into a network power down to lower power states. | One computer and monitor, manually controlled | Commercial | New | Retail | FL Zone 2 | Per Computer Connected | 22.4% | 2549.8498 | 1109.2579 | 1440.5919 | 0.56497 | 5 | 0.21429 | 0.14924 | 0 | no base cost | 0 | 0 | 29 | Illinois 2018 Statewide TRM, Section 4.8.3 | 0 | 0 | 29 | computer | 12 | 348
Nonequipment | Network PC Power Management | One computer and monitor attached to centralized energy management system that controls when desktop computers and monitors plugged into a network power down to lower power states. | One computer and monitor, manually controlled | Commercial | New | Schools K-12 | FL Zone 2 | Per Computer Connected | 22.4% | 8485.4686 | 3691.4226 | 4794.046 | 0.56497 | 5 | 0.71311 | 0.49665 | 0 | no base cost | 0 | 0 | 29 | Illinois 2018 Statewide TRM, Section 4.8.3 | 0 | 0 | 29 | computer | 39 | 1131
Nonequipment | Network PC Power Management | One computer and monitor attached to centralized energy management system that controls when desktop computers and monitors plugged into a network power down to lower power states. | One computer and monitor, manually controlled | Commercial | New | Warehouse | FL Zone 2 | Per Computer Connected | 0% | 693.059 | 301.5006 | 391.5584 | 0.56497 | 5 | 0.058244 | 0 | 0 | no base cost | 0 | 0 | 29 | Illinois 2018 Statewide TRM, Section 4.8.3 | 0 | 0 | 29 | computer | 4 | 116
Nonequipment | Smart Strip Plug Outlet | One Smart Strip Plug Outlet | One Standard plug strip/outlet | Commercial | Existing | Assembly | FL Zone 2 | Per End Use Consumption | 43.9% | 4709.9802 | 4654.0758 | 55.9044 | 0.011869 | 4 | 0.0083127 | 0 | 0 | reference source included incremental cost only | 0 | 0 | 10 | Illinois 2018 Statewide TRM, Section 5.2.1 | 0 | No Labor Cost | 10 | smart strip | 1 | 10
Nonequipment | Smart Strip Plug Outlet | One Smart Strip Plug Outlet | One Standard plug strip/outlet | Commercial | Existing | College and University | FL Zone 2 | Per End Use Consumption | 43.9% | 12376.3686 | 12229.4693 | 146.8994 | 0.011869 | 4 | 0.021843 | 0.015181 | 0 | reference source included incremental cost only | 0 | 0 | 10 | Illinois 2018 Statewide TRM, Section 5.2.1 | 0 | No Labor Cost | 10 | smart strip | 2 | 20
Nonequipment | Smart Strip Plug Outlet | One Smart Strip Plug Outlet | One Standard plug strip/outlet | Commercial | Existing | Grocery | FL Zone 2 | Per End Use Consumption | 43.9% | 5993.5979 | 5922.4578 | 71.1401 | 0.011869 | 4 | 0.010578 | 0.0073516 | 0 | reference source included incremental cost only | 0 | 0 | 10 | Illinois 2018 Statewide TRM, Section 5.2.1 | 0 | No Labor Cost | 10 | smart strip | 1 | 10
Nonequipment | Smart Strip Plug Outlet | One Smart Strip Plug Outlet | One Standard plug strip/outlet | Commercial | Existing | Healthcare | FL Zone 2 | Per End Use Consumption | 43.9% | 8423.3288 | 8323.3494 | 99.9794 | 0.011869 | 4 | 0.014866 | 0.010332 | 0 | reference source included incremental cost only | 0 | 0 | 10 | Illinois 2018 Statewide TRM, Section 5.2.1 | 0 | No Labor Cost | 10 | smart strip | 1 | 10
Nonequipment | Smart Strip Plug Outlet | One Smart Strip Plug Outlet | One Standard plug strip/outlet | Commercial | Existing | Hospitals | FL Zone 2 | Per End Use Consumption | 43.9% | 73884.6412 | 73007.6789 | 876.9623 | 0.011869 | 4 | 0.1304 | 0.090625 | 0 | reference source included incremental cost only | 0 | 0 | 10 | Illinois 2018 Statewide TRM, Section 5.2.1 | 0 | No Labor Cost | 10 | smart strip | 8 | 80
Nonequipment | Smart Strip Plug Outlet | One Smart Strip Plug Outlet | One Standard plug strip/outlet | Commercial | Existing | Institutional | FL Zone 2 | Per End Use Consumption | 43.9% | 7689.4506 | 7598.1818 | 91.2687 | 0.011869 | 4 | 0.013571 | 0 | 0 | reference source included incremental cost only | 0 | 0 | 10 | Illinois 2018 Statewide TRM, Section 5.2.1 | 0 | No Labor Cost | 10 | smart strip | 1 | 10
Nonequipment | Smart Strip Plug Outlet | One Smart Strip Plug Outlet | One Standard plug strip/outlet | Commercial | Existing | Lodging/Hospitality | FL Zone 2 | Per End Use Consumption | 43.9% | 6916.3419 | 6834.2494 | 82.0924 | 0.011869 | 4 | 0.012207 | 0.0084835 | 0 | reference source included incremental cost only | 0 | 0 | 10 | Illinois 2018 Statewide TRM, Section 5.2.1 | 0 | No Labor Cost | 10 | smart strip | 1 | 10
Nonequipment | Smart Strip Plug Outlet | One Smart Strip Plug Outlet | One Standard plug strip/outlet | Commercial | Existing | Miscellaneous | FL Zone 2 | Per End Use Consumption | 43.9% | 103245.1184 | 102019.6665 | 1225.4519 | 0.011869 | 4 | 0.18222 | 0 | 0 | reference source included incremental cost only | 0 | 0 | 10 | Illinois 2018 Statewide TRM, Section 5.2.1 | 0 | No Labor Cost | 10 | smart strip | 11 | 110
Nonequipment | Smart Strip Plug Outlet | One Smart Strip Plug Outlet | One Standard plug strip/outlet | Commercial | Existing | Offices | FL Zone 2 | Per End Use Consumption | 43.9% | 5845.5124 | 5776.13 | 69.3824 | 0.011869 | 4 | 0.010317 | 0.00717 | 0 | reference source included incremental cost only | 0 | 0 | 10 | Illinois 2018 Statewide TRM, Section 5.2.1 | 0 | No Labor Cost | 10 | smart strip | 1 | 10
Nonequipment | Smart Strip Plug Outlet | One Smart Strip Plug Outlet | One Standard plug strip/outlet | Commercial | Existing | Restaurants | FL Zone 2 | Per End Use Consumption | 43.9% | 5635.3397 | 5568.4519 | 66.8878 | 0.011869 | 4 | 0.0099458 | 0 | 0 | reference source included incremental cost only | 0 | 0 | 10 | Illinois 2018 Statewide TRM, Section 5.2.1 | 0 | No Labor Cost | 10 | smart strip | 1 | 10
Nonequipment | Smart Strip Plug Outlet | One Smart Strip Plug Outlet | One Standard plug strip/outlet | Commercial | Existing | Retail | FL Zone 2 | Per End Use Consumption | 43.9% | 2549.8498 | 2519.5847 | 30.265 | 0.011869 | 4 | 0.0045002 | 0.0031276 | 0 | reference source included incremental cost only | 0 | 0 | 10 | Illinois 2018 Statewide TRM, Section 5.2.1 | 0 | No Labor Cost | 10 | smart strip | 1 | 10
Nonequipment | Smart Strip Plug Outlet | One Smart Strip Plug Outlet | One Standard plug strip/outlet | Commercial | Existing | Schools K-12 | FL Zone 2 | Per End Use Consumption | 43.9% | 8485.4686 | 8384.7517 | 100.717 | 0.011869 | 4 | 0.014976 | 0.010408 | 0 | reference source included incremental cost only | 0 | 0 | 10 | Illinois 2018 Statewide TRM, Section 5.2.1 | 0 | No Labor Cost | 10 | smart strip | 1 | 10
Nonequipment | Smart Strip Plug Outlet | One Smart Strip Plug Outlet | One Standard plug strip/outlet | Commercial | Existing | Warehouse | FL Zone 2 | Per End Use Consumption | 43.9% | 693.059 | 684.8328 | 8.2262 | 0.011869 | 4 | 0.0012232 | 0 | 0 | reference source included incremental cost only | 0 | 0 | 10 | Illinois 2018 Statewide TRM, Section 5.2.1 | 0 | No Labor Cost | 10 | smart strip | 1 | 10
Nonequipment | Smart Strip Plug Outlet | One Smart Strip Plug Outlet | One Standard plug strip/outlet | Commercial | New | Assembly | FL Zone 2 | Per End Use Consumption | 43.9% | 4709.9802 | 4654.0758 | 55.9044 | 0.011869 | 4 | 0.0083127 | 0 | 0 | reference source included incremental cost only | 0 | 0 | 10 | Illinois 2018 Statewide TRM, Section 5.2.1 | 0 | No Labor Cost | 10 | smart strip | 1 | 10
Nonequipment | Smart Strip Plug Outlet | One Smart Strip Plug Outlet | One Standard plug strip/outlet | Commercial | New | College and University | FL Zone 2 | Per End Use Consumption | 43.9% | 12376.3686 | 12229.4693 | 146.8994 | 0.011869 | 4 | 0.021843 | 0.015181 | 0 | reference source included incremental cost only | 0 | 0 | 10 | Illinois 2018 Statewide TRM, Section 5.2.1 | 0 | No Labor Cost | 10 | smart strip | 2 | 20
Nonequipment | Smart Strip Plug Outlet | One Smart Strip Plug Outlet | One Standard plug strip/outlet | Commercial | New | Grocery | FL Zone 2 | Per End Use Consumption | 43.9% | 5993.5979 | 5922.4578 | 71.1401 | 0.011869 | 4 | 0.010578 | 0.0073516 | 0 | reference source included incremental cost only | 0 | 0 | 10 | Illinois 2018 Statewide TRM, Section 5.2.1 | 0 | No Labor Cost | 10 | smart strip | 1 | 10
Nonequipment | Smart Strip Plug Outlet | One Smart Strip Plug Outlet | One Standard plug strip/outlet | Commercial | New | Healthcare | FL Zone 2 | Per End Use Consumption | 43.9% | 8423.3288 | 8323.3494 | 99.9794 | 0.011869 | 4 | 0.014866 | 0.010332 | 0 | reference source included incremental cost only | 0 | 0 | 10 | Illinois 2018 Statewide TRM, Section 5.2.1 | 0 | No Labor Cost | 10 | smart strip | 1 | 10
Nonequipment | Smart Strip Plug Outlet | One Smart Strip Plug Outlet | One Standard plug strip/outlet | Commercial | New | Hospitals | FL Zone 2 | Per End Use Consumption | 43.9% | 73884.6412 | 73007.6789 | 876.9623 | 0.011869 | 4 | 0.1304 | 0.090625 | 0 | reference source included incremental cost only | 0 | 0 | 10 | Illinois 2018 Statewide TRM, Section 5.2.1 | 0 | No Labor Cost | 10 | smart strip | 8 | 80
Nonequipment | Smart Strip Plug Outlet | One Smart Strip Plug Outlet | One Standard plug strip/outlet | Commercial | New | Institutional | FL Zone 2 | Per End Use Consumption | 43.9% | 7689.4506 | 7598.1818 | 91.2687 | 0.011869 | 4 | 0.013571 | 0 | 0 | reference source included incremental cost only | 0 | 0 | 10 | Illinois 2018 Statewide TRM, Section 5.2.1 | 0 | No Labor Cost | 10 | smart strip | 1 | 10
Nonequipment | Smart Strip Plug Outlet | One Smart Strip Plug Outlet | One Standard plug strip/outlet | Commercial | New | Lodging/Hospitality | FL Zone 2 | Per End Use Consumption | 43.9% | 6916.3419 | 6834.2494 | 82.0924 | 0.011869 | 4 | 0.012207 | 0.0084835 | 0 | reference source included incremental cost only | 0 | 0 | 10 | Illinois 2018 Statewide TRM, Section 5.2.1 | 0 | No Labor Cost | 10 | smart strip | 1 | 10
Nonequipment | Smart Strip Plug Outlet | One Smart Strip Plug Outlet | One Standard plug strip/outlet | Commercial | New | Miscellaneous | FL Zone 2 | Per End Use Consumption | 43.9% | 103245.1184 | 102019.6665 | 1225.4519 | 0.011869 | 4 | 0.18222 | 0 | 0 | reference source included incremental cost only | 0 | 0 | 10 | Illinois 2018 Statewide TRM, Section 5.2.1 | 0 | No Labor Cost | 10 | smart strip | 11 | 110
Nonequipment | Smart Strip Plug Outlet | One Smart Strip Plug Outlet | One Standard plug strip/outlet | Commercial | New | Offices | FL Zone 2 | Per End Use Consumption | 43.9% | 5845.5124 | 5776.13 | 69.3824 | 0.011869 | 4 | 0.010317 | 0.00717 | 0 | reference source included incremental cost only | 0 | 0 | 10 | Illinois 2018 Statewide TRM, Section 5.2.1 | 0 | No Labor Cost | 10 | smart strip | 1 | 10
Nonequipment | Smart Strip Plug Outlet | One Smart Strip Plug Outlet | One Standard plug strip/outlet | Commercial | New | Restaurants | FL Zone 2 | Per End Use Consumption | 43.9% | 5635.3397 | 5568.4519 | 66.8878 | 0.011869 | 4 | 0.0099458 | 0 | 0 | reference source included incremental cost only | 0 | 0 | 10 | Illinois 2018 Statewide TRM, Section 5.2.1 | 0 | No Labor Cost | 10 | smart strip | 1 | 10
Nonequipment | Smart Strip Plug Outlet | One Smart Strip Plug Outlet | One Standard plug strip/outlet | Commercial | New | Retail | FL Zone 2 | Per End Use Consumption | 43.9% | 2549.8498 | 2519.5847 | 30.265 | 0.011869 | 4 | 0.0045002 | 0.0031276 | 0 | reference source included incremental cost only | 0 | 0 | 10 | Illinois 2018 Statewide TRM, Section 5.2.1 | 0 | No Labor Cost | 10 | smart strip | 1 | 10
Nonequipment | Smart Strip Plug Outlet | One Smart Strip Plug Outlet | One Standard plug strip/outlet | Commercial | New | Schools K-12 | FL Zone 2 | Per End Use Consumption | 43.9% | 8485.4686 | 8384.7517 | 100.717 | 0.011869 | 4 | 0.014976 | 0.010408 | 0 | reference source included incremental cost only | 0 | 0 | 10 | Illinois 2018 Statewide TRM, Section 5.2.1 | 0 | No Labor Cost | 10 | smart strip | 1 | 10
Nonequipment | Smart Strip Plug Outlet | One Smart Strip Plug Outlet | One Standard plug strip/outlet | Commercial | New | Warehouse | FL Zone 2 | Per End Use Consumption | 43.9% | 693.059 | 684.8328 | 8.2262 | 0.011869 | 4 | 0.0012232 | 0 | 0 | reference source included incremental cost only | 0 | 0 | 10 | Illinois 2018 Statewide TRM, Section 5.2.1 | 0 | No Labor Cost | 10 | smart strip | 1 | 10
Nonequipment | Anti-Sweat Controls | One Medium Temperature Reach-In Case with Anti-Sweat Heater Controls | One Medium Temperature Reach-In Case without Anti-Sweat Heater Controls | Commercial | Existing | Assembly | FL Zone 2 | Per Refrigerated Case | 9.21% | 1203.0984 | 180.4648 | 1022.6336 | 0.85 | 8 | 0.081727 | 0.082167 | 0 | 0 | 0 | 0 | 171 | Mid-Atlantic TRM v7.0, 2017 (average of cost for a cooler door and freezer door) | 0 | 0 | 171 | door |  | 171
Nonequipment | Anti-Sweat Controls | One Medium Temperature Reach-In Case with Anti-Sweat Heater Controls | One Medium Temperature Reach-In Case without Anti-Sweat Heater Controls | Commercial | Existing | College and University | FL Zone 2 | Per Refrigerated Case | 9.21% | 1203.0984 | 180.4648 | 1022.6336 | 0.85 | 8 | 0.13259 | 0.11106 | 0 | 0 | 0 | 0 | 171 | Mid-Atlantic TRM v7.0, 2017 (average of cost for a cooler door and freezer door) | 0 | 0 | 171 | door |  | 171
Nonequipment | Anti-Sweat Controls | One Medium Temperature Reach-In Case with Anti-Sweat Heater Controls | One Medium Temperature Reach-In Case without Anti-Sweat Heater Controls | Commercial | Existing | Grocery | FL Zone 2 | Per Refrigerated Case | 13.66% | 1203.0984 | 180.4648 | 1022.6336 | 0.85 | 8 | 0.081727 | 0.082167 | 0 | 0 | 0 | 0 | 171 | Mid-Atlantic TRM v7.0, 2017 (average of cost for a cooler door and freezer door) | 0 | 0 | 171 | door |  | 171
Nonequipment | Anti-Sweat Controls | One Medium Temperature Reach-In Case with Anti-Sweat Heater Controls | One Medium Temperature Reach-In Case without Anti-Sweat Heater Controls | Commercial | Existing | Healthcare | FL Zone 2 | Per Refrigerated Case | 9.21% | 1203.0984 | 180.4648 | 1022.6336 | 0.85 | 8 | 0.13259 | 0.11106 | 0 | 0 | 0 | 0 | 171 | Mid-Atlantic TRM v7.0, 2017 (average of cost for a cooler door and freezer door) | 0 | 0 | 171 | door |  | 171
Nonequipment | Anti-Sweat Controls | One Medium Temperature Reach-In Case with Anti-Sweat Heater Controls | One Medium Temperature Reach-In Case without Anti-Sweat Heater Controls | Commercial | Existing | Hospitals | FL Zone 2 | Per Refrigerated Case | 9.21% | 1203.0984 | 180.4648 | 1022.6336 | 0.85 | 8 | 0.13259 | 0.11106 | 0 | 0 | 0 | 0 | 171 | Mid-Atlantic TRM v7.0, 2017 (average of cost for a cooler door and freezer door) | 0 | 0 | 171 | door |  | 171
Nonequipment | Anti-Sweat Controls | One Medium Temperature Reach-In Case with Anti-Sweat Heater Controls | One Medium Temperature Reach-In Case without Anti-Sweat Heater Controls | Commercial | Existing | Institutional | FL Zone 2 | Per Refrigerated Case | 0% | 1203.0984 | 180.4648 | 1022.6336 | 0.85 | 8 | 0.081727 | 0.082167 | 0 | 0 | 0 | 0 | 171 | Mid-Atlantic TRM v7.0, 2017 (average of cost for a cooler door and freezer door) | 0 | 0 | 171 | door |  | 171
Nonequipment | Anti-Sweat Controls | One Medium Temperature Reach-In Case with Anti-Sweat Heater Controls | One Medium Temperature Reach-In Case without Anti-Sweat Heater Controls | Commercial | Existing | Lodging/Hospitality | FL Zone 2 | Per Refrigerated Case | 9.21% | 1203.0984 | 180.4648 | 1022.6336 | 0.85 | 8 | 0.13259 | 0.11106 | 0 | 0 | 0 | 0 | 171 | Mid-Atlantic TRM v7.0, 2017 (average of cost for a cooler door and freezer door) | 0 | 0 | 171 | door |  | 171
Nonequipment | Anti-Sweat Controls | One Medium Temperature Reach-In Case with Anti-Sweat Heater Controls | One Medium Temperature Reach-In Case without Anti-Sweat Heater Controls | Commercial | Existing | Miscellaneous | FL Zone 2 | Per Refrigerated Case | 0% | 1203.0984 | 180.4648 | 1022.6336 | 0.85 | 8 | 0.081727 | 0.082167 | 0 | 0 | 0 | 0 | 171 | Mid-Atlantic TRM v7.0, 2017 (average of cost for a cooler door and freezer door) | 0 | 0 | 171 | door |  | 171
Nonequipment | Anti-Sweat Controls | One Medium Temperature Reach-In Case with Anti-Sweat Heater Controls | One Medium Temperature Reach-In Case without Anti-Sweat Heater Controls | Commercial | Existing | Offices | FL Zone 2 | Per Refrigerated Case | 0% | 1203.0984 | 180.4648 | 1022.6336 | 0.85 | 8 | 0.081727 | 0.082167 | 0 | 0 | 0 | 0 | 171 | Mid-Atlantic TRM v7.0, 2017 (average of cost for a cooler door and freezer door) | 0 | 0 | 171 | door |  | 171
Nonequipment | Anti-Sweat Controls | One Medium Temperature Reach-In Case with Anti-Sweat Heater Controls | One Medium Temperature Reach-In Case without Anti-Sweat Heater Controls | Commercial | Existing | Restaurants | FL Zone 2 | Per Refrigerated Case | 9.21% | 1203.0984 | 180.4648 | 1022.6336 | 0.85 | 8 | 0.13259 | 0.11106 | 0 | 0 | 0 | 0 | 171 | Mid-Atlantic TRM v7.0, 2017 (average of cost for a cooler door and freezer door) | 0 | 0 | 171 | door |  | 171
Nonequipment | Anti-Sweat Controls | One Medium Temperature Reach-In Case with Anti-Sweat Heater Controls | One Medium Temperature Reach-In Case without Anti-Sweat Heater Controls | Commercial | Existing | Retail | FL Zone 2 | Per Refrigerated Case | 13.66% | 1203.0984 | 180.4648 | 1022.6336 | 0.85 | 8 | 0.081727 | 0.082167 | 0 | 0 | 0 | 0 | 171 | Mid-Atlantic TRM v7.0, 2017 (average of cost for a cooler door and freezer door) | 0 | 0 | 171 | door |  | 171
Nonequipment | Anti-Sweat Controls | One Medium Temperature Reach-In Case with Anti-Sweat Heater Controls | One Medium Temperature Reach-In Case without Anti-Sweat Heater Controls | Commercial | Existing | Schools K-12 | FL Zone 2 | Per Refrigerated Case | 9.21% | 1203.0984 | 180.4648 | 1022.6336 | 0.85 | 8 | 0.13259 | 0.11106 | 0 | 0 | 0 | 0 | 171 | Mid-Atlantic TRM v7.0, 2017 (average of cost for a cooler door and freezer door) | 0 | 0 | 171 | door |  | 171
Nonequipment | Anti-Sweat Controls | One Medium Temperature Reach-In Case with Anti-Sweat Heater Controls | One Medium Temperature Reach-In Case without Anti-Sweat Heater Controls | Commercial | Existing | Warehouse | FL Zone 2 | Per Refrigerated Case | 0% | 1203.0984 | 180.4648 | 1022.6336 | 0.85 | 8 | 0.081727 | 0.082167 | 0 | 0 | 0 | 0 | 171 | Mid-Atlantic TRM v7.0, 2017 (average of cost for a cooler door and freezer door) | 0 | 0 | 171 | door |  | 171
Nonequipment | Anti-Sweat Controls | One Medium Temperature Reach-In Case with Anti-Sweat Heater Controls | One Medium Temperature Reach-In Case without Anti-Sweat Heater Controls | Commercial | New | Assembly | FL Zone 2 | Per Refrigerated Case | 0% | 1203.0984 | 180.4648 | 1022.6336 | 0.85 | 8 | 0.081727 | 0.082167 | 0 | 0 | 0 | 0 | 171 | Mid-Atlantic TRM v7.0, 2017 (average of cost for a cooler door and freezer door) | 0 | 0 | 171 | door |  | 171
Nonequipment | Anti-Sweat Controls | One Medium Temperature Reach-In Case with Anti-Sweat Heater Controls | One Medium Temperature Reach-In Case without Anti-Sweat Heater Controls | Commercial | New | College and University | FL Zone 2 | Per Refrigerated Case | 0% | 1203.0984 | 180.4648 | 1022.6336 | 0.85 | 8 | 0.13259 | 0.11106 | 0 | 0 | 0 | 0 | 171 | Mid-Atlantic TRM v7.0, 2017 (average of cost for a cooler door and freezer door) | 0 | 0 | 171 | door |  | 171
Nonequipment | Anti-Sweat Controls | One Medium Temperature Reach-In Case with Anti-Sweat Heater Controls | One Medium Temperature Reach-In Case without Anti-Sweat Heater Controls | Commercial | New | Grocery | FL Zone 2 | Per Refrigerated Case | 0% | 1203.0984 | 180.4648 | 1022.6336 | 0.85 | 8 | 0.081727 | 0.082167 | 0 | 0 | 0 | 0 | 171 | Mid-Atlantic TRM v7.0, 2017 (average of cost for a cooler door and freezer door) | 0 | 0 | 171 | door |  | 171
Nonequipment | Anti-Sweat Controls | One Medium Temperature Reach-In Case with Anti-Sweat Heater Controls | One Medium Temperature Reach-In Case without Anti-Sweat Heater Controls | Commercial | New | Healthcare | FL Zone 2 | Per Refrigerated Case | 0% | 1203.0984 | 180.4648 | 1022.6336 | 0.85 | 8 | 0.13259 | 0.11106 | 0 | 0 | 0 | 0 | 171 | Mid-Atlantic TRM v7.0, 2017 (average of cost for a cooler door and freezer door) | 0 | 0 | 171 | door |  | 171
Nonequipment | Anti-Sweat Controls | One Medium Temperature Reach-In Case with Anti-Sweat Heater Controls | One Medium Temperature Reach-In Case without Anti-Sweat Heater Controls | Commercial | New | Hospitals | FL Zone 2 | Per Refrigerated Case | 0% | 1203.0984 | 180.4648 | 1022.6336 | 0.85 | 8 | 0.13259 | 0.11106 | 0 | 0 | 0 | 0 | 171 | Mid-Atlantic TRM v7.0, 2017 (average of cost for a cooler door and freezer door) | 0 | 0 | 171 | door |  | 171
Nonequipment | Anti-Sweat Controls | One Medium Temperature Reach-In Case with Anti-Sweat Heater Controls | One Medium Temperature Reach-In Case without Anti-Sweat Heater Controls | Commercial | New | Institutional | FL Zone 2 | Per Refrigerated Case | 0% | 1203.0984 | 180.4648 | 1022.6336 | 0.85 | 8 | 0.081727 | 0.082167 | 0 | 0 | 0 | 0 | 171 | Mid-Atlantic TRM v7.0, 2017 (average of cost for a cooler door and freezer door) | 0 | 0 | 171 | door |  | 171
Nonequipment | Anti-Sweat Controls | One Medium Temperature Reach-In Case with Anti-Sweat Heater Controls | One Medium Temperature Reach-In Case without Anti-Sweat Heater Controls | Commercial | New | Lodging/Hospitality | FL Zone 2 | Per Refrigerated Case | 0% | 1203.0984 | 180.4648 | 1022.6336 | 0.85 | 8 | 0.13259 | 0.11106 | 0 | 0 | 0 | 0 | 171 | Mid-Atlantic TRM v7.0, 2017 (average of cost for a cooler door and freezer door) | 0 | 0 | 171 | door |  | 171
Nonequipment | Anti-Sweat Controls | One Medium Temperature Reach-In Case with Anti-Sweat Heater Controls | One Medium Temperature Reach-In Case without Anti-Sweat Heater Controls | Commercial | New | Miscellaneous | FL Zone 2 | Per Refrigerated Case | 0% | 1203.0984 | 180.4648 | 1022.6336 | 0.85 | 8 | 0.081727 | 0.082167 | 0 | 0 | 0 | 0 | 171 | Mid-Atlantic TRM v7.0, 2017 (average of cost for a cooler door and freezer door) | 0 | 0 | 171 | door |  | 171
Nonequipment | Anti-Sweat Controls | One Medium Temperature Reach-In Case with Anti-Sweat Heater Controls | One Medium Temperature Reach-In Case without Anti-Sweat Heater Controls | Commercial | New | Offices | FL Zone 2 | Per Refrigerated Case | 0% | 1203.0984 | 180.4648 | 1022.6336 | 0.85 | 8 | 0.081727 | 0.082167 | 0 | 0 | 0 | 0 | 171 | Mid-Atlantic TRM v7.0, 2017 (average of cost for a cooler door and freezer door) | 0 | 0 | 171 | door |  | 171
Nonequipment | Anti-Sweat Controls | One Medium Temperature Reach-In Case with Anti-Sweat Heater Controls | One Medium Temperature Reach-In Case without Anti-Sweat Heater Controls | Commercial | New | Restaurants | FL Zone 2 | Per Refrigerated Case | 0% | 1203.0984 | 180.4648 | 1022.6336 | 0.85 | 8 | 0.13259 | 0.11106 | 0 | 0 | 0 | 0 | 171 | Mid-Atlantic TRM v7.0, 2017 (average of cost for a cooler door and freezer door) | 0 | 0 | 171 | door |  | 171
Nonequipment | Anti-Sweat Controls | One Medium Temperature Reach-In Case with Anti-Sweat Heater Controls | One Medium Temperature Reach-In Case without Anti-Sweat Heater Controls | Commercial | New | Retail | FL Zone 2 | Per Refrigerated Case | 0% | 1203.0984 | 180.4648 | 1022.6336 | 0.85 | 8 | 0.081727 | 0.082167 | 0 | 0 | 0 | 0 | 171 | Mid-Atlantic TRM v7.0, 2017 (average of cost for a cooler door and freezer door) | 0 | 0 | 171 | door |  | 171
Nonequipment | Anti-Sweat Controls | One Medium Temperature Reach-In Case with Anti-Sweat Heater Controls | One Medium Temperature Reach-In Case without Anti-Sweat Heater Controls | Commercial | New | Schools K-12 | FL Zone 2 | Per Refrigerated Case | 0% | 1203.0984 | 180.4648 | 1022.6336 | 0.85 | 8 | 0.13259 | 0.11106 | 0 | 0 | 0 | 0 | 171 | Mid-Atlantic TRM v7.0, 2017 (average of cost for a cooler door and freezer door) | 0 | 0 | 171 | door |  | 171
Nonequipment | Anti-Sweat Controls | One Medium Temperature Reach-In Case with Anti-Sweat Heater Controls | One Medium Temperature Reach-In Case without Anti-Sweat Heater Controls | Commercial | New | Warehouse | FL Zone 2 | Per Refrigerated Case | 0% | 1203.0984 | 180.4648 | 1022.6336 | 0.85 | 8 | 0.081727 | 0.082167 | 0 | 0 | 0 | 0 | 171 | Mid-Atlantic TRM v7.0, 2017 (average of cost for a cooler door and freezer door) | 0 | 0 | 171 | door |  | 171
Nonequipment | Automatic Door Closer for Walk-in Coolers and Freezers | One Medium Temperature Walk-In Refrigerator Door with Auto-Closer | One Medium Temperature Walk-In Refrigerator Door without Auto-Closer | Commercial | Existing | Assembly | FL Zone 2 | Per End Use Consumption | 55.99% | 1248.3532 | 1209.2703 | 39.0829 | 0.031308 | 8 | 0.0054303 | 0.0012106 | 0 | no base cost | 0 | 0 | 156.82 | Illinois 2018 Statewide TRM, Section 4.6.1 | 0 | 0 | 156.82 | cooler/freezer |  | 156.82
Nonequipment | Automatic Door Closer for Walk-in Coolers and Freezers | One Medium Temperature Walk-In Refrigerator Door with Auto-Closer | One Medium Temperature Walk-In Refrigerator Door without Auto-Closer | Commercial | Existing | College and University | FL Zone 2 | Per End Use Consumption | 55.99% | 1248.3532 | 1209.2703 | 39.0829 | 0.031308 | 8 | 0.0050673 | 0.0042445 | 0 | no base cost | 0 | 0 | 156.82 | Illinois 2018 Statewide TRM, Section 4.6.1 | 0 | 0 | 156.82 | cooler/freezer |  | 156.82
Nonequipment | Automatic Door Closer for Walk-in Coolers and Freezers | One Medium Temperature Walk-In Refrigerator Door with Auto-Closer | One Medium Temperature Walk-In Refrigerator Door without Auto-Closer | Commercial | Existing | Grocery | FL Zone 2 | Per End Use Consumption | 55.99% | 1248.3532 | 1209.2703 | 39.0829 | 0.031308 | 8 | 0.0054303 | 0.0012106 | 0 | no base cost | 0 | 0 | 156.82 | Illinois 2018 Statewide TRM, Section 4.6.1 | 0 | 0 | 156.82 | cooler/freezer |  | 156.82
Nonequipment | Automatic Door Closer for Walk-in Coolers and Freezers | One Medium Temperature Walk-In Refrigerator Door with Auto-Closer | One Medium Temperature Walk-In Refrigerator Door without Auto-Closer | Commercial | Existing | Healthcare | FL Zone 2 | Per End Use Consumption | 55.99% | 1248.3532 | 1209.2703 | 39.0829 | 0.031308 | 8 | 0.0050673 | 0.0042445 | 0 | no base cost | 0 | 0 | 156.82 | Illinois 2018 Statewide TRM, Section 4.6.1 | 0 | 0 | 156.82 | cooler/freezer |  | 156.82
Nonequipment | Automatic Door Closer for Walk-in Coolers and Freezers | One Medium Temperature Walk-In Refrigerator Door with Auto-Closer | One Medium Temperature Walk-In Refrigerator Door without Auto-Closer | Commercial | Existing | Hospitals | FL Zone 2 | Per End Use Consumption | 55.99% | 1248.3532 | 1209.2703 | 39.0829 | 0.031308 | 8 | 0.0050673 | 0.0042445 | 0 | no base cost | 0 | 0 | 156.82 | Illinois 2018 Statewide TRM, Section 4.6.1 | 0 | 0 | 156.82 | cooler/freezer |  | 156.82
Nonequipment | Automatic Door Closer for Walk-in Coolers and Freezers | One Medium Temperature Walk-In Refrigerator Door with Auto-Closer | One Medium Temperature Walk-In Refrigerator Door without Auto-Closer | Commercial | Existing | Institutional | FL Zone 2 | Per End Use Consumption | 0% | 1248.3532 | 1209.2703 | 39.0829 | 0.031308 | 8 | 0.0054303 | 0.0012106 | 0 | no base cost | 0 | 0 | 156.82 | Illinois 2018 Statewide TRM, Section 4.6.1 | 0 | 0 | 156.82 | cooler/freezer |  | 156.82
Nonequipment | Automatic Door Closer for Walk-in Coolers and Freezers | One Medium Temperature Walk-In Refrigerator Door with Auto-Closer | One Medium Temperature Walk-In Refrigerator Door without Auto-Closer | Commercial | Existing | Lodging/Hospitality | FL Zone 2 | Per End Use Consumption | 55.99% | 1248.3532 | 1209.2703 | 39.0829 | 0.031308 | 8 | 0.0050673 | 0.0042445 | 0 | no base cost | 0 | 0 | 156.82 | Illinois 2018 Statewide TRM, Section 4.6.1 | 0 | 0 | 156.82 | cooler/freezer |  | 156.82
Nonequipment | Automatic Door Closer for Walk-in Coolers and Freezers | One Medium Temperature Walk-In Refrigerator Door with Auto-Closer | One Medium Temperature Walk-In Refrigerator Door without Auto-Closer | Commercial | Existing | Miscellaneous | FL Zone 2 | Per End Use Consumption | 0% | 1248.3532 | 1209.2703 | 39.0829 | 0.031308 | 8 | 0.0054303 | 0.0012106 | 0 | no base cost | 0 | 0 | 156.82 | Illinois 2018 Statewide TRM, Section 4.6.1 | 0 | 0 | 156.82 | cooler/freezer |  | 156.82
Nonequipment | Automatic Door Closer for Walk-in Coolers and Freezers | One Medium Temperature Walk-In Refrigerator Door with Auto-Closer | One Medium Temperature Walk-In Refrigerator Door without Auto-Closer | Commercial | Existing | Offices | FL Zone 2 | Per End Use Consumption | 0% | 1248.3532 | 1209.2703 | 39.0829 | 0.031308 | 8 | 0.0054303 | 0.0012106 | 0 | no base cost | 0 | 0 | 156.82 | Illinois 2018 Statewide TRM, Section 4.6.1 | 0 | 0 | 156.82 | cooler/freezer |  | 156.82
Nonequipment | Automatic Door Closer for Walk-in Coolers and Freezers | One Medium Temperature Walk-In Refrigerator Door with Auto-Closer | One Medium Temperature Walk-In Refrigerator Door without Auto-Closer | Commercial | Existing | Restaurants | FL Zone 2 | Per End Use Consumption | 55.99% | 1248.3532 | 1209.2703 | 39.0829 | 0.031308 | 8 | 0.0050673 | 0.0042445 | 0 | no base cost | 0 | 0 | 156.82 | Illinois 2018 Statewide TRM, Section 4.6.1 | 0 | 0 | 156.82 | cooler/freezer |  | 156.82
Nonequipment | Automatic Door Closer for Walk-in Coolers and Freezers | One Medium Temperature Walk-In Refrigerator Door with Auto-Closer | One Medium Temperature Walk-In Refrigerator Door without Auto-Closer | Commercial | Existing | Retail | FL Zone 2 | Per End Use Consumption | 55.99% | 1248.3532 | 1209.2703 | 39.0829 | 0.031308 | 8 | 0.0054303 | 0.0012106 | 0 | no base cost | 0 | 0 | 156.82 | Illinois 2018 Statewide TRM, Section 4.6.1 | 0 | 0 | 156.82 | cooler/freezer |  | 156.82
Nonequipment | Automatic Door Closer for Walk-in Coolers and Freezers | One Medium Temperature Walk-In Refrigerator Door with Auto-Closer | One Medium Temperature Walk-In Refrigerator Door without Auto-Closer | Commercial | Existing | Schools K-12 | FL Zone 2 | Per End Use Consumption | 55.99% | 1248.3532 | 1209.2703 | 39.0829 | 0.031308 | 8 | 0.0050673 | 0.0042445 | 0 | no base cost | 0 | 0 | 156.82 | Illinois 2018 Statewide TRM, Section 4.6.1 | 0 | 0 | 156.82 | cooler/freezer |  | 156.82
Nonequipment | Automatic Door Closer for Walk-in Coolers and Freezers | One Medium Temperature Walk-In Refrigerator Door with Auto-Closer | One Medium Temperature Walk-In Refrigerator Door without Auto-Closer | Commercial | Existing | Warehouse | FL Zone 2 | Per End Use Consumption | 0% | 1248.3532 | 1209.2703 | 39.0829 | 0.031308 | 8 | 0.0054303 | 0.0012106 | 0 | no base cost | 0 | 0 | 156.82 | Illinois 2018 Statewide TRM, Section 4.6.1 | 0 | 0 | 156.82 | cooler/freezer |  | 156.82
Nonequipment | Automatic Door Closer for Walk-in Coolers and Freezers | One Medium Temperature Walk-In Refrigerator Door with Auto-Closer | One Medium Temperature Walk-In Refrigerator Door without Auto-Closer | Commercial | New | Assembly | FL Zone 2 | Per End Use Consumption | 55.99% | 1248.3532 | 1209.2703 | 39.0829 | 0.031308 | 8 | 0.0054303 | 0.0012106 | 0 | no base cost | 0 | 0 | 156.82 | Illinois 2018 Statewide TRM, Section 4.6.1 | 0 | 0 | 156.82 | cooler/freezer |  | 156.82
Nonequipment | Automatic Door Closer for Walk-in Coolers and Freezers | One Medium Temperature Walk-In Refrigerator Door with Auto-Closer | One Medium Temperature Walk-In Refrigerator Door without Auto-Closer | Commercial | New | College and University | FL Zone 2 | Per End Use Consumption | 55.99% | 1248.3532 | 1209.2703 | 39.0829 | 0.031308 | 8 | 0.0050673 | 0.0042445 | 0 | no base cost | 0 | 0 | 156.82 | Illinois 2018 Statewide TRM, Section 4.6.1 | 0 | 0 | 156.82 | cooler/freezer |  | 156.82
Nonequipment | Automatic Door Closer for Walk-in Coolers and Freezers | One Medium Temperature Walk-In Refrigerator Door with Auto-Closer | One Medium Temperature Walk-In Refrigerator Door without Auto-Closer | Commercial | New | Grocery | FL Zone 2 | Per End Use Consumption | 55.99% | 1248.3532 | 1209.2703 | 39.0829 | 0.031308 | 8 | 0.0054303 | 0.0012106 | 0 | no base cost | 0 | 0 | 156.82 | Illinois 2018 Statewide TRM, Section 4.6.1 | 0 | 0 | 156.82 | cooler/freezer |  | 156.82
Nonequipment | Automatic Door Closer for Walk-in Coolers and Freezers | One Medium Temperature Walk-In Refrigerator Door with Auto-Closer | One Medium Temperature Walk-In Refrigerator Door without Auto-Closer | Commercial | New | Healthcare | FL Zone 2 | Per End Use Consumption | 55.99% | 1248.3532 | 1209.2703 | 39.0829 | 0.031308 | 8 | 0.0050673 | 0.0042445 | 0 | no base cost | 0 | 0 | 156.82 | Illinois 2018 Statewide TRM, Section 4.6.1 | 0 | 0 | 156.82 | cooler/freezer |  | 156.82
Nonequipment | Automatic Door Closer for Walk-in Coolers and Freezers | One Medium Temperature Walk-In Refrigerator Door with Auto-Closer | One Medium Temperature Walk-In Refrigerator Door without Auto-Closer | Commercial | New | Hospitals | FL Zone 2 | Per End Use Consumption | 55.99% | 1248.3532 | 1209.2703 | 39.0829 | 0.031308 | 8 | 0.0050673 | 0.0042445 | 0 | no base cost | 0 | 0 | 156.82 | Illinois 2018 Statewide TRM, Section 4.6.1 | 0 | 0 | 156.82 | cooler/freezer |  | 156.82
Nonequipment | Automatic Door Closer for Walk-in Coolers and Freezers | One Medium Temperature Walk-In Refrigerator Door with Auto-Closer | One Medium Temperature Walk-In Refrigerator Door without Auto-Closer | Commercial | New | Institutional | FL Zone 2 | Per End Use Consumption | 0% | 1248.3532 | 1209.2703 | 39.0829 | 0.031308 | 8 | 0.0054303 | 0.0012106 | 0 | no base cost | 0 | 0 | 156.82 | Illinois 2018 Statewide TRM, Section 4.6.1 | 0 | 0 | 156.82 | cooler/freezer |  | 156.82
Nonequipment | Automatic Door Closer for Walk-in Coolers and Freezers | One Medium Temperature Walk-In Refrigerator Door with Auto-Closer | One Medium Temperature Walk-In Refrigerator Door without Auto-Closer | Commercial | New | Lodging/Hospitality | FL Zone 2 | Per End Use Consumption | 55.99% | 1248.3532 | 1209.2703 | 39.0829 | 0.031308 | 8 | 0.0050673 | 0.0042445 | 0 | no base cost | 0 | 0 | 156.82 | Illinois 2018 Statewide TRM, Section 4.6.1 | 0 | 0 | 156.82 | cooler/freezer |  | 156.82
Nonequipment | Automatic Door Closer for Walk-in Coolers and Freezers | One Medium Temperature Walk-In Refrigerator Door with Auto-Closer | One Medium Temperature Walk-In Refrigerator Door without Auto-Closer | Commercial | New | Miscellaneous | FL Zone 2 | Per End Use Consumption | 0% | 1248.3532 | 1209.2703 | 39.0829 | 0.031308 | 8 | 0.0054303 | 0.0012106 | 0 | no base cost | 0 | 0 | 156.82 | Illinois 2018 Statewide TRM, Section 4.6.1 | 0 | 0 | 156.82 | cooler/freezer |  | 156.82
Nonequipment | Automatic Door Closer for Walk-in Coolers and Freezers | One Medium Temperature Walk-In Refrigerator Door with Auto-Closer | One Medium Temperature Walk-In Refrigerator Door without Auto-Closer | Commercial | New | Offices | FL Zone 2 | Per End Use Consumption | 0% | 1248.3532 | 1209.2703 | 39.0829 | 0.031308 | 8 | 0.0054303 | 0.0012106 | 0 | no base cost | 0 | 0 | 156.82 | Illinois 2018 Statewide TRM, Section 4.6.1 | 0 | 0 | 156.82 | cooler/freezer |  | 156.82
Nonequipment | Automatic Door Closer for Walk-in Coolers and Freezers | One Medium Temperature Walk-In Refrigerator Door with Auto-Closer | One Medium Temperature Walk-In Refrigerator Door without Auto-Closer | Commercial | New | Restaurants | FL Zone 2 | Per End Use Consumption | 55.99% | 1248.3532 | 1209.2703 | 39.0829 | 0.031308 | 8 | 0.0050673 | 0.0042445 | 0 | no base cost | 0 | 0 | 156.82 | Illinois 2018 Statewide TRM, Section 4.6.1 | 0 | 0 | 156.82 | cooler/freezer |  | 156.82
Nonequipment | Automatic Door Closer for Walk-in Coolers and Freezers | One Medium Temperature Walk-In Refrigerator Door with Auto-Closer | One Medium Temperature Walk-In Refrigerator Door without Auto-Closer | Commercial | New | Retail | FL Zone 2 | Per End Use Consumption | 55.99% | 1248.3532 | 1209.2703 | 39.0829 | 0.031308 | 8 | 0.0054303 | 0.0012106 | 0 | no base cost | 0 | 0 | 156.82 | Illinois 2018 Statewide TRM, Section 4.6.1 | 0 | 0 | 156.82 | cooler/freezer |  | 156.82
Nonequipment | Automatic Door Closer for Walk-in Coolers and Freezers | One Medium Temperature Walk-In Refrigerator Door with Auto-Closer | One Medium Temperature Walk-In Refrigerator Door without Auto-Closer | Commercial | New | Schools K-12 | FL Zone 2 | Per End Use Consumption | 55.99% | 1248.3532 | 1209.2703 | 39.0829 | 0.031308 | 8 | 0.0050673 | 0.0042445 | 0 | no base cost | 0 | 0 | 156.82 | Illinois 2018 Statewide TRM, Section 4.6.1 | 0 | 0 | 156.82 | cooler/freezer |  | 156.82
Nonequipment | Automatic Door Closer for Walk-in Coolers and Freezers | One Medium Temperature Walk-In Refrigerator Door with Auto-Closer | One Medium Temperature Walk-In Refrigerator Door without Auto-Closer | Commercial | New | Warehouse | FL Zone 2 | Per End Use Consumption | 0% | 1248.3532 | 1209.2703 | 39.0829 | 0.031308 | 8 | 0.0054303 | 0.0012106 | 0 | no base cost | 0 | 0 | 156.82 | Illinois 2018 Statewide TRM, Section 4.6.1 | 0 | 0 | 156.82 | cooler/freezer |  | 156.82
Nonequipment | Demand Defrost | Walk-In Freezer System with Demand-Controlled Electric Defrost Cycle | Walk-In Freezer System with Timer-Controlled Electric Defrost Cycle | Commercial | Existing | Assembly | FL Zone 2 | Per Unit | 42.41% | 1314.9 | 920.43 | 394.47 | 0.3 | 10 | 0.054904 | 0.0050296 | 0 | 0 | 0 | 0 | 500 | Efficiency Vermont TRM, 2015 No. 2014-87, Measure Number I-E-15-a | 166.68 | Assume 2 hrs for Electrical contractor: http://www.serviskey.net/support/rate-estimator?s4=FL | 666.68 | freezer |  | 666.68
Nonequipment | Demand Defrost | Walk-In Freezer System with Demand-Controlled Electric Defrost Cycle | Walk-In Freezer System with Timer-Controlled Electric Defrost Cycle | Commercial | Existing | College and University | FL Zone 2 | Per Unit | 63.61% | 1314.9 | 920.43 | 394.47 | 0.3 | 10 | 0.051145 | 0.04284 | 0 | 0 | 0 | 0 | 500 | Efficiency Vermont TRM, 2015 No. 2014-87, Measure Number I-E-15-a | 166.68 | Assume 2 hrs for Electrical contractor: http://www.serviskey.net/support/rate-estimator?s4=FL | 666.68 | freezer |  | 666.68
Nonequipment | Demand Defrost | Walk-In Freezer System with Demand-Controlled Electric Defrost Cycle | Walk-In Freezer System with Timer-Controlled Electric Defrost Cycle | Commercial | Existing | Grocery | FL Zone 2 | Per Unit | 66.96% | 1314.9 | 920.43 | 394.47 | 0.3 | 10 | 0.054904 | 0.0050296 | 0 | 0 | 0 | 0 | 500 | Efficiency Vermont TRM, 2015 No. 2014-87, Measure Number I-E-15-a | 166.68 | Assume 2 hrs for Electrical contractor: http://www.serviskey.net/support/rate-estimator?s4=FL | 666.68 | freezer |  | 666.68
Nonequipment | Demand Defrost | Walk-In Freezer System with Demand-Controlled Electric Defrost Cycle | Walk-In Freezer System with Timer-Controlled Electric Defrost Cycle | Commercial | Existing | Healthcare | FL Zone 2 | Per Unit | 63.61% | 1314.9 | 920.43 | 394.47 | 0.3 | 10 | 0.051145 | 0.04284 | 0 | 0 | 0 | 0 | 500 | Efficiency Vermont TRM, 2015 No. 2014-87, Measure Number I-E-15-a | 166.68 | Assume 2 hrs for Electrical contractor: http://www.serviskey.net/support/rate-estimator?s4=FL | 666.68 | freezer |  | 666.68
Nonequipment | Demand Defrost | Walk-In Freezer System with Demand-Controlled Electric Defrost Cycle | Walk-In Freezer System with Timer-Controlled Electric Defrost Cycle | Commercial | Existing | Hospitals | FL Zone 2 | Per Unit | 63.61% | 1314.9 | 920.43 | 394.47 | 0.3 | 10 | 0.051145 | 0.04284 | 0 | 0 | 0 | 0 | 500 | Efficiency Vermont TRM, 2015 No. 2014-87, Measure Number I-E-15-a | 166.68 | Assume 2 hrs for Electrical contractor: http://www.serviskey.net/support/rate-estimator?s4=FL | 666.68 | freezer |  | 666.68
Nonequipment | Demand Defrost | Walk-In Freezer System with Demand-Controlled Electric Defrost Cycle | Walk-In Freezer System with Timer-Controlled Electric Defrost Cycle | Commercial | Existing | Institutional | FL Zone 2 | Per Unit | 0% | 1314.9 | 920.43 | 394.47 | 0.3 | 10 | 0.054904 | 0.0050296 | 0 | 0 | 0 | 0 | 500 | Efficiency Vermont TRM, 2015 No. 2014-87, Measure Number I-E-15-a | 166.68 | Assume 2 hrs for Electrical contractor: http://www.serviskey.net/support/rate-estimator?s4=FL | 666.68 | freezer |  | 666.68
Nonequipment | Demand Defrost | Walk-In Freezer System with Demand-Controlled Electric Defrost Cycle | Walk-In Freezer System with Timer-Controlled Electric Defrost Cycle | Commercial | Existing | Lodging/Hospitality | FL Zone 2 | Per Unit | 63.61% | 1314.9 | 920.43 | 394.47 | 0.3 | 10 | 0.051145 | 0.04284 | 0 | 0 | 0 | 0 | 500 | Efficiency Vermont TRM, 2015 No. 2014-87, Measure Number I-E-15-a | 166.68 | Assume 2 hrs for Electrical contractor: http://www.serviskey.net/support/rate-estimator?s4=FL | 666.68 | freezer |  | 666.68
Nonequipment | Demand Defrost | Walk-In Freezer System with Demand-Controlled Electric Defrost Cycle | Walk-In Freezer System with Timer-Controlled Electric Defrost Cycle | Commercial | Existing | Miscellaneous | FL Zone 2 | Per Unit | 0% | 1314.9 | 920.43 | 394.47 | 0.3 | 10 | 0.054904 | 0.0050296 | 0 | 0 | 0 | 0 | 500 | Efficiency Vermont TRM, 2015 No. 2014-87, Measure Number I-E-15-a | 166.68 | Assume 2 hrs for Electrical contractor: http://www.serviskey.net/support/rate-estimator?s4=FL | 666.68 | freezer |  | 666.68
Nonequipment | Demand Defrost | Walk-In Freezer System with Demand-Controlled Electric Defrost Cycle | Walk-In Freezer System with Timer-Controlled Electric Defrost Cycle | Commercial | Existing | Offices | FL Zone 2 | Per Unit | 0% | 1314.9 | 920.43 | 394.47 | 0.3 | 10 | 0.054904 | 0.0050296 | 0 | 0 | 0 | 0 | 500 | Efficiency Vermont TRM, 2015 No. 2014-87, Measure Number I-E-15-a | 166.68 | Assume 2 hrs for Electrical contractor: http://www.serviskey.net/support/rate-estimator?s4=FL | 666.68 | freezer |  | 666.68
Nonequipment | Demand Defrost | Walk-In Freezer System with Demand-Controlled Electric Defrost Cycle | Walk-In Freezer System with Timer-Controlled Electric Defrost Cycle | Commercial | Existing | Restaurants | FL Zone 2 | Per Unit | 63.61% | 1314.9 | 920.43 | 394.47 | 0.3 | 10 | 0.051145 | 0.04284 | 0 | 0 | 0 | 0 | 500 | Efficiency Vermont TRM, 2015 No. 2014-87, Measure Number I-E-15-a | 166.68 | Assume 2 hrs for Electrical contractor: http://www.serviskey.net/support/rate-estimator?s4=FL | 666.68 | freezer |  | 666.68
Nonequipment | Demand Defrost | Walk-In Freezer System with Demand-Controlled Electric Defrost Cycle | Walk-In Freezer System with Timer-Controlled Electric Defrost Cycle | Commercial | Existing | Retail | FL Zone 2 | Per Unit | 63.61% | 1314.9 | 920.43 | 394.47 | 0.3 | 10 | 0.054904 | 0.0050296 | 0 | 0 | 0 | 0 | 500 | Efficiency Vermont TRM, 2015 No. 2014-87, Measure Number I-E-15-a | 166.68 | Assume 2 hrs for Electrical contractor: http://www.serviskey.net/support/rate-estimator?s4=FL | 666.68 | freezer |  | 666.68
Nonequipment | Demand Defrost | Walk-In Freezer System with Demand-Controlled Electric Defrost Cycle | Walk-In Freezer System with Timer-Controlled Electric Defrost Cycle | Commercial | Existing | Schools K-12 | FL Zone 2 | Per Unit | 63.61% | 1314.9 | 920.43 | 394.47 | 0.3 | 10 | 0.051145 | 0.04284 | 0 | 0 | 0 | 0 | 500 | Efficiency Vermont TRM, 2015 No. 2014-87, Measure Number I-E-15-a | 166.68 | Assume 2 hrs for Electrical contractor: http://www.serviskey.net/support/rate-estimator?s4=FL | 666.68 | freezer |  | 666.68
Nonequipment | Demand Defrost | Walk-In Freezer System with Demand-Controlled Electric Defrost Cycle | Walk-In Freezer System with Timer-Controlled Electric Defrost Cycle | Commercial | Existing | Warehouse | FL Zone 2 | Per Unit | 0% | 1314.9 | 920.43 | 394.47 | 0.3 | 10 | 0.054904 | 0.0050296 | 0 | 0 | 0 | 0 | 500 | Efficiency Vermont TRM, 2015 No. 2014-87, Measure Number I-E-15-a | 166.68 | Assume 2 hrs for Electrical contractor: http://www.serviskey.net/support/rate-estimator?s4=FL | 666.68 | freezer |  | 666.68
Nonequipment | Demand Defrost | Walk-In Freezer System with Demand-Controlled Electric Defrost Cycle | Walk-In Freezer System with Timer-Controlled Electric Defrost Cycle | Commercial | New | Assembly | FL Zone 2 | Per Unit | 42.41% | 1314.9 | 920.43 | 394.47 | 0.3 | 10 | 0.054904 | 0.0050296 | 0 | 0 | 0 | 0 | 500 | Efficiency Vermont TRM, 2015 No. 2014-87, Measure Number I-E-15-a | 166.68 | Assume 2 hrs for Electrical contractor: http://www.serviskey.net/support/rate-estimator?s4=FL | 666.68 | freezer |  | 666.68
Nonequipment | Demand Defrost | Walk-In Freezer System with Demand-Controlled Electric Defrost Cycle | Walk-In Freezer System with Timer-Controlled Electric Defrost Cycle | Commercial | New | College and University | FL Zone 2 | Per Unit | 0% | 1314.9 | 920.43 | 394.47 | 0.3 | 10 | 0.051145 | 0.04284 | 0 | 0 | 0 | 0 | 500 | Efficiency Vermont TRM, 2015 No. 2014-87, Measure Number I-E-15-a | 166.68 | Assume 2 hrs for Electrical contractor: http://www.serviskey.net/support/rate-estimator?s4=FL | 666.68 | freezer |  | 666.68
Nonequipment | Demand Defrost | Walk-In Freezer System with Demand-Controlled Electric Defrost Cycle | Walk-In Freezer System with Timer-Controlled Electric Defrost Cycle | Commercial | New | Grocery | FL Zone 2 | Per Unit | 0% | 1314.9 | 920.43 | 394.47 | 0.3 | 10 | 0.054904 | 0.0050296 | 0 | 0 | 0 | 0 | 500 | Efficiency Vermont TRM, 2015 No. 2014-87, Measure Number I-E-15-a | 166.68 | Assume 2 hrs for Electrical contractor: http://www.serviskey.net/support/rate-estimator?s4=FL | 666.68 | freezer |  | 666.68
Nonequipment | Demand Defrost | Walk-In Freezer System with Demand-Controlled Electric Defrost Cycle | Walk-In Freezer System with Timer-Controlled Electric Defrost Cycle | Commercial | New | Healthcare | FL Zone 2 | Per Unit | 0% | 1314.9 | 920.43 | 394.47 | 0.3 | 10 | 0.051145 | 0.04284 | 0 | 0 | 0 | 0 | 500 | Efficiency Vermont TRM, 2015 No. 2014-87, Measure Number I-E-15-a | 166.68 | Assume 2 hrs for Electrical contractor: http://www.serviskey.net/support/rate-estimator?s4=FL | 666.68 | freezer |  | 666.68
Nonequipment | Demand Defrost | Walk-In Freezer System with Demand-Controlled Electric Defrost Cycle | Walk-In Freezer System with Timer-Controlled Electric Defrost Cycle | Commercial | New | Hospitals | FL Zone 2 | Per Unit | 0% | 1314.9 | 920.43 | 394.47 | 0.3 | 10 | 0.051145 | 0.04284 | 0 | 0 | 0 | 0 | 500 | Efficiency Vermont TRM, 2015 No. 2014-87, Measure Number I-E-15-a | 166.68 | Assume 2 hrs for Electrical contractor: http://www.serviskey.net/support/rate-estimator?s4=FL | 666.68 | freezer |  | 666.68
Nonequipment | Demand Defrost | Walk-In Freezer System with Demand-Controlled Electric Defrost Cycle | Walk-In Freezer System with Timer-Controlled Electric Defrost Cycle | Commercial | New | Institutional | FL Zone 2 | Per Unit | 0% | 1314.9 | 920.43 | 394.47 | 0.3 | 10 | 0.054904 | 0.0050296 | 0 | 0 | 0 | 0 | 500 | Efficiency Vermont TRM, 2015 No. 2014-87, Measure Number I-E-15-a | 166.68 | Assume 2 hrs for Electrical contractor: http://www.serviskey.net/support/rate-estimator?s4=FL | 666.68 | freezer |  | 666.68
Nonequipment | Demand Defrost | Walk-In Freezer System with Demand-Controlled Electric Defrost Cycle | Walk-In Freezer System with Timer-Controlled Electric Defrost Cycle | Commercial | New | Lodging/Hospitality | FL Zone 2 | Per Unit | 0% | 1314.9 | 920.43 | 394.47 | 0.3 | 10 | 0.051145 | 0.04284 | 0 | 0 | 0 | 0 | 500 | Efficiency Vermont TRM, 2015 No. 2014-87, Measure Number I-E-15-a | 166.68 | Assume 2 hrs for Electrical contractor: http://www.serviskey.net/support/rate-estimator?s4=FL | 666.68 | freezer |  | 666.68
Nonequipment | Demand Defrost | Walk-In Freezer System with Demand-Controlled Electric Defrost Cycle | Walk-In Freezer System with Timer-Controlled Electric Defrost Cycle | Commercial | New | Miscellaneous | FL Zone 2 | Per Unit | 0% | 1314.9 | 920.43 | 394.47 | 0.3 | 10 | 0.054904 | 0.0050296 | 0 | 0 | 0 | 0 | 500 | Efficiency Vermont TRM, 2015 No. 2014-87, Measure Number I-E-15-a | 166.68 | Assume 2 hrs for Electrical contractor: http://www.serviskey.net/support/rate-estimator?s4=FL | 666.68 | freezer |  | 666.68
Nonequipment | Demand Defrost | Walk-In Freezer System with Demand-Controlled Electric Defrost Cycle | Walk-In Freezer System with Timer-Controlled Electric Defrost Cycle | Commercial | New | Offices | FL Zone 2 | Per Unit | 0% | 1314.9 | 920.43 | 394.47 | 0.3 | 10 | 0.054904 | 0.0050296 | 0 | 0 | 0 | 0 | 500 | Efficiency Vermont TRM, 2015 No. 2014-87, Measure Number I-E-15-a | 166.68 | Assume 2 hrs for Electrical contractor: http://www.serviskey.net/support/rate-estimator?s4=FL | 666.68 | freezer |  | 666.68
Nonequipment | Demand Defrost | Walk-In Freezer System with Demand-Controlled Electric Defrost Cycle | Walk-In Freezer System with Timer-Controlled Electric Defrost Cycle | Commercial | New | Restaurants | FL Zone 2 | Per Unit | 0% | 1314.9 | 920.43 | 394.47 | 0.3 | 10 | 0.051145 | 0.04284 | 0 | 0 | 0 | 0 | 500 | Efficiency Vermont TRM, 2015 No. 2014-87, Measure Number I-E-15-a | 166.68 | Assume 2 hrs for Electrical contractor: http://www.serviskey.net/support/rate-estimator?s4=FL | 666.68 | freezer |  | 666.68
Nonequipment | Demand Defrost | Walk-In Freezer System with Demand-Controlled Electric Defrost Cycle | Walk-In Freezer System with Timer-Controlled Electric Defrost Cycle | Commercial | New | Retail | FL Zone 2 | Per Unit | 0% | 1314.9 | 920.43 | 394.47 | 0.3 | 10 | 0.054904 | 0.0050296 | 0 | 0 | 0 | 0 | 500 | Efficiency Vermont TRM, 2015 No. 2014-87, Measure Number I-E-15-a | 166.68 | Assume 2 hrs for Electrical contractor: http://www.serviskey.net/support/rate-estimator?s4=FL | 666.68 | freezer |  | 666.68
Nonequipment | Demand Defrost | Walk-In Freezer System with Demand-Controlled Electric Defrost Cycle | Walk-In Freezer System with Timer-Controlled Electric Defrost Cycle | Commercial | New | Schools K-12 | FL Zone 2 | Per Unit | 0% | 1314.9 | 920.43 | 394.47 | 0.3 | 10 | 0.051145 | 0.04284 | 0 | 0 | 0 | 0 | 500 | Efficiency Vermont TRM, 2015 No. 2014-87, Measure Number I-E-15-a | 166.68 | Assume 2 hrs for Electrical contractor: http://www.serviskey.net/support/rate-estimator?s4=FL | 666.68 | freezer |  | 666.68
Nonequipment | Demand Defrost | Walk-In Freezer System with Demand-Controlled Electric Defrost Cycle | Walk-In Freezer System with Timer-Controlled Electric Defrost Cycle | Commercial | New | Warehouse | FL Zone 2 | Per Unit | 0% | 1314.9 | 920.43 | 394.47 | 0.3 | 10 | 0.054904 | 0.0050296 | 0 | 0 | 0 | 0 | 500 | Efficiency Vermont TRM, 2015 No. 2014-87, Measure Number I-E-15-a | 166.68 | Assume 2 hrs for Electrical contractor: http://www.serviskey.net/support/rate-estimator?s4=FL | 666.68 | freezer |  | 666.68
Nonequipment | Floating Head Pressure Controls | Medium-Temperature Refrigeration System with 5HP Compressor and Adjustable Condenser Head Pressure Control Valve | Medium-Temperature Refrigeration System with 5 HP Compressor without Adjustable Condenser Head Pressure Control Valve | Commercial | Existing | Assembly | FL Zone 2 | Per End Use Consumption | 0% | 41710.92 | 39187.3486 | 2523.5714 | 0.060501 | 15 | 0.38051 | 0.1781 | 0 | 0 | 0 | 0 | 307 | Regional Technical Forum, Commercial: Grocery - Floating Head Pressure Controls for Single Compressor Systems V1.4 | 0 | 0 | 307 | unit |  | 307
Nonequipment | Floating Head Pressure Controls | Medium-Temperature Refrigeration System with 5HP Compressor and Adjustable Condenser Head Pressure Control Valve | Medium-Temperature Refrigeration System with 5 HP Compressor without Adjustable Condenser Head Pressure Control Valve | Commercial | Existing | College and University | FL Zone 2 | Per End Use Consumption | 27.37% | 41710.92 | 39187.3486 | 2523.5714 | 0.060501 | 15 | 0.32719 | 0.27407 | 0 | 0 | 0 | 0 | 307 | Regional Technical Forum, Commercial: Grocery - Floating Head Pressure Controls for Single Compressor Systems V1.4 | 0 | 0 | 307 | unit |  | 307
Nonequipment | Floating Head Pressure Controls | Medium-Temperature Refrigeration System with 5HP Compressor and Adjustable Condenser Head Pressure Control Valve | Medium-Temperature Refrigeration System with 5 HP Compressor without Adjustable Condenser Head Pressure Control Valve | Commercial | Existing | Grocery | FL Zone 2 | Per End Use Consumption | 0% | 41710.92 | 39187.3486 | 2523.5714 | 0.060501 | 15 | 0.38051 | 0.1781 | 0 | 0 | 0 | 0 | 307 | Regional Technical Forum, Commercial: Grocery - Floating Head Pressure Controls for Single Compressor Systems V1.4 | 0 | 0 | 307 | unit |  | 307
Nonequipment | Floating Head Pressure Controls | Medium-Temperature Refrigeration System with 5HP Compressor and Adjustable Condenser Head Pressure Control Valve | Medium-Temperature Refrigeration System with 5 HP Compressor without Adjustable Condenser Head Pressure Control Valve | Commercial | Existing | Healthcare | FL Zone 2 | Per End Use Consumption | 26.46% | 41710.92 | 39187.3486 | 2523.5714 | 0.060501 | 15 | 0.32719 | 0.27407 | 0 | 0 | 0 | 0 | 307 | Regional Technical Forum, Commercial: Grocery - Floating Head Pressure Controls for Single Compressor Systems V1.4 | 0 | 0 | 307 | unit |  | 307
Nonequipment | Floating Head Pressure Controls | Medium-Temperature Refrigeration System with 5HP Compressor and Adjustable Condenser Head Pressure Control Valve | Medium-Temperature Refrigeration System with 5 HP Compressor without Adjustable Condenser Head Pressure Control Valve | Commercial | Existing | Hospitals | FL Zone 2 | Per End Use Consumption | 24.64% | 41710.92 | 39187.3486 | 2523.5714 | 0.060501 | 15 | 0.32719 | 0.27407 | 0 | 0 | 0 | 0 | 307 | Regional Technical Forum, Commercial: Grocery - Floating Head Pressure Controls for Single Compressor Systems V1.4 | 0 | 0 | 307 | unit |  | 307
Nonequipment | Floating Head Pressure Controls | Medium-Temperature Refrigeration System with 5HP Compressor and Adjustable Condenser Head Pressure Control Valve | Medium-Temperature Refrigeration System with 5 HP Compressor without Adjustable Condenser Head Pressure Control Valve | Commercial | Existing | Institutional | FL Zone 2 | Per End Use Consumption | 0% | 41710.92 | 39187.3486 | 2523.5714 | 0.060501 | 15 | 0.38051 | 0.1781 | 0 | 0 | 0 | 0 | 307 | Regional Technical Forum, Commercial: Grocery - Floating Head Pressure Controls for Single Compressor Systems V1.4 | 0 | 0 | 307 | unit |  | 307
Nonequipment | Floating Head Pressure Controls | Medium-Temperature Refrigeration System with 5HP Compressor and Adjustable Condenser Head Pressure Control Valve | Medium-Temperature Refrigeration System with 5 HP Compressor without Adjustable Condenser Head Pressure Control Valve | Commercial | Existing | Lodging/Hospitality | FL Zone 2 | Per End Use Consumption | 27.37% | 41710.92 | 39187.3486 | 2523.5714 | 0.060501 | 15 | 0.32719 | 0.27407 | 0 | 0 | 0 | 0 | 307 | Regional Technical Forum, Commercial: Grocery - Floating Head Pressure Controls for Single Compressor Systems V1.4 | 0 | 0 | 307 | unit |  | 307
Nonequipment | Floating Head Pressure Controls | Medium-Temperature Refrigeration System with 5HP Compressor and Adjustable Condenser Head Pressure Control Valve | Medium-Temperature Refrigeration System with 5 HP Compressor without Adjustable Condenser Head Pressure Control Valve | Commercial | Existing | Miscellaneous | FL Zone 2 | Per End Use Consumption | 0% | 41710.92 | 39187.3486 | 2523.5714 | 0.060501 | 15 | 0.38051 | 0.1781 | 0 | 0 | 0 | 0 | 307 | Regional Technical Forum, Commercial: Grocery - Floating Head Pressure Controls for Single Compressor Systems V1.4 | 0 | 0 | 307 | unit |  | 307
Nonequipment | Floating Head Pressure Controls | Medium-Temperature Refrigeration System with 5HP Compressor and Adjustable Condenser Head Pressure Control Valve | Medium-Temperature Refrigeration System with 5 HP Compressor without Adjustable Condenser Head Pressure Control Valve | Commercial | Existing | Offices | FL Zone 2 | Per End Use Consumption | 0% | 41710.92 | 39187.3486 | 2523.5714 | 0.060501 | 15 | 0.38051 | 0.1781 | 0 | 0 | 0 | 0 | 307 | Regional Technical Forum, Commercial: Grocery - Floating Head Pressure Controls for Single Compressor Systems V1.4 | 0 | 0 | 307 | unit |  | 307
Nonequipment | Floating Head Pressure Controls | Medium-Temperature Refrigeration System with 5HP Compressor and Adjustable Condenser Head Pressure Control Valve | Medium-Temperature Refrigeration System with 5 HP Compressor without Adjustable Condenser Head Pressure Control Valve | Commercial | Existing | Restaurants | FL Zone 2 | Per End Use Consumption | 0% | 41710.92 | 39187.3486 | 2523.5714 | 0.060501 | 15 | 0.32719 | 0.27407 | 0 | 0 | 0 | 0 | 307 | Regional Technical Forum, Commercial: Grocery - Floating Head Pressure Controls for Single Compressor Systems V1.4 | 0 | 0 | 307 | unit |  | 307
Nonequipment | Floating Head Pressure Controls | Medium-Temperature Refrigeration System with 5HP Compressor and Adjustable Condenser Head Pressure Control Valve | Medium-Temperature Refrigeration System with 5 HP Compressor without Adjustable Condenser Head Pressure Control Valve | Commercial | Existing | Retail | FL Zone 2 | Per End Use Consumption | 0% | 41710.92 | 39187.3486 | 2523.5714 | 0.060501 | 15 | 0.38051 | 0.1781 | 0 | 0 | 0 | 0 | 307 | Regional Technical Forum, Commercial: Grocery - Floating Head Pressure Controls for Single Compressor Systems V1.4 | 0 | 0 | 307 | unit |  | 307
Nonequipment | Floating Head Pressure Controls | Medium-Temperature Refrigeration System with 5HP Compressor and Adjustable Condenser Head Pressure Control Valve | Medium-Temperature Refrigeration System with 5 HP Compressor without Adjustable Condenser Head Pressure Control Valve | Commercial | Existing | Schools K-12 | FL Zone 2 | Per End Use Consumption | 27.37% | 41710.92 | 39187.3486 | 2523.5714 | 0.060501 | 15 | 0.32719 | 0.27407 | 0 | 0 | 0 | 0 | 307 | Regional Technical Forum, Commercial: Grocery - Floating Head Pressure Controls for Single Compressor Systems V1.4 | 0 | 0 | 307 | unit |  | 307
Nonequipment | Floating Head Pressure Controls | Medium-Temperature Refrigeration System with 5HP Compressor and Adjustable Condenser Head Pressure Control Valve | Medium-Temperature Refrigeration System with 5 HP Compressor without Adjustable Condenser Head Pressure Control Valve | Commercial | Existing | Warehouse | FL Zone 2 | Per End Use Consumption | 0% | 41710.92 | 39187.3486 | 2523.5714 | 0.060501 | 15 | 0.38051 | 0.1781 | 0 | 0 | 0 | 0 | 307 | Regional Technical Forum, Commercial: Grocery - Floating Head Pressure Controls for Single Compressor Systems V1.4 | 0 | 0 | 307 | unit |  | 307
Nonequipment | Floating Head Pressure Controls | Medium-Temperature Refrigeration System with 5HP Compressor and Adjustable Condenser Head Pressure Control Valve | Medium-Temperature Refrigeration System with 5 HP Compressor without Adjustable Condenser Head Pressure Control Valve | Commercial | New | Assembly | FL Zone 2 | Per End Use Consumption | 0% | 41710.92 | 39187.3486 | 2523.5714 | 0.060501 | 15 | 0.38051 | 0.1781 | 0 | 0 | 0 | 0 | 307 | Regional Technical Forum, Commercial: Grocery - Floating Head Pressure Controls for Single Compressor Systems V1.4 | 0 | 0 | 307 | unit |  | 307
Nonequipment | Floating Head Pressure Controls | Medium-Temperature Refrigeration System with 5HP Compressor and Adjustable Condenser Head Pressure Control Valve | Medium-Temperature Refrigeration System with 5 HP Compressor without Adjustable Condenser Head Pressure Control Valve | Commercial | New | College and University | FL Zone 2 | Per End Use Consumption | 27.37% | 41710.92 | 39187.3486 | 2523.5714 | 0.060501 | 15 | 0.32719 | 0.27407 | 0 | 0 | 0 | 0 | 307 | Regional Technical Forum, Commercial: Grocery - Floating Head Pressure Controls for Single Compressor Systems V1.4 | 0 | 0 | 307 | unit |  | 307
Nonequipment | Floating Head Pressure Controls | Medium-Temperature Refrigeration System with 5HP Compressor and Adjustable Condenser Head Pressure Control Valve | Medium-Temperature Refrigeration System with 5 HP Compressor without Adjustable Condenser Head Pressure Control Valve | Commercial | New | Grocery | FL Zone 2 | Per End Use Consumption | 0% | 41710.92 | 39187.3486 | 2523.5714 | 0.060501 | 15 | 0.38051 | 0.1781 | 0 | 0 | 0 | 0 | 307 | Regional Technical Forum, Commercial: Grocery - Floating Head Pressure Controls for Single Compressor Systems V1.4 | 0 | 0 | 307 | unit |  | 307
Nonequipment | Floating Head Pressure Controls | Medium-Temperature Refrigeration System with 5HP Compressor and Adjustable Condenser Head Pressure Control Valve | Medium-Temperature Refrigeration System with 5 HP Compressor without Adjustable Condenser Head Pressure Control Valve | Commercial | New | Healthcare | FL Zone 2 | Per End Use Consumption | 26.46% | 41710.92 | 39187.3486 | 2523.5714 | 0.060501 | 15 | 0.32719 | 0.27407 | 0 | 0 | 0 | 0 | 307 | Regional Technical Forum, Commercial: Grocery - Floating Head Pressure Controls for Single Compressor Systems V1.4 | 0 | 0 | 307 | unit |  | 307
Nonequipment | Floating Head Pressure Controls | Medium-Temperature Refrigeration System with 5HP Compressor and Adjustable Condenser Head Pressure Control Valve | Medium-Temperature Refrigeration System with 5 HP Compressor without Adjustable Condenser Head Pressure Control Valve | Commercial | New | Hospitals | FL Zone 2 | Per End Use Consumption | 24.64% | 41710.92 | 39187.3486 | 2523.5714 | 0.060501 | 15 | 0.32719 | 0.27407 | 0 | 0 | 0 | 0 | 307 | Regional Technical Forum, Commercial: Grocery - Floating Head Pressure Controls for Single Compressor Systems V1.4 | 0 | 0 | 307 | unit |  | 307
Nonequipment | Floating Head Pressure Controls | Medium-Temperature Refrigeration System with 5HP Compressor and Adjustable Condenser Head Pressure Control Valve | Medium-Temperature Refrigeration System with 5 HP Compressor without Adjustable Condenser Head Pressure Control Valve | Commercial | New | Institutional | FL Zone 2 | Per End Use Consumption | 0% | 41710.92 | 39187.3486 | 2523.5714 | 0.060501 | 15 | 0.38051 | 0.1781 | 0 | 0 | 0 | 0 | 307 | Regional Technical Forum, Commercial: Grocery - Floating Head Pressure Controls for Single Compressor Systems V1.4 | 0 | 0 | 307 | unit |  | 307
Nonequipment | Floating Head Pressure Controls | Medium-Temperature Refrigeration System with 5HP Compressor and Adjustable Condenser Head Pressure Control Valve | Medium-Temperature Refrigeration System with 5 HP Compressor without Adjustable Condenser Head Pressure Control Valve | Commercial | New | Lodging/Hospitality | FL Zone 2 | Per End Use Consumption | 27.37% | 41710.92 | 39187.3486 | 2523.5714 | 0.060501 | 15 | 0.32719 | 0.27407 | 0 | 0 | 0 | 0 | 307 | Regional Technical Forum, Commercial: Grocery - Floating Head Pressure Controls for Single Compressor Systems V1.4 | 0 | 0 | 307 | unit |  | 307
Nonequipment | Floating Head Pressure Controls | Medium-Temperature Refrigeration System with 5HP Compressor and Adjustable Condenser Head Pressure Control Valve | Medium-Temperature Refrigeration System with 5 HP Compressor without Adjustable Condenser Head Pressure Control Valve | Commercial | New | Miscellaneous | FL Zone 2 | Per End Use Consumption | 0% | 41710.92 | 39187.3486 | 2523.5714 | 0.060501 | 15 | 0.38051 | 0.1781 | 0 | 0 | 0 | 0 | 307 | Regional Technical Forum, Commercial: Grocery - Floating Head Pressure Controls for Single Compressor Systems V1.4 | 0 | 0 | 307 | unit |  | 307
Nonequipment | Floating Head Pressure Controls | Medium-Temperature Refrigeration System with 5HP Compressor and Adjustable Condenser Head Pressure Control Valve | Medium-Temperature Refrigeration System with 5 HP Compressor without Adjustable Condenser Head Pressure Control Valve | Commercial | New | Offices | FL Zone 2 | Per End Use Consumption | 0% | 41710.92 | 39187.3486 | 2523.5714 | 0.060501 | 15 | 0.38051 | 0.1781 | 0 | 0 | 0 | 0 | 307 | Regional Technical Forum, Commercial: Grocery - Floating Head Pressure Controls for Single Compressor Systems V1.4 | 0 | 0 | 307 | unit |  | 307
Nonequipment | Floating Head Pressure Controls | Medium-Temperature Refrigeration System with 5HP Compressor and Adjustable Condenser Head Pressure Control Valve | Medium-Temperature Refrigeration System with 5 HP Compressor without Adjustable Condenser Head Pressure Control Valve | Commercial | New | Restaurants | FL Zone 2 | Per End Use Consumption | 0% | 41710.92 | 39187.3486 | 2523.5714 | 0.060501 | 15 | 0.32719 | 0.27407 | 0 | 0 | 0 | 0 | 307 | Regional Technical Forum, Commercial: Grocery - Floating Head Pressure Controls for Single Compressor Systems V1.4 | 0 | 0 | 307 | unit |  | 307
Nonequipment | Floating Head Pressure Controls | Medium-Temperature Refrigeration System with 5HP Compressor and Adjustable Condenser Head Pressure Control Valve | Medium-Temperature Refrigeration System with 5 HP Compressor without Adjustable Condenser Head Pressure Control Valve | Commercial | New | Retail | FL Zone 2 | Per End Use Consumption | 0% | 41710.92 | 39187.3486 | 2523.5714 | 0.060501 | 15 | 0.38051 | 0.1781 | 0 | 0 | 0 | 0 | 307 | Regional Technical Forum, Commercial: Grocery - Floating Head Pressure Controls for Single Compressor Systems V1.4 | 0 | 0 | 307 | unit |  | 307
Nonequipment | Floating Head Pressure Controls | Medium-Temperature Refrigeration System with 5HP Compressor and Adjustable Condenser Head Pressure Control Valve | Medium-Temperature Refrigeration System with 5 HP Compressor without Adjustable Condenser Head Pressure Control Valve | Commercial | New | Schools K-12 | FL Zone 2 | Per End Use Consumption | 27.37% | 41710.92 | 39187.3486 | 2523.5714 | 0.060501 | 15 | 0.32719 | 0.27407 | 0 | 0 | 0 | 0 | 307 | Regional Technical Forum, Commercial: Grocery - Floating Head Pressure Controls for Single Compressor Systems V1.4 | 0 | 0 | 307 | unit |  | 307
Nonequipment | Floating Head Pressure Controls | Medium-Temperature Refrigeration System with 5HP Compressor and Adjustable Condenser Head Pressure Control Valve | Medium-Temperature Refrigeration System with 5 HP Compressor without Adjustable Condenser Head Pressure Control Valve | Commercial | New | Warehouse | FL Zone 2 | Per End Use Consumption | 0% | 41710.92 | 39187.3486 | 2523.5714 | 0.060501 | 15 | 0.38051 | 0.1781 | 0 | 0 | 0 | 0 | 307 | Regional Technical Forum, Commercial: Grocery - Floating Head Pressure Controls for Single Compressor Systems V1.4 | 0 | 0 | 307 | unit |  | 307
Nonequipment | Freezer-Cooler Replacement Gaskets | New Door Gasket on One-Door Medium Temperature Reach-In Case | Worn or Damaged Door Gasket on One-Door Medium Temperature Reach-In Case | Commercial | Existing | Assembly | FL Zone 2 | Per Door | 42.41% | 4993.4129 | 4837.0814 | 156.3315 | 0.031308 | 4 | 0.022767 | 0.0074125 | 0 | 0 | 0 | 0 | 96.8 | Regional Technical Forum, Commercial: Grocery - Door Gasket Replacement V1.3 | 0 | 0 | 96.8 | unit |  | 96.8
Nonequipment | Freezer-Cooler Replacement Gaskets | New Door Gasket on One-Door Medium Temperature Reach-In Case | Worn or Damaged Door Gasket on One-Door Medium Temperature Reach-In Case | Commercial | Existing | College and University | FL Zone 2 | Per Door | 63.61% | 4993.4129 | 4837.0814 | 156.3315 | 0.031308 | 4 | 0.020269 | 0.016978 | 0 | 0 | 0 | 0 | 96.8 | Regional Technical Forum, Commercial: Grocery - Door Gasket Replacement V1.3 | 0 | 0 | 96.8 | unit |  | 96.8
Nonequipment | Freezer-Cooler Replacement Gaskets | New Door Gasket on One-Door Medium Temperature Reach-In Case | Worn or Damaged Door Gasket on One-Door Medium Temperature Reach-In Case | Commercial | Existing | Grocery | FL Zone 2 | Per Door | 66.96% | 4993.4129 | 4837.0814 | 156.3315 | 0.031308 | 4 | 0.022767 | 0.0074125 | 0 | 0 | 0 | 0 | 96.8 | Regional Technical Forum, Commercial: Grocery - Door Gasket Replacement V1.3 | 0 | 0 | 96.8 | unit |  | 96.8
Nonequipment | Freezer-Cooler Replacement Gaskets | New Door Gasket on One-Door Medium Temperature Reach-In Case | Worn or Damaged Door Gasket on One-Door Medium Temperature Reach-In Case | Commercial | Existing | Healthcare | FL Zone 2 | Per Door | 63.61% | 4993.4129 | 4837.0814 | 156.3315 | 0.031308 | 4 | 0.020269 | 0.016978 | 0 | 0 | 0 | 0 | 96.8 | Regional Technical Forum, Commercial: Grocery - Door Gasket Replacement V1.3 | 0 | 0 | 96.8 | unit |  | 96.8
Nonequipment | Freezer-Cooler Replacement Gaskets | New Door Gasket on One-Door Medium Temperature Reach-In Case | Worn or Damaged Door Gasket on One-Door Medium Temperature Reach-In Case | Commercial | Existing | Hospitals | FL Zone 2 | Per Door | 63.61% | 4993.4129 | 4837.0814 | 156.3315 | 0.031308 | 4 | 0.020269 | 0.016978 | 0 | 0 | 0 | 0 | 96.8 | Regional Technical Forum, Commercial: Grocery - Door Gasket Replacement V1.3 | 0 | 0 | 96.8 | unit |  | 96.8
Nonequipment | Freezer-Cooler Replacement Gaskets | New Door Gasket on One-Door Medium Temperature Reach-In Case | Worn or Damaged Door Gasket on One-Door Medium Temperature Reach-In Case | Commercial | Existing | Institutional | FL Zone 2 | Per Door | 0% | 4993.4129 | 4837.0814 | 156.3315 | 0.031308 | 4 | 0.022767 | 0.0074125 | 0 | 0 | 0 | 0 | 96.8 | Regional Technical Forum, Commercial: Grocery - Door Gasket Replacement V1.3 | 0 | 0 | 96.8 | unit |  | 96.8
Nonequipment | Freezer-Cooler Replacement Gaskets | New Door Gasket on One-Door Medium Temperature Reach-In Case | Worn or Damaged Door Gasket on One-Door Medium Temperature Reach-In Case | Commercial | Existing | Lodging/Hospitality | FL Zone 2 | Per Door | 63.61% | 4993.4129 | 4837.0814 | 156.3315 | 0.031308 | 4 | 0.020269 | 0.016978 | 0 | 0 | 0 | 0 | 96.8 | Regional Technical Forum, Commercial: Grocery - Door Gasket Replacement V1.3 | 0 | 0 | 96.8 | unit |  | 96.8
Nonequipment | Freezer-Cooler Replacement Gaskets | New Door Gasket on One-Door Medium Temperature Reach-In Case | Worn or Damaged Door Gasket on One-Door Medium Temperature Reach-In Case | Commercial | Existing | Miscellaneous | FL Zone 2 | Per Door | 0% | 4993.4129 | 4837.0814 | 156.3315 | 0.031308 | 4 | 0.022767 | 0.0074125 | 0 | 0 | 0 | 0 | 96.8 | Regional Technical Forum, Commercial: Grocery - Door Gasket Replacement V1.3 | 0 | 0 | 96.8 | unit |  | 96.8
Nonequipment | Freezer-Cooler Replacement Gaskets | New Door Gasket on One-Door Medium Temperature Reach-In Case | Worn or Damaged Door Gasket on One-Door Medium Temperature Reach-In Case | Commercial | Existing | Offices | FL Zone 2 | Per Door | 0% | 4993.4129 | 4837.0814 | 156.3315 | 0.031308 | 4 | 0.022767 | 0.0074125 | 0 | 0 | 0 | 0 | 96.8 | Regional Technical Forum, Commercial: Grocery - Door Gasket Replacement V1.3 | 0 | 0 | 96.8 | unit |  | 96.8
Nonequipment | Freezer-Cooler Replacement Gaskets | New Door Gasket on One-Door Medium Temperature Reach-In Case | Worn or Damaged Door Gasket on One-Door Medium Temperature Reach-In Case | Commercial | Existing | Restaurants | FL Zone 2 | Per Door | 63.61% | 4993.4129 | 4837.0814 | 156.3315 | 0.031308 | 4 | 0.020269 | 0.016978 | 0 | 0 | 0 | 0 | 96.8 | Regional Technical Forum, Commercial: Grocery - Door Gasket Replacement V1.3 | 0 | 0 | 96.8 | unit |  | 96.8
Nonequipment | Freezer-Cooler Replacement Gaskets | New Door Gasket on One-Door Medium Temperature Reach-In Case | Worn or Damaged Door Gasket on One-Door Medium Temperature Reach-In Case | Commercial | Existing | Retail | FL Zone 2 | Per Door | 63.61% | 4993.4129 | 4837.0814 | 156.3315 | 0.031308 | 4 | 0.022767 | 0.0074125 | 0 | 0 | 0 | 0 | 96.8 | Regional Technical Forum, Commercial: Grocery - Door Gasket Replacement V1.3 | 0 | 0 | 96.8 | unit |  | 96.8
Nonequipment | Freezer-Cooler Replacement Gaskets | New Door Gasket on One-Door Medium Temperature Reach-In Case | Worn or Damaged Door Gasket on One-Door Medium Temperature Reach-In Case | Commercial | Existing | Schools K-12 | FL Zone 2 | Per Door | 63.61% | 4993.4129 | 4837.0814 | 156.3315 | 0.031308 | 4 | 0.020269 | 0.016978 | 0 | 0 | 0 | 0 | 96.8 | Regional Technical Forum, Commercial: Grocery - Door Gasket Replacement V1.3 | 0 | 0 | 96.8 | unit |  | 96.8
Nonequipment | Freezer-Cooler Replacement Gaskets | New Door Gasket on One-Door Medium Temperature Reach-In Case | Worn or Damaged Door Gasket on One-Door Medium Temperature Reach-In Case | Commercial | Existing | Warehouse | FL Zone 2 | Per Door | 0% | 4993.4129 | 4837.0814 | 156.3315 | 0.031308 | 4 | 0.022767 | 0.0074125 | 0 | 0 | 0 | 0 | 96.8 | Regional Technical Forum, Commercial: Grocery - Door Gasket Replacement V1.3 | 0 | 0 | 96.8 | unit |  | 96.8
Nonequipment | Freezer-Cooler Replacement Gaskets | New Door Gasket on One-Door Medium Temperature Reach-In Case | N/A - Retrofit Only | Commercial | New | Assembly | FL Zone 2 | Per Door | 42.41% | 0 | 0 | 0 | 0 | 4 | 0 | 0 | 0 | 0 | 0 | 0 | 96.8 | Regional Technical Forum, Commercial: Grocery - Door Gasket Replacement V1.3 | 0 | 0 | 96.8 | unit |  | 96.8
Nonequipment | Freezer-Cooler Replacement Gaskets | New Door Gasket on One-Door Medium Temperature Reach-In Case | N/A - Retrofit Only | Commercial | New | College and University | FL Zone 2 | Per Door | 0% | 0 | 0 | 0 | 0 | 4 | 0 | 0 | 0 | 0 | 0 | 0 | 96.8 | Regional Technical Forum, Commercial: Grocery - Door Gasket Replacement V1.3 | 0 | 0 | 96.8 | unit |  | 96.8
Nonequipment | Freezer-Cooler Replacement Gaskets | New Door Gasket on One-Door Medium Temperature Reach-In Case | N/A - Retrofit Only | Commercial | New | Grocery | FL Zone 2 | Per Door | 0% | 0 | 0 | 0 | 0 | 4 | 0 | 0 | 0 | 0 | 0 | 0 | 96.8 | Regional Technical Forum, Commercial: Grocery - Door Gasket Replacement V1.3 | 0 | 0 | 96.8 | unit |  | 96.8
Nonequipment | Freezer-Cooler Replacement Gaskets | New Door Gasket on One-Door Medium Temperature Reach-In Case | N/A - Retrofit Only | Commercial | New | Healthcare | FL Zone 2 | Per Door | 0% | 0 | 0 | 0 | 0 | 4 | 0 | 0 | 0 | 0 | 0 | 0 | 96.8 | Regional Technical Forum, Commercial: Grocery - Door Gasket Replacement V1.3 | 0 | 0 | 96.8 | unit |  | 96.8
Nonequipment | Freezer-Cooler Replacement Gaskets | New Door Gasket on One-Door Medium Temperature Reach-In Case | N/A - Retrofit Only | Commercial | New | Hospitals | FL Zone 2 | Per Door | 0% | 0 | 0 | 0 | 0 | 4 | 0 | 0 | 0 | 0 | 0 | 0 | 96.8 | Regional Technical Forum, Commercial: Grocery - Door Gasket Replacement V1.3 | 0 | 0 | 96.8 | unit |  | 96.8
Nonequipment | Freezer-Cooler Replacement Gaskets | New Door Gasket on One-Door Medium Temperature Reach-In Case | N/A - Retrofit Only | Commercial | New | Institutional | FL Zone 2 | Per Door | 0% | 0 | 0 | 0 | 0 | 4 | 0 | 0 | 0 | 0 | 0 | 0 | 96.8 | Regional Technical Forum, Commercial: Grocery - Door Gasket Replacement V1.3 | 0 | 0 | 96.8 | unit |  | 96.8
Nonequipment | Freezer-Cooler Replacement Gaskets | New Door Gasket on One-Door Medium Temperature Reach-In Case | N/A - Retrofit Only | Commercial | New | Lodging/Hospitality | FL Zone 2 | Per Door | 0% | 0 | 0 | 0 | 0 | 4 | 0 | 0 | 0 | 0 | 0 | 0 | 96.8 | Regional Technical Forum, Commercial: Grocery - Door Gasket Replacement V1.3 | 0 | 0 | 96.8 | unit |  | 96.8
Nonequipment | Freezer-Cooler Replacement Gaskets | New Door Gasket on One-Door Medium Temperature Reach-In Case | N/A - Retrofit Only | Commercial | New | Miscellaneous | FL Zone 2 | Per Door | 0% | 0 | 0 | 0 | 0 | 4 | 0 | 0 | 0 | 0 | 0 | 0 | 96.8 | Regional Technical Forum, Commercial: Grocery - Door Gasket Replacement V1.3 | 0 | 0 | 96.8 | unit |  | 96.8
Nonequipment | Freezer-Cooler Replacement Gaskets | New Door Gasket on One-Door Medium Temperature Reach-In Case | N/A - Retrofit Only | Commercial | New | Offices | FL Zone 2 | Per Door | 0% | 0 | 0 | 0 | 0 | 4 | 0 | 0 | 0 | 0 | 0 | 0 | 96.8 | Regional Technical Forum, Commercial: Grocery - Door Gasket Replacement V1.3 | 0 | 0 | 96.8 | unit |  | 96.8
Nonequipment | Freezer-Cooler Replacement Gaskets | New Door Gasket on One-Door Medium Temperature Reach-In Case | N/A - Retrofit Only | Commercial | New | Restaurants | FL Zone 2 | Per Door | 0% | 0 | 0 | 0 | 0 | 4 | 0 | 0 | 0 | 0 | 0 | 0 | 96.8 | Regional Technical Forum, Commercial: Grocery - Door Gasket Replacement V1.3 | 0 | 0 | 96.8 | unit |  | 96.8
Nonequipment | Freezer-Cooler Replacement Gaskets | New Door Gasket on One-Door Medium Temperature Reach-In Case | N/A - Retrofit Only | Commercial | New | Retail | FL Zone 2 | Per Door | 0% | 0 | 0 | 0 | 0 | 4 | 0 | 0 | 0 | 0 | 0 | 0 | 96.8 | Regional Technical Forum, Commercial: Grocery - Door Gasket Replacement V1.3 | 0 | 0 | 96.8 | unit |  | 96.8
Nonequipment | Freezer-Cooler Replacement Gaskets | New Door Gasket on One-Door Medium Temperature Reach-In Case | N/A - Retrofit Only | Commercial | New | Schools K-12 | FL Zone 2 | Per Door | 0% | 0 | 0 | 0 | 0 | 4 | 0 | 0 | 0 | 0 | 0 | 0 | 96.8 | Regional Technical Forum, Commercial: Grocery - Door Gasket Replacement V1.3 | 0 | 0 | 96.8 | unit |  | 96.8
Nonequipment | Freezer-Cooler Replacement Gaskets | New Door Gasket on One-Door Medium Temperature Reach-In Case | N/A - Retrofit Only | Commercial | New | Warehouse | FL Zone 2 | Per Door | 0% | 0 | 0 | 0 | 0 | 4 | 0 | 0 | 0 | 0 | 0 | 0 | 96.8 | Regional Technical Forum, Commercial: Grocery - Door Gasket Replacement V1.3 | 0 | 0 | 96.8 | unit |  | 96.8
Nonequipment | High Efficiency Refrigeration Compressor | High Efficiency Refrigeration Compressors | Existing Compressor (Assume 10% less efficient) | Commercial | Existing | Assembly | FL Zone 2 | Per Unit | 15.4% | 1957.5 | 1822 | 135.5 | 0.069221 | 13 | 0.020431 | 0.0095627 | 0 | Reference source included incremental cost only | 0 | 0 | 221.64 | Efficiency Vermont TRM, 2015, average of all types/sizes | 0 | 0 | 221.64 | compressor |  | 221.64
Nonequipment | High Efficiency Refrigeration Compressor | High Efficiency Refrigeration Compressors | Existing Compressor (Assume 10% less efficient) | Commercial | Existing | College and University | FL Zone 2 | Per Unit | 14.15% | 1957.5 | 1822 | 135.5 | 0.069221 | 13 | 0.017568 | 0.014716 | 0 | Reference source included incremental cost only | 0 | 0 | 221.64 | Efficiency Vermont TRM, 2015, average of all types/sizes | 0 | 0 | 221.64 | compressor |  | 221.64
Nonequipment | High Efficiency Refrigeration Compressor | High Efficiency Refrigeration Compressors | Existing Compressor (Assume 10% less efficient) | Commercial | Existing | Grocery | FL Zone 2 | Per Unit | 74.65% | 1957.5 | 1822 | 135.5 | 0.069221 | 13 | 0.020431 | 0.0095627 | 0 | Reference source included incremental cost only | 0 | 0 | 221.64 | Efficiency Vermont TRM, 2015, average of all types/sizes | 0 | 0 | 221.64 | compressor |  | 221.64
Nonequipment | High Efficiency Refrigeration Compressor | High Efficiency Refrigeration Compressors | Existing Compressor (Assume 10% less efficient) | Commercial | Existing | Healthcare | FL Zone 2 | Per Unit | 14.15% | 1957.5 | 1822 | 135.5 | 0.069221 | 13 | 0.017568 | 0.014716 | 0 | Reference source included incremental cost only | 0 | 0 | 221.64 | Efficiency Vermont TRM, 2015, average of all types/sizes | 0 | 0 | 221.64 | compressor |  | 221.64
Nonequipment | High Efficiency Refrigeration Compressor | High Efficiency Refrigeration Compressors | Existing Compressor (Assume 10% less efficient) | Commercial | Existing | Hospitals | FL Zone 2 | Per Unit | 14.15% | 1957.5 | 1822 | 135.5 | 0.069221 | 13 | 0.017568 | 0.014716 | 0 | Reference source included incremental cost only | 0 | 0 | 221.64 | Efficiency Vermont TRM, 2015, average of all types/sizes | 0 | 0 | 221.64 | compressor |  | 221.64
Nonequipment | High Efficiency Refrigeration Compressor | High Efficiency Refrigeration Compressors | Existing Compressor (Assume 10% less efficient) | Commercial | Existing | Institutional | FL Zone 2 | Per Unit | 0% | 1957.5 | 1822 | 135.5 | 0.069221 | 13 | 0.020431 | 0.0095627 | 0 | Reference source included incremental cost only | 0 | 0 | 221.64 | Efficiency Vermont TRM, 2015, average of all types/sizes | 0 | 0 | 221.64 | compressor |  | 221.64
Nonequipment | High Efficiency Refrigeration Compressor | High Efficiency Refrigeration Compressors | Existing Compressor (Assume 10% less efficient) | Commercial | Existing | Lodging/Hospitality | FL Zone 2 | Per Unit | 14.15% | 1957.5 | 1822 | 135.5 | 0.069221 | 13 | 0.017568 | 0.014716 | 0 | Reference source included incremental cost only | 0 | 0 | 221.64 | Efficiency Vermont TRM, 2015, average of all types/sizes | 0 | 0 | 221.64 | compressor |  | 221.64
Nonequipment | High Efficiency Refrigeration Compressor | High Efficiency Refrigeration Compressors | Existing Compressor (Assume 10% less efficient) | Commercial | Existing | Miscellaneous | FL Zone 2 | Per Unit | 0% | 1957.5 | 1822 | 135.5 | 0.069221 | 13 | 0.020431 | 0.0095627 | 0 | Reference source included incremental cost only | 0 | 0 | 221.64 | Efficiency Vermont TRM, 2015, average of all types/sizes | 0 | 0 | 221.64 | compressor |  | 221.64
Nonequipment | High Efficiency Refrigeration Compressor | High Efficiency Refrigeration Compressors | Existing Compressor (Assume 10% less efficient) | Commercial | Existing | Offices | FL Zone 2 | Per Unit | 0% | 1957.5 | 1822 | 135.5 | 0.069221 | 13 | 0.020431 | 0.0095627 | 0 | Reference source included incremental cost only | 0 | 0 | 221.64 | Efficiency Vermont TRM, 2015, average of all types/sizes | 0 | 0 | 221.64 | compressor |  | 221.64
Nonequipment | High Efficiency Refrigeration Compressor | High Efficiency Refrigeration Compressors | Existing Compressor (Assume 10% less efficient) | Commercial | Existing | Restaurants | FL Zone 2 | Per Unit | 14.15% | 1957.5 | 1822 | 135.5 | 0.069221 | 13 | 0.017568 | 0.014716 | 0 | Reference source included incremental cost only | 0 | 0 | 221.64 | Efficiency Vermont TRM, 2015, average of all types/sizes | 0 | 0 | 221.64 | compressor |  | 221.64
Nonequipment | High Efficiency Refrigeration Compressor | High Efficiency Refrigeration Compressors | Existing Compressor (Assume 10% less efficient) | Commercial | Existing | Retail | FL Zone 2 | Per Unit | 14.15% | 1957.5 | 1822 | 135.5 | 0.069221 | 13 | 0.020431 | 0.0095627 | 0 | Reference source included incremental cost only | 0 | 0 | 221.64 | Efficiency Vermont TRM, 2015, average of all types/sizes | 0 | 0 | 221.64 | compressor |  | 221.64
Nonequipment | High Efficiency Refrigeration Compressor | High Efficiency Refrigeration Compressors | Existing Compressor (Assume 10% less efficient) | Commercial | Existing | Schools K-12 | FL Zone 2 | Per Unit | 14.15% | 1957.5 | 1822 | 135.5 | 0.069221 | 13 | 0.017568 | 0.014716 | 0 | Reference source included incremental cost only | 0 | 0 | 221.64 | Efficiency Vermont TRM, 2015, average of all types/sizes | 0 | 0 | 221.64 | compressor |  | 221.64
Nonequipment | High Efficiency Refrigeration Compressor | High Efficiency Refrigeration Compressors | Existing Compressor (Assume 10% less efficient) | Commercial | Existing | Warehouse | FL Zone 2 | Per Unit | 0% | 1957.5 | 1822 | 135.5 | 0.069221 | 13 | 0.020431 | 0.0095627 | 0 | Reference source included incremental cost only | 0 | 0 | 221.64 | Efficiency Vermont TRM, 2015, average of all types/sizes | 0 | 0 | 221.64 | compressor |  | 221.64
Nonequipment | High Efficiency Refrigeration Compressor | High Efficiency Refrigeration Compressors | Standard Compressor | Commercial | New | Assembly | FL Zone 2 | Per Unit | 15.4% | 1957.5 | 1822 | 135.5 | 0.069221 | 13 | 0.020431 | 0.0095627 | 0 | Reference source included incremental cost only | 0 | 0 | 221.64 | Efficiency Vermont TRM, 2015, average of all types/sizes | 0 | 0 | 221.64 | compressor |  | 221.64
Nonequipment | High Efficiency Refrigeration Compressor | High Efficiency Refrigeration Compressors | Standard Compressor | Commercial | New | College and University | FL Zone 2 | Per Unit | 4.199% | 1957.5 | 1822 | 135.5 | 0.069221 | 13 | 0.017568 | 0.014716 | 0 | Reference source included incremental cost only | 0 | 0 | 221.64 | Efficiency Vermont TRM, 2015, average of all types/sizes | 0 | 0 | 221.64 | compressor |  | 221.64
Nonequipment | High Efficiency Refrigeration Compressor | High Efficiency Refrigeration Compressors | Standard Compressor | Commercial | New | Grocery | FL Zone 2 | Per Unit | 37.79% | 1957.5 | 1822 | 135.5 | 0.069221 | 13 | 0.020431 | 0.0095627 | 0 | Reference source included incremental cost only | 0 | 0 | 221.64 | Efficiency Vermont TRM, 2015, average of all types/sizes | 0 | 0 | 221.64 | compressor |  | 221.64
Nonequipment | High Efficiency Refrigeration Compressor | High Efficiency Refrigeration Compressors | Standard Compressor | Commercial | New | Healthcare | FL Zone 2 | Per Unit | 4.199% | 1957.5 | 1822 | 135.5 | 0.069221 | 13 | 0.017568 | 0.014716 | 0 | Reference source included incremental cost only | 0 | 0 | 221.64 | Efficiency Vermont TRM, 2015, average of all types/sizes | 0 | 0 | 221.64 | compressor |  | 221.64
Nonequipment | High Efficiency Refrigeration Compressor | High Efficiency Refrigeration Compressors | Standard Compressor | Commercial | New | Hospitals | FL Zone 2 | Per Unit | 4.199% | 1957.5 | 1822 | 135.5 | 0.069221 | 13 | 0.017568 | 0.014716 | 0 | Reference source included incremental cost only | 0 | 0 | 221.64 | Efficiency Vermont TRM, 2015, average of all types/sizes | 0 | 0 | 221.64 | compressor |  | 221.64
Nonequipment | High Efficiency Refrigeration Compressor | High Efficiency Refrigeration Compressors | Standard Compressor | Commercial | New | Institutional | FL Zone 2 | Per Unit | 0% | 1957.5 | 1822 | 135.5 | 0.069221 | 13 | 0.020431 | 0.0095627 | 0 | Reference source included incremental cost only | 0 | 0 | 221.64 | Efficiency Vermont TRM, 2015, average of all types/sizes | 0 | 0 | 221.64 | compressor |  | 221.64
Nonequipment | High Efficiency Refrigeration Compressor | High Efficiency Refrigeration Compressors | Standard Compressor | Commercial | New | Lodging/Hospitality | FL Zone 2 | Per Unit | 4.199% | 1957.5 | 1822 | 135.5 | 0.069221 | 13 | 0.017568 | 0.014716 | 0 | Reference source included incremental cost only | 0 | 0 | 221.64 | Efficiency Vermont TRM, 2015, average of all types/sizes | 0 | 0 | 221.64 | compressor |  | 221.64
Nonequipment | High Efficiency Refrigeration Compressor | High Efficiency Refrigeration Compressors | Standard Compressor | Commercial | New | Miscellaneous | FL Zone 2 | Per Unit | 0% | 1957.5 | 1822 | 135.5 | 0.069221 | 13 | 0.020431 | 0.0095627 | 0 | Reference source included incremental cost only | 0 | 0 | 221.64 | Efficiency Vermont TRM, 2015, average of all types/sizes | 0 | 0 | 221.64 | compressor |  | 221.64
Nonequipment | High Efficiency Refrigeration Compressor | High Efficiency Refrigeration Compressors | Standard Compressor | Commercial | New | Offices | FL Zone 2 | Per Unit | 0% | 1957.5 | 1822 | 135.5 | 0.069221 | 13 | 0.020431 | 0.0095627 | 0 | Reference source included incremental cost only | 0 | 0 | 221.64 | Efficiency Vermont TRM, 2015, average of all types/sizes | 0 | 0 | 221.64 | compressor |  | 221.64
Nonequipment | High Efficiency Refrigeration Compressor | High Efficiency Refrigeration Compressors | Standard Compressor | Commercial | New | Restaurants | FL Zone 2 | Per Unit | 37.79% | 1957.5 | 1822 | 135.5 | 0.069221 | 13 | 0.017568 | 0.014716 | 0 | Reference source included incremental cost only | 0 | 0 | 221.64 | Efficiency Vermont TRM, 2015, average of all types/sizes | 0 | 0 | 221.64 | compressor |  | 221.64
Nonequipment | High Efficiency Refrigeration Compressor | High Efficiency Refrigeration Compressors | Standard Compressor | Commercial | New | Retail | FL Zone 2 | Per Unit | 4.199% | 1957.5 | 1822 | 135.5 | 0.069221 | 13 | 0.020431 | 0.0095627 | 0 | Reference source included incremental cost only | 0 | 0 | 221.64 | Efficiency Vermont TRM, 2015, average of all types/sizes | 0 | 0 | 221.64 | compressor |  | 221.64
Nonequipment | High Efficiency Refrigeration Compressor | High Efficiency Refrigeration Compressors | Standard Compressor | Commercial | New | Schools K-12 | FL Zone 2 | Per Unit | 4.199% | 1957.5 | 1822 | 135.5 | 0.069221 | 13 | 0.017568 | 0.014716 | 0 | Reference source included incremental cost only | 0 | 0 | 221.64 | Efficiency Vermont TRM, 2015, average of all types/sizes | 0 | 0 | 221.64 | compressor |  | 221.64
Nonequipment | High Efficiency Refrigeration Compressor | High Efficiency Refrigeration Compressors | Standard Compressor | Commercial | New | Warehouse | FL Zone 2 | Per Unit | 0% | 1957.5 | 1822 | 135.5 | 0.069221 | 13 | 0.020431 | 0.0095627 | 0 | Reference source included incremental cost only | 0 | 0 | 221.64 | Efficiency Vermont TRM, 2015, average of all types/sizes | 0 | 0 | 221.64 | compressor |  | 221.64
Nonequipment | High R-Value Glass Doors | Display Door with High R-Value, One-Door Medium Temperature Reach-In Case | Standard Door, One-Door Medium Temperature Reach-In Case | Commercial | Existing | Assembly | FL Zone 2 | Per Door | 0% | 735 | 560 | 175 | 0.2381 | 12 | 0.025557 | 0.0087903 | 2202 | Market Research 2018, https://www.anthonyintl.com/docs/default-source/2017augnewpricesheets/101-price-sheet-final.pdf?sfvrsn=2 | 0 | 0 | 2596 | Market Research 2018, https://www.anthonyintl.com/docs/default-source/2017augnewpricesheets/elm-price-sheet-final.pdf?sfvrsn=2 | 0 | 0 | 394 | door |  | 394
Nonequipment | High R-Value Glass Doors | Display Door with High R-Value, One-Door Medium Temperature Reach-In Case | Standard Door, One-Door Medium Temperature Reach-In Case | Commercial | Existing | College and University | FL Zone 2 | Per Door | 0% | 735 | 560 | 175 | 0.2381 | 12 | 0.02269 | 0.019005 | 2202 | Market Research 2018, https://www.anthonyintl.com/docs/default-source/2017augnewpricesheets/101-price-sheet-final.pdf?sfvrsn=2 | 0 | 0 | 2596 | Market Research 2018, https://www.anthonyintl.com/docs/default-source/2017augnewpricesheets/elm-price-sheet-final.pdf?sfvrsn=2 | 0 | 0 | 394 | door |  | 394
Nonequipment | High R-Value Glass Doors | Display Door with High R-Value, One-Door Medium Temperature Reach-In Case | Standard Door, One-Door Medium Temperature Reach-In Case | Commercial | Existing | Grocery | FL Zone 2 | Per Door | 76.15% | 735 | 560 | 175 | 0.2381 | 12 | 0.025557 | 0.0087903 | 2202 | Market Research 2018, https://www.anthonyintl.com/docs/default-source/2017augnewpricesheets/101-price-sheet-final.pdf?sfvrsn=2 | 0 | 0 | 2596 | Market Research 2018, https://www.anthonyintl.com/docs/default-source/2017augnewpricesheets/elm-price-sheet-final.pdf?sfvrsn=2 | 0 | 0 | 394 | door |  | 394
Nonequipment | High R-Value Glass Doors | Display Door with High R-Value, One-Door Medium Temperature Reach-In Case | Standard Door, One-Door Medium Temperature Reach-In Case | Commercial | Existing | Healthcare | FL Zone 2 | Per Door | 0% | 735 | 560 | 175 | 0.2381 | 12 | 0.02269 | 0.019005 | 2202 | Market Research 2018, https://www.anthonyintl.com/docs/default-source/2017augnewpricesheets/101-price-sheet-final.pdf?sfvrsn=2 | 0 | 0 | 2596 | Market Research 2018, https://www.anthonyintl.com/docs/default-source/2017augnewpricesheets/elm-price-sheet-final.pdf?sfvrsn=2 | 0 | 0 | 394 | door |  | 394
Nonequipment | High R-Value Glass Doors | Display Door with High R-Value, One-Door Medium Temperature Reach-In Case | Standard Door, One-Door Medium Temperature Reach-In Case | Commercial | Existing | Hospitals | FL Zone 2 | Per Door | 0% | 735 | 560 | 175 | 0.2381 | 12 | 0.02269 | 0.019005 | 2202 | Market Research 2018, https://www.anthonyintl.com/docs/default-source/2017augnewpricesheets/101-price-sheet-final.pdf?sfvrsn=2 | 0 | 0 | 2596 | Market Research 2018, https://www.anthonyintl.com/docs/default-source/2017augnewpricesheets/elm-price-sheet-final.pdf?sfvrsn=2 | 0 | 0 | 394 | door |  | 394
Nonequipment | High R-Value Glass Doors | Display Door with High R-Value, One-Door Medium Temperature Reach-In Case | Standard Door, One-Door Medium Temperature Reach-In Case | Commercial | Existing | Institutional | FL Zone 2 | Per Door | 0% | 735 | 560 | 175 | 0.2381 | 12 | 0.025557 | 0.0087903 | 2202 | Market Research 2018, https://www.anthonyintl.com/docs/default-source/2017augnewpricesheets/101-price-sheet-final.pdf?sfvrsn=2 | 0 | 0 | 2596 | Market Research 2018, https://www.anthonyintl.com/docs/default-source/2017augnewpricesheets/elm-price-sheet-final.pdf?sfvrsn=2 | 0 | 0 | 394 | door |  | 394
Nonequipment | High R-Value Glass Doors | Display Door with High R-Value, One-Door Medium Temperature Reach-In Case | Standard Door, One-Door Medium Temperature Reach-In Case | Commercial | Existing | Lodging/Hospitality | FL Zone 2 | Per Door | 0% | 735 | 560 | 175 | 0.2381 | 12 | 0.02269 | 0.019005 | 2202 | Market Research 2018, https://www.anthonyintl.com/docs/default-source/2017augnewpricesheets/101-price-sheet-final.pdf?sfvrsn=2 | 0 | 0 | 2596 | Market Research 2018, https://www.anthonyintl.com/docs/default-source/2017augnewpricesheets/elm-price-sheet-final.pdf?sfvrsn=2 | 0 | 0 | 394 | door |  | 394
Nonequipment | High R-Value Glass Doors | Display Door with High R-Value, One-Door Medium Temperature Reach-In Case | Standard Door, One-Door Medium Temperature Reach-In Case | Commercial | Existing | Miscellaneous | FL Zone 2 | Per Door | 0% | 735 | 560 | 175 | 0.2381 | 12 | 0.025557 | 0.0087903 | 2202 | Market Research 2018, https://www.anthonyintl.com/docs/default-source/2017augnewpricesheets/101-price-sheet-final.pdf?sfvrsn=2 | 0 | 0 | 2596 | Market Research 2018, https://www.anthonyintl.com/docs/default-source/2017augnewpricesheets/elm-price-sheet-final.pdf?sfvrsn=2 | 0 | 0 | 394 | door |  | 394
Nonequipment | High R-Value Glass Doors | Display Door with High R-Value, One-Door Medium Temperature Reach-In Case | Standard Door, One-Door Medium Temperature Reach-In Case | Commercial | Existing | Offices | FL Zone 2 | Per Door | 0% | 735 | 560 | 175 | 0.2381 | 12 | 0.025557 | 0.0087903 | 2202 | Market Research 2018, https://www.anthonyintl.com/docs/default-source/2017augnewpricesheets/101-price-sheet-final.pdf?sfvrsn=2 | 0 | 0 | 2596 | Market Research 2018, https://www.anthonyintl.com/docs/default-source/2017augnewpricesheets/elm-price-sheet-final.pdf?sfvrsn=2 | 0 | 0 | 394 | door |  | 394
Nonequipment | High R-Value Glass Doors | Display Door with High R-Value, One-Door Medium Temperature Reach-In Case | Standard Door, One-Door Medium Temperature Reach-In Case | Commercial | Existing | Restaurants | FL Zone 2 | Per Door | 0% | 735 | 560 | 175 | 0.2381 | 12 | 0.02269 | 0.019005 | 2202 | Market Research 2018, https://www.anthonyintl.com/docs/default-source/2017augnewpricesheets/101-price-sheet-final.pdf?sfvrsn=2 | 0 | 0 | 2596 | Market Research 2018, https://www.anthonyintl.com/docs/default-source/2017augnewpricesheets/elm-price-sheet-final.pdf?sfvrsn=2 | 0 | 0 | 394 | door |  | 394
Nonequipment | High R-Value Glass Doors | Display Door with High R-Value, One-Door Medium Temperature Reach-In Case | Standard Door, One-Door Medium Temperature Reach-In Case | Commercial | Existing | Retail | FL Zone 2 | Per Door | 36.17% | 735 | 560 | 175 | 0.2381 | 12 | 0.025557 | 0.0087903 | 2202 | Market Research 2018, https://www.anthonyintl.com/docs/default-source/2017augnewpricesheets/101-price-sheet-final.pdf?sfvrsn=2 | 0 | 0 | 2596 | Market Research 2018, https://www.anthonyintl.com/docs/default-source/2017augnewpricesheets/elm-price-sheet-final.pdf?sfvrsn=2 | 0 | 0 | 394 | door |  | 394
Nonequipment | High R-Value Glass Doors | Display Door with High R-Value, One-Door Medium Temperature Reach-In Case | Standard Door, One-Door Medium Temperature Reach-In Case | Commercial | Existing | Schools K-12 | FL Zone 2 | Per Door | 0% | 735 | 560 | 175 | 0.2381 | 12 | 0.02269 | 0.019005 | 2202 | Market Research 2018, https://www.anthonyintl.com/docs/default-source/2017augnewpricesheets/101-price-sheet-final.pdf?sfvrsn=2 | 0 | 0 | 2596 | Market Research 2018, https://www.anthonyintl.com/docs/default-source/2017augnewpricesheets/elm-price-sheet-final.pdf?sfvrsn=2 | 0 | 0 | 394 | door |  | 394
Nonequipment | High R-Value Glass Doors | Display Door with High R-Value, One-Door Medium Temperature Reach-In Case | Standard Door, One-Door Medium Temperature Reach-In Case | Commercial | Existing | Warehouse | FL Zone 2 | Per Door | 0% | 735 | 560 | 175 | 0.2381 | 12 | 0.025557 | 0.0087903 | 2202 | Market Research 2018, https://www.anthonyintl.com/docs/default-source/2017augnewpricesheets/101-price-sheet-final.pdf?sfvrsn=2 | 0 | 0 | 2596 | Market Research 2018, https://www.anthonyintl.com/docs/default-source/2017augnewpricesheets/elm-price-sheet-final.pdf?sfvrsn=2 | 0 | 0 | 394 | door |  | 394
Nonequipment | High R-Value Glass Doors | Display Door with High R-Value, One-Door Medium Temperature Reach-In Case | N/A - Retrofit Only | Commercial | New | Assembly | FL Zone 2 | Per Door | 0% | 0 | 0 | 0 | 0 | 12 | 0 | 0 | 2202 | Market Research 2018, https://www.anthonyintl.com/docs/default-source/2017augnewpricesheets/101-price-sheet-final.pdf?sfvrsn=2 | 0 | 0 | 2596 | Market Research 2018, https://www.anthonyintl.com/docs/default-source/2017augnewpricesheets/elm-price-sheet-final.pdf?sfvrsn=2 | 0 | 0 | 394 | door |  | 394
Nonequipment | High R-Value Glass Doors | Display Door with High R-Value, One-Door Medium Temperature Reach-In Case | N/A - Retrofit Only | Commercial | New | College and University | FL Zone 2 | Per Door | 0% | 0 | 0 | 0 | 0 | 12 | 0 | 0 | 2202 | Market Research 2018, https://www.anthonyintl.com/docs/default-source/2017augnewpricesheets/101-price-sheet-final.pdf?sfvrsn=2 | 0 | 0 | 2596 | Market Research 2018, https://www.anthonyintl.com/docs/default-source/2017augnewpricesheets/elm-price-sheet-final.pdf?sfvrsn=2 | 0 | 0 | 394 | door |  | 394
Nonequipment | High R-Value Glass Doors | Display Door with High R-Value, One-Door Medium Temperature Reach-In Case | N/A - Retrofit Only | Commercial | New | Grocery | FL Zone 2 | Per Door | 76.15% | 0 | 0 | 0 | 0 | 12 | 0 | 0 | 2202 | Market Research 2018, https://www.anthonyintl.com/docs/default-source/2017augnewpricesheets/101-price-sheet-final.pdf?sfvrsn=2 | 0 | 0 | 2596 | Market Research 2018, https://www.anthonyintl.com/docs/default-source/2017augnewpricesheets/elm-price-sheet-final.pdf?sfvrsn=2 | 0 | 0 | 394 | door |  | 394
Nonequipment | High R-Value Glass Doors | Display Door with High R-Value, One-Door Medium Temperature Reach-In Case | N/A - Retrofit Only | Commercial | New | Healthcare | FL Zone 2 | Per Door | 0% | 0 | 0 | 0 | 0 | 12 | 0 | 0 | 2202 | Market Research 2018, https://www.anthonyintl.com/docs/default-source/2017augnewpricesheets/101-price-sheet-final.pdf?sfvrsn=2 | 0 | 0 | 2596 | Market Research 2018, https://www.anthonyintl.com/docs/default-source/2017augnewpricesheets/elm-price-sheet-final.pdf?sfvrsn=2 | 0 | 0 | 394 | door |  | 394
Nonequipment | High R-Value Glass Doors | Display Door with High R-Value, One-Door Medium Temperature Reach-In Case | N/A - Retrofit Only | Commercial | New | Hospitals | FL Zone 2 | Per Door | 0% | 0 | 0 | 0 | 0 | 12 | 0 | 0 | 2202 | Market Research 2018, https://www.anthonyintl.com/docs/default-source/2017augnewpricesheets/101-price-sheet-final.pdf?sfvrsn=2 | 0 | 0 | 2596 | Market Research 2018, https://www.anthonyintl.com/docs/default-source/2017augnewpricesheets/elm-price-sheet-final.pdf?sfvrsn=2 | 0 | 0 | 394 | door |  | 394
Nonequipment | High R-Value Glass Doors | Display Door with High R-Value, One-Door Medium Temperature Reach-In Case | N/A - Retrofit Only | Commercial | New | Institutional | FL Zone 2 | Per Door | 0% | 0 | 0 | 0 | 0 | 12 | 0 | 0 | 2202 | Market Research 2018, https://www.anthonyintl.com/docs/default-source/2017augnewpricesheets/101-price-sheet-final.pdf?sfvrsn=2 | 0 | 0 | 2596 | Market Research 2018, https://www.anthonyintl.com/docs/default-source/2017augnewpricesheets/elm-price-sheet-final.pdf?sfvrsn=2 | 0 | 0 | 394 | door |  | 394
Nonequipment | High R-Value Glass Doors | Display Door with High R-Value, One-Door Medium Temperature Reach-In Case | N/A - Retrofit Only | Commercial | New | Lodging/Hospitality | FL Zone 2 | Per Door | 0% | 0 | 0 | 0 | 0 | 12 | 0 | 0 | 2202 | Market Research 2018, https://www.anthonyintl.com/docs/default-source/2017augnewpricesheets/101-price-sheet-final.pdf?sfvrsn=2 | 0 | 0 | 2596 | Market Research 2018, https://www.anthonyintl.com/docs/default-source/2017augnewpricesheets/elm-price-sheet-final.pdf?sfvrsn=2 | 0 | 0 | 394 | door |  | 394
Nonequipment | High R-Value Glass Doors | Display Door with High R-Value, One-Door Medium Temperature Reach-In Case | N/A - Retrofit Only | Commercial | New | Miscellaneous | FL Zone 2 | Per Door | 0% | 0 | 0 | 0 | 0 | 12 | 0 | 0 | 2202 | Market Research 2018, https://www.anthonyintl.com/docs/default-source/2017augnewpricesheets/101-price-sheet-final.pdf?sfvrsn=2 | 0 | 0 | 2596 | Market Research 2018, https://www.anthonyintl.com/docs/default-source/2017augnewpricesheets/elm-price-sheet-final.pdf?sfvrsn=2 | 0 | 0 | 394 | door |  | 394
Nonequipment | High R-Value Glass Doors | Display Door with High R-Value, One-Door Medium Temperature Reach-In Case | N/A - Retrofit Only | Commercial | New | Offices | FL Zone 2 | Per Door | 0% | 0 | 0 | 0 | 0 | 12 | 0 | 0 | 2202 | Market Research 2018, https://www.anthonyintl.com/docs/default-source/2017augnewpricesheets/101-price-sheet-final.pdf?sfvrsn=2 | 0 | 0 | 2596 | Market Research 2018, https://www.anthonyintl.com/docs/default-source/2017augnewpricesheets/elm-price-sheet-final.pdf?sfvrsn=2 | 0 | 0 | 394 | door |  | 394
Nonequipment | High R-Value Glass Doors | Display Door with High R-Value, One-Door Medium Temperature Reach-In Case | N/A - Retrofit Only | Commercial | New | Restaurants | FL Zone 2 | Per Door | 0% | 0 | 0 | 0 | 0 | 12 | 0 | 0 | 2202 | Market Research 2018, https://www.anthonyintl.com/docs/default-source/2017augnewpricesheets/101-price-sheet-final.pdf?sfvrsn=2 | 0 | 0 | 2596 | Market Research 2018, https://www.anthonyintl.com/docs/default-source/2017augnewpricesheets/elm-price-sheet-final.pdf?sfvrsn=2 | 0 | 0 | 394 | door |  | 394
Nonequipment | High R-Value Glass Doors | Display Door with High R-Value, One-Door Medium Temperature Reach-In Case | N/A - Retrofit Only | Commercial | New | Retail | FL Zone 2 | Per Door | 36.17% | 0 | 0 | 0 | 0 | 12 | 0 | 0 | 2202 | Market Research 2018, https://www.anthonyintl.com/docs/default-source/2017augnewpricesheets/101-price-sheet-final.pdf?sfvrsn=2 | 0 | 0 | 2596 | Market Research 2018, https://www.anthonyintl.com/docs/default-source/2017augnewpricesheets/elm-price-sheet-final.pdf?sfvrsn=2 | 0 | 0 | 394 | door |  | 394
Nonequipment | High R-Value Glass Doors | Display Door with High R-Value, One-Door Medium Temperature Reach-In Case | N/A - Retrofit Only | Commercial | New | Schools K-12 | FL Zone 2 | Per Door | 0% | 0 | 0 | 0 | 0 | 12 | 0 | 0 | 2202 | Market Research 2018, https://www.anthonyintl.com/docs/default-source/2017augnewpricesheets/101-price-sheet-final.pdf?sfvrsn=2 | 0 | 0 | 2596 | Market Research 2018, https://www.anthonyintl.com/docs/default-source/2017augnewpricesheets/elm-price-sheet-final.pdf?sfvrsn=2 | 0 | 0 | 394 | door |  | 394
Nonequipment | High R-Value Glass Doors | Display Door with High R-Value, One-Door Medium Temperature Reach-In Case | N/A - Retrofit Only | Commercial | New | Warehouse | FL Zone 2 | Per Door | 0% | 0 | 0 | 0 | 0 | 12 | 0 | 0 | 2202 | Market Research 2018, https://www.anthonyintl.com/docs/default-source/2017augnewpricesheets/101-price-sheet-final.pdf?sfvrsn=2 | 0 | 0 | 2596 | Market Research 2018, https://www.anthonyintl.com/docs/default-source/2017augnewpricesheets/elm-price-sheet-final.pdf?sfvrsn=2 | 0 | 0 | 394 | door |  | 394
Nonequipment | Night Covers for Display Cases | One Open Vertical Case with Night Covers | One Existing Open Vertical Case, No Night Covers | Commercial | Existing | Assembly | FL Zone 2 | Per End Use Consumption | 0% | 5505.4167 | 5402.1048 | 103.3118 | 0.018765 | 5 | 0.015518 | 0.0069353 | 0 | no base cost | 0 | 0 | 714 | Cost per linear foot: Illinois 2018 Statewide TRM, Section 4.6.9; Assumed average case size of 17 ln ft per RTF calculator for door gasket replacement | 0 | 0 | 714 | case |  | 714
Nonequipment | Night Covers for Display Cases | One Open Vertical Case with Night Covers | One Existing Open Vertical Case, No Night Covers | Commercial | Existing | College and University | FL Zone 2 | Per End Use Consumption | 0% | 5505.4167 | 5402.1048 | 103.3118 | 0.018765 | 5 | 0.015518 | 0.0069353 | 0 | no base cost | 0 | 0 | 714 | Cost per linear foot: Illinois 2018 Statewide TRM, Section 4.6.9; Assumed average case size of 17 ln ft per RTF calculator for door gasket replacement | 0 | 0 | 714 | case |  | 714
Nonequipment | Night Covers for Display Cases | One Open Vertical Case with Night Covers | One Existing Open Vertical Case, No Night Covers | Commercial | Existing | Grocery | FL Zone 2 | Per End Use Consumption | 42.3% | 5505.4167 | 5402.1048 | 103.3118 | 0.018765 | 5 | 0.015518 | 0.0069353 | 0 | no base cost | 0 | 0 | 714 | Cost per linear foot: Illinois 2018 Statewide TRM, Section 4.6.9; Assumed average case size of 17 ln ft per RTF calculator for door gasket replacement | 0 | 0 | 714 | case |  | 714
Nonequipment | Night Covers for Display Cases | One Open Vertical Case with Night Covers | One Existing Open Vertical Case, No Night Covers | Commercial | Existing | Healthcare | FL Zone 2 | Per End Use Consumption | 0% | 5505.4167 | 5402.1048 | 103.3118 | 0.018765 | 5 | 0.015518 | 0.0069353 | 0 | no base cost | 0 | 0 | 714 | Cost per linear foot: Illinois 2018 Statewide TRM, Section 4.6.9; Assumed average case size of 17 ln ft per RTF calculator for door gasket replacement | 0 | 0 | 714 | case |  | 714
Nonequipment | Night Covers for Display Cases | One Open Vertical Case with Night Covers | One Existing Open Vertical Case, No Night Covers | Commercial | Existing | Hospitals | FL Zone 2 | Per End Use Consumption | 0% | 5505.4167 | 5402.1048 | 103.3118 | 0.018765 | 5 | 0.015518 | 0.0069353 | 0 | no base cost | 0 | 0 | 714 | Cost per linear foot: Illinois 2018 Statewide TRM, Section 4.6.9; Assumed average case size of 17 ln ft per RTF calculator for door gasket replacement | 0 | 0 | 714 | case |  | 714
Nonequipment | Night Covers for Display Cases | One Open Vertical Case with Night Covers | One Existing Open Vertical Case, No Night Covers | Commercial | Existing | Institutional | FL Zone 2 | Per End Use Consumption | 0% | 5505.4167 | 5402.1048 | 103.3118 | 0.018765 | 5 | 0.015518 | 0.0069353 | 0 | no base cost | 0 | 0 | 714 | Cost per linear foot: Illinois 2018 Statewide TRM, Section 4.6.9; Assumed average case size of 17 ln ft per RTF calculator for door gasket replacement | 0 | 0 | 714 | case |  | 714
Nonequipment | Night Covers for Display Cases | One Open Vertical Case with Night Covers | One Existing Open Vertical Case, No Night Covers | Commercial | Existing | Lodging/Hospitality | FL Zone 2 | Per End Use Consumption | 0% | 5505.4167 | 5402.1048 | 103.3118 | 0.018765 | 5 | 0.015518 | 0.0069353 | 0 | no base cost | 0 | 0 | 714 | Cost per linear foot: Illinois 2018 Statewide TRM, Section 4.6.9; Assumed average case size of 17 ln ft per RTF calculator for door gasket replacement | 0 | 0 | 714 | case |  | 714
Nonequipment | Night Covers for Display Cases | One Open Vertical Case with Night Covers | One Existing Open Vertical Case, No Night Covers | Commercial | Existing | Miscellaneous | FL Zone 2 | Per End Use Consumption | 0% | 5505.4167 | 5402.1048 | 103.3118 | 0.018765 | 5 | 0.015518 | 0.0069353 | 0 | no base cost | 0 | 0 | 714 | Cost per linear foot: Illinois 2018 Statewide TRM, Section 4.6.9; Assumed average case size of 17 ln ft per RTF calculator for door gasket replacement | 0 | 0 | 714 | case |  | 714
Nonequipment | Night Covers for Display Cases | One Open Vertical Case with Night Covers | One Existing Open Vertical Case, No Night Covers | Commercial | Existing | Offices | FL Zone 2 | Per End Use Consumption | 0% | 5505.4167 | 5402.1048 | 103.3118 | 0.018765 | 5 | 0.015518 | 0.0069353 | 0 | no base cost | 0 | 0 | 714 | Cost per linear foot: Illinois 2018 Statewide TRM, Section 4.6.9; Assumed average case size of 17 ln ft per RTF calculator for door gasket replacement | 0 | 0 | 714 | case |  | 714
Nonequipment | Night Covers for Display Cases | One Open Vertical Case with Night Covers | One Existing Open Vertical Case, No Night Covers | Commercial | Existing | Restaurants | FL Zone 2 | Per End Use Consumption | 0% | 5505.4167 | 5402.1048 | 103.3118 | 0.018765 | 5 | 0.015518 | 0.0069353 | 0 | no base cost | 0 | 0 | 714 | Cost per linear foot: Illinois 2018 Statewide TRM, Section 4.6.9; Assumed average case size of 17 ln ft per RTF calculator for door gasket replacement | 0 | 0 | 714 | case |  | 714
Nonequipment | Night Covers for Display Cases | One Open Vertical Case with Night Covers | One Existing Open Vertical Case, No Night Covers | Commercial | Existing | Retail | FL Zone 2 | Per End Use Consumption | 33.84% | 5505.4167 | 5402.1048 | 103.3118 | 0.018765 | 5 | 0.015518 | 0.0069353 | 0 | no base cost | 0 | 0 | 714 | Cost per linear foot: Illinois 2018 Statewide TRM, Section 4.6.9; Assumed average case size of 17 ln ft per RTF calculator for door gasket replacement | 0 | 0 | 714 | case |  | 714
Nonequipment | Night Covers for Display Cases | One Open Vertical Case with Night Covers | One Existing Open Vertical Case, No Night Covers | Commercial | Existing | Schools K-12 | FL Zone 2 | Per End Use Consumption | 0% | 5505.4167 | 5402.1048 | 103.3118 | 0.018765 | 5 | 0.015518 | 0.0069353 | 0 | no base cost | 0 | 0 | 714 | Cost per linear foot: Illinois 2018 Statewide TRM, Section 4.6.9; Assumed average case size of 17 ln ft per RTF calculator for door gasket replacement | 0 | 0 | 714 | case |  | 714
Nonequipment | Night Covers for Display Cases | One Open Vertical Case with Night Covers | One Existing Open Vertical Case, No Night Covers | Commercial | Existing | Warehouse | FL Zone 2 | Per End Use Consumption | 0% | 5505.4167 | 5402.1048 | 103.3118 | 0.018765 | 5 | 0.015518 | 0.0069353 | 0 | no base cost | 0 | 0 | 714 | Cost per linear foot: Illinois 2018 Statewide TRM, Section 4.6.9; Assumed average case size of 17 ln ft per RTF calculator for door gasket replacement | 0 | 0 | 714 | case |  | 714
Nonequipment | Night Covers for Display Cases | One Open Vertical Case with Night Covers | N/A - Retrofit Only | Commercial | New | Assembly | FL Zone 2 | Per End Use Consumption | 0% | 5505.4167 | 5402.1048 | 103.3118 | 0.018765 | 5 | 0.015518 | 0.0069353 | 0 | no base cost | 0 | 0 | 714 | Cost per linear foot: Illinois 2018 Statewide TRM, Section 4.6.9; Assumed average case size of 17 ln ft per RTF calculator for door gasket replacement | 0 | 0 | 714 | case |  | 714
Nonequipment | Night Covers for Display Cases | One Open Vertical Case with Night Covers | N/A - Retrofit Only | Commercial | New | College and University | FL Zone 2 | Per End Use Consumption | 0% | 5505.4167 | 5402.1048 | 103.3118 | 0.018765 | 5 | 0.015518 | 0.0069353 | 0 | no base cost | 0 | 0 | 714 | Cost per linear foot: Illinois 2018 Statewide TRM, Section 4.6.9; Assumed average case size of 17 ln ft per RTF calculator for door gasket replacement | 0 | 0 | 714 | case |  | 714
Nonequipment | Night Covers for Display Cases | One Open Vertical Case with Night Covers | N/A - Retrofit Only | Commercial | New | Grocery | FL Zone 2 | Per End Use Consumption | 33.84% | 5505.4167 | 5402.1048 | 103.3118 | 0.018765 | 5 | 0.015518 | 0.0069353 | 0 | no base cost | 0 | 0 | 714 | Cost per linear foot: Illinois 2018 Statewide TRM, Section 4.6.9; Assumed average case size of 17 ln ft per RTF calculator for door gasket replacement | 0 | 0 | 714 | case |  | 714
Nonequipment | Night Covers for Display Cases | One Open Vertical Case with Night Covers | N/A - Retrofit Only | Commercial | New | Healthcare | FL Zone 2 | Per End Use Consumption | 0% | 5505.4167 | 5402.1048 | 103.3118 | 0.018765 | 5 | 0.015518 | 0.0069353 | 0 | no base cost | 0 | 0 | 714 | Cost per linear foot: Illinois 2018 Statewide TRM, Section 4.6.9; Assumed average case size of 17 ln ft per RTF calculator for door gasket replacement | 0 | 0 | 714 | case |  | 714
Nonequipment | Night Covers for Display Cases | One Open Vertical Case with Night Covers | N/A - Retrofit Only | Commercial | New | Hospitals | FL Zone 2 | Per End Use Consumption | 0% | 5505.4167 | 5402.1048 | 103.3118 | 0.018765 | 5 | 0.015518 | 0.0069353 | 0 | no base cost | 0 | 0 | 714 | Cost per linear foot: Illinois 2018 Statewide TRM, Section 4.6.9; Assumed average case size of 17 ln ft per RTF calculator for door gasket replacement | 0 | 0 | 714 | case |  | 714
Nonequipment | Night Covers for Display Cases | One Open Vertical Case with Night Covers | N/A - Retrofit Only | Commercial | New | Institutional | FL Zone 2 | Per End Use Consumption | 0% | 5505.4167 | 5402.1048 | 103.3118 | 0.018765 | 5 | 0.015518 | 0.0069353 | 0 | no base cost | 0 | 0 | 714 | Cost per linear foot: Illinois 2018 Statewide TRM, Section 4.6.9; Assumed average case size of 17 ln ft per RTF calculator for door gasket replacement | 0 | 0 | 714 | case |  | 714
Nonequipment | Night Covers for Display Cases | One Open Vertical Case with Night Covers | N/A - Retrofit Only | Commercial | New | Lodging/Hospitality | FL Zone 2 | Per End Use Consumption | 0% | 5505.4167 | 5402.1048 | 103.3118 | 0.018765 | 5 | 0.015518 | 0.0069353 | 0 | no base cost | 0 | 0 | 714 | Cost per linear foot: Illinois 2018 Statewide TRM, Section 4.6.9; Assumed average case size of 17 ln ft per RTF calculator for door gasket replacement | 0 | 0 | 714 | case |  | 714
Nonequipment | Night Covers for Display Cases | One Open Vertical Case with Night Covers | N/A - Retrofit Only | Commercial | New | Miscellaneous | FL Zone 2 | Per End Use Consumption | 0% | 5505.4167 | 5402.1048 | 103.3118 | 0.018765 | 5 | 0.015518 | 0.0069353 | 0 | no base cost | 0 | 0 | 714 | Cost per linear foot: Illinois 2018 Statewide TRM, Section 4.6.9; Assumed average case size of 17 ln ft per RTF calculator for door gasket replacement | 0 | 0 | 714 | case |  | 714
Nonequipment | Night Covers for Display Cases | One Open Vertical Case with Night Covers | N/A - Retrofit Only | Commercial | New | Offices | FL Zone 2 | Per End Use Consumption | 0% | 5505.4167 | 5402.1048 | 103.3118 | 0.018765 | 5 | 0.015518 | 0.0069353 | 0 | no base cost | 0 | 0 | 714 | Cost per linear foot: Illinois 2018 Statewide TRM, Section 4.6.9; Assumed average case size of 17 ln ft per RTF calculator for door gasket replacement | 0 | 0 | 714 | case |  | 714
Nonequipment | Night Covers for Display Cases | One Open Vertical Case with Night Covers | N/A - Retrofit Only | Commercial | New | Restaurants | FL Zone 2 | Per End Use Consumption | 0% | 5505.4167 | 5402.1048 | 103.3118 | 0.018765 | 5 | 0.015518 | 0.0069353 | 0 | no base cost | 0 | 0 | 714 | Cost per linear foot: Illinois 2018 Statewide TRM, Section 4.6.9; Assumed average case size of 17 ln ft per RTF calculator for door gasket replacement | 0 | 0 | 714 | case |  | 714
Nonequipment | Night Covers for Display Cases | One Open Vertical Case with Night Covers | N/A - Retrofit Only | Commercial | New | Retail | FL Zone 2 | Per End Use Consumption | 33.84% | 5505.4167 | 5402.1048 | 103.3118 | 0.018765 | 5 | 0.015518 | 0.0069353 | 0 | no base cost | 0 | 0 | 714 | Cost per linear foot: Illinois 2018 Statewide TRM, Section 4.6.9; Assumed average case size of 17 ln ft per RTF calculator for door gasket replacement | 0 | 0 | 714 | case |  | 714
Nonequipment | Night Covers for Display Cases | One Open Vertical Case with Night Covers | N/A - Retrofit Only | Commercial | New | Schools K-12 | FL Zone 2 | Per End Use Consumption | 0% | 5505.4167 | 5402.1048 | 103.3118 | 0.018765 | 5 | 0.015518 | 0.0069353 | 0 | no base cost | 0 | 0 | 714 | Cost per linear foot: Illinois 2018 Statewide TRM, Section 4.6.9; Assumed average case size of 17 ln ft per RTF calculator for door gasket replacement | 0 | 0 | 714 | case |  | 714
Nonequipment | Night Covers for Display Cases | One Open Vertical Case with Night Covers | N/A - Retrofit Only | Commercial | New | Warehouse | FL Zone 2 | Per End Use Consumption | 0% | 5505.4167 | 5402.1048 | 103.3118 | 0.018765 | 5 | 0.015518 | 0.0069353 | 0 | no base cost | 0 | 0 | 714 | Cost per linear foot: Illinois 2018 Statewide TRM, Section 4.6.9; Assumed average case size of 17 ln ft per RTF calculator for door gasket replacement | 0 | 0 | 714 | case |  | 714
Nonequipment | PSC to ECM Evaporator Fan Motor (Reach-In) | Medium Temperature Reach-In Case with 20W Electronically Commutated Evaporator Fan Motor | Medium Temperature Reach-In Case with 20W Permanent Split Capacitor Fan Motor | Commercial | Existing | Assembly | FL Zone 2 | Per Unit | 17.17% | 1343.8198 | 839.8873 | 503.9324 | 0.375 | 15 | 0.070139 | 0.0064253 | 0 | no base cost | 0 | 0 | 177 | Illinois 2018 Statewide TRM, Section 4.6.4 | 0 | 0 | 177 | motor |  | 177
Nonequipment | PSC to ECM Evaporator Fan Motor (Reach-In) | Medium Temperature Reach-In Case with 20W Electronically Commutated Evaporator Fan Motor | Medium Temperature Reach-In Case with 20W Permanent Split Capacitor Fan Motor | Commercial | Existing | College and University | FL Zone 2 | Per Unit | 17.17% | 1343.8198 | 839.8873 | 503.9324 | 0.375 | 15 | 0.065337 | 0.054728 | 0 | no base cost | 0 | 0 | 177 | Illinois 2018 Statewide TRM, Section 4.6.4 | 0 | 0 | 177 | motor |  | 177
Nonequipment | PSC to ECM Evaporator Fan Motor (Reach-In) | Medium Temperature Reach-In Case with 20W Electronically Commutated Evaporator Fan Motor | Medium Temperature Reach-In Case with 20W Permanent Split Capacitor Fan Motor | Commercial | Existing | Grocery | FL Zone 2 | Per Unit | 17.17% | 1343.8198 | 839.8873 | 503.9324 | 0.375 | 15 | 0.070139 | 0.0064253 | 0 | no base cost | 0 | 0 | 177 | Illinois 2018 Statewide TRM, Section 4.6.4 | 0 | 0 | 177 | motor |  | 177
Nonequipment | PSC to ECM Evaporator Fan Motor (Reach-In) | Medium Temperature Reach-In Case with 20W Electronically Commutated Evaporator Fan Motor | Medium Temperature Reach-In Case with 20W Permanent Split Capacitor Fan Motor | Commercial | Existing | Healthcare | FL Zone 2 | Per Unit | 17.17% | 1343.8198 | 839.8873 | 503.9324 | 0.375 | 15 | 0.065337 | 0.054728 | 0 | no base cost | 0 | 0 | 177 | Illinois 2018 Statewide TRM, Section 4.6.4 | 0 | 0 | 177 | motor |  | 177
Nonequipment | PSC to ECM Evaporator Fan Motor (Reach-In) | Medium Temperature Reach-In Case with 20W Electronically Commutated Evaporator Fan Motor | Medium Temperature Reach-In Case with 20W Permanent Split Capacitor Fan Motor | Commercial | Existing | Hospitals | FL Zone 2 | Per Unit | 17.17% | 1343.8198 | 839.8873 | 503.9324 | 0.375 | 15 | 0.065337 | 0.054728 | 0 | no base cost | 0 | 0 | 177 | Illinois 2018 Statewide TRM, Section 4.6.4 | 0 | 0 | 177 | motor |  | 177
Nonequipment | PSC to ECM Evaporator Fan Motor (Reach-In) | Medium Temperature Reach-In Case with 20W Electronically Commutated Evaporator Fan Motor | Medium Temperature Reach-In Case with 20W Permanent Split Capacitor Fan Motor | Commercial | Existing | Institutional | FL Zone 2 | Per Unit | 0% | 1343.8198 | 839.8873 | 503.9324 | 0.375 | 15 | 0.070139 | 0.0064253 | 0 | no base cost | 0 | 0 | 177 | Illinois 2018 Statewide TRM, Section 4.6.4 | 0 | 0 | 177 | motor |  | 177
Nonequipment | PSC to ECM Evaporator Fan Motor (Reach-In) | Medium Temperature Reach-In Case with 20W Electronically Commutated Evaporator Fan Motor | Medium Temperature Reach-In Case with 20W Permanent Split Capacitor Fan Motor | Commercial | Existing | Lodging/Hospitality | FL Zone 2 | Per Unit | 17.17% | 1343.8198 | 839.8873 | 503.9324 | 0.375 | 15 | 0.065337 | 0.054728 | 0 | no base cost | 0 | 0 | 177 | Illinois 2018 Statewide TRM, Section 4.6.4 | 0 | 0 | 177 | motor |  | 177
Nonequipment | PSC to ECM Evaporator Fan Motor (Reach-In) | Medium Temperature Reach-In Case with 20W Electronically Commutated Evaporator Fan Motor | Medium Temperature Reach-In Case with 20W Permanent Split Capacitor Fan Motor | Commercial | Existing | Miscellaneous | FL Zone 2 | Per Unit | 0% | 1343.8198 | 839.8873 | 503.9324 | 0.375 | 15 | 0.070139 | 0.0064253 | 0 | no base cost | 0 | 0 | 177 | Illinois 2018 Statewide TRM, Section 4.6.4 | 0 | 0 | 177 | motor |  | 177
Nonequipment | PSC to ECM Evaporator Fan Motor (Reach-In) | Medium Temperature Reach-In Case with 20W Electronically Commutated Evaporator Fan Motor | Medium Temperature Reach-In Case with 20W Permanent Split Capacitor Fan Motor | Commercial | Existing | Offices | FL Zone 2 | Per Unit | 0% | 1343.8198 | 839.8873 | 503.9324 | 0.375 | 15 | 0.070139 | 0.0064253 | 0 | no base cost | 0 | 0 | 177 | Illinois 2018 Statewide TRM, Section 4.6.4 | 0 | 0 | 177 | motor |  | 177
Nonequipment | PSC to ECM Evaporator Fan Motor (Reach-In) | Medium Temperature Reach-In Case with 20W Electronically Commutated Evaporator Fan Motor | Medium Temperature Reach-In Case with 20W Permanent Split Capacitor Fan Motor | Commercial | Existing | Restaurants | FL Zone 2 | Per Unit | 17.17% | 1343.8198 | 839.8873 | 503.9324 | 0.375 | 15 | 0.065337 | 0.054728 | 0 | no base cost | 0 | 0 | 177 | Illinois 2018 Statewide TRM, Section 4.6.4 | 0 | 0 | 177 | motor |  | 177
Nonequipment | PSC to ECM Evaporator Fan Motor (Reach-In) | Medium Temperature Reach-In Case with 20W Electronically Commutated Evaporator Fan Motor | Medium Temperature Reach-In Case with 20W Permanent Split Capacitor Fan Motor | Commercial | Existing | Retail | FL Zone 2 | Per Unit | 17.17% | 1343.8198 | 839.8873 | 503.9324 | 0.375 | 15 | 0.070139 | 0.0064253 | 0 | no base cost | 0 | 0 | 177 | Illinois 2018 Statewide TRM, Section 4.6.4 | 0 | 0 | 177 | motor |  | 177
Nonequipment | PSC to ECM Evaporator Fan Motor (Reach-In) | Medium Temperature Reach-In Case with 20W Electronically Commutated Evaporator Fan Motor | Medium Temperature Reach-In Case with 20W Permanent Split Capacitor Fan Motor | Commercial | Existing | Schools K-12 | FL Zone 2 | Per Unit | 17.17% | 1343.8198 | 839.8873 | 503.9324 | 0.375 | 15 | 0.065337 | 0.054728 | 0 | no base cost | 0 | 0 | 177 | Illinois 2018 Statewide TRM, Section 4.6.4 | 0 | 0 | 177 | motor |  | 177
Nonequipment | PSC to ECM Evaporator Fan Motor (Reach-In) | Medium Temperature Reach-In Case with 20W Electronically Commutated Evaporator Fan Motor | Medium Temperature Reach-In Case with 20W Permanent Split Capacitor Fan Motor | Commercial | Existing | Warehouse | FL Zone 2 | Per Unit | 0% | 1343.8198 | 839.8873 | 503.9324 | 0.375 | 15 | 0.070139 | 0.0064253 | 0 | no base cost | 0 | 0 | 177 | Illinois 2018 Statewide TRM, Section 4.6.4 | 0 | 0 | 177 | motor |  | 177
Nonequipment | PSC to ECM Evaporator Fan Motor (Reach-In) | Medium Temperature Reach-In Case with 20W Electronically Commutated Evaporator Fan Motor | Medium Temperature Reach-In Case with 20W Permanent Split Capacitor Fan Motor | Commercial | New | Assembly | FL Zone 2 | Per Unit | 68.68% | 1343.8198 | 839.8873 | 503.9324 | 0.375 | 15 | 0.070139 | 0.0064253 | 0 | no base cost | 0 | 0 | 177 | Illinois 2018 Statewide TRM, Section 4.6.4 | 0 | 0 | 177 | motor |  | 177
Nonequipment | PSC to ECM Evaporator Fan Motor (Reach-In) | Medium Temperature Reach-In Case with 20W Electronically Commutated Evaporator Fan Motor | Medium Temperature Reach-In Case with 20W Permanent Split Capacitor Fan Motor | Commercial | New | College and University | FL Zone 2 | Per Unit | 68.68% | 1343.8198 | 839.8873 | 503.9324 | 0.375 | 15 | 0.065337 | 0.054728 | 0 | no base cost | 0 | 0 | 177 | Illinois 2018 Statewide TRM, Section 4.6.4 | 0 | 0 | 177 | motor |  | 177
Nonequipment | PSC to ECM Evaporator Fan Motor (Reach-In) | Medium Temperature Reach-In Case with 20W Electronically Commutated Evaporator Fan Motor | Medium Temperature Reach-In Case with 20W Permanent Split Capacitor Fan Motor | Commercial | New | Grocery | FL Zone 2 | Per Unit | 68.68% | 1343.8198 | 839.8873 | 503.9324 | 0.375 | 15 | 0.070139 | 0.0064253 | 0 | no base cost | 0 | 0 | 177 | Illinois 2018 Statewide TRM, Section 4.6.4 | 0 | 0 | 177 | motor |  | 177
Nonequipment | PSC to ECM Evaporator Fan Motor (Reach-In) | Medium Temperature Reach-In Case with 20W Electronically Commutated Evaporator Fan Motor | Medium Temperature Reach-In Case with 20W Permanent Split Capacitor Fan Motor | Commercial | New | Healthcare | FL Zone 2 | Per Unit | 68.68% | 1343.8198 | 839.8873 | 503.9324 | 0.375 | 15 | 0.065337 | 0.054728 | 0 | no base cost | 0 | 0 | 177 | Illinois 2018 Statewide TRM, Section 4.6.4 | 0 | 0 | 177 | motor |  | 177
Nonequipment | PSC to ECM Evaporator Fan Motor (Reach-In) | Medium Temperature Reach-In Case with 20W Electronically Commutated Evaporator Fan Motor | Medium Temperature Reach-In Case with 20W Permanent Split Capacitor Fan Motor | Commercial | New | Hospitals | FL Zone 2 | Per Unit | 68.68% | 1343.8198 | 839.8873 | 503.9324 | 0.375 | 15 | 0.065337 | 0.054728 | 0 | no base cost | 0 | 0 | 177 | Illinois 2018 Statewide TRM, Section 4.6.4 | 0 | 0 | 177 | motor |  | 177
Nonequipment | PSC to ECM Evaporator Fan Motor (Reach-In) | Medium Temperature Reach-In Case with 20W Electronically Commutated Evaporator Fan Motor | Medium Temperature Reach-In Case with 20W Permanent Split Capacitor Fan Motor | Commercial | New | Institutional | FL Zone 2 | Per Unit | 0% | 1343.8198 | 839.8873 | 503.9324 | 0.375 | 15 | 0.070139 | 0.0064253 | 0 | no base cost | 0 | 0 | 177 | Illinois 2018 Statewide TRM, Section 4.6.4 | 0 | 0 | 177 | motor |  | 177
Nonequipment | PSC to ECM Evaporator Fan Motor (Reach-In) | Medium Temperature Reach-In Case with 20W Electronically Commutated Evaporator Fan Motor | Medium Temperature Reach-In Case with 20W Permanent Split Capacitor Fan Motor | Commercial | New | Lodging/Hospitality | FL Zone 2 | Per Unit | 68.68% | 1343.8198 | 839.8873 | 503.9324 | 0.375 | 15 | 0.065337 | 0.054728 | 0 | no base cost | 0 | 0 | 177 | Illinois 2018 Statewide TRM, Section 4.6.4 | 0 | 0 | 177 | motor |  | 177
Nonequipment | PSC to ECM Evaporator Fan Motor (Reach-In) | Medium Temperature Reach-In Case with 20W Electronically Commutated Evaporator Fan Motor | Medium Temperature Reach-In Case with 20W Permanent Split Capacitor Fan Motor | Commercial | New | Miscellaneous | FL Zone 2 | Per Unit | 0% | 1343.8198 | 839.8873 | 503.9324 | 0.375 | 15 | 0.070139 | 0.0064253 | 0 | no base cost | 0 | 0 | 177 | Illinois 2018 Statewide TRM, Section 4.6.4 | 0 | 0 | 177 | motor |  | 177
Nonequipment | PSC to ECM Evaporator Fan Motor (Reach-In) | Medium Temperature Reach-In Case with 20W Electronically Commutated Evaporator Fan Motor | Medium Temperature Reach-In Case with 20W Permanent Split Capacitor Fan Motor | Commercial | New | Offices | FL Zone 2 | Per Unit | 0% | 1343.8198 | 839.8873 | 503.9324 | 0.375 | 15 | 0.070139 | 0.0064253 | 0 | no base cost | 0 | 0 | 177 | Illinois 2018 Statewide TRM, Section 4.6.4 | 0 | 0 | 177 | motor |  | 177
Nonequipment | PSC to ECM Evaporator Fan Motor (Reach-In) | Medium Temperature Reach-In Case with 20W Electronically Commutated Evaporator Fan Motor | Medium Temperature Reach-In Case with 20W Permanent Split Capacitor Fan Motor | Commercial | New | Restaurants | FL Zone 2 | Per Unit | 68.68% | 1343.8198 | 839.8873 | 503.9324 | 0.375 | 15 | 0.065337 | 0.054728 | 0 | no base cost | 0 | 0 | 177 | Illinois 2018 Statewide TRM, Section 4.6.4 | 0 | 0 | 177 | motor |  | 177
Nonequipment | PSC to ECM Evaporator Fan Motor (Reach-In) | Medium Temperature Reach-In Case with 20W Electronically Commutated Evaporator Fan Motor | Medium Temperature Reach-In Case with 20W Permanent Split Capacitor Fan Motor | Commercial | New | Retail | FL Zone 2 | Per Unit | 68.68% | 1343.8198 | 839.8873 | 503.9324 | 0.375 | 15 | 0.070139 | 0.0064253 | 0 | no base cost | 0 | 0 | 177 | Illinois 2018 Statewide TRM, Section 4.6.4 | 0 | 0 | 177 | motor |  | 177
Nonequipment | PSC to ECM Evaporator Fan Motor (Reach-In) | Medium Temperature Reach-In Case with 20W Electronically Commutated Evaporator Fan Motor | Medium Temperature Reach-In Case with 20W Permanent Split Capacitor Fan Motor | Commercial | New | Schools K-12 | FL Zone 2 | Per Unit | 68.68% | 1343.8198 | 839.8873 | 503.9324 | 0.375 | 15 | 0.065337 | 0.054728 | 0 | no base cost | 0 | 0 | 177 | Illinois 2018 Statewide TRM, Section 4.6.4 | 0 | 0 | 177 | motor |  | 177
Nonequipment | PSC to ECM Evaporator Fan Motor (Reach-In) | Medium Temperature Reach-In Case with 20W Electronically Commutated Evaporator Fan Motor | Medium Temperature Reach-In Case with 20W Permanent Split Capacitor Fan Motor | Commercial | New | Warehouse | FL Zone 2 | Per Unit | 0% | 1343.8198 | 839.8873 | 503.9324 | 0.375 | 15 | 0.070139 | 0.0064253 | 0 | no base cost | 0 | 0 | 177 | Illinois 2018 Statewide TRM, Section 4.6.4 | 0 | 0 | 177 | motor |  | 177
Nonequipment | PSC to ECM Evaporator Fan Motor (Walk-In, Refrigerator) | Medium Temperature Walk-In Case with Electronically Commutated Evaporator Fan Motor | Medium Temperature Reach-In Case with Permanent Split Capacitor Evaporator Fan Motor | Commercial | Existing | Assembly | FL Zone 2 | Per Unit | 17.17% | 872.1376 | 545.086 | 327.0516 | 0.375 | 15 | 0.04552 | 0.00417 | 0 | no base cost | 0 | 0 | 177 | Illinois 2018 Statewide TRM, Section 4.6.4 | 0 | 0 | 177 | motor |  | 177
Nonequipment | PSC to ECM Evaporator Fan Motor (Walk-In, Refrigerator) | Medium Temperature Walk-In Case with Electronically Commutated Evaporator Fan Motor | Medium Temperature Reach-In Case with Permanent Split Capacitor Evaporator Fan Motor | Commercial | Existing | College and University | FL Zone 2 | Per Unit | 17.17% | 872.1376 | 545.086 | 327.0516 | 0.375 | 15 | 0.042404 | 0.035519 | 0 | no base cost | 0 | 0 | 177 | Illinois 2018 Statewide TRM, Section 4.6.4 | 0 | 0 | 177 | motor |  | 177
Nonequipment | PSC to ECM Evaporator Fan Motor (Walk-In, Refrigerator) | Medium Temperature Walk-In Case with Electronically Commutated Evaporator Fan Motor | Medium Temperature Reach-In Case with Permanent Split Capacitor Evaporator Fan Motor | Commercial | Existing | Grocery | FL Zone 2 | Per Unit | 17.17% | 872.1376 | 545.086 | 327.0516 | 0.375 | 15 | 0.04552 | 0.00417 | 0 | no base cost | 0 | 0 | 177 | Illinois 2018 Statewide TRM, Section 4.6.4 | 0 | 0 | 177 | motor |  | 177
Nonequipment | PSC to ECM Evaporator Fan Motor (Walk-In, Refrigerator) | Medium Temperature Walk-In Case with Electronically Commutated Evaporator Fan Motor | Medium Temperature Reach-In Case with Permanent Split Capacitor Evaporator Fan Motor | Commercial | Existing | Healthcare | FL Zone 2 | Per Unit | 17.17% | 872.1376 | 545.086 | 327.0516 | 0.375 | 15 | 0.042404 | 0.035519 | 0 | no base cost | 0 | 0 | 177 | Illinois 2018 Statewide TRM, Section 4.6.4 | 0 | 0 | 177 | motor |  | 177
Nonequipment | PSC to ECM Evaporator Fan Motor (Walk-In, Refrigerator) | Medium Temperature Walk-In Case with Electronically Commutated Evaporator Fan Motor | Medium Temperature Reach-In Case with Permanent Split Capacitor Evaporator Fan Motor | Commercial | Existing | Hospitals | FL Zone 2 | Per Unit | 17.17% | 872.1376 | 545.086 | 327.0516 | 0.375 | 15 | 0.042404 | 0.035519 | 0 | no base cost | 0 | 0 | 177 | Illinois 2018 Statewide TRM, Section 4.6.4 | 0 | 0 | 177 | motor |  | 177
Nonequipment | PSC to ECM Evaporator Fan Motor (Walk-In, Refrigerator) | Medium Temperature Walk-In Case with Electronically Commutated Evaporator Fan Motor | Medium Temperature Reach-In Case with Permanent Split Capacitor Evaporator Fan Motor | Commercial | Existing | Institutional | FL Zone 2 | Per Unit | 0% | 872.1376 | 545.086 | 327.0516 | 0.375 | 15 | 0.04552 | 0.00417 | 0 | no base cost | 0 | 0 | 177 | Illinois 2018 Statewide TRM, Section 4.6.4 | 0 | 0 | 177 | motor |  | 177
Nonequipment | PSC to ECM Evaporator Fan Motor (Walk-In, Refrigerator) | Medium Temperature Walk-In Case with Electronically Commutated Evaporator Fan Motor | Medium Temperature Reach-In Case with Permanent Split Capacitor Evaporator Fan Motor | Commercial | Existing | Lodging/Hospitality | FL Zone 2 | Per Unit | 17.17% | 872.1376 | 545.086 | 327.0516 | 0.375 | 15 | 0.042404 | 0.035519 | 0 | no base cost | 0 | 0 | 177 | Illinois 2018 Statewide TRM, Section 4.6.4 | 0 | 0 | 177 | motor |  | 177
Nonequipment | PSC to ECM Evaporator Fan Motor (Walk-In, Refrigerator) | Medium Temperature Walk-In Case with Electronically Commutated Evaporator Fan Motor | Medium Temperature Reach-In Case with Permanent Split Capacitor Evaporator Fan Motor | Commercial | Existing | Miscellaneous | FL Zone 2 | Per Unit | 0% | 872.1376 | 545.086 | 327.0516 | 0.375 | 15 | 0.04552 | 0.00417 | 0 | no base cost | 0 | 0 | 177 | Illinois 2018 Statewide TRM, Section 4.6.4 | 0 | 0 | 177 | motor |  | 177
Nonequipment | PSC to ECM Evaporator Fan Motor (Walk-In, Refrigerator) | Medium Temperature Walk-In Case with Electronically Commutated Evaporator Fan Motor | Medium Temperature Reach-In Case with Permanent Split Capacitor Evaporator Fan Motor | Commercial | Existing | Offices | FL Zone 2 | Per Unit | 0% | 872.1376 | 545.086 | 327.0516 | 0.375 | 15 | 0.04552 | 0.00417 | 0 | no base cost | 0 | 0 | 177 | Illinois 2018 Statewide TRM, Section 4.6.4 | 0 | 0 | 177 | motor |  | 177
Nonequipment | PSC to ECM Evaporator Fan Motor (Walk-In, Refrigerator) | Medium Temperature Walk-In Case with Electronically Commutated Evaporator Fan Motor | Medium Temperature Reach-In Case with Permanent Split Capacitor Evaporator Fan Motor | Commercial | Existing | Restaurants | FL Zone 2 | Per Unit | 17.17% | 872.1376 | 545.086 | 327.0516 | 0.375 | 15 | 0.042404 | 0.035519 | 0 | no base cost | 0 | 0 | 177 | Illinois 2018 Statewide TRM, Section 4.6.4 | 0 | 0 | 177 | motor |  | 177
Nonequipment | PSC to ECM Evaporator Fan Motor (Walk-In, Refrigerator) | Medium Temperature Walk-In Case with Electronically Commutated Evaporator Fan Motor | Medium Temperature Reach-In Case with Permanent Split Capacitor Evaporator Fan Motor | Commercial | Existing | Retail | FL Zone 2 | Per Unit | 17.17% | 872.1376 | 545.086 | 327.0516 | 0.375 | 15 | 0.04552 | 0.00417 | 0 | no base cost | 0 | 0 | 177 | Illinois 2018 Statewide TRM, Section 4.6.4 | 0 | 0 | 177 | motor |  | 177
Nonequipment | PSC to ECM Evaporator Fan Motor (Walk-In, Refrigerator) | Medium Temperature Walk-In Case with Electronically Commutated Evaporator Fan Motor | Medium Temperature Reach-In Case with Permanent Split Capacitor Evaporator Fan Motor | Commercial | Existing | Schools K-12 | FL Zone 2 | Per Unit | 17.17% | 872.1376 | 545.086 | 327.0516 | 0.375 | 15 | 0.042404 | 0.035519 | 0 | no base cost | 0 | 0 | 177 | Illinois 2018 Statewide TRM, Section 4.6.4 | 0 | 0 | 177 | motor |  | 177
Nonequipment | PSC to ECM Evaporator Fan Motor (Walk-In, Refrigerator) | Medium Temperature Walk-In Case with Electronically Commutated Evaporator Fan Motor | Medium Temperature Reach-In Case with Permanent Split Capacitor Evaporator Fan Motor | Commercial | Existing | Warehouse | FL Zone 2 | Per Unit | 0% | 872.1376 | 545.086 | 327.0516 | 0.375 | 15 | 0.04552 | 0.00417 | 0 | no base cost | 0 | 0 | 177 | Illinois 2018 Statewide TRM, Section 4.6.4 | 0 | 0 | 177 | motor |  | 177
Nonequipment | PSC to ECM Evaporator Fan Motor (Walk-In, Refrigerator) | Medium Temperature Walk-In Case with Electronically Commutated Evaporator Fan Motor | Medium Temperature Reach-In Case with Permanent Split Capacitor Evaporator Fan Motor | Commercial | New | Assembly | FL Zone 2 | Per Unit | 68.68% | 872.1376 | 545.086 | 327.0516 | 0.375 | 15 | 0.04552 | 0.00417 | 0 | no base cost | 0 | 0 | 177 | Illinois 2018 Statewide TRM, Section 4.6.4 | 0 | 0 | 177 | motor |  | 177
Nonequipment | PSC to ECM Evaporator Fan Motor (Walk-In, Refrigerator) | Medium Temperature Walk-In Case with Electronically Commutated Evaporator Fan Motor | Medium Temperature Reach-In Case with Permanent Split Capacitor Evaporator Fan Motor | Commercial | New | College and University | FL Zone 2 | Per Unit | 68.68% | 872.1376 | 545.086 | 327.0516 | 0.375 | 15 | 0.042404 | 0.035519 | 0 | no base cost | 0 | 0 | 177 | Illinois 2018 Statewide TRM, Section 4.6.4 | 0 | 0 | 177 | motor |  | 177
Nonequipment | PSC to ECM Evaporator Fan Motor (Walk-In, Refrigerator) | Medium Temperature Walk-In Case with Electronically Commutated Evaporator Fan Motor | Medium Temperature Reach-In Case with Permanent Split Capacitor Evaporator Fan Motor | Commercial | New | Grocery | FL Zone 2 | Per Unit | 68.68% | 872.1376 | 545.086 | 327.0516 | 0.375 | 15 | 0.04552 | 0.00417 | 0 | no base cost | 0 | 0 | 177 | Illinois 2018 Statewide TRM, Section 4.6.4 | 0 | 0 | 177 | motor |  | 177
Nonequipment | PSC to ECM Evaporator Fan Motor (Walk-In, Refrigerator) | Medium Temperature Walk-In Case with Electronically Commutated Evaporator Fan Motor | Medium Temperature Reach-In Case with Permanent Split Capacitor Evaporator Fan Motor | Commercial | New | Healthcare | FL Zone 2 | Per Unit | 68.68% | 872.1376 | 545.086 | 327.0516 | 0.375 | 15 | 0.042404 | 0.035519 | 0 | no base cost | 0 | 0 | 177 | Illinois 2018 Statewide TRM, Section 4.6.4 | 0 | 0 | 177 | motor |  | 177
Nonequipment | PSC to ECM Evaporator Fan Motor (Walk-In, Refrigerator) | Medium Temperature Walk-In Case with Electronically Commutated Evaporator Fan Motor | Medium Temperature Reach-In Case with Permanent Split Capacitor Evaporator Fan Motor | Commercial | New | Hospitals | FL Zone 2 | Per Unit | 68.68% | 872.1376 | 545.086 | 327.0516 | 0.375 | 15 | 0.042404 | 0.035519 | 0 | no base cost | 0 | 0 | 177 | Illinois 2018 Statewide TRM, Section 4.6.4 | 0 | 0 | 177 | motor |  | 177
Nonequipment | PSC to ECM Evaporator Fan Motor (Walk-In, Refrigerator) | Medium Temperature Walk-In Case with Electronically Commutated Evaporator Fan Motor | Medium Temperature Reach-In Case with Permanent Split Capacitor Evaporator Fan Motor | Commercial | New | Institutional | FL Zone 2 | Per Unit | 0% | 872.1376 | 545.086 | 327.0516 | 0.375 | 15 | 0.04552 | 0.00417 | 0 | no base cost | 0 | 0 | 177 | Illinois 2018 Statewide TRM, Section 4.6.4 | 0 | 0 | 177 | motor |  | 177
Nonequipment | PSC to ECM Evaporator Fan Motor (Walk-In, Refrigerator) | Medium Temperature Walk-In Case with Electronically Commutated Evaporator Fan Motor | Medium Temperature Reach-In Case with Permanent Split Capacitor Evaporator Fan Motor | Commercial | New | Lodging/Hospitality | FL Zone 2 | Per Unit | 68.68% | 872.1376 | 545.086 | 327.0516 | 0.375 | 15 | 0.042404 | 0.035519 | 0 | no base cost | 0 | 0 | 177 | Illinois 2018 Statewide TRM, Section 4.6.4 | 0 | 0 | 177 | motor |  | 177
Nonequipment | PSC to ECM Evaporator Fan Motor (Walk-In, Refrigerator) | Medium Temperature Walk-In Case with Electronically Commutated Evaporator Fan Motor | Medium Temperature Reach-In Case with Permanent Split Capacitor Evaporator Fan Motor | Commercial | New | Miscellaneous | FL Zone 2 | Per Unit | 0% | 872.1376 | 545.086 | 327.0516 | 0.375 | 15 | 0.04552 | 0.00417 | 0 | no base cost | 0 | 0 | 177 | Illinois 2018 Statewide TRM, Section 4.6.4 | 0 | 0 | 177 | motor |  | 177
Nonequipment | PSC to ECM Evaporator Fan Motor (Walk-In, Refrigerator) | Medium Temperature Walk-In Case with Electronically Commutated Evaporator Fan Motor | Medium Temperature Reach-In Case with Permanent Split Capacitor Evaporator Fan Motor | Commercial | New | Offices | FL Zone 2 | Per Unit | 0% | 872.1376 | 545.086 | 327.0516 | 0.375 | 15 | 0.04552 | 0.00417 | 0 | no base cost | 0 | 0 | 177 | Illinois 2018 Statewide TRM, Section 4.6.4 | 0 | 0 | 177 | motor |  | 177
Nonequipment | PSC to ECM Evaporator Fan Motor (Walk-In, Refrigerator) | Medium Temperature Walk-In Case with Electronically Commutated Evaporator Fan Motor | Medium Temperature Reach-In Case with Permanent Split Capacitor Evaporator Fan Motor | Commercial | New | Restaurants | FL Zone 2 | Per Unit | 68.68% | 872.1376 | 545.086 | 327.0516 | 0.375 | 15 | 0.042404 | 0.035519 | 0 | no base cost | 0 | 0 | 177 | Illinois 2018 Statewide TRM, Section 4.6.4 | 0 | 0 | 177 | motor |  | 177
Nonequipment | PSC to ECM Evaporator Fan Motor (Walk-In, Refrigerator) | Medium Temperature Walk-In Case with Electronically Commutated Evaporator Fan Motor | Medium Temperature Reach-In Case with Permanent Split Capacitor Evaporator Fan Motor | Commercial | New | Retail | FL Zone 2 | Per Unit | 68.68% | 872.1376 | 545.086 | 327.0516 | 0.375 | 15 | 0.04552 | 0.00417 | 0 | no base cost | 0 | 0 | 177 | Illinois 2018 Statewide TRM, Section 4.6.4 | 0 | 0 | 177 | motor |  | 177
Nonequipment | PSC to ECM Evaporator Fan Motor (Walk-In, Refrigerator) | Medium Temperature Walk-In Case with Electronically Commutated Evaporator Fan Motor | Medium Temperature Reach-In Case with Permanent Split Capacitor Evaporator Fan Motor | Commercial | New | Schools K-12 | FL Zone 2 | Per Unit | 68.68% | 872.1376 | 545.086 | 327.0516 | 0.375 | 15 | 0.042404 | 0.035519 | 0 | no base cost | 0 | 0 | 177 | Illinois 2018 Statewide TRM, Section 4.6.4 | 0 | 0 | 177 | motor |  | 177
Nonequipment | PSC to ECM Evaporator Fan Motor (Walk-In, Refrigerator) | Medium Temperature Walk-In Case with Electronically Commutated Evaporator Fan Motor | Medium Temperature Reach-In Case with Permanent Split Capacitor Evaporator Fan Motor | Commercial | New | Warehouse | FL Zone 2 | Per Unit | 0% | 872.1376 | 545.086 | 327.0516 | 0.375 | 15 | 0.04552 | 0.00417 | 0 | no base cost | 0 | 0 | 177 | Illinois 2018 Statewide TRM, Section 4.6.4 | 0 | 0 | 177 | motor |  | 177
Nonequipment | Refrigerated Display Case Lighting Controls | Occupancy Sensors for Refrigerated Case Lighting | Market-Share Weighted Existing Linear Fluorescent Fixture | Commercial | Existing | Assembly | FL Zone 2 | Per End Use Consumption | 0% | 2434.55 | 2373.1139 | 61.4361 | 0.025235 | 8 | 0.0084392 | 0.0078859 | 0 | no equipment cost | 0 | 0 | 68 | Efficiency Maine 2016 Commercial Technical Reference Manual V2016.1, Appendix E | 36.14 | Efficiency Maine 2016 Commercial Technical Reference Manual V2016.1, Appendix E | 104.14 | unit |  | 104.14
Nonequipment | Refrigerated Display Case Lighting Controls | Occupancy Sensors for Refrigerated Case Lighting | Market-Share Weighted Existing Linear Fluorescent Fixture | Commercial | Existing | College and University | FL Zone 2 | Per End Use Consumption | 0% | 2434.55 | 2373.1139 | 61.4361 | 0.025235 | 8 | 0.0084392 | 0.0078859 | 0 | no equipment cost | 0 | 0 | 68 | Efficiency Maine 2016 Commercial Technical Reference Manual V2016.1, Appendix E | 36.14 | Efficiency Maine 2016 Commercial Technical Reference Manual V2016.1, Appendix E | 104.14 | unit |  | 104.14
Nonequipment | Refrigerated Display Case Lighting Controls | Occupancy Sensors for Refrigerated Case Lighting | Market-Share Weighted Existing Linear Fluorescent Fixture | Commercial | Existing | Grocery | FL Zone 2 | Per End Use Consumption | 50% | 2434.55 | 2373.1139 | 61.4361 | 0.025235 | 8 | 0.0084392 | 0.0078859 | 0 | no equipment cost | 0 | 0 | 68 | Efficiency Maine 2016 Commercial Technical Reference Manual V2016.1, Appendix E | 36.14 | Efficiency Maine 2016 Commercial Technical Reference Manual V2016.1, Appendix E | 104.14 | unit |  | 104.14
Nonequipment | Refrigerated Display Case Lighting Controls | Occupancy Sensors for Refrigerated Case Lighting | Market-Share Weighted Existing Linear Fluorescent Fixture | Commercial | Existing | Healthcare | FL Zone 2 | Per End Use Consumption | 0% | 2434.55 | 2373.1139 | 61.4361 | 0.025235 | 8 | 0.0084392 | 0.0078859 | 0 | no equipment cost | 0 | 0 | 68 | Efficiency Maine 2016 Commercial Technical Reference Manual V2016.1, Appendix E | 36.14 | Efficiency Maine 2016 Commercial Technical Reference Manual V2016.1, Appendix E | 104.14 | unit |  | 104.14
Nonequipment | Refrigerated Display Case Lighting Controls | Occupancy Sensors for Refrigerated Case Lighting | Market-Share Weighted Existing Linear Fluorescent Fixture | Commercial | Existing | Hospitals | FL Zone 2 | Per End Use Consumption | 0% | 2434.55 | 2373.1139 | 61.4361 | 0.025235 | 8 | 0.0084392 | 0.0078859 | 0 | no equipment cost | 0 | 0 | 68 | Efficiency Maine 2016 Commercial Technical Reference Manual V2016.1, Appendix E | 36.14 | Efficiency Maine 2016 Commercial Technical Reference Manual V2016.1, Appendix E | 104.14 | unit |  | 104.14
Nonequipment | Refrigerated Display Case Lighting Controls | Occupancy Sensors for Refrigerated Case Lighting | Market-Share Weighted Existing Linear Fluorescent Fixture | Commercial | Existing | Institutional | FL Zone 2 | Per End Use Consumption | 0% | 2434.55 | 2373.1139 | 61.4361 | 0.025235 | 8 | 0.0084392 | 0.0078859 | 0 | no equipment cost | 0 | 0 | 68 | Efficiency Maine 2016 Commercial Technical Reference Manual V2016.1, Appendix E | 36.14 | Efficiency Maine 2016 Commercial Technical Reference Manual V2016.1, Appendix E | 104.14 | unit |  | 104.14
Nonequipment | Refrigerated Display Case Lighting Controls | Occupancy Sensors for Refrigerated Case Lighting | Market-Share Weighted Existing Linear Fluorescent Fixture | Commercial | Existing | Lodging/Hospitality | FL Zone 2 | Per End Use Consumption | 0% | 2434.55 | 2373.1139 | 61.4361 | 0.025235 | 8 | 0.0084392 | 0.0078859 | 0 | no equipment cost | 0 | 0 | 68 | Efficiency Maine 2016 Commercial Technical Reference Manual V2016.1, Appendix E | 36.14 | Efficiency Maine 2016 Commercial Technical Reference Manual V2016.1, Appendix E | 104.14 | unit |  | 104.14
Nonequipment | Refrigerated Display Case Lighting Controls | Occupancy Sensors for Refrigerated Case Lighting | Market-Share Weighted Existing Linear Fluorescent Fixture | Commercial | Existing | Miscellaneous | FL Zone 2 | Per End Use Consumption | 0% | 2434.55 | 2373.1139 | 61.4361 | 0.025235 | 8 | 0.0084392 | 0.0078859 | 0 | no equipment cost | 0 | 0 | 68 | Efficiency Maine 2016 Commercial Technical Reference Manual V2016.1, Appendix E | 36.14 | Efficiency Maine 2016 Commercial Technical Reference Manual V2016.1, Appendix E | 104.14 | unit |  | 104.14
Nonequipment | Refrigerated Display Case Lighting Controls | Occupancy Sensors for Refrigerated Case Lighting | Market-Share Weighted Existing Linear Fluorescent Fixture | Commercial | Existing | Offices | FL Zone 2 | Per End Use Consumption | 0% | 2434.55 | 2373.1139 | 61.4361 | 0.025235 | 8 | 0.0084392 | 0.0078859 | 0 | no equipment cost | 0 | 0 | 68 | Efficiency Maine 2016 Commercial Technical Reference Manual V2016.1, Appendix E | 36.14 | Efficiency Maine 2016 Commercial Technical Reference Manual V2016.1, Appendix E | 104.14 | unit |  | 104.14
Nonequipment | Refrigerated Display Case Lighting Controls | Occupancy Sensors for Refrigerated Case Lighting | Market-Share Weighted Existing Linear Fluorescent Fixture | Commercial | Existing | Restaurants | FL Zone 2 | Per End Use Consumption | 0% | 2434.55 | 2373.1139 | 61.4361 | 0.025235 | 8 | 0.0084392 | 0.0078859 | 0 | no equipment cost | 0 | 0 | 68 | Efficiency Maine 2016 Commercial Technical Reference Manual V2016.1, Appendix E | 36.14 | Efficiency Maine 2016 Commercial Technical Reference Manual V2016.1, Appendix E | 104.14 | unit |  | 104.14
Nonequipment | Refrigerated Display Case Lighting Controls | Occupancy Sensors for Refrigerated Case Lighting | Market-Share Weighted Existing Linear Fluorescent Fixture | Commercial | Existing | Retail | FL Zone 2 | Per End Use Consumption | 0% | 2434.55 | 2373.1139 | 61.4361 | 0.025235 | 8 | 0.0084392 | 0.0078859 | 0 | no equipment cost | 0 | 0 | 68 | Efficiency Maine 2016 Commercial Technical Reference Manual V2016.1, Appendix E | 36.14 | Efficiency Maine 2016 Commercial Technical Reference Manual V2016.1, Appendix E | 104.14 | unit |  | 104.14
Nonequipment | Refrigerated Display Case Lighting Controls | Occupancy Sensors for Refrigerated Case Lighting | Market-Share Weighted Existing Linear Fluorescent Fixture | Commercial | Existing | Schools K-12 | FL Zone 2 | Per End Use Consumption | 0% | 2434.55 | 2373.1139 | 61.4361 | 0.025235 | 8 | 0.0084392 | 0.0078859 | 0 | no equipment cost | 0 | 0 | 68 | Efficiency Maine 2016 Commercial Technical Reference Manual V2016.1, Appendix E | 36.14 | Efficiency Maine 2016 Commercial Technical Reference Manual V2016.1, Appendix E | 104.14 | unit |  | 104.14
Nonequipment | Refrigerated Display Case Lighting Controls | Occupancy Sensors for Refrigerated Case Lighting | Market-Share Weighted Existing Linear Fluorescent Fixture | Commercial | Existing | Warehouse | FL Zone 2 | Per End Use Consumption | 0% | 2434.55 | 2373.1139 | 61.4361 | 0.025235 | 8 | 0.0084392 | 0.0078859 | 0 | no equipment cost | 0 | 0 | 68 | Efficiency Maine 2016 Commercial Technical Reference Manual V2016.1, Appendix E | 36.14 | Efficiency Maine 2016 Commercial Technical Reference Manual V2016.1, Appendix E | 104.14 | unit |  | 104.14
Nonequipment | Refrigerated Display Case Lighting Controls | Occupancy Sensors for Refrigerated Case Lighting | LED Refrigerated Case Lighting Fixture | Commercial | New | Assembly | FL Zone 2 | Per End Use Consumption | 0% | 2434.55 | 2411.7515 | 22.7985 | 0.0093646 | 8 | 0.0031317 | 0.0029264 | 0 | no equipment cost | 0 | 0 | 68 | Efficiency Maine 2016 Commercial Technical Reference Manual V2016.1, Appendix E | 36.14 | Efficiency Maine 2016 Commercial Technical Reference Manual V2016.1, Appendix E | 104.14 | unit |  | 104.14
Nonequipment | Refrigerated Display Case Lighting Controls | Occupancy Sensors for Refrigerated Case Lighting | LED Refrigerated Case Lighting Fixture | Commercial | New | College and University | FL Zone 2 | Per End Use Consumption | 0% | 2434.55 | 2411.7515 | 22.7985 | 0.0093646 | 8 | 0.0031317 | 0.0029264 | 0 | no equipment cost | 0 | 0 | 68 | Efficiency Maine 2016 Commercial Technical Reference Manual V2016.1, Appendix E | 36.14 | Efficiency Maine 2016 Commercial Technical Reference Manual V2016.1, Appendix E | 104.14 | unit |  | 104.14
Nonequipment | Refrigerated Display Case Lighting Controls | Occupancy Sensors for Refrigerated Case Lighting | LED Refrigerated Case Lighting Fixture | Commercial | New | Grocery | FL Zone 2 | Per End Use Consumption | 50% | 2434.55 | 2411.7515 | 22.7985 | 0.0093646 | 8 | 0.0031317 | 0.0029264 | 0 | no equipment cost | 0 | 0 | 68 | Efficiency Maine 2016 Commercial Technical Reference Manual V2016.1, Appendix E | 36.14 | Efficiency Maine 2016 Commercial Technical Reference Manual V2016.1, Appendix E | 104.14 | unit |  | 104.14
Nonequipment | Refrigerated Display Case Lighting Controls | Occupancy Sensors for Refrigerated Case Lighting | LED Refrigerated Case Lighting Fixture | Commercial | New | Healthcare | FL Zone 2 | Per End Use Consumption | 0% | 2434.55 | 2411.7515 | 22.7985 | 0.0093646 | 8 | 0.0031317 | 0.0029264 | 0 | no equipment cost | 0 | 0 | 68 | Efficiency Maine 2016 Commercial Technical Reference Manual V2016.1, Appendix E | 36.14 | Efficiency Maine 2016 Commercial Technical Reference Manual V2016.1, Appendix E | 104.14 | unit |  | 104.14
Nonequipment | Refrigerated Display Case Lighting Controls | Occupancy Sensors for Refrigerated Case Lighting | LED Refrigerated Case Lighting Fixture | Commercial | New | Hospitals | FL Zone 2 | Per End Use Consumption | 0% | 2434.55 | 2411.7515 | 22.7985 | 0.0093646 | 8 | 0.0031317 | 0.0029264 | 0 | no equipment cost | 0 | 0 | 68 | Efficiency Maine 2016 Commercial Technical Reference Manual V2016.1, Appendix E | 36.14 | Efficiency Maine 2016 Commercial Technical Reference Manual V2016.1, Appendix E | 104.14 | unit |  | 104.14
Nonequipment | Refrigerated Display Case Lighting Controls | Occupancy Sensors for Refrigerated Case Lighting | LED Refrigerated Case Lighting Fixture | Commercial | New | Institutional | FL Zone 2 | Per End Use Consumption | 0% | 2434.55 | 2411.7515 | 22.7985 | 0.0093646 | 8 | 0.0031317 | 0.0029264 | 0 | no equipment cost | 0 | 0 | 68 | Efficiency Maine 2016 Commercial Technical Reference Manual V2016.1, Appendix E | 36.14 | Efficiency Maine 2016 Commercial Technical Reference Manual V2016.1, Appendix E | 104.14 | unit |  | 104.14
Nonequipment | Refrigerated Display Case Lighting Controls | Occupancy Sensors for Refrigerated Case Lighting | LED Refrigerated Case Lighting Fixture | Commercial | New | Lodging/Hospitality | FL Zone 2 | Per End Use Consumption | 0% | 2434.55 | 2411.7515 | 22.7985 | 0.0093646 | 8 | 0.0031317 | 0.0029264 | 0 | no equipment cost | 0 | 0 | 68 | Efficiency Maine 2016 Commercial Technical Reference Manual V2016.1, Appendix E | 36.14 | Efficiency Maine 2016 Commercial Technical Reference Manual V2016.1, Appendix E | 104.14 | unit |  | 104.14
Nonequipment | Refrigerated Display Case Lighting Controls | Occupancy Sensors for Refrigerated Case Lighting | LED Refrigerated Case Lighting Fixture | Commercial | New | Miscellaneous | FL Zone 2 | Per End Use Consumption | 0% | 2434.55 | 2411.7515 | 22.7985 | 0.0093646 | 8 | 0.0031317 | 0.0029264 | 0 | no equipment cost | 0 | 0 | 68 | Efficiency Maine 2016 Commercial Technical Reference Manual V2016.1, Appendix E | 36.14 | Efficiency Maine 2016 Commercial Technical Reference Manual V2016.1, Appendix E | 104.14 | unit |  | 104.14
Nonequipment | Refrigerated Display Case Lighting Controls | Occupancy Sensors for Refrigerated Case Lighting | LED Refrigerated Case Lighting Fixture | Commercial | New | Offices | FL Zone 2 | Per End Use Consumption | 0% | 2434.55 | 2411.7515 | 22.7985 | 0.0093646 | 8 | 0.0031317 | 0.0029264 | 0 | no equipment cost | 0 | 0 | 68 | Efficiency Maine 2016 Commercial Technical Reference Manual V2016.1, Appendix E | 36.14 | Efficiency Maine 2016 Commercial Technical Reference Manual V2016.1, Appendix E | 104.14 | unit |  | 104.14
Nonequipment | Refrigerated Display Case Lighting Controls | Occupancy Sensors for Refrigerated Case Lighting | LED Refrigerated Case Lighting Fixture | Commercial | New | Restaurants | FL Zone 2 | Per End Use Consumption | 0% | 2434.55 | 2411.7515 | 22.7985 | 0.0093646 | 8 | 0.0031317 | 0.0029264 | 0 | no equipment cost | 0 | 0 | 68 | Efficiency Maine 2016 Commercial Technical Reference Manual V2016.1, Appendix E | 36.14 | Efficiency Maine 2016 Commercial Technical Reference Manual V2016.1, Appendix E | 104.14 | unit |  | 104.14
Nonequipment | Refrigerated Display Case Lighting Controls | Occupancy Sensors for Refrigerated Case Lighting | LED Refrigerated Case Lighting Fixture | Commercial | New | Retail | FL Zone 2 | Per End Use Consumption | 0% | 2434.55 | 2411.7515 | 22.7985 | 0.0093646 | 8 | 0.0031317 | 0.0029264 | 0 | no equipment cost | 0 | 0 | 68 | Efficiency Maine 2016 Commercial Technical Reference Manual V2016.1, Appendix E | 36.14 | Efficiency Maine 2016 Commercial Technical Reference Manual V2016.1, Appendix E | 104.14 | unit |  | 104.14
Nonequipment | Refrigerated Display Case Lighting Controls | Occupancy Sensors for Refrigerated Case Lighting | LED Refrigerated Case Lighting Fixture | Commercial | New | Schools K-12 | FL Zone 2 | Per End Use Consumption | 0% | 2434.55 | 2411.7515 | 22.7985 | 0.0093646 | 8 | 0.0031317 | 0.0029264 | 0 | no equipment cost | 0 | 0 | 68 | Efficiency Maine 2016 Commercial Technical Reference Manual V2016.1, Appendix E | 36.14 | Efficiency Maine 2016 Commercial Technical Reference Manual V2016.1, Appendix E | 104.14 | unit |  | 104.14
Nonequipment | Refrigerated Display Case Lighting Controls | Occupancy Sensors for Refrigerated Case Lighting | LED Refrigerated Case Lighting Fixture | Commercial | New | Warehouse | FL Zone 2 | Per End Use Consumption | 0% | 2434.55 | 2411.7515 | 22.7985 | 0.0093646 | 8 | 0.0031317 | 0.0029264 | 0 | no equipment cost | 0 | 0 | 68 | Efficiency Maine 2016 Commercial Technical Reference Manual V2016.1, Appendix E | 36.14 | Efficiency Maine 2016 Commercial Technical Reference Manual V2016.1, Appendix E | 104.14 | unit |  | 104.14
Nonequipment | Strip Curtains for Walk-ins | Walk-in cooler with strip curtains at least 0.06 inches thick covering the entire area of the doorway | Walk-in cooler without strip curtains | Commercial | Existing | Assembly | FL Zone 2 | Per End Use Consumption | 3.76% | 19854.7304 | 19434.7304 | 420 | 0.021154 | 4 | 0.060723 | 0.016724 | 0 | No strip curtains | 0 | 0 | 10.22 | Illinois 2018 Statewide TRM, Section 4.6.7 | 0 | 0 | 10.22 | sq ft | 21 | 214.62
Nonequipment | Strip Curtains for Walk-ins | Walk-in cooler with strip curtains at least 0.06 inches thick covering the entire area of the doorway | Walk-in cooler without strip curtains | Commercial | Existing | College and University | FL Zone 2 | Per End Use Consumption | 3.76% | 19854.7304 | 19434.7304 | 420 | 0.021154 | 4 | 0.054455 | 0.045613 | 0 | No strip curtains | 0 | 0 | 10.22 | Illinois 2018 Statewide TRM, Section 4.6.7 | 0 | 0 | 10.22 | sq ft | 21 | 214.62
Nonequipment | Strip Curtains for Walk-ins | Walk-in cooler with strip curtains at least 0.06 inches thick covering the entire area of the doorway | Walk-in cooler without strip curtains | Commercial | Existing | Grocery | FL Zone 2 | Per End Use Consumption | 19.91% | 19854.7304 | 19434.7304 | 420 | 0.021154 | 4 | 0.060723 | 0.016724 | 0 | No strip curtains | 0 | 0 | 10.22 | Illinois 2018 Statewide TRM, Section 4.6.7 | 0 | 0 | 10.22 | sq ft | 21 | 214.62
Nonequipment | Strip Curtains for Walk-ins | Walk-in cooler with strip curtains at least 0.06 inches thick covering the entire area of the doorway | Walk-in cooler without strip curtains | Commercial | Existing | Healthcare | FL Zone 2 | Per End Use Consumption | 3.76% | 19854.7304 | 19434.7304 | 420 | 0.021154 | 4 | 0.054455 | 0.045613 | 0 | No strip curtains | 0 | 0 | 10.22 | Illinois 2018 Statewide TRM, Section 4.6.7 | 0 | 0 | 10.22 | sq ft | 21 | 214.62
Nonequipment | Strip Curtains for Walk-ins | Walk-in cooler with strip curtains at least 0.06 inches thick covering the entire area of the doorway | Walk-in cooler without strip curtains | Commercial | Existing | Hospitals | FL Zone 2 | Per End Use Consumption | 3.76% | 19854.7304 | 19434.7304 | 420 | 0.021154 | 4 | 0.054455 | 0.045613 | 0 | No strip curtains | 0 | 0 | 10.22 | Illinois 2018 Statewide TRM, Section 4.6.7 | 0 | 0 | 10.22 | sq ft | 21 | 214.62
Nonequipment | Strip Curtains for Walk-ins | Walk-in cooler with strip curtains at least 0.06 inches thick covering the entire area of the doorway | Walk-in cooler without strip curtains | Commercial | Existing | Institutional | FL Zone 2 | Per End Use Consumption | 0% | 19854.7304 | 19434.7304 | 420 | 0.021154 | 4 | 0.060723 | 0.016724 | 0 | No strip curtains | 0 | 0 | 10.22 | Illinois 2018 Statewide TRM, Section 4.6.7 | 0 | 0 | 10.22 | sq ft | 21 | 214.62
Nonequipment | Strip Curtains for Walk-ins | Walk-in cooler with strip curtains at least 0.06 inches thick covering the entire area of the doorway | Walk-in cooler without strip curtains | Commercial | Existing | Lodging/Hospitality | FL Zone 2 | Per End Use Consumption | 3.76% | 19854.7304 | 19434.7304 | 420 | 0.021154 | 4 | 0.054455 | 0.045613 | 0 | No strip curtains | 0 | 0 | 10.22 | Illinois 2018 Statewide TRM, Section 4.6.7 | 0 | 0 | 10.22 | sq ft | 21 | 214.62
Nonequipment | Strip Curtains for Walk-ins | Walk-in cooler with strip curtains at least 0.06 inches thick covering the entire area of the doorway | Walk-in cooler without strip curtains | Commercial | Existing | Miscellaneous | FL Zone 2 | Per End Use Consumption | 0% | 19854.7304 | 19434.7304 | 420 | 0.021154 | 4 | 0.060723 | 0.016724 | 0 | No strip curtains | 0 | 0 | 10.22 | Illinois 2018 Statewide TRM, Section 4.6.7 | 0 | 0 | 10.22 | sq ft | 21 | 214.62
Nonequipment | Strip Curtains for Walk-ins | Walk-in cooler with strip curtains at least 0.06 inches thick covering the entire area of the doorway | Walk-in cooler without strip curtains | Commercial | Existing | Offices | FL Zone 2 | Per End Use Consumption | 0% | 19854.7304 | 19434.7304 | 420 | 0.021154 | 4 | 0.060723 | 0.016724 | 0 | No strip curtains | 0 | 0 | 10.22 | Illinois 2018 Statewide TRM, Section 4.6.7 | 0 | 0 | 10.22 | sq ft | 21 | 214.62
Nonequipment | Strip Curtains for Walk-ins | Walk-in cooler with strip curtains at least 0.06 inches thick covering the entire area of the doorway | Walk-in cooler without strip curtains | Commercial | Existing | Restaurants | FL Zone 2 | Per End Use Consumption | 3.76% | 19854.7304 | 19434.7304 | 420 | 0.021154 | 4 | 0.054455 | 0.045613 | 0 | No strip curtains | 0 | 0 | 10.22 | Illinois 2018 Statewide TRM, Section 4.6.7 | 0 | 0 | 10.22 | sq ft | 21 | 214.62
Nonequipment | Strip Curtains for Walk-ins | Walk-in cooler with strip curtains at least 0.06 inches thick covering the entire area of the doorway | Walk-in cooler without strip curtains | Commercial | Existing | Retail | FL Zone 2 | Per End Use Consumption | 3.76% | 19854.7304 | 19434.7304 | 420 | 0.021154 | 4 | 0.060723 | 0.016724 | 0 | No strip curtains | 0 | 0 | 10.22 | Illinois 2018 Statewide TRM, Section 4.6.7 | 0 | 0 | 10.22 | sq ft | 21 | 214.62
Nonequipment | Strip Curtains for Walk-ins | Walk-in cooler with strip curtains at least 0.06 inches thick covering the entire area of the doorway | Walk-in cooler without strip curtains | Commercial | Existing | Schools K-12 | FL Zone 2 | Per End Use Consumption | 3.76% | 19854.7304 | 19434.7304 | 420 | 0.021154 | 4 | 0.054455 | 0.045613 | 0 | No strip curtains | 0 | 0 | 10.22 | Illinois 2018 Statewide TRM, Section 4.6.7 | 0 | 0 | 10.22 | sq ft | 21 | 214.62
Nonequipment | Strip Curtains for Walk-ins | Walk-in cooler with strip curtains at least 0.06 inches thick covering the entire area of the doorway | Walk-in cooler without strip curtains | Commercial | Existing | Warehouse | FL Zone 2 | Per End Use Consumption | 0% | 19854.7304 | 19434.7304 | 420 | 0.021154 | 4 | 0.060723 | 0.016724 | 0 | No strip curtains | 0 | 0 | 10.22 | Illinois 2018 Statewide TRM, Section 4.6.7 | 0 | 0 | 10.22 | sq ft | 21 | 214.62
Nonequipment | Strip Curtains for Walk-ins | Walk-in cooler with strip curtains at least 0.06 inches thick covering the entire area of the doorway | Walk-in cooler without strip curtains | Commercial | New | Assembly | FL Zone 2 | Per End Use Consumption | 3.76% | 19854.7304 | 19434.7304 | 420 | 0.021154 | 4 | 0.060723 | 0.016724 | 0 | No strip curtains | 0 | 0 | 10.22 | Illinois 2018 Statewide TRM, Section 4.6.7 | 0 | 0 | 10.22 | sq ft | 21 | 214.62
Nonequipment | Strip Curtains for Walk-ins | Walk-in cooler with strip curtains at least 0.06 inches thick covering the entire area of the doorway | Walk-in cooler without strip curtains | Commercial | New | College and University | FL Zone 2 | Per End Use Consumption | 3.76% | 19854.7304 | 19434.7304 | 420 | 0.021154 | 4 | 0.054455 | 0.045613 | 0 | No strip curtains | 0 | 0 | 10.22 | Illinois 2018 Statewide TRM, Section 4.6.7 | 0 | 0 | 10.22 | sq ft | 21 | 214.62
Nonequipment | Strip Curtains for Walk-ins | Walk-in cooler with strip curtains at least 0.06 inches thick covering the entire area of the doorway | Walk-in cooler without strip curtains | Commercial | New | Grocery | FL Zone 2 | Per End Use Consumption | 19.91% | 19854.7304 | 19434.7304 | 420 | 0.021154 | 4 | 0.060723 | 0.016724 | 0 | No strip curtains | 0 | 0 | 10.22 | Illinois 2018 Statewide TRM, Section 4.6.7 | 0 | 0 | 10.22 | sq ft | 21 | 214.62
Nonequipment | Strip Curtains for Walk-ins | Walk-in cooler with strip curtains at least 0.06 inches thick covering the entire area of the doorway | Walk-in cooler without strip curtains | Commercial | New | Healthcare | FL Zone 2 | Per End Use Consumption | 3.76% | 19854.7304 | 19434.7304 | 420 | 0.021154 | 4 | 0.054455 | 0.045613 | 0 | No strip curtains | 0 | 0 | 10.22 | Illinois 2018 Statewide TRM, Section 4.6.7 | 0 | 0 | 10.22 | sq ft | 21 | 214.62
Nonequipment | Strip Curtains for Walk-ins | Walk-in cooler with strip curtains at least 0.06 inches thick covering the entire area of the doorway | Walk-in cooler without strip curtains | Commercial | New | Hospitals | FL Zone 2 | Per End Use Consumption | 3.76% | 19854.7304 | 19434.7304 | 420 | 0.021154 | 4 | 0.054455 | 0.045613 | 0 | No strip curtains | 0 | 0 | 10.22 | Illinois 2018 Statewide TRM, Section 4.6.7 | 0 | 0 | 10.22 | sq ft | 21 | 214.62
Nonequipment | Strip Curtains for Walk-ins | Walk-in cooler with strip curtains at least 0.06 inches thick covering the entire area of the doorway | Walk-in cooler without strip curtains | Commercial | New | Institutional | FL Zone 2 | Per End Use Consumption | 0% | 19854.7304 | 19434.7304 | 420 | 0.021154 | 4 | 0.060723 | 0.016724 | 0 | No strip curtains | 0 | 0 | 10.22 | Illinois 2018 Statewide TRM, Section 4.6.7 | 0 | 0 | 10.22 | sq ft | 21 | 214.62
Nonequipment | Strip Curtains for Walk-ins | Walk-in cooler with strip curtains at least 0.06 inches thick covering the entire area of the doorway | Walk-in cooler without strip curtains | Commercial | New | Lodging/Hospitality | FL Zone 2 | Per End Use Consumption | 3.76% | 19854.7304 | 19434.7304 | 420 | 0.021154 | 4 | 0.054455 | 0.045613 | 0 | No strip curtains | 0 | 0 | 10.22 | Illinois 2018 Statewide TRM, Section 4.6.7 | 0 | 0 | 10.22 | sq ft | 21 | 214.62
Nonequipment | Strip Curtains for Walk-ins | Walk-in cooler with strip curtains at least 0.06 inches thick covering the entire area of the doorway | Walk-in cooler without strip curtains | Commercial | New | Miscellaneous | FL Zone 2 | Per End Use Consumption | 0% | 19854.7304 | 19434.7304 | 420 | 0.021154 | 4 | 0.060723 | 0.016724 | 0 | No strip curtains | 0 | 0 | 10.22 | Illinois 2018 Statewide TRM, Section 4.6.7 | 0 | 0 | 10.22 | sq ft | 21 | 214.62
Nonequipment | Strip Curtains for Walk-ins | Walk-in cooler with strip curtains at least 0.06 inches thick covering the entire area of the doorway | Walk-in cooler without strip curtains | Commercial | New | Offices | FL Zone 2 | Per End Use Consumption | 0% | 19854.7304 | 19434.7304 | 420 | 0.021154 | 4 | 0.060723 | 0.016724 | 0 | No strip curtains | 0 | 0 | 10.22 | Illinois 2018 Statewide TRM, Section 4.6.7 | 0 | 0 | 10.22 | sq ft | 21 | 214.62
Nonequipment | Strip Curtains for Walk-ins | Walk-in cooler with strip curtains at least 0.06 inches thick covering the entire area of the doorway | Walk-in cooler without strip curtains | Commercial | New | Restaurants | FL Zone 2 | Per End Use Consumption | 3.76% | 19854.7304 | 19434.7304 | 420 | 0.021154 | 4 | 0.054455 | 0.045613 | 0 | No strip curtains | 0 | 0 | 10.22 | Illinois 2018 Statewide TRM, Section 4.6.7 | 0 | 0 | 10.22 | sq ft | 21 | 214.62
Nonequipment | Strip Curtains for Walk-ins | Walk-in cooler with strip curtains at least 0.06 inches thick covering the entire area of the doorway | Walk-in cooler without strip curtains | Commercial | New | Retail | FL Zone 2 | Per End Use Consumption | 3.76% | 19854.7304 | 19434.7304 | 420 | 0.021154 | 4 | 0.060723 | 0.016724 | 0 | No strip curtains | 0 | 0 | 10.22 | Illinois 2018 Statewide TRM, Section 4.6.7 | 0 | 0 | 10.22 | sq ft | 21 | 214.62
Nonequipment | Strip Curtains for Walk-ins | Walk-in cooler with strip curtains at least 0.06 inches thick covering the entire area of the doorway | Walk-in cooler without strip curtains | Commercial | New | Schools K-12 | FL Zone 2 | Per End Use Consumption | 3.76% | 19854.7304 | 19434.7304 | 420 | 0.021154 | 4 | 0.054455 | 0.045613 | 0 | No strip curtains | 0 | 0 | 10.22 | Illinois 2018 Statewide TRM, Section 4.6.7 | 0 | 0 | 10.22 | sq ft | 21 | 214.62
Nonequipment | Strip Curtains for Walk-ins | Walk-in cooler with strip curtains at least 0.06 inches thick covering the entire area of the doorway | Walk-in cooler without strip curtains | Commercial | New | Warehouse | FL Zone 2 | Per End Use Consumption | 0% | 19854.7304 | 19434.7304 | 420 | 0.021154 | 4 | 0.060723 | 0.016724 | 0 | No strip curtains | 0 | 0 | 10.22 | Illinois 2018 Statewide TRM, Section 4.6.7 | 0 | 0 | 10.22 | sq ft | 21 | 214.62
Nonequipment | CO Sensors for Parking Garage Exhaust | Enclosed Parking Garage Exhaust with CO Control | Constant Volume Enclosed Parking Garage Exhaust | Commercial | Existing | Assembly | FL Zone 2 | Per 3 Hp | 0% | 15091.0062 | 10110.9741 | 4980.032 | 0.33 | 15 | 0.20046 | 0.20046 | 0 | no base cost | 0 | 0 | 607 | Wisconsin Focus on Energy 2017 TRM | 0 | 0 | 607 | exhaust fan system |  | 607
Nonequipment | CO Sensors for Parking Garage Exhaust | Enclosed Parking Garage Exhaust with CO Control | Constant Volume Enclosed Parking Garage Exhaust | Commercial | Existing | College and University | FL Zone 2 | Per 3 Hp | 59.72% | 15091.0062 | 10110.9741 | 4980.032 | 0.33 | 15 | 0.20046 | 0.20046 | 0 | no base cost | 0 | 0 | 607 | Wisconsin Focus on Energy 2017 TRM | 0 | 0 | 607 | exhaust fan system |  | 607
Nonequipment | CO Sensors for Parking Garage Exhaust | Enclosed Parking Garage Exhaust with CO Control | Constant Volume Enclosed Parking Garage Exhaust | Commercial | Existing | Grocery | FL Zone 2 | Per 3 Hp | 0% | 15091.0062 | 10110.9741 | 4980.032 | 0.33 | 15 | 0.20046 | 0.20046 | 0 | no base cost | 0 | 0 | 607 | Wisconsin Focus on Energy 2017 TRM | 0 | 0 | 607 | exhaust fan system |  | 607
Nonequipment | CO Sensors for Parking Garage Exhaust | Enclosed Parking Garage Exhaust with CO Control | Constant Volume Enclosed Parking Garage Exhaust | Commercial | Existing | Healthcare | FL Zone 2 | Per 3 Hp | 59.72% | 15091.0062 | 10110.9741 | 4980.032 | 0.33 | 15 | 0.20046 | 0.20046 | 0 | no base cost | 0 | 0 | 607 | Wisconsin Focus on Energy 2017 TRM | 0 | 0 | 607 | exhaust fan system |  | 607
Nonequipment | CO Sensors for Parking Garage Exhaust | Enclosed Parking Garage Exhaust with CO Control | Constant Volume Enclosed Parking Garage Exhaust | Commercial | Existing | Hospitals | FL Zone 2 | Per 3 Hp | 59.72% | 15091.0062 | 10110.9741 | 4980.032 | 0.33 | 15 | 0.20046 | 0.20046 | 0 | no base cost | 0 | 0 | 607 | Wisconsin Focus on Energy 2017 TRM | 0 | 0 | 607 | exhaust fan system |  | 607
Nonequipment | CO Sensors for Parking Garage Exhaust | Enclosed Parking Garage Exhaust with CO Control | Constant Volume Enclosed Parking Garage Exhaust | Commercial | Existing | Institutional | FL Zone 2 | Per 3 Hp | 59.72% | 15091.0062 | 10110.9741 | 4980.032 | 0.33 | 15 | 0.20046 | 0.20046 | 0 | no base cost | 0 | 0 | 607 | Wisconsin Focus on Energy 2017 TRM | 0 | 0 | 607 | exhaust fan system |  | 607
Nonequipment | CO Sensors for Parking Garage Exhaust | Enclosed Parking Garage Exhaust with CO Control | Constant Volume Enclosed Parking Garage Exhaust | Commercial | Existing | Lodging/Hospitality | FL Zone 2 | Per 3 Hp | 0% | 15091.0062 | 10110.9741 | 4980.032 | 0.33 | 15 | 0.20046 | 0.20046 | 0 | no base cost | 0 | 0 | 607 | Wisconsin Focus on Energy 2017 TRM | 0 | 0 | 607 | exhaust fan system |  | 607
Nonequipment | CO Sensors for Parking Garage Exhaust | Enclosed Parking Garage Exhaust with CO Control | Constant Volume Enclosed Parking Garage Exhaust | Commercial | Existing | Miscellaneous | FL Zone 2 | Per 3 Hp | 0% | 15091.0062 | 10110.9741 | 4980.032 | 0.33 | 15 | 0.20046 | 0.20046 | 0 | no base cost | 0 | 0 | 607 | Wisconsin Focus on Energy 2017 TRM | 0 | 0 | 607 | exhaust fan system |  | 607
Nonequipment | CO Sensors for Parking Garage Exhaust | Enclosed Parking Garage Exhaust with CO Control | Constant Volume Enclosed Parking Garage Exhaust | Commercial | Existing | Offices | FL Zone 2 | Per 3 Hp | 59.72% | 15091.0062 | 10110.9741 | 4980.032 | 0.33 | 15 | 0.20046 | 0.20046 | 0 | no base cost | 0 | 0 | 607 | Wisconsin Focus on Energy 2017 TRM | 0 | 0 | 607 | exhaust fan system |  | 607
Nonequipment | CO Sensors for Parking Garage Exhaust | Enclosed Parking Garage Exhaust with CO Control | Constant Volume Enclosed Parking Garage Exhaust | Commercial | Existing | Restaurants | FL Zone 2 | Per 3 Hp | 0% | 15091.0062 | 10110.9741 | 4980.032 | 0.33 | 15 | 0.20046 | 0.20046 | 0 | no base cost | 0 | 0 | 607 | Wisconsin Focus on Energy 2017 TRM | 0 | 0 | 607 | exhaust fan system |  | 607
Nonequipment | CO Sensors for Parking Garage Exhaust | Enclosed Parking Garage Exhaust with CO Control | Constant Volume Enclosed Parking Garage Exhaust | Commercial | Existing | Retail | FL Zone 2 | Per 3 Hp | 59.72% | 15091.0062 | 10110.9741 | 4980.032 | 0.33 | 15 | 0.20046 | 0.20046 | 0 | no base cost | 0 | 0 | 607 | Wisconsin Focus on Energy 2017 TRM | 0 | 0 | 607 | exhaust fan system |  | 607
Nonequipment | CO Sensors for Parking Garage Exhaust | Enclosed Parking Garage Exhaust with CO Control | Constant Volume Enclosed Parking Garage Exhaust | Commercial | Existing | Schools K-12 | FL Zone 2 | Per 3 Hp | 0% | 15091.0062 | 10110.9741 | 4980.032 | 0.33 | 15 | 0.20046 | 0.20046 | 0 | no base cost | 0 | 0 | 607 | Wisconsin Focus on Energy 2017 TRM | 0 | 0 | 607 | exhaust fan system |  | 607
Nonequipment | CO Sensors for Parking Garage Exhaust | Enclosed Parking Garage Exhaust with CO Control | Constant Volume Enclosed Parking Garage Exhaust | Commercial | Existing | Warehouse | FL Zone 2 | Per 3 Hp | 0% | 15091.0062 | 10110.9741 | 4980.032 | 0.33 | 15 | 0.20046 | 0.20046 | 0 | no base cost | 0 | 0 | 607 | Wisconsin Focus on Energy 2017 TRM | 0 | 0 | 607 | exhaust fan system |  | 607
Nonequipment | CO Sensors for Parking Garage Exhaust | Enclosed Parking Garage Exhaust with CO Control | Constant Volume Enclosed Parking Garage Exhaust | Commercial | New | Assembly | FL Zone 2 | Per 3 Hp | 0% | 15091.0062 | 10110.9741 | 4980.032 | 0.33 | 15 | 0.20046 | 0.20046 | 0 | no base cost | 0 | 0 | 607 | Wisconsin Focus on Energy 2017 TRM | 0 | 0 | 607 | exhaust fan system |  | 607
Nonequipment | CO Sensors for Parking Garage Exhaust | Enclosed Parking Garage Exhaust with CO Control | Constant Volume Enclosed Parking Garage Exhaust | Commercial | New | College and University | FL Zone 2 | Per 3 Hp | 59.72% | 15091.0062 | 10110.9741 | 4980.032 | 0.33 | 15 | 0.20046 | 0.20046 | 0 | no base cost | 0 | 0 | 607 | Wisconsin Focus on Energy 2017 TRM | 0 | 0 | 607 | exhaust fan system |  | 607
Nonequipment | CO Sensors for Parking Garage Exhaust | Enclosed Parking Garage Exhaust with CO Control | Constant Volume Enclosed Parking Garage Exhaust | Commercial | New | Grocery | FL Zone 2 | Per 3 Hp | 0% | 15091.0062 | 10110.9741 | 4980.032 | 0.33 | 15 | 0.20046 | 0.20046 | 0 | no base cost | 0 | 0 | 607 | Wisconsin Focus on Energy 2017 TRM | 0 | 0 | 607 | exhaust fan system |  | 607
Nonequipment | CO Sensors for Parking Garage Exhaust | Enclosed Parking Garage Exhaust with CO Control | Constant Volume Enclosed Parking Garage Exhaust | Commercial | New | Healthcare | FL Zone 2 | Per 3 Hp | 59.72% | 15091.0062 | 10110.9741 | 4980.032 | 0.33 | 15 | 0.20046 | 0.20046 | 0 | no base cost | 0 | 0 | 607 | Wisconsin Focus on Energy 2017 TRM | 0 | 0 | 607 | exhaust fan system |  | 607
Nonequipment | CO Sensors for Parking Garage Exhaust | Enclosed Parking Garage Exhaust with CO Control | Constant Volume Enclosed Parking Garage Exhaust | Commercial | New | Hospitals | FL Zone 2 | Per 3 Hp | 59.72% | 15091.0062 | 10110.9741 | 4980.032 | 0.33 | 15 | 0.20046 | 0.20046 | 0 | no base cost | 0 | 0 | 607 | Wisconsin Focus on Energy 2017 TRM | 0 | 0 | 607 | exhaust fan system |  | 607
Nonequipment | CO Sensors for Parking Garage Exhaust | Enclosed Parking Garage Exhaust with CO Control | Constant Volume Enclosed Parking Garage Exhaust | Commercial | New | Institutional | FL Zone 2 | Per 3 Hp | 59.72% | 15091.0062 | 10110.9741 | 4980.032 | 0.33 | 15 | 0.20046 | 0.20046 | 0 | no base cost | 0 | 0 | 607 | Wisconsin Focus on Energy 2017 TRM | 0 | 0 | 607 | exhaust fan system |  | 607
Nonequipment | CO Sensors for Parking Garage Exhaust | Enclosed Parking Garage Exhaust with CO Control | Constant Volume Enclosed Parking Garage Exhaust | Commercial | New | Lodging/Hospitality | FL Zone 2 | Per 3 Hp | 0% | 15091.0062 | 10110.9741 | 4980.032 | 0.33 | 15 | 0.20046 | 0.20046 | 0 | no base cost | 0 | 0 | 607 | Wisconsin Focus on Energy 2017 TRM | 0 | 0 | 607 | exhaust fan system |  | 607
Nonequipment | CO Sensors for Parking Garage Exhaust | Enclosed Parking Garage Exhaust with CO Control | Constant Volume Enclosed Parking Garage Exhaust | Commercial | New | Miscellaneous | FL Zone 2 | Per 3 Hp | 0% | 15091.0062 | 10110.9741 | 4980.032 | 0.33 | 15 | 0.20046 | 0.20046 | 0 | no base cost | 0 | 0 | 607 | Wisconsin Focus on Energy 2017 TRM | 0 | 0 | 607 | exhaust fan system |  | 607
Nonequipment | CO Sensors for Parking Garage Exhaust | Enclosed Parking Garage Exhaust with CO Control | Constant Volume Enclosed Parking Garage Exhaust | Commercial | New | Offices | FL Zone 2 | Per 3 Hp | 59.72% | 15091.0062 | 10110.9741 | 4980.032 | 0.33 | 15 | 0.20046 | 0.20046 | 0 | no base cost | 0 | 0 | 607 | Wisconsin Focus on Energy 2017 TRM | 0 | 0 | 607 | exhaust fan system |  | 607
Nonequipment | CO Sensors for Parking Garage Exhaust | Enclosed Parking Garage Exhaust with CO Control | Constant Volume Enclosed Parking Garage Exhaust | Commercial | New | Restaurants | FL Zone 2 | Per 3 Hp | 0% | 15091.0062 | 10110.9741 | 4980.032 | 0.33 | 15 | 0.20046 | 0.20046 | 0 | no base cost | 0 | 0 | 607 | Wisconsin Focus on Energy 2017 TRM | 0 | 0 | 607 | exhaust fan system |  | 607
Nonequipment | CO Sensors for Parking Garage Exhaust | Enclosed Parking Garage Exhaust with CO Control | Constant Volume Enclosed Parking Garage Exhaust | Commercial | New | Retail | FL Zone 2 | Per 3 Hp | 59.72% | 15091.0062 | 10110.9741 | 4980.032 | 0.33 | 15 | 0.20046 | 0.20046 | 0 | no base cost | 0 | 0 | 607 | Wisconsin Focus on Energy 2017 TRM | 0 | 0 | 607 | exhaust fan system |  | 607
Nonequipment | CO Sensors for Parking Garage Exhaust | Enclosed Parking Garage Exhaust with CO Control | Constant Volume Enclosed Parking Garage Exhaust | Commercial | New | Schools K-12 | FL Zone 2 | Per 3 Hp | 0% | 15091.0062 | 10110.9741 | 4980.032 | 0.33 | 15 | 0.20046 | 0.20046 | 0 | no base cost | 0 | 0 | 607 | Wisconsin Focus on Energy 2017 TRM | 0 | 0 | 607 | exhaust fan system |  | 607
Nonequipment | CO Sensors for Parking Garage Exhaust | Enclosed Parking Garage Exhaust with CO Control | Constant Volume Enclosed Parking Garage Exhaust | Commercial | New | Warehouse | FL Zone 2 | Per 3 Hp | 0% | 15091.0062 | 10110.9741 | 4980.032 | 0.33 | 15 | 0.20046 | 0.20046 | 0 | no base cost | 0 | 0 | 607 | Wisconsin Focus on Energy 2017 TRM | 0 | 0 | 607 | exhaust fan system |  | 607
Nonequipment | Demand Controlled Ventilation | Return Air System with CO2 Sensors | Standard Return Air System, No Sensors | Commercial | Existing | Assembly | FL Zone 2 | Per End Use Consumption | 18.71% | 9357.0704 | 4678.5352 | 4678.5352 | 0.5 | 10 | 0.4871 | 2.7424 | 0 | 0 | 0 | 0 | 500 | Illinois 2018 Statewide TRM, Section 4.4.19 | 1000 | Illinois 2018 Statewide TRM, Section 4.4.19 | 1500 | zone or individual space | 1 | 1500
Nonequipment | Demand Controlled Ventilation | Return Air System with CO2 Sensors | Standard Return Air System, No Sensors | Commercial | Existing | College and University | FL Zone 2 | Per End Use Consumption | 23.39% | 55886.0882 | 27943.0441 | 27943.0441 | 0.5 | 10 | 2.9093 | 16.3792 | 0 | 0 | 0 | 0 | 500 | Illinois 2018 Statewide TRM, Section 4.4.19 | 1000 | Illinois 2018 Statewide TRM, Section 4.4.19 | 1500 | zone or individual space | 3 | 4500
Nonequipment | Demand Controlled Ventilation | Return Air System with CO2 Sensors | Standard Return Air System, No Sensors | Commercial | Existing | Grocery | FL Zone 2 | Per End Use Consumption | 23.39% | 22528.0535 | 20402.7838 | 2125.2697 | 0.094339 | 10 | 0.22127 | 1.2458 | 0 | 0 | 0 | 0 | 500 | Illinois 2018 Statewide TRM, Section 4.4.19 | 1000 | Illinois 2018 Statewide TRM, Section 4.4.19 | 1500 | zone or individual space | 1 | 1500
Nonequipment | Demand Controlled Ventilation | Return Air System with CO2 Sensors | Standard Return Air System, No Sensors | Commercial | Existing | Healthcare | FL Zone 2 | Per End Use Consumption | 23.39% | 39322.8159 | 30247.0931 | 9075.7228 | 0.2308 | 10 | 0.94492 | 5.3199 | 0 | 0 | 0 | 0 | 500 | Illinois 2018 Statewide TRM, Section 4.4.19 | 1000 | Illinois 2018 Statewide TRM, Section 4.4.19 | 1500 | zone or individual space | 1 | 1500
Nonequipment | Demand Controlled Ventilation | Return Air System with CO2 Sensors | Standard Return Air System, No Sensors | Commercial | Existing | Hospitals | FL Zone 2 | Per End Use Consumption | 23.39% | 409737.5542 | 315169.9506 | 94567.6036 | 0.2308 | 10 | 9.8459 | 55.4323 | 0 | 0 | 0 | 0 | 500 | Illinois 2018 Statewide TRM, Section 4.4.19 | 1000 | Illinois 2018 Statewide TRM, Section 4.4.19 | 1500 | zone or individual space | 7 | 10500
Nonequipment | Demand Controlled Ventilation | Return Air System with CO2 Sensors | Standard Return Air System, No Sensors | Commercial | Existing | Institutional | FL Zone 2 | Per End Use Consumption | 23.39% | 45457.5939 | 36152.0454 | 9305.5485 | 0.20471 | 10 | 0.96884 | 5.4546 | 0 | 0 | 0 | 0 | 500 | Illinois 2018 Statewide TRM, Section 4.4.19 | 1000 | Illinois 2018 Statewide TRM, Section 4.4.19 | 1500 | zone or individual space | 1 | 1500
Nonequipment | Demand Controlled Ventilation | Return Air System with CO2 Sensors | Standard Return Air System, No Sensors | Commercial | Existing | Lodging/Hospitality | FL Zone 2 | Per End Use Consumption | 23.39% | 37289.9516 | 22041.6325 | 15248.3191 | 0.40891 | 10 | 1.5876 | 8.938 | 0 | 0 | 0 | 0 | 500 | Illinois 2018 Statewide TRM, Section 4.4.19 | 1000 | Illinois 2018 Statewide TRM, Section 4.4.19 | 1500 | zone or individual space | 2 | 3000
Nonequipment | Demand Controlled Ventilation | Return Air System with CO2 Sensors | Standard Return Air System, No Sensors | Commercial | Existing | Miscellaneous | FL Zone 2 | Per End Use Consumption | 23.39% | 433378.3365 | 419545.6656 | 13832.6709 | 0.031918 | 10 | 1.4402 | 8.1082 | 0 | 0 | 0 | 0 | 500 | Illinois 2018 Statewide TRM, Section 4.4.19 | 1000 | Illinois 2018 Statewide TRM, Section 4.4.19 | 1500 | zone or individual space | 2 | 3000
Nonequipment | Demand Controlled Ventilation | Return Air System with CO2 Sensors | Standard Return Air System, No Sensors | Commercial | Existing | Offices | FL Zone 2 | Per End Use Consumption | 23.39% | 32395.1974 | 25148.8635 | 7246.3338 | 0.22369 | 10 | 0.75445 | 4.2476 | 0 | 0 | 0 | 0 | 500 | Illinois 2018 Statewide TRM, Section 4.4.19 | 1000 | Illinois 2018 Statewide TRM, Section 4.4.19 | 1500 | zone or individual space | 1 | 1500
Nonequipment | Demand Controlled Ventilation | Return Air System with CO2 Sensors | Standard Return Air System, No Sensors | Commercial | Existing | Restaurants | FL Zone 2 | Per End Use Consumption | 23.39% | 23474.3693 | 21183.0669 | 2291.3025 | 0.097609 | 10 | 0.23856 | 1.3431 | 0 | 0 | 0 | 0 | 500 | Illinois 2018 Statewide TRM, Section 4.4.19 | 1000 | Illinois 2018 Statewide TRM, Section 4.4.19 | 1500 | zone or individual space | 1 | 1500
Nonequipment | Demand Controlled Ventilation | Return Air System with CO2 Sensors | Standard Return Air System, No Sensors | Commercial | Existing | Retail | FL Zone 2 | Per End Use Consumption | 23.39% | 10253.0329 | 5126.5164 | 5126.5164 | 0.5 | 10 | 0.53375 | 3.005 | 0 | 0 | 0 | 0 | 500 | Illinois 2018 Statewide TRM, Section 4.4.19 | 1000 | Illinois 2018 Statewide TRM, Section 4.4.19 | 1500 | zone or individual space | 1 | 1500
Nonequipment | Demand Controlled Ventilation | Return Air System with CO2 Sensors | Standard Return Air System, No Sensors | Commercial | Existing | Schools K-12 | FL Zone 2 | Per End Use Consumption | 23.39% | 38316.5419 | 19158.2709 | 19158.2709 | 0.5 | 10 | 1.9947 | 11.2299 | 0 | 0 | 0 | 0 | 500 | Illinois 2018 Statewide TRM, Section 4.4.19 | 1000 | Illinois 2018 Statewide TRM, Section 4.4.19 | 1500 | zone or individual space | 2 | 3000
Nonequipment | Demand Controlled Ventilation | Return Air System with CO2 Sensors | Standard Return Air System, No Sensors | Commercial | Existing | Warehouse | FL Zone 2 | Per End Use Consumption | 23.39% | 3806.38 | 1903.19 | 1903.19 | 0.5 | 10 | 0.19815 | 1.1156 | 0 | 0 | 0 | 0 | 500 | Illinois 2018 Statewide TRM, Section 4.4.19 | 1000 | Illinois 2018 Statewide TRM, Section 4.4.19 | 1500 | zone or individual space | 1 | 1500
Nonequipment | Demand Controlled Ventilation | Return Air System with CO2 Sensors | Standard Return Air System, No Sensors | Commercial | New | Assembly | FL Zone 2 | Per End Use Consumption | 17.54% | 9357.0704 | 4678.5352 | 4678.5352 | 0.5 | 10 | 0.4871 | 2.7424 | 0 | 0 | 0 | 0 | 500 | Illinois 2018 Statewide TRM, Section 4.4.19 | 1000 | Illinois 2018 Statewide TRM, Section 4.4.19 | 1500 | zone or individual space | 1 | 1500
Nonequipment | Demand Controlled Ventilation | Return Air System with CO2 Sensors | Standard Return Air System, No Sensors | Commercial | New | College and University | FL Zone 2 | Per End Use Consumption | 23.39% | 55886.0882 | 27943.0441 | 27943.0441 | 0.5 | 10 | 2.9093 | 16.3792 | 0 | 0 | 0 | 0 | 500 | Illinois 2018 Statewide TRM, Section 4.4.19 | 1000 | Illinois 2018 Statewide TRM, Section 4.4.19 | 1500 | zone or individual space | 3 | 4500
Nonequipment | Demand Controlled Ventilation | Return Air System with CO2 Sensors | Standard Return Air System, No Sensors | Commercial | New | Grocery | FL Zone 2 | Per End Use Consumption | 23.39% | 22528.0535 | 20402.7838 | 2125.2697 | 0.094339 | 10 | 0.22127 | 1.2458 | 0 | 0 | 0 | 0 | 500 | Illinois 2018 Statewide TRM, Section 4.4.19 | 1000 | Illinois 2018 Statewide TRM, Section 4.4.19 | 1500 | zone or individual space | 1 | 1500
Nonequipment | Demand Controlled Ventilation | Return Air System with CO2 Sensors | Standard Return Air System, No Sensors | Commercial | New | Healthcare | FL Zone 2 | Per End Use Consumption | 23.39% | 39322.8159 | 30247.0931 | 9075.7228 | 0.2308 | 10 | 0.94492 | 5.3199 | 0 | 0 | 0 | 0 | 500 | Illinois 2018 Statewide TRM, Section 4.4.19 | 1000 | Illinois 2018 Statewide TRM, Section 4.4.19 | 1500 | zone or individual space | 1 | 1500
Nonequipment | Demand Controlled Ventilation | Return Air System with CO2 Sensors | Standard Return Air System, No Sensors | Commercial | New | Hospitals | FL Zone 2 | Per End Use Consumption | 17.54% | 409737.5542 | 315169.9506 | 94567.6036 | 0.2308 | 10 | 9.8459 | 55.4323 | 0 | 0 | 0 | 0 | 500 | Illinois 2018 Statewide TRM, Section 4.4.19 | 1000 | Illinois 2018 Statewide TRM, Section 4.4.19 | 1500 | zone or individual space | 7 | 10500
Nonequipment | Demand Controlled Ventilation | Return Air System with CO2 Sensors | Standard Return Air System, No Sensors | Commercial | New | Institutional | FL Zone 2 | Per End Use Consumption | 17.54% | 45457.5939 | 36152.0454 | 9305.5485 | 0.20471 | 10 | 0.96884 | 5.4546 | 0 | 0 | 0 | 0 | 500 | Illinois 2018 Statewide TRM, Section 4.4.19 | 1000 | Illinois 2018 Statewide TRM, Section 4.4.19 | 1500 | zone or individual space | 1 | 1500
Nonequipment | Demand Controlled Ventilation | Return Air System with CO2 Sensors | Standard Return Air System, No Sensors | Commercial | New | Lodging/Hospitality | FL Zone 2 | Per End Use Consumption | 23.39% | 37289.9516 | 22041.6325 | 15248.3191 | 0.40891 | 10 | 1.5876 | 8.938 | 0 | 0 | 0 | 0 | 500 | Illinois 2018 Statewide TRM, Section 4.4.19 | 1000 | Illinois 2018 Statewide TRM, Section 4.4.19 | 1500 | zone or individual space | 2 | 3000
Nonequipment | Demand Controlled Ventilation | Return Air System with CO2 Sensors | Standard Return Air System, No Sensors | Commercial | New | Miscellaneous | FL Zone 2 | Per End Use Consumption | 23.39% | 433378.3365 | 419545.6656 | 13832.6709 | 0.031918 | 10 | 1.4402 | 8.1082 | 0 | 0 | 0 | 0 | 500 | Illinois 2018 Statewide TRM, Section 4.4.19 | 1000 | Illinois 2018 Statewide TRM, Section 4.4.19 | 1500 | zone or individual space | 2 | 3000
Nonequipment | Demand Controlled Ventilation | Return Air System with CO2 Sensors | Standard Return Air System, No Sensors | Commercial | New | Offices | FL Zone 2 | Per End Use Consumption | 17.54% | 32395.1974 | 25148.8635 | 7246.3338 | 0.22369 | 10 | 0.75445 | 4.2476 | 0 | 0 | 0 | 0 | 500 | Illinois 2018 Statewide TRM, Section 4.4.19 | 1000 | Illinois 2018 Statewide TRM, Section 4.4.19 | 1500 | zone or individual space | 1 | 1500
Nonequipment | Demand Controlled Ventilation | Return Air System with CO2 Sensors | Standard Return Air System, No Sensors | Commercial | New | Restaurants | FL Zone 2 | Per End Use Consumption | 23.39% | 23474.3693 | 21183.0669 | 2291.3025 | 0.097609 | 10 | 0.23856 | 1.3431 | 0 | 0 | 0 | 0 | 500 | Illinois 2018 Statewide TRM, Section 4.4.19 | 1000 | Illinois 2018 Statewide TRM, Section 4.4.19 | 1500 | zone or individual space | 1 | 1500
Nonequipment | Demand Controlled Ventilation | Return Air System with CO2 Sensors | Standard Return Air System, No Sensors | Commercial | New | Retail | FL Zone 2 | Per End Use Consumption | 23.39% | 10253.0329 | 5126.5164 | 5126.5164 | 0.5 | 10 | 0.53375 | 3.005 | 0 | 0 | 0 | 0 | 500 | Illinois 2018 Statewide TRM, Section 4.4.19 | 1000 | Illinois 2018 Statewide TRM, Section 4.4.19 | 1500 | zone or individual space | 1 | 1500
Nonequipment | Demand Controlled Ventilation | Return Air System with CO2 Sensors | Standard Return Air System, No Sensors | Commercial | New | Schools K-12 | FL Zone 2 | Per End Use Consumption | 23.39% | 38316.5419 | 19158.2709 | 19158.2709 | 0.5 | 10 | 1.9947 | 11.2299 | 0 | 0 | 0 | 0 | 500 | Illinois 2018 Statewide TRM, Section 4.4.19 | 1000 | Illinois 2018 Statewide TRM, Section 4.4.19 | 1500 | zone or individual space | 2 | 3000
Nonequipment | Demand Controlled Ventilation | Return Air System with CO2 Sensors | Standard Return Air System, No Sensors | Commercial | New | Warehouse | FL Zone 2 | Per End Use Consumption | 23.39% | 3806.38 | 1903.19 | 1903.19 | 0.5 | 10 | 0.19815 | 1.1156 | 0 | 0 | 0 | 0 | 500 | Illinois 2018 Statewide TRM, Section 4.4.19 | 1000 | Illinois 2018 Statewide TRM, Section 4.4.19 | 1500 | zone or individual space | 1 | 1500
Nonequipment | VAV System | Variable Air Volume Distribution System | Constant Air Volume Distribution System | Commercial | Existing | Assembly | FL Zone 2 | Per End Use Consumption | 0% | 232491.5231 | 162744.0662 | 69747.4569 | 0.3 | 10 | 19.8511 | 20.1456 | 0 | 0 | 0 | 0 | 0.26156 | Mid-Atlantic TRC, v7.0, 2017, VFD for HVAC, average cost per hp for 10hp motor, assume 1 hp per 1,250 CFM & 1 cfm/sq ft | 0 | 0 | 0.26156 | sq ft | 19267.2533 | 5039.4571
Nonequipment | VAV System | Variable Air Volume Distribution System | Constant Air Volume Distribution System | Commercial | Existing | College and University | FL Zone 2 | Per End Use Consumption | 14.18% | 916260.7327 | 641382.5129 | 274878.2198 | 0.3 | 10 | 78.2342 | 79.3948 | 0 | 0 | 0 | 0 | 0.26156 | Mid-Atlantic TRC, v7.0, 2017, VFD for HVAC, average cost per hp for 10hp motor, assume 1 hp per 1,250 CFM & 1 cfm/sq ft | 0 | 0 | 0.26156 | sq ft | 75933.2099 | 19860.7529
Nonequipment | VAV System | Variable Air Volume Distribution System | Constant Air Volume Distribution System | Commercial | Existing | Grocery | FL Zone 2 | Per End Use Consumption | 0% | 56854.4746 | 39798.1322 | 17056.3424 | 0.3 | 10 | 4.8545 | 4.9265 | 0 | 0 | 0 | 0 | 0.26156 | Mid-Atlantic TRC, v7.0, 2017, VFD for HVAC, average cost per hp for 10hp motor, assume 1 hp per 1,250 CFM & 1 cfm/sq ft | 0 | 0 | 0.26156 | sq ft | 4711.6968 | 1232.3705
Nonequipment | VAV System | Variable Air Volume Distribution System | Constant Air Volume Distribution System | Commercial | Existing | Healthcare | FL Zone 2 | Per End Use Consumption | 14.18% | 242790.5708 | 169953.3995 | 72837.1712 | 0.3 | 10 | 20.7305 | 21.038 | 0 | 0 | 0 | 0 | 0.26156 | Mid-Atlantic TRC, v7.0, 2017, VFD for HVAC, average cost per hp for 10hp motor, assume 1 hp per 1,250 CFM & 1 cfm/sq ft | 0 | 0 | 0.26156 | sq ft | 20120.7655 | 5262.698
Nonequipment | VAV System | Variable Air Volume Distribution System | Constant Air Volume Distribution System | Commercial | Existing | Hospitals | FL Zone 2 | Per End Use Consumption | 10.64% | 2529839.5464 | 1770887.6825 | 758951.8639 | 0.3 | 10 | 216.0084 | 219.2128 | 0 | 0 | 0 | 0 | 0.26156 | Mid-Atlantic TRC, v7.0, 2017, VFD for HVAC, average cost per hp for 10hp motor, assume 1 hp per 1,250 CFM & 1 cfm/sq ft | 0 | 0 | 0.26156 | sq ft | 209655.211 | 54836.4852
Nonequipment | VAV System | Variable Air Volume Distribution System | Constant Air Volume Distribution System | Commercial | Existing | Institutional | FL Zone 2 | Per End Use Consumption | 10.64% | 248938.7869 | 174257.1508 | 74681.6361 | 0.3 | 10 | 21.2554 | 21.5708 | 0 | 0 | 0 | 0 | 0.26156 | Mid-Atlantic TRC, v7.0, 2017, VFD for HVAC, average cost per hp for 10hp motor, assume 1 hp per 1,250 CFM & 1 cfm/sq ft | 0 | 0 | 0.26156 | sq ft | 20630.2862 | 5395.966
Nonequipment | VAV System | Variable Air Volume Distribution System | Constant Air Volume Distribution System | Commercial | Existing | Lodging/Hospitality | FL Zone 2 | Per End Use Consumption | 0% | 407917.7131 | 285542.3992 | 122375.3139 | 0.3 | 10 | 34.8297 | 35.3464 | 0 | 0 | 0 | 0 | 0.26156 | Mid-Atlantic TRC, v7.0, 2017, VFD for HVAC, average cost per hp for 10hp motor, assume 1 hp per 1,250 CFM & 1 cfm/sq ft | 0 | 0 | 0.26156 | sq ft | 33805.3353 | 8841.9733
Nonequipment | VAV System | Variable Air Volume Distribution System | Constant Air Volume Distribution System | Commercial | Existing | Miscellaneous | FL Zone 2 | Per End Use Consumption | 0% | 370046.7872 | 259032.751 | 111014.0362 | 0.3 | 10 | 31.5962 | 32.0649 | 0 | 0 | 0 | 0 | 0.26156 | Mid-Atlantic TRC, v7.0, 2017, VFD for HVAC, average cost per hp for 10hp motor, assume 1 hp per 1,250 CFM & 1 cfm/sq ft | 0 | 0 | 0.26156 | sq ft | 30666.8608 | 8021.0878
Nonequipment | VAV System | Variable Air Volume Distribution System | Constant Air Volume Distribution System | Commercial | Existing | Offices | FL Zone 2 | Per End Use Consumption | 10.64% | 193851.3953 | 135695.9767 | 58155.4186 | 0.3 | 10 | 16.5519 | 16.7974 | 0 | 0 | 0 | 0 | 0.26156 | Mid-Atlantic TRC, v7.0, 2017, VFD for HVAC, average cost per hp for 10hp motor, assume 1 hp per 1,250 CFM & 1 cfm/sq ft | 0 | 0 | 0.26156 | sq ft | 16065.0328 | 4201.8986
Nonequipment | VAV System | Variable Air Volume Distribution System | Constant Air Volume Distribution System | Commercial | Existing | Restaurants | FL Zone 2 | Per End Use Consumption | 0% | 61296.1247 | 42907.2873 | 18388.8374 | 0.3 | 10 | 5.2337 | 5.3114 | 0 | 0 | 0 | 0 | 0.26156 | Mid-Atlantic TRC, v7.0, 2017, VFD for HVAC, average cost per hp for 10hp motor, assume 1 hp per 1,250 CFM & 1 cfm/sq ft | 0 | 0 | 0.26156 | sq ft | 5079.7893 | 1328.6471
Nonequipment | VAV System | Variable Air Volume Distribution System | Constant Air Volume Distribution System | Commercial | Existing | Retail | FL Zone 2 | Per End Use Consumption | 0% | 138089.0745 | 96662.3522 | 41426.7224 | 0.3 | 10 | 11.7906 | 11.9655 | 0 | 0 | 0 | 0 | 0.26156 | Mid-Atlantic TRC, v7.0, 2017, VFD for HVAC, average cost per hp for 10hp motor, assume 1 hp per 1,250 CFM & 1 cfm/sq ft | 0 | 0 | 0.26156 | sq ft | 11443.846 | 2993.2015
Nonequipment | VAV System | Variable Air Volume Distribution System | Constant Air Volume Distribution System | Commercial | Existing | Schools K-12 | FL Zone 2 | Per End Use Consumption | 14.18% | 628205.4064 | 439743.7845 | 188461.6219 | 0.3 | 10 | 53.6388 | 54.4345 | 0 | 0 | 0 | 0 | 0.26156 | Mid-Atlantic TRC, v7.0, 2017, VFD for HVAC, average cost per hp for 10hp motor, assume 1 hp per 1,250 CFM & 1 cfm/sq ft | 0 | 0 | 0.26156 | sq ft | 52061.2215 | 13616.9017
Nonequipment | VAV System | Variable Air Volume Distribution System | Constant Air Volume Distribution System | Commercial | Existing | Warehouse | FL Zone 2 | Per End Use Consumption | 0% | 193838.8423 | 135687.1896 | 58151.6527 | 0.3 | 10 | 16.5508 | 16.7963 | 0 | 0 | 0 | 0 | 0.26156 | Mid-Atlantic TRC, v7.0, 2017, VFD for HVAC, average cost per hp for 10hp motor, assume 1 hp per 1,250 CFM & 1 cfm/sq ft | 0 | 0 | 0.26156 | sq ft | 16063.9925 | 4201.6265
Nonequipment | VAV System | Variable Air Volume Distribution System | Constant Air Volume Distribution System | Commercial | New | Assembly | FL Zone 2 | Per End Use Consumption | 0% | 232491.5231 | 162744.0662 | 69747.4569 | 0.3 | 10 | 19.8511 | 20.1456 | 0 | 0 | 0 | 0 | 0.26156 | Mid-Atlantic TRC, v7.0, 2017, VFD for HVAC, average cost per hp for 10hp motor, assume 1 hp per 1,250 CFM & 1 cfm/sq ft | 0 | 0 | 0.26156 | sq ft | 19267.2533 | 5039.4571
Nonequipment | VAV System | Variable Air Volume Distribution System | Constant Air Volume Distribution System | Commercial | New | College and University | FL Zone 2 | Per End Use Consumption | 14.18% | 916260.7327 | 641382.5129 | 274878.2198 | 0.3 | 10 | 78.2342 | 79.3948 | 0 | 0 | 0 | 0 | 0.26156 | Mid-Atlantic TRC, v7.0, 2017, VFD for HVAC, average cost per hp for 10hp motor, assume 1 hp per 1,250 CFM & 1 cfm/sq ft | 0 | 0 | 0.26156 | sq ft | 75933.2099 | 19860.7529
Nonequipment | VAV System | Variable Air Volume Distribution System | Constant Air Volume Distribution System | Commercial | New | Grocery | FL Zone 2 | Per End Use Consumption | 0% | 56854.4746 | 39798.1322 | 17056.3424 | 0.3 | 10 | 4.8545 | 4.9265 | 0 | 0 | 0 | 0 | 0.26156 | Mid-Atlantic TRC, v7.0, 2017, VFD for HVAC, average cost per hp for 10hp motor, assume 1 hp per 1,250 CFM & 1 cfm/sq ft | 0 | 0 | 0.26156 | sq ft | 4711.6968 | 1232.3705
Nonequipment | VAV System | Variable Air Volume Distribution System | Constant Air Volume Distribution System | Commercial | New | Healthcare | FL Zone 2 | Per End Use Consumption | 14.18% | 242790.5708 | 169953.3995 | 72837.1712 | 0.3 | 10 | 20.7305 | 21.038 | 0 | 0 | 0 | 0 | 0.26156 | Mid-Atlantic TRC, v7.0, 2017, VFD for HVAC, average cost per hp for 10hp motor, assume 1 hp per 1,250 CFM & 1 cfm/sq ft | 0 | 0 | 0.26156 | sq ft | 20120.7655 | 5262.698
Nonequipment | VAV System | Variable Air Volume Distribution System | Constant Air Volume Distribution System | Commercial | New | Hospitals | FL Zone 2 | Per End Use Consumption | 15.96% | 2529839.5464 | 1770887.6825 | 758951.8639 | 0.3 | 10 | 216.0084 | 219.2128 | 0 | 0 | 0 | 0 | 0.26156 | Mid-Atlantic TRC, v7.0, 2017, VFD for HVAC, average cost per hp for 10hp motor, assume 1 hp per 1,250 CFM & 1 cfm/sq ft | 0 | 0 | 0.26156 | sq ft | 209655.211 | 54836.4852
Nonequipment | VAV System | Variable Air Volume Distribution System | Constant Air Volume Distribution System | Commercial | New | Institutional | FL Zone 2 | Per End Use Consumption | 15.96% | 248938.7869 | 174257.1508 | 74681.6361 | 0.3 | 10 | 21.2554 | 21.5708 | 0 | 0 | 0 | 0 | 0.26156 | Mid-Atlantic TRC, v7.0, 2017, VFD for HVAC, average cost per hp for 10hp motor, assume 1 hp per 1,250 CFM & 1 cfm/sq ft | 0 | 0 | 0.26156 | sq ft | 20630.2862 | 5395.966
Nonequipment | VAV System | Variable Air Volume Distribution System | Constant Air Volume Distribution System | Commercial | New | Lodging/Hospitality | FL Zone 2 | Per End Use Consumption | 0% | 407917.7131 | 285542.3992 | 122375.3139 | 0.3 | 10 | 34.8297 | 35.3464 | 0 | 0 | 0 | 0 | 0.26156 | Mid-Atlantic TRC, v7.0, 2017, VFD for HVAC, average cost per hp for 10hp motor, assume 1 hp per 1,250 CFM & 1 cfm/sq ft | 0 | 0 | 0.26156 | sq ft | 33805.3353 | 8841.9733
Nonequipment | VAV System | Variable Air Volume Distribution System | Constant Air Volume Distribution System | Commercial | New | Miscellaneous | FL Zone 2 | Per End Use Consumption | 0% | 370046.7872 | 259032.751 | 111014.0362 | 0.3 | 10 | 31.5962 | 32.0649 | 0 | 0 | 0 | 0 | 0.26156 | Mid-Atlantic TRC, v7.0, 2017, VFD for HVAC, average cost per hp for 10hp motor, assume 1 hp per 1,250 CFM & 1 cfm/sq ft | 0 | 0 | 0.26156 | sq ft | 30666.8608 | 8021.0878
Nonequipment | VAV System | Variable Air Volume Distribution System | Constant Air Volume Distribution System | Commercial | New | Offices | FL Zone 2 | Per End Use Consumption | 15.96% | 193851.3953 | 135695.9767 | 58155.4186 | 0.3 | 10 | 16.5519 | 16.7974 | 0 | 0 | 0 | 0 | 0.26156 | Mid-Atlantic TRC, v7.0, 2017, VFD for HVAC, average cost per hp for 10hp motor, assume 1 hp per 1,250 CFM & 1 cfm/sq ft | 0 | 0 | 0.26156 | sq ft | 16065.0328 | 4201.8986
Nonequipment | VAV System | Variable Air Volume Distribution System | Constant Air Volume Distribution System | Commercial | New | Restaurants | FL Zone 2 | Per End Use Consumption | 0% | 61296.1247 | 42907.2873 | 18388.8374 | 0.3 | 10 | 5.2337 | 5.3114 | 0 | 0 | 0 | 0 | 0.26156 | Mid-Atlantic TRC, v7.0, 2017, VFD for HVAC, average cost per hp for 10hp motor, assume 1 hp per 1,250 CFM & 1 cfm/sq ft | 0 | 0 | 0.26156 | sq ft | 5079.7893 | 1328.6471
Nonequipment | VAV System | Variable Air Volume Distribution System | Constant Air Volume Distribution System | Commercial | New | Retail | FL Zone 2 | Per End Use Consumption | 0% | 138089.0745 | 96662.3522 | 41426.7224 | 0.3 | 10 | 11.7906 | 11.9655 | 0 | 0 | 0 | 0 | 0.26156 | Mid-Atlantic TRC, v7.0, 2017, VFD for HVAC, average cost per hp for 10hp motor, assume 1 hp per 1,250 CFM & 1 cfm/sq ft | 0 | 0 | 0.26156 | sq ft | 11443.846 | 2993.2015
Nonequipment | VAV System | Variable Air Volume Distribution System | Constant Air Volume Distribution System | Commercial | New | Schools K-12 | FL Zone 2 | Per End Use Consumption | 14.18% | 628205.4064 | 439743.7845 | 188461.6219 | 0.3 | 10 | 53.6388 | 54.4345 | 0 | 0 | 0 | 0 | 0.26156 | Mid-Atlantic TRC, v7.0, 2017, VFD for HVAC, average cost per hp for 10hp motor, assume 1 hp per 1,250 CFM & 1 cfm/sq ft | 0 | 0 | 0.26156 | sq ft | 52061.2215 | 13616.9017
Nonequipment | VAV System | Variable Air Volume Distribution System | Constant Air Volume Distribution System | Commercial | New | Warehouse | FL Zone 2 | Per End Use Consumption | 0% | 193838.8423 | 135687.1896 | 58151.6527 | 0.3 | 10 | 16.5508 | 16.7963 | 0 | 0 | 0 | 0 | 0.26156 | Mid-Atlantic TRC, v7.0, 2017, VFD for HVAC, average cost per hp for 10hp motor, assume 1 hp per 1,250 CFM & 1 cfm/sq ft | 0 | 0 | 0.26156 | sq ft | 16063.9925 | 4201.6265
Nonequipment | Retro-Commissioning | Perform facility retro-commissioning | Comparable facility, no retro-commissioning | Commercial | Existing | Assembly | FL Zone 2 | Per end use consumption | 0.21989 | 121290.27 | 101883.84 | 19406.44 | 0.16 | 5 | 3.2444 | 10.0589 | 0 | 0 | 0 | 0 | 0.3 | Lawrence Berkeley National Laboratory: A Golden Opportunity for Reducing Energy Costs and Greenhouse Gas Emissions. July, 2009. | 0 | 0 | 0.3 | sq ft | 19267.2533 | 5780.176
Nonequipment | Retro-Commissioning | Perform facility retro-commissioning | Comparable facility, no retro-commissioning | Commercial | Existing | College and University | FL Zone 2 | Per end use consumption | 0.21989 | 724419.02 | 608511.96 | 115907.03 | 0.16 | 5 | 48.8723 | 0.56148 | 0 | 0 | 0 | 0 | 0.3 | Lawrence Berkeley National Laboratory: A Golden Opportunity for Reducing Energy Costs and Greenhouse Gas Emissions. July, 2009. | 0 | 0 | 0.3 | sq ft | 75933.2099 | 22779.963
Nonequipment | Retro-Commissioning | Perform facility retro-commissioning | Comparable facility, no retro-commissioning | Commercial | Existing | Grocery | FL Zone 2 | Per end use consumption | 0.21989 | 292018.12 | 245295.21 | 46722.91 | 0.16 | 5 | 14.4255 | 27.951 | 0 | 0 | 0 | 0 | 0.3 | Lawrence Berkeley National Laboratory: A Golden Opportunity for Reducing Energy Costs and Greenhouse Gas Emissions. July, 2009. | 0 | 0 | 0.3 | sq ft | 4711.6968 | 1413.509
Nonequipment | Retro-Commissioning | Perform facility retro-commissioning | Comparable facility, no retro-commissioning | Commercial | Existing | Healthcare | FL Zone 2 | Per end use consumption | 0.21989 | 509718.9 | 428163.89 | 81555.02 | 0.16 | 5 | 13.6345 | 42.2724 | 0 | 0 | 0 | 0 | 0.3 | Lawrence Berkeley National Laboratory: A Golden Opportunity for Reducing Energy Costs and Greenhouse Gas Emissions. July, 2009. | 0 | 0 | 0.3 | sq ft | 20120.7655 | 6036.2297
Nonequipment | Retro-Commissioning | Perform facility retro-commissioning | Comparable facility, no retro-commissioning | Commercial | Existing | Hospitals | FL Zone 2 | Per end use consumption | 0.21989 | 5311190.8 | 4461400.3 | 849790.53 | 0.16 | 5 | 358.3151 | 4.1166 | 0 | 0 | 0 | 0 | 0.3 | Lawrence Berkeley National Laboratory: A Golden Opportunity for Reducing Energy Costs and Greenhouse Gas Emissions. July, 2009. | 0 | 0 | 0.3 | sq ft | 209655.211 | 62896.5633
Nonequipment | Retro-Commissioning | Perform facility retro-commissioning | Comparable facility, no retro-commissioning | Commercial | Existing | Institutional | FL Zone 2 | Per end use consumption | 0.21989 | 589240.49 | 494962.01 | 94278.48 | 0.16 | 5 | 15.7616 | 48.8673 | 0 | 0 | 0 | 0 | 0.3 | Lawrence Berkeley National Laboratory: A Golden Opportunity for Reducing Energy Costs and Greenhouse Gas Emissions. July, 2009. | 0 | 0 | 0.3 | sq ft | 20630.2862 | 6189.0859
Nonequipment | Retro-Commissioning | Perform facility retro-commissioning | Comparable facility, no retro-commissioning | Commercial | Existing | Lodging/Hospitality | FL Zone 2 | Per end use consumption | 0.21989 | 483368.07 | 406029.18 | 77338.89 | 0.16 | 5 | 23.8781 | 46.2663 | 0 | 0 | 0 | 0 | 0.3 | Lawrence Berkeley National Laboratory: A Golden Opportunity for Reducing Energy Costs and Greenhouse Gas Emissions. July, 2009. | 0 | 0 | 0.3 | sq ft | 33805.3353 | 10141.6006
Nonequipment | Retro-Commissioning | Perform facility retro-commissioning | Comparable facility, no retro-commissioning | Commercial | Existing | Miscellaneous | FL Zone 2 | Per end use consumption | 0.21989 | 5617632.7 | 4718811.46 | 898821.23 | 0.16 | 5 | 150.2665 | 465.8856 | 0 | 0 | 0 | 0 | 0.3 | Lawrence Berkeley National Laboratory: A Golden Opportunity for Reducing Energy Costs and Greenhouse Gas Emissions. July, 2009. | 0 | 0 | 0.3 | sq ft | 287978.9262 | 86393.6779
Nonequipment | Retro-Commissioning | Perform facility retro-commissioning | Comparable facility, no retro-commissioning | Commercial | Existing | Offices | FL Zone 2 | Per end use consumption | 0.21989 | 419920.21 | 352732.98 | 67187.23 | 0.16 | 5 | 11.2325 | 34.8251 | 0 | 0 | 0 | 0 | 0.3 | Lawrence Berkeley National Laboratory: A Golden Opportunity for Reducing Energy Costs and Greenhouse Gas Emissions. July, 2009. | 0 | 0 | 0.3 | sq ft | 16065.0328 | 4819.5098
Nonequipment | Retro-Commissioning | Perform facility retro-commissioning | Comparable facility, no retro-commissioning | Commercial | Existing | Restaurants | FL Zone 2 | Per end use consumption | 0.21989 | 304284.68 | 255599.11 | 48685.54 | 0.16 | 5 | 15.0315 | 29.1251 | 0 | 0 | 0 | 0 | 0.3 | Lawrence Berkeley National Laboratory: A Golden Opportunity for Reducing Energy Costs and Greenhouse Gas Emissions. July, 2009. | 0 | 0 | 0.3 | sq ft | 5079.7893 | 1523.9368
Nonequipment | Retro-Commissioning | Perform facility retro-commissioning | Comparable facility, no retro-commissioning | Commercial | Existing | Retail | FL Zone 2 | Per end use consumption | 0.21989 | 132904.13 | 111639.48 | 21264.66 | 0.16 | 5 | 6.5654 | 12.7211 | 0 | 0 | 0 | 0 | 0.3 | Lawrence Berkeley National Laboratory: A Golden Opportunity for Reducing Energy Costs and Greenhouse Gas Emissions. July, 2009. | 0 | 0 | 0.3 | sq ft | 11443.846 | 3433.1538
Nonequipment | Retro-Commissioning | Perform facility retro-commissioning | Comparable facility, no retro-commissioning | Commercial | Existing | Schools K-12 | FL Zone 2 | Per end use consumption | 0.21989 | 496675.16 | 417207.15 | 79468.03 | 0.16 | 5 | 13.2856 | 41.1906 | 0 | 0 | 0 | 0 | 0.3 | Lawrence Berkeley National Laboratory: A Golden Opportunity for Reducing Energy Costs and Greenhouse Gas Emissions. July, 2009. | 0 | 0 | 0.3 | sq ft | 52061.2215 | 15618.3665
Nonequipment | Retro-Commissioning | Perform facility retro-commissioning | Comparable facility, no retro-commissioning | Commercial | Existing | Warehouse | FL Zone 2 | Per end use consumption | 0.21989 | 49339.91 | 41445.53 | 7894.4 | 0.16 | 5 | 1.3198 | 4.0919 | 0 | 0 | 0 | 0 | 0.3 | Lawrence Berkeley National Laboratory: A Golden Opportunity for Reducing Energy Costs and Greenhouse Gas Emissions. July, 2009. | 0 | 0 | 0.3 | sq ft | 16063.9925 | 4819.1977
Nonequipment | Retro-Commissioning | Perform facility retro-commissioning | N/A - Retrofit Only | Commercial | New | Assembly | FL Zone 2 | Per end use consumption | 0 | 121290.27 | 101883.84 | 19406.44 | 0.16 | 5 | 3.2444 | 10.0589 | 0 | 0 | 0 | 0 | 0.3 | Lawrence Berkeley National Laboratory: A Golden Opportunity for Reducing Energy Costs and Greenhouse Gas Emissions. July, 2009. | 0 | 0 | 0.3 | sq ft | 19267.2533 | 5780.176
Nonequipment | Retro-Commissioning | Perform facility retro-commissioning | N/A - Retrofit Only | Commercial | New | College and University | FL Zone 2 | Per end use consumption | 0 | 724419.02 | 608511.96 | 115907.03 | 0.16 | 5 | 48.8723 | 0.56148 | 0 | 0 | 0 | 0 | 0.3 | Lawrence Berkeley National Laboratory: A Golden Opportunity for Reducing Energy Costs and Greenhouse Gas Emissions. July, 2009. | 0 | 0 | 0.3 | sq ft | 75933.2099 | 22779.963
Nonequipment | Retro-Commissioning | Perform facility retro-commissioning | N/A - Retrofit Only | Commercial | New | Grocery | FL Zone 2 | Per end use consumption | 0 | 292018.12 | 245295.21 | 46722.91 | 0.16 | 5 | 14.4255 | 27.951 | 0 | 0 | 0 | 0 | 0.3 | Lawrence Berkeley National Laboratory: A Golden Opportunity for Reducing Energy Costs and Greenhouse Gas Emissions. July, 2009. | 0 | 0 | 0.3 | sq ft | 4711.6968 | 1413.509
Nonequipment | Retro-Commissioning | Perform facility retro-commissioning | N/A - Retrofit Only | Commercial | New | Healthcare | FL Zone 2 | Per end use consumption | 0 | 509718.9 | 428163.89 | 81555.02 | 0.16 | 5 | 13.6345 | 42.2724 | 0 | 0 | 0 | 0 | 0.3 | Lawrence Berkeley National Laboratory: A Golden Opportunity for Reducing Energy Costs and Greenhouse Gas Emissions. July, 2009. | 0 | 0 | 0.3 | sq ft | 20120.7655 | 6036.2297
Nonequipment | Retro-Commissioning | Perform facility retro-commissioning | N/A - Retrofit Only | Commercial | New | Hospitals | FL Zone 2 | Per end use consumption | 0 | 5311190.8 | 4461400.3 | 849790.53 | 0.16 | 5 | 358.3151 | 4.1166 | 0 | 0 | 0 | 0 | 0.3 | Lawrence Berkeley National Laboratory: A Golden Opportunity for Reducing Energy Costs and Greenhouse Gas Emissions. July, 2009. | 0 | 0 | 0.3 | sq ft | 209655.211 | 62896.5633
Nonequipment | Retro-Commissioning | Perform facility retro-commissioning | N/A - Retrofit Only | Commercial | New | Institutional | FL Zone 2 | Per end use consumption | 0 | 589240.49 | 494962.01 | 94278.48 | 0.16 | 5 | 15.7616 | 48.8673 | 0 | 0 | 0 | 0 | 0.3 | Lawrence Berkeley National Laboratory: A Golden Opportunity for Reducing Energy Costs and Greenhouse Gas Emissions. July, 2009. | 0 | 0 | 0.3 | sq ft | 20630.2862 | 6189.0859
Nonequipment | Retro-Commissioning | Perform facility retro-commissioning | N/A - Retrofit Only | Commercial | New | Lodging/Hospitality | FL Zone 2 | Per end use consumption | 0 | 483368.07 | 406029.18 | 77338.89 | 0.16 | 5 | 23.8781 | 46.2663 | 0 | 0 | 0 | 0 | 0.3 | Lawrence Berkeley National Laboratory: A Golden Opportunity for Reducing Energy Costs and Greenhouse Gas Emissions. July, 2009. | 0 | 0 | 0.3 | sq ft | 33805.3353 | 10141.6006
Nonequipment | Retro-Commissioning | Perform facility retro-commissioning | N/A - Retrofit Only | Commercial | New | Miscellaneous | FL Zone 2 | Per end use consumption | 0 | 5617632.7 | 4718811.46 | 898821.23 | 0.16 | 5 | 150.2665 | 465.8856 | 0 | 0 | 0 | 0 | 0.3 | Lawrence Berkeley National Laboratory: A Golden Opportunity for Reducing Energy Costs and Greenhouse Gas Emissions. July, 2009. | 0 | 0 | 0.3 | sq ft | 287978.9262 | 86393.6779
Nonequipment | Retro-Commissioning | Perform facility retro-commissioning | N/A - Retrofit Only | Commercial | New | Offices | FL Zone 2 | Per end use consumption | 0 | 419920.21 | 352732.98 | 67187.23 | 0.16 | 5 | 11.2325 | 34.8251 | 0 | 0 | 0 | 0 | 0.3 | Lawrence Berkeley National Laboratory: A Golden Opportunity for Reducing Energy Costs and Greenhouse Gas Emissions. July, 2009. | 0 | 0 | 0.3 | sq ft | 16065.0328 | 4819.5098
Nonequipment | Retro-Commissioning | Perform facility retro-commissioning | N/A - Retrofit Only | Commercial | New | Restaurants | FL Zone 2 | Per end use consumption | 0 | 304284.68 | 255599.11 | 48685.54 | 0.16 | 5 | 15.0315 | 29.1251 | 0 | 0 | 0 | 0 | 0.3 | Lawrence Berkeley National Laboratory: A Golden Opportunity for Reducing Energy Costs and Greenhouse Gas Emissions. July, 2009. | 0 | 0 | 0.3 | sq ft | 5079.7893 | 1523.9368
Nonequipment | Retro-Commissioning | Perform facility retro-commissioning | N/A - Retrofit Only | Commercial | New | Retail | FL Zone 2 | Per end use consumption | 0 | 132904.13 | 111639.48 | 21264.66 | 0.16 | 5 | 6.5654 | 12.7211 | 0 | 0 | 0 | 0 | 0.3 | Lawrence Berkeley National Laboratory: A Golden Opportunity for Reducing Energy Costs and Greenhouse Gas Emissions. July, 2009. | 0 | 0 | 0.3 | sq ft | 11443.846 | 3433.1538
Nonequipment | Retro-Commissioning | Perform facility retro-commissioning | N/A - Retrofit Only | Commercial | New | Schools K-12 | FL Zone 2 | Per end use consumption | 0 | 496675.16 | 417207.15 | 79468.03 | 0.16 | 5 | 13.2856 | 41.1906 | 0 | 0 | 0 | 0 | 0.3 | Lawrence Berkeley National Laboratory: A Golden Opportunity for Reducing Energy Costs and Greenhouse Gas Emissions. July, 2009. | 0 | 0 | 0.3 | sq ft | 52061.2215 | 15618.3665
Nonequipment | Retro-Commissioning | Perform facility retro-commissioning | N/A - Retrofit Only | Commercial | New | Warehouse | FL Zone 2 | Per end use consumption | 0 | 49339.91 | 41445.53 | 7894.4 | 0.16 | 5 | 1.3198 | 4.0919 | 0 | 0 | 0 | 0 | 0.3 | Lawrence Berkeley National Laboratory: A Golden Opportunity for Reducing Energy Costs and Greenhouse Gas Emissions. July, 2009. | 0 | 0 | 0.3 | sq ft | 16063.9925 | 4819.1977

## Gulf_COM2018_12_11
Scenario | Segment | EndUse | EquipType | CE Test | Vintage | Measure Code | Name | Description | Type | Measure Life | Competition Group | Applicability | Adoption Curve | Energy Savings % | 2020 Energy Savings | 2020 Summer Peak Savings | 2020 Winter Peak Savings
Tech | Assembly | Refrigeration | Walk-in cooler | TRC | New | NN5313 | Retro-Commissioning | Retro-Commissioning | NonEquip | 5 |  | 0% | Tech/Econ | 16% | 0 | 0 | 0
Tech | Assembly | Refrigeration | Walk-in cooler | TRC | New | NN4897 | Strip Curtains for Walk-ins | Strip Curtains for Walk-ins | NonEquip | 4 | Walk-in cooler | 3.76% | Tech/Econ | 2.115% | 0 | 0 | 0
Tech | Assembly | Refrigeration | Walk-in cooler | TRC | New | NN4871 | Refrigerated Display Case Lighting Controls | Refrigerated Display Case Lighting Controls | NonEquip | 8 | Display cases | 0% | Tech/Econ | 0.9365% | 0 | 0 | 0
Tech | Assembly | Refrigeration | Walk-in cooler | TRC | New | NN4845 | PSC to ECM Evaporator Fan Motor (Walk-In, Refrigerator) | PSC to ECM Evaporator Fan Motor (Walk-In, Refrigerator) | NonEquip | 15 | Walk-in cooler | 68.68% | Tech/Econ | 37.5% | 62.8602 | 0.0087491 | 0.00080148
Tech | Assembly | Refrigeration | Walk-in cooler | TRC | New | NN4819 | PSC to ECM Evaporator Fan Motor (Reach-In) | PSC to ECM Evaporator Fan Motor (Reach-In) | NonEquip | 15 | Display cases | 0% | Tech/Econ | 37.5% | 0 | 0 | 0
Tech | Assembly | Refrigeration | Walk-in cooler | TRC | New | NN4793 | Night Covers for Display Cases | Night Covers for Display Cases | NonEquip | 5 | Display cases | 0% | Tech/Econ | 1.877% | 0 | 0 | 0
Tech | Assembly | Refrigeration | Walk-in cooler | TRC | New | NN4767 | High R-Value Glass Doors | High R-Value Glass Doors | NonEquip | 12 | Display cases | 0% | Tech/Econ | 0% | 0 | 0 | 0
Tech | Assembly | Refrigeration | Walk-in cooler | TRC | New | NN4741 | High Efficiency Refrigeration Compressor | High Efficiency Refrigeration Compressor | NonEquip | 13 | Display cases | 0% | Tech/Econ | 6.922% | 0 | 0 | 0
Tech | Assembly | Refrigeration | Walk-in cooler | TRC | New | NN4715 | Freezer-Cooler Replacement Gaskets | Freezer-Cooler Replacement Gaskets | NonEquip | 4 | Display cases | 0% | Tech/Econ | 0% | 0 | 0 | 0
Tech | Assembly | Refrigeration | Walk-in cooler | TRC | New | NN4689 | Floating Head Pressure Controls | Floating Head Pressure Controls | NonEquip | 15 |  | 0% | Tech/Econ | 6.05% | 0 | 0 | 0
Tech | Assembly | Refrigeration | Walk-in cooler | TRC | New | NN4663 | Demand Defrost | Demand Defrost | NonEquip | 10 | Walk-in cooler | 42.41% | Tech/Econ | 30% | 17.0242 | 0.0023695 | 0.00021706
Tech | Assembly | Refrigeration | Walk-in cooler | TRC | New | NN4637 | Automatic Door Closer for Walk-in Coolers and Freezers | Automatic Door Closer for Walk-in Coolers and Freezers | NonEquip | 8 | Walk-in cooler | 55.99% | Tech/Econ | 3.131% | 0 | 0 | 0
Tech | Assembly | Refrigeration | Walk-in cooler | TRC | New | NN4611 | Anti-Sweat Controls | Anti-Sweat Controls | NonEquip | 8 | Display cases | 0% | Tech/Econ | 85% | 0 | 0 | 0
Tech | Assembly | Refrigeration | Walk-in cooler | TRC | Existing | NE5300 | Retro-Commissioning | Retro-Commissioning | NonEquip | 5 |  | 21.99% | Tech/Econ | 16% | 837.7813 | 0.14006 | 0.43425
Tech | Assembly | Refrigeration | Walk-in cooler | TRC | Existing | NE4884 | Strip Curtains for Walk-ins | Strip Curtains for Walk-ins | NonEquip | 4 | Walk-in cooler | 3.76% | Tech/Econ | 2.115% | 17.9549 | 0.0025959 | 0.00071494
Tech | Assembly | Refrigeration | Walk-in cooler | TRC | Existing | NE4858 | Refrigerated Display Case Lighting Controls | Refrigerated Display Case Lighting Controls | NonEquip | 8 | Display cases | 0% | Tech/Econ | 2.524% | 0 | 0 | 0
Tech | Assembly | Refrigeration | Walk-in cooler | TRC | Existing | NE4832 | PSC to ECM Evaporator Fan Motor (Walk-In, Refrigerator) | PSC to ECM Evaporator Fan Motor (Walk-In, Refrigerator) | NonEquip | 15 | Walk-in cooler | 17.17% | Tech/Econ | 37.5% | 1877.6634 | 0.26134 | 0.023941
Tech | Assembly | Refrigeration | Walk-in cooler | TRC | Existing | NE4806 | PSC to ECM Evaporator Fan Motor (Reach-In) | PSC to ECM Evaporator Fan Motor (Reach-In) | NonEquip | 15 | Display cases | 0% | Tech/Econ | 37.5% | 0 | 0 | 0
Tech | Assembly | Refrigeration | Walk-in cooler | TRC | Existing | NE4780 | Night Covers for Display Cases | Night Covers for Display Cases | NonEquip | 5 | Display cases | 0% | Tech/Econ | 1.877% | 0 | 0 | 0
Tech | Assembly | Refrigeration | Walk-in cooler | TRC | Existing | NE4754 | High R-Value Glass Doors | High R-Value Glass Doors | NonEquip | 12 | Display cases | 0% | Tech/Econ | 23.81% | 0 | 0 | 0
Tech | Assembly | Refrigeration | Walk-in cooler | TRC | Existing | NE4728 | High Efficiency Refrigeration Compressor | High Efficiency Refrigeration Compressor | NonEquip | 13 | Display cases | 0% | Tech/Econ | 6.922% | 0 | 0 | 0
Tech | Assembly | Refrigeration | Walk-in cooler | TRC | Existing | NE4702 | Freezer-Cooler Replacement Gaskets | Freezer-Cooler Replacement Gaskets | NonEquip | 4 | Display cases | 0% | Tech/Econ | 3.131% | 0 | 0 | 0
Tech | Assembly | Refrigeration | Walk-in cooler | TRC | Existing | NE4676 | Floating Head Pressure Controls | Floating Head Pressure Controls | NonEquip | 15 |  | 0% | Tech/Econ | 6.05% | 0 | 0 | 0
Tech | Assembly | Refrigeration | Walk-in cooler | TRC | Existing | NE4650 | Demand Defrost | Demand Defrost | NonEquip | 10 | Walk-in cooler | 42.41% | Tech/Econ | 30% | 3470.961 | 0.4831 | 0.044256
Tech | Assembly | Refrigeration | Walk-in cooler | TRC | Existing | NE4624 | Automatic Door Closer for Walk-in Coolers and Freezers | Automatic Door Closer for Walk-in Coolers and Freezers | NonEquip | 8 | Walk-in cooler | 55.99% | Tech/Econ | 3.131% | 402.7298 | 0.055956 | 0.012475
Tech | Assembly | Refrigeration | Walk-in cooler | TRC | Existing | NE4598 | Anti-Sweat Controls | Anti-Sweat Controls | NonEquip | 8 | Display cases | 0% | Tech/Econ | 85% | 0 | 0 | 0
Tech | Assembly | Refrigeration | Vending and ice makers | TRC | New | NN5313 | Retro-Commissioning | Retro-Commissioning | NonEquip | 5 |  | 0% | Tech/Econ | 16% | 0 | 0 | 0
Tech | Assembly | Refrigeration | Vending and ice makers | TRC | New | NN4897 | Strip Curtains for Walk-ins | Strip Curtains for Walk-ins | NonEquip | 4 | Walk-in cooler | 0% | Tech/Econ | 2.115% | 0 | 0 | 0
Tech | Assembly | Refrigeration | Vending and ice makers | TRC | New | NN4871 | Refrigerated Display Case Lighting Controls | Refrigerated Display Case Lighting Controls | NonEquip | 8 | Display cases | 0% | Tech/Econ | 0.9365% | 0 | 0 | 0
Tech | Assembly | Refrigeration | Vending and ice makers | TRC | New | NN4845 | PSC to ECM Evaporator Fan Motor (Walk-In, Refrigerator) | PSC to ECM Evaporator Fan Motor (Walk-In, Refrigerator) | NonEquip | 15 | Walk-in cooler | 0% | Tech/Econ | 37.5% | 0 | 0 | 0
Tech | Assembly | Refrigeration | Vending and ice makers | TRC | New | NN4819 | PSC to ECM Evaporator Fan Motor (Reach-In) | PSC to ECM Evaporator Fan Motor (Reach-In) | NonEquip | 15 | Display cases | 0% | Tech/Econ | 37.5% | 0 | 0 | 0
Tech | Assembly | Refrigeration | Vending and ice makers | TRC | New | NN4793 | Night Covers for Display Cases | Night Covers for Display Cases | NonEquip | 5 | Display cases | 0% | Tech/Econ | 1.877% | 0 | 0 | 0
Tech | Assembly | Refrigeration | Vending and ice makers | TRC | New | NN4767 | High R-Value Glass Doors | High R-Value Glass Doors | NonEquip | 12 | Display cases | 0% | Tech/Econ | 0% | 0 | 0 | 0
Tech | Assembly | Refrigeration | Vending and ice makers | TRC | New | NN4741 | High Efficiency Refrigeration Compressor | High Efficiency Refrigeration Compressor | NonEquip | 13 | Display cases | 0% | Tech/Econ | 6.922% | 0 | 0 | 0
Tech | Assembly | Refrigeration | Vending and ice makers | TRC | New | NN4715 | Freezer-Cooler Replacement Gaskets | Freezer-Cooler Replacement Gaskets | NonEquip | 4 | Display cases | 0% | Tech/Econ | 0% | 0 | 0 | 0
Tech | Assembly | Refrigeration | Vending and ice makers | TRC | New | NN4689 | Floating Head Pressure Controls | Floating Head Pressure Controls | NonEquip | 15 |  | 0% | Tech/Econ | 6.05% | 0 | 0 | 0
Tech | Assembly | Refrigeration | Vending and ice makers | TRC | New | NN4663 | Demand Defrost | Demand Defrost | NonEquip | 10 | Walk-in cooler | 0% | Tech/Econ | 30% | 0 | 0 | 0
Tech | Assembly | Refrigeration | Vending and ice makers | TRC | New | NN4637 | Automatic Door Closer for Walk-in Coolers and Freezers | Automatic Door Closer for Walk-in Coolers and Freezers | NonEquip | 8 | Walk-in cooler | 0% | Tech/Econ | 3.131% | 0 | 0 | 0
Tech | Assembly | Refrigeration | Vending and ice makers | TRC | New | NN4611 | Anti-Sweat Controls | Anti-Sweat Controls | NonEquip | 8 | Display cases | 0% | Tech/Econ | 85% | 0 | 0 | 0
Tech | Assembly | Refrigeration | Vending and ice makers | TRC | Existing | NE5300 | Retro-Commissioning | Retro-Commissioning | NonEquip | 5 |  | 21.99% | Tech/Econ | 16% | 12569.1949 | 2.1013 | 6.515
Tech | Assembly | Refrigeration | Vending and ice makers | TRC | Existing | NE4884 | Strip Curtains for Walk-ins | Strip Curtains for Walk-ins | NonEquip | 4 | Walk-in cooler | 0% | Tech/Econ | 2.115% | 0 | 0 | 0
Tech | Assembly | Refrigeration | Vending and ice makers | TRC | Existing | NE4858 | Refrigerated Display Case Lighting Controls | Refrigerated Display Case Lighting Controls | NonEquip | 8 | Display cases | 0% | Tech/Econ | 2.524% | 0 | 0 | 0
Tech | Assembly | Refrigeration | Vending and ice makers | TRC | Existing | NE4832 | PSC to ECM Evaporator Fan Motor (Walk-In, Refrigerator) | PSC to ECM Evaporator Fan Motor (Walk-In, Refrigerator) | NonEquip | 15 | Walk-in cooler | 0% | Tech/Econ | 37.5% | 0 | 0 | 0
Tech | Assembly | Refrigeration | Vending and ice makers | TRC | Existing | NE4806 | PSC to ECM Evaporator Fan Motor (Reach-In) | PSC to ECM Evaporator Fan Motor (Reach-In) | NonEquip | 15 | Display cases | 0% | Tech/Econ | 37.5% | 0 | 0 | 0
Tech | Assembly | Refrigeration | Vending and ice makers | TRC | Existing | NE4780 | Night Covers for Display Cases | Night Covers for Display Cases | NonEquip | 5 | Display cases | 0% | Tech/Econ | 1.877% | 0 | 0 | 0
Tech | Assembly | Refrigeration | Vending and ice makers | TRC | Existing | NE4754 | High R-Value Glass Doors | High R-Value Glass Doors | NonEquip | 12 | Display cases | 0% | Tech/Econ | 23.81% | 0 | 0 | 0
Tech | Assembly | Refrigeration | Vending and ice makers | TRC | Existing | NE4728 | High Efficiency Refrigeration Compressor | High Efficiency Refrigeration Compressor | NonEquip | 13 | Display cases | 0% | Tech/Econ | 6.922% | 0 | 0 | 0
Tech | Assembly | Refrigeration | Vending and ice makers | TRC | Existing | NE4702 | Freezer-Cooler Replacement Gaskets | Freezer-Cooler Replacement Gaskets | NonEquip | 4 | Display cases | 0% | Tech/Econ | 3.131% | 0 | 0 | 0
Tech | Assembly | Refrigeration | Vending and ice makers | TRC | Existing | NE4676 | Floating Head Pressure Controls | Floating Head Pressure Controls | NonEquip | 15 |  | 0% | Tech/Econ | 6.05% | 0 | 0 | 0
Tech | Assembly | Refrigeration | Vending and ice makers | TRC | Existing | NE4650 | Demand Defrost | Demand Defrost | NonEquip | 10 | Walk-in cooler | 0% | Tech/Econ | 30% | 0 | 0 | 0
Tech | Assembly | Refrigeration | Vending and ice makers | TRC | Existing | NE4624 | Automatic Door Closer for Walk-in Coolers and Freezers | Automatic Door Closer for Walk-in Coolers and Freezers | NonEquip | 8 | Walk-in cooler | 0% | Tech/Econ | 3.131% | 0 | 0 | 0
Tech | Assembly | Refrigeration | Vending and ice makers | TRC | Existing | NE4598 | Anti-Sweat Controls | Anti-Sweat Controls | NonEquip | 8 | Display cases | 0% | Tech/Econ | 85% | 0 | 0 | 0
Tech | Assembly | Refrigeration | Vending and ice makers | TRC | Turnover | ET2570 | Energy Star Vending Machine | Energy Star Vending Machine | Equip | 14 | Vending and ice makers | 10.61% | Tech/Econ | 36% | 14734.4439 | 2.3045 | 1.4396
Tech | Assembly | Refrigeration | Vending and ice makers | TRC | Turnover | ET2492 | Energy Star Ice Maker | Energy Star Ice Maker | Equip | 8 | Vending and ice makers | 32.96% | Tech/Econ | 11.39% | 13932.5838 | 2.1592 | 1.3633
Tech | Assembly | Refrigeration | Vending and ice makers | TRC | New | EN2596 | Energy Star Vending Machine | Energy Star Vending Machine | Equip | 14 | Vending and ice makers | 10.61% | Tech/Econ | 36% | 123.3194 | 0.019288 | 0.012049
Tech | Assembly | Refrigeration | Vending and ice makers | TRC | New | EN2518 | Energy Star Ice Maker | Energy Star Ice Maker | Equip | 8 | Vending and ice makers | 32.96% | Tech/Econ | 11.39% | 116.6083 | 0.018072 | 0.01141
Tech | Assembly | Exterior Lighting | Street lighting | TRC | New | NN5287 | Retro-Commissioning | Retro-Commissioning | NonEquip | 5 |  | 0% | Tech/Econ | 16% | 0 | 0 | 0
Tech | Assembly | Exterior Lighting | Street lighting | TRC | New | NN2973 | Outdoor Lighting Controls | Outdoor Lighting Controls | NonEquip | 8 | Exterior parking/lot lighting | 0% | Tech/Econ | 28% | 0 | 0 | 0
Tech | Assembly | Exterior Lighting | Street lighting | TRC | New | NN2947 | Bi-Level Lighting Control (Exterior) | Bi-Level Lighting Control (Exterior) | NonEquip | 9 | Exterior parking/lot lighting | 0% | Tech/Econ | 31% | 0 | 0 | 0
Tech | Assembly | Exterior Lighting | Street lighting | TRC | Existing | NE5274 | Retro-Commissioning | Retro-Commissioning | NonEquip | 5 |  | 21.99% | Tech/Econ | 16% | 0 | 0 | 0
Tech | Assembly | Exterior Lighting | Street lighting | TRC | Existing | NE2960 | Outdoor Lighting Controls | Outdoor Lighting Controls | NonEquip | 8 | Exterior parking/lot lighting | 0% | Tech/Econ | 28% | 0 | 0 | 0
Tech | Assembly | Exterior Lighting | Street lighting | TRC | Existing | NE2934 | Bi-Level Lighting Control (Exterior) | Bi-Level Lighting Control (Exterior) | NonEquip | 9 | Exterior parking/lot lighting | 0% | Tech/Econ | 31% | 0 | 0 | 0
Tech | Assembly | Exterior Lighting | Street lighting | TRC | Turnover | ET782 | LED Traffic and Crosswalk Lighting | LED Traffic and Crosswalk Lighting | Equip | 10 | Street lighting | 0% | Tech/Econ | 37.14% | 0 | 0 | 0
Tech | Assembly | Exterior Lighting | Street lighting | TRC | Turnover | ET743 | LED Street Lights | LED Street Lights | Equip | 18 | Street lighting | 0% | Tech/Econ | 66.53% | 0 | 0 | 0
Tech | Assembly | Exterior Lighting | Street lighting | TRC | New | EN808 | LED Traffic and Crosswalk Lighting | LED Traffic and Crosswalk Lighting | Equip | 10 | Street lighting | 0% | Tech/Econ | 37.14% | 0 | 0 | 0
Tech | Assembly | Exterior Lighting | Street lighting | TRC | New | EN769 | LED Street Lights | LED Street Lights | Equip | 18 | Street lighting | 0% | Tech/Econ | 66.53% | 0 | 0 | 0
Tech | Assembly | Cooking | Steamer | TRC | Turnover | ET197 | Energy Star Steamer | Energy Star Steamer | Equip | 12 | Steamer | 0% | Tech/Econ | 56.63% | 0 | 0 | 0
Tech | Assembly | Cooking | Steamer | TRC | New | EN223 | Energy Star Steamer | Energy Star Steamer | Equip | 12 | Steamer | 0% | Tech/Econ | 56.63% | 0 | 0 | 0
Tech | Assembly | Exterior Lighting | Spot lighting/Security/Flood | TRC | New | NN5287 | Retro-Commissioning | Retro-Commissioning | NonEquip | 5 |  | 0% | Tech/Econ | 16% | 0 | 0 | 0
Tech | Assembly | Exterior Lighting | Spot lighting/Security/Flood | TRC | New | NN2973 | Outdoor Lighting Controls | Outdoor Lighting Controls | NonEquip | 8 | Exterior parking/lot lighting | 0% | Tech/Econ | 28% | 0 | 0 | 0
Tech | Assembly | Exterior Lighting | Spot lighting/Security/Flood | TRC | New | NN2947 | Bi-Level Lighting Control (Exterior) | Bi-Level Lighting Control (Exterior) | NonEquip | 9 | Exterior parking/lot lighting | 0% | Tech/Econ | 31% | 0 | 0 | 0
Tech | Assembly | Exterior Lighting | Spot lighting/Security/Flood | TRC | Existing | NE5274 | Retro-Commissioning | Retro-Commissioning | NonEquip | 5 |  | 21.99% | Tech/Econ | 16% | 0 | 0 | 0
Tech | Assembly | Exterior Lighting | Spot lighting/Security/Flood | TRC | Existing | NE2960 | Outdoor Lighting Controls | Outdoor Lighting Controls | NonEquip | 8 | Exterior parking/lot lighting | 0% | Tech/Econ | 28% | 0 | 0 | 0
Tech | Assembly | Exterior Lighting | Spot lighting/Security/Flood | TRC | Existing | NE2934 | Bi-Level Lighting Control (Exterior) | Bi-Level Lighting Control (Exterior) | NonEquip | 9 | Exterior parking/lot lighting | 0% | Tech/Econ | 31% | 0 | 0 | 0
Tech | Assembly | Exterior Lighting | Spot lighting/Security/Flood | TRC | Turnover | ET665 | LED Exterior Lighting | LED Exterior Lighting | Equip | 13 | Spot lighting/Security/Flood | 4.268% | Tech/Econ | 60.51% | 0 | 0 | 0
Tech | Assembly | Exterior Lighting | Spot lighting/Security/Flood | TRC | Turnover | ET548 | LED - 9W Flood | LED - 9W Flood | Equip | 15 | Spot lighting/Security/Flood | 13.31% | Tech/Econ | 86.15% | 0 | 0 | 0
Tech | Assembly | Exterior Lighting | Spot lighting/Security/Flood | TRC | Turnover | ET470 | CFL - 15W Flood | CFL - 15W Flood | Equip | 7.8 | Spot lighting/Security/Flood | 0% | Tech/Econ | 76.92% | 0 | 0 | 0
Tech | Assembly | Exterior Lighting | Spot lighting/Security/Flood | TRC | New | EN691 | LED Exterior Lighting | LED Exterior Lighting | Equip | 13 | Spot lighting/Security/Flood | 4.624% | Tech/Econ | 60.51% | 0 | 0 | 0
Tech | Assembly | Exterior Lighting | Spot lighting/Security/Flood | TRC | New | EN574 | LED - 9W Flood | LED - 9W Flood | Equip | 15 | Spot lighting/Security/Flood | 86.42% | Tech/Econ | 86.15% | 0 | 0 | 0
Tech | Assembly | Exterior Lighting | Spot lighting/Security/Flood | TRC | New | EN496 | CFL - 15W Flood | CFL - 15W Flood | Equip | 7.8 | Spot lighting/Security/Flood | 0% | Tech/Econ | 76.92% | 0 | 0 | 0
Tech | Assembly | Interior Lighting | Spot lighting | TRC | New | NN5261 | Retro-Commissioning | Retro-Commissioning | NonEquip | 5 |  | 0% | Tech/Econ | 16% | 0 | 0 | 0
Tech | Assembly | Interior Lighting | Spot lighting | TRC | New | NN4429 | Interior Lighting Controls | Interior Lighting Controls | NonEquip | 8 | Overhead (fluorescent/LED/CFL U-shape) | 0% | Tech/Econ | 28% | 0 | 0 | 0
Tech | Assembly | Interior Lighting | Spot lighting | TRC | New | NN4403 | Bi-Level Lighting Control (Interior) | Bi-Level Lighting Control (Interior) | NonEquip | 8 | Overhead (fluorescent/LED/CFL U-shape) | 0% | Tech/Econ | 31% | 0 | 0 | 0
Tech | Assembly | Interior Lighting | Spot lighting | TRC | New | NN3701 | Facility Energy Management System | Facility Energy Management System | NonEquip | 15 |  | 4.276% | Tech/Econ | 24% | 1.2266 | 0.00025709 | 2.2108e-05
Tech | Assembly | Interior Lighting | Spot lighting | TRC | Existing | NE5248 | Retro-Commissioning | Retro-Commissioning | NonEquip | 5 |  | 21.99% | Tech/Econ | 16% | 262.4325 | 0.043874 | 0.13603
Tech | Assembly | Interior Lighting | Spot lighting | TRC | Existing | NE4416 | Interior Lighting Controls | Interior Lighting Controls | NonEquip | 8 | Overhead (fluorescent/LED/CFL U-shape) | 0% | Tech/Econ | 28% | 0 | 0 | 0
Tech | Assembly | Interior Lighting | Spot lighting | TRC | Existing | NE4390 | Bi-Level Lighting Control (Interior) | Bi-Level Lighting Control (Interior) | NonEquip | 8 | Overhead (fluorescent/LED/CFL U-shape) | 0% | Tech/Econ | 31% | 0 | 0 | 0
Tech | Assembly | Interior Lighting | Spot lighting | TRC | Existing | NE3688 | Facility Energy Management System | Facility Energy Management System | NonEquip | 15 |  | 5.375% | Tech/Econ | 24% | 97.4828 | 0.020432 | 0.001757
Tech | Assembly | Interior Lighting | Spot lighting | TRC | Turnover | ET1601 | LED Display Lighting (Interior) | LED Display Lighting (Interior) | Equip | 15 | Spot lighting | 2.129% | Tech/Econ | 87.04% | 264.6048 | 0.064978 | 0.014679
Tech | Assembly | Interior Lighting | Spot lighting | TRC | Turnover | ET1562 | LED - 14W | LED - 14W | Equip | 15 | Spot lighting | 86.42% | Tech/Econ | 53.33% | 6460.0854 | 1.55 | 0.35837
Tech | Assembly | Interior Lighting | Spot lighting | TRC | Turnover | ET1445 | CFL-23W | CFL-23W | Equip | 7.8 | Spot lighting | 0% | Tech/Econ | 23.33% | 0 | 0 | 0
Tech | Assembly | Interior Lighting | Spot lighting | TRC | New | EN1627 | LED Display Lighting (Interior) | LED Display Lighting (Interior) | Equip | 15 | Spot lighting | 0% | Tech/Econ | 87.04% | 0 | 0 | 0
Tech | Assembly | Interior Lighting | Spot lighting | TRC | New | EN1588 | LED - 14W | LED - 14W | Equip | 15 | Spot lighting | 0% | Tech/Econ | 53.33% | 0 | 0 | 0
Tech | Assembly | Interior Lighting | Spot lighting | TRC | New | EN1471 | CFL-23W | CFL-23W | Equip | 7.8 | Spot lighting | 0% | Tech/Econ | 23.33% | 0 | 0 | 0
Tech | Assembly | Office Equipment | Servers | TRC | New | NN4585 | Smart Strip Plug Outlet | Smart Strip Plug Outlet | NonEquip | 4 |  | 43.9% | Tech/Econ | 1.187% | 0.83937 | 0.00012481 | 0
Tech | Assembly | Office Equipment | Servers | TRC | New | NN4559 | Network PC Power Management | Network PC Power Management | NonEquip | 5 | Computers | 0% | Tech/Econ | 56.5% | 0 | 0 | 0
Tech | Assembly | Office Equipment | Servers | TRC | Existing | NE4572 | Smart Strip Plug Outlet | Smart Strip Plug Outlet | NonEquip | 4 |  | 43.9% | Tech/Econ | 1.187% | 100.2892 | 0.014912 | 0
Tech | Assembly | Office Equipment | Servers | TRC | Existing | NE4546 | Network PC Power Management | Network PC Power Management | NonEquip | 5 | Computers | 0% | Tech/Econ | 56.5% | 0 | 0 | 0
Tech | Assembly | Office Equipment | Servers | TRC | Turnover | ET2297 | Server Virtualization | Server Virtualization | Equip | 3 | Servers | 0% | Tech/Econ | 85.71% | 0 | 0 | 0
Tech | Assembly | Office Equipment | Servers | TRC | Turnover | ET2219 | Energy Star Servers | Energy Star Servers | Equip | 4 | Servers | 0% | Tech/Econ | 23.08% | 0 | 0 | 0
Tech | Assembly | Office Equipment | Servers | TRC | Turnover | ET1133 | High Efficiency Data Center Cooling | High Efficiency Data Center Cooling | Equip | 20 | Servers | 0% | Tech/Econ | 28% | 0 | 0 | 0
Tech | Assembly | Office Equipment | Servers | TRC | New | EN2323 | Server Virtualization | Server Virtualization | Equip | 3 | Servers | 0% | Tech/Econ | 85.71% | 0 | 0 | 0
Tech | Assembly | Office Equipment | Servers | TRC | New | EN2245 | Energy Star Servers | Energy Star Servers | Equip | 4 | Servers | 0% | Tech/Econ | 23.08% | 0 | 0 | 0
Tech | Assembly | Office Equipment | Servers | TRC | New | EN1159 | High Efficiency Data Center Cooling | High Efficiency Data Center Cooling | Equip | 20 | Servers | 0% | Tech/Econ | 28% | 0 | 0 | 0
Tech | Assembly | Space Cooling | Residential-type central air conditioners | TRC | New | NN5365 | Retro-Commissioning | Retro-Commissioning | NonEquip | 5 |  | 0% | Tech/Econ | 16% | 0 | 0 | 0
Tech | Assembly | Space Cooling | Residential-type central air conditioners | TRC | New | NN4377 | Window Sun Protection | Window Sun Protection | NonEquip | 10 |  | 15.35% | Tech/Econ | 16% | 21.9371 | 0.0068305 | -0.00038483
Tech | Assembly | Space Cooling | Residential-type central air conditioners | TRC | New | NN4351 | Waterside Economizer | Waterside Economizer | NonEquip | 20 |  | 0% | Tech/Econ | 5.556% | 0 | 0 | 0
Tech | Assembly | Space Cooling | Residential-type central air conditioners | TRC | New | NN4143 | Smart Thermostat | Smart Thermostat | NonEquip | 11 |  | 31.48% | Tech/Econ | 10% | 26.7406 | 0.00031751 | 0
Tech | Assembly | Space Cooling | Residential-type central air conditioners | TRC | New | NN4117 | Roof Insulation | Roof Insulation | NonEquip | 20 |  | 58.5% | Tech/Econ | 3.654% | 0 | 0 | 0
Tech | Assembly | Space Cooling | Residential-type central air conditioners | TRC | New | NN3987 | Low U-Value Windows | Low U-Value Windows | NonEquip | 20 |  | 13.44% | Tech/Econ | 10% | 11.71 | 0.0043526 | 0
Tech | Assembly | Space Cooling | Residential-type central air conditioners | TRC | New | NN3909 | HVAC tune-up_RTU | HVAC tune-up_RTU | NonEquip | 5 | Packaged air conditioning units (RTUs) | 0% | Tech/Econ | 5% | 0 | 0 | 0
Tech | Assembly | Space Cooling | Residential-type central air conditioners | TRC | New | NN3883 | HVAC tune-up | HVAC tune-up | NonEquip | 5 | Residential-type central air conditioners | 0% | Tech/Econ | 5% | 0 | 0 | 0
Tech | Assembly | Space Cooling | Residential-type central air conditioners | TRC | New | NN3805 | Green Roof | Green Roof | NonEquip | 15 |  | 0.315% | Tech/Econ | 4.235% | 0 | 0 | 0
Tech | Assembly | Space Cooling | Residential-type central air conditioners | TRC | New | NN3675 | Facility Energy Management System | Facility Energy Management System | NonEquip | 15 |  | 4.276% | Tech/Econ | 20% | 8.4772 | 0.0017768 | 0
Tech | Assembly | Space Cooling | Residential-type central air conditioners | TRC | New | NN3623 | Facility Commissioning | Facility Commissioning | NonEquip | 10 |  | 35.83% | Tech/Econ | 16% | 54.3358 | 0.0095132 | 0.00021704
Tech | Assembly | Space Cooling | Residential-type central air conditioners | TRC | New | NN3597 | Energy Recovery Ventilation System (ERV) | Energy Recovery Ventilation System (ERV) | NonEquip | 15 | Packaged air conditioning units (RTUs) | 0% | Tech/Econ | 18.24% | 0 | 0 | 0
Tech | Assembly | Space Cooling | Residential-type central air conditioners | TRC | New | NN3519 | Duct Sealing Repair | Duct Sealing Repair | NonEquip | 15 |  | 0% | Tech/Econ | 12% | 0 | 0 | 0
Tech | Assembly | Space Cooling | Residential-type central air conditioners | TRC | New | NN3415 | Dedicated Outdoor Air System on VRF unit | Dedicated Outdoor Air System on VRF unit | NonEquip | 15 | Residential-type central air conditioners | 58.91% | Tech/Econ | 17.5% | 35.098 | 0.01068 | 0
Tech | Assembly | Space Cooling | Residential-type central air conditioners | TRC | New | NN3363 | Cool Roof | Cool Roof | NonEquip | 15 |  | 72.49% | Tech/Econ | 5.431% | 0 | 0 | 0
Tech | Assembly | Space Cooling | Residential-type central air conditioners | TRC | New | NN3311 | Chilled Water System - Variable Speed Drives | Chilled Water System - Variable Speed Drives | NonEquip | 13 | Central chillers inside | 0% | Tech/Econ | 24.74% | 0 | 0 | 0
Tech | Assembly | Space Cooling | Residential-type central air conditioners | TRC | New | NN3285 | Chilled Water Controls Optimization | Chilled Water Controls Optimization | NonEquip | 10 | Central chillers inside | 0% | Tech/Econ | 12.5% | 0 | 0 | 0
Tech | Assembly | Space Cooling | Residential-type central air conditioners | TRC | New | NN3207 | Ceiling Insulation(R2 to R38) | Ceiling Insulation(R2 to R38) | NonEquip | 20 |  | 0% | Tech/Econ | 49.84% | 0 | 0 | 0
Tech | Assembly | Space Cooling | Residential-type central air conditioners | TRC | New | NN3103 | Ceiling Insulation(R12 to R38) | Ceiling Insulation(R12 to R38) | NonEquip | 20 |  | 0% | Tech/Econ | 5.999% | 0 | 0 | 0
Tech | Assembly | Space Cooling | Residential-type central air conditioners | TRC | New | NN3051 | Airside Economizer | Airside Economizer | NonEquip | 10 | Packaged air conditioning units (RTUs) | 0% | Tech/Econ | 5.556% | 0 | 0 | 0
Tech | Assembly | Space Cooling | Residential-type central air conditioners | TRC | Existing | NE5352 | Retro-Commissioning | Retro-Commissioning | NonEquip | 5 |  | 21.99% | Tech/Econ | 16% | 3560.5643 | 0.59526 | 0
Tech | Assembly | Space Cooling | Residential-type central air conditioners | TRC | Existing | NE4364 | Window Sun Protection | Window Sun Protection | NonEquip | 10 |  | 7.839% | Tech/Econ | 16% | 1285.3967 | 0.40023 | -0.022549
Tech | Assembly | Space Cooling | Residential-type central air conditioners | TRC | Existing | NE4338 | Waterside Economizer | Waterside Economizer | NonEquip | 20 |  | 0% | Tech/Econ | 5.556% | 0 | 0 | 0
Tech | Assembly | Space Cooling | Residential-type central air conditioners | TRC | Existing | NE4208 | Wall Insulation | Wall Insulation | NonEquip | 20 |  | 0% | Tech/Econ | 29.66% | 0 | 0 | 0
Tech | Assembly | Space Cooling | Residential-type central air conditioners | TRC | Existing | NE4130 | Smart Thermostat | Smart Thermostat | NonEquip | 11 |  | 31.48% | Tech/Econ | 10% | 3073.3688 | 0.036493 | 0
Tech | Assembly | Space Cooling | Residential-type central air conditioners | TRC | Existing | NE4104 | Roof Insulation | Roof Insulation | NonEquip | 20 |  | 58.5% | Tech/Econ | 7.307% | 4042.2401 | 0.080887 | 0
Tech | Assembly | Space Cooling | Residential-type central air conditioners | TRC | Existing | NE4026 | Programmable Thermostat | Programmable Thermostat | NonEquip | 11 |  | 0% | Tech/Econ | 3.6% | 0 | 0 | 0
Tech | Assembly | Space Cooling | Residential-type central air conditioners | TRC | Existing | NE3974 | Low U-Value Windows | Low U-Value Windows | NonEquip | 20 |  | 5.375% | Tech/Econ | 46% | 3822.7175 | 1.4209 | 0
Tech | Assembly | Space Cooling | Residential-type central air conditioners | TRC | Existing | NE3896 | HVAC tune-up_RTU | HVAC tune-up_RTU | NonEquip | 5 | Packaged air conditioning units (RTUs) | 0% | Tech/Econ | 5% | 0 | 0 | 0
Tech | Assembly | Space Cooling | Residential-type central air conditioners | TRC | Existing | NE3870 | HVAC tune-up | HVAC tune-up | NonEquip | 5 | Residential-type central air conditioners | 0% | Tech/Econ | 5% | 0 | 0 | 0
Tech | Assembly | Space Cooling | Residential-type central air conditioners | TRC | Existing | NE3792 | Green Roof | Green Roof | NonEquip | 15 |  | 0.063% | Tech/Econ | 4.235% | 2.3197 | 0.00098546 | 0
Tech | Assembly | Space Cooling | Residential-type central air conditioners | TRC | Existing | NE3740 | Floor Insulation | Floor Insulation | NonEquip | 20 |  | 12.82% | Tech/Econ | 1.917% | 213.7435 | 0.0042771 | 0
Tech | Assembly | Space Cooling | Residential-type central air conditioners | TRC | Existing | NE3662 | Facility Energy Management System | Facility Energy Management System | NonEquip | 15 |  | 5.375% | Tech/Econ | 20% | 1241.767 | 0.26027 | 0
Tech | Assembly | Space Cooling | Residential-type central air conditioners | TRC | Existing | NE3584 | Energy Recovery Ventilation System (ERV) | Energy Recovery Ventilation System (ERV) | NonEquip | 15 | Packaged air conditioning units (RTUs) | 0% | Tech/Econ | 18.24% | 0 | 0 | 0
Tech | Assembly | Space Cooling | Residential-type central air conditioners | TRC | Existing | NE3506 | Duct Sealing Repair | Duct Sealing Repair | NonEquip | 15 |  | 0% | Tech/Econ | 12% | 0 | 0 | 0
Tech | Assembly | Space Cooling | Residential-type central air conditioners | TRC | Existing | NE3454 | Duct Insulation | Duct Insulation | NonEquip | 15 |  | 0% | Tech/Econ | 2.045% | 0 | 0 | 0
Tech | Assembly | Space Cooling | Residential-type central air conditioners | TRC | Existing | NE3402 | Dedicated Outdoor Air System on VRF unit | Dedicated Outdoor Air System on VRF unit | NonEquip | 15 | Residential-type central air conditioners | 58.91% | Tech/Econ | 17.5% | 11780.9528 | 3.5848 | 0
Tech | Assembly | Space Cooling | Residential-type central air conditioners | TRC | Existing | NE3350 | Cool Roof | Cool Roof | NonEquip | 15 |  | 72.74% | Tech/Econ | 5.431% | 3576.4705 | 1.5194 | 0
Tech | Assembly | Space Cooling | Residential-type central air conditioners | TRC | Existing | NE3298 | Chilled Water System - Variable Speed Drives | Chilled Water System - Variable Speed Drives | NonEquip | 13 | Central chillers inside | 0% | Tech/Econ | 24.74% | 0 | 0 | 0
Tech | Assembly | Space Cooling | Residential-type central air conditioners | TRC | Existing | NE3272 | Chilled Water Controls Optimization | Chilled Water Controls Optimization | NonEquip | 10 | Central chillers inside | 0% | Tech/Econ | 12.5% | 0 | 0 | 0
Tech | Assembly | Space Cooling | Residential-type central air conditioners | TRC | Existing | NE3194 | Ceiling Insulation(R2 to R38) | Ceiling Insulation(R2 to R38) | NonEquip | 20 |  | 0% | Tech/Econ | 49.84% | 0 | 0 | 0
Tech | Assembly | Space Cooling | Residential-type central air conditioners | TRC | Existing | NE3142 | Ceiling Insulation(R19 to R38) | Ceiling Insulation(R19 to R38) | NonEquip | 20 |  | 0% | Tech/Econ | 2.769% | 0 | 0 | 0
Tech | Assembly | Space Cooling | Residential-type central air conditioners | TRC | Existing | NE3090 | Ceiling Insulation(R12 to R38) | Ceiling Insulation(R12 to R38) | NonEquip | 20 |  | 0% | Tech/Econ | 5.999% | 0 | 0 | 0
Tech | Assembly | Space Cooling | Residential-type central air conditioners | TRC | Existing | NE3038 | Airside Economizer | Airside Economizer | NonEquip | 10 | Packaged air conditioning units (RTUs) | 0% | Tech/Econ | 5.556% | 0 | 0 | 0
Tech | Assembly | Space Cooling | Residential-type central air conditioners | TRC | Turnover | ET821 | Geothermal Heat Pump | Geothermal Heat Pump | Equip | 15 | Residential-type central air conditioners | 30.5% | Tech/Econ | 21.18% | 7975.1199 | 3.4297 | 0
Tech | Assembly | Space Cooling | Residential-type central air conditioners | TRC | Turnover | ET1367 | Variable Refrigerant Flow (VRF) HVAC Systems | Variable Refrigerant Flow (VRF) HVAC Systems | Equip | 15 | Residential-type central air conditioners | 49.09% | Tech/Econ | 36.88% | 27297.2095 | 8.3063 | 0
Tech | Assembly | Space Cooling | Residential-type central air conditioners | TRC | Turnover | ET1289 | High Efficiency PTHP | High Efficiency PTHP | Equip | 15 | Residential-type central air conditioners | 0% | Tech/Econ | 23.64% | 0 | 0 | 0
Tech | Assembly | Space Cooling | Residential-type central air conditioners | TRC | Turnover | ET1250 | High Efficiency PTAC | High Efficiency PTAC | Equip | 15 | Residential-type central air conditioners | 0% | Tech/Econ | 23.64% | 0 | 0 | 0
Tech | Assembly | Space Cooling | Residential-type central air conditioners | TRC | New | EN847 | Geothermal Heat Pump | Geothermal Heat Pump | Equip | 15 | Residential-type central air conditioners | 30.5% | Tech/Econ | 21.18% | 68.4397 | 0.029432 | 0
Tech | Assembly | Space Cooling | Residential-type central air conditioners | TRC | New | EN1393 | Variable Refrigerant Flow (VRF) HVAC Systems | Variable Refrigerant Flow (VRF) HVAC Systems | Equip | 15 | Residential-type central air conditioners | 49.09% | Tech/Econ | 36.88% | 234.2552 | 0.071282 | 0
Tech | Assembly | Space Cooling | Residential-type central air conditioners | TRC | New | EN1315 | High Efficiency PTHP | High Efficiency PTHP | Equip | 15 | Residential-type central air conditioners | 0% | Tech/Econ | 23.64% | 0 | 0 | 0
Tech | Assembly | Space Cooling | Residential-type central air conditioners | TRC | New | EN1276 | High Efficiency PTAC | High Efficiency PTAC | Equip | 15 | Residential-type central air conditioners | 0% | Tech/Econ | 23.64% | 0 | 0 | 0
Tech | Assembly | Space Heating | Residential/split system heat pump | TRC | New | NN5339 | Retro-Commissioning | Retro-Commissioning | NonEquip | 5 |  | 0% | Tech/Econ | 16% | 0 | 0 | 0
Tech | Assembly | Space Heating | Residential/split system heat pump | TRC | New | NN4325 | Water Cooled Refrigeration Heat Recovery | Water Cooled Refrigeration Heat Recovery | NonEquip | 20 |  | 0% | Tech/Econ | 10% | 0 | 0 | 0
Tech | Assembly | Space Heating | Residential/split system heat pump | TRC | New | NN4273 | Warehouse Loading Dock Seals | Warehouse Loading Dock Seals | NonEquip | 18 |  | 0% | Tech/Econ | 0.6534% | 0 | 0 | 0
Tech | Assembly | Space Heating | Residential/split system heat pump | TRC | New | NN4169 | Smart Thermostat | Smart Thermostat | NonEquip | 11 |  | 31.48% | Tech/Econ | 10% | 326.1846 | 0 | -0.053597
Tech | Assembly | Space Heating | Residential/split system heat pump | TRC | New | NN4091 | Roof Insulation | Roof Insulation | NonEquip | 20 |  | 58.5% | Tech/Econ | 1.28% | 63.9974 | 0 | 0.028868
Tech | Assembly | Space Heating | Residential/split system heat pump | TRC | New | NN4065 | Programmable Thermostat | Programmable Thermostat | NonEquip | 11 |  | 0% | Tech/Econ | 3.6% | 0 | 0 | 0
Tech | Assembly | Space Heating | Residential/split system heat pump | TRC | New | NN4013 | Low U-Value Windows | Low U-Value Windows | NonEquip | 20 |  | 13.44% | Tech/Econ | 10% | 134.8724 | 0 | 0.00056054
Tech | Assembly | Space Heating | Residential/split system heat pump | TRC | New | NN3935 | Infiltration Reduction - Air Sealing | Infiltration Reduction - Air Sealing | NonEquip | 11 |  | 0% | Tech/Econ | 0.3267% | 0 | 0 | 0
Tech | Assembly | Space Heating | Residential/split system heat pump | TRC | New | NN3779 | Green Roof | Green Roof | NonEquip | 15 |  | 0.315% | Tech/Econ | 1.978% | 0.61701 | 0 | 0
Tech | Assembly | Space Heating | Residential/split system heat pump | TRC | New | NN3727 | Floor Insulation | Floor Insulation | NonEquip | 20 |  | 32.06% | Tech/Econ | 0.6716% | 0 | 0 | 0
Tech | Assembly | Space Heating | Residential/split system heat pump | TRC | New | NN3649 | Facility Energy Management System | Facility Energy Management System | NonEquip | 15 |  | 4.276% | Tech/Econ | 20% | 94.1815 | 0 | 0.0016975
Tech | Assembly | Space Heating | Residential/split system heat pump | TRC | New | NN3571 | ECM Motors on Furnaces | ECM Motors on Furnaces | NonEquip | 15 | Forced air furnace | 0% | Tech/Econ | 1.706% | 0 | 0 | 0
Tech | Assembly | Space Heating | Residential/split system heat pump | TRC | New | NN3545 | Duct Sealing Repair | Duct Sealing Repair | NonEquip | 15 |  | 0% | Tech/Econ | 12% | 0 | 0 | 0
Tech | Assembly | Space Heating | Residential/split system heat pump | TRC | New | NN3493 | Duct Insulation | Duct Insulation | NonEquip | 15 |  | 0% | Tech/Econ | 2.045% | 0 | 0 | 0
Tech | Assembly | Space Heating | Residential/split system heat pump | TRC | New | NN3441 | Destratification Fans | Destratification Fans | NonEquip | 10 |  | 0% | Tech/Econ | 14.47% | 0 | 0 | 0
Tech | Assembly | Space Heating | Residential/split system heat pump | TRC | New | NN3389 | Dedicated Outdoor Air System on VRF unit | Dedicated Outdoor Air System on VRF unit | NonEquip | 15 | Residential/split system heat pump | 58.91% | Tech/Econ | 10% | 555.8189 | 0 | 0.17095
Tech | Assembly | Space Heating | Residential/split system heat pump | TRC | New | NN3337 | Cool Roof | Cool Roof | NonEquip | 15 |  | 72.49% | Tech/Econ | 0.7111% | 0 | 0 | 0
Tech | Assembly | Space Heating | Residential/split system heat pump | TRC | New | NN3181 | Ceiling Insulation(R2 to R38) | Ceiling Insulation(R2 to R38) | NonEquip | 20 |  | 0% | Tech/Econ | 17.46% | 0 | 0 | 0
Tech | Assembly | Space Heating | Residential/split system heat pump | TRC | New | NN3129 | Ceiling Insulation(R19 to R38) | Ceiling Insulation(R19 to R38) | NonEquip | 20 |  | 0% | Tech/Econ | 0.9701% | 0 | 0 | 0
Tech | Assembly | Space Heating | Residential/split system heat pump | TRC | New | NN3077 | Ceiling Insulation(R12 to R38) | Ceiling Insulation(R12 to R38) | NonEquip | 20 |  | 0% | Tech/Econ | 2.102% | 0 | 0 | 0
Tech | Assembly | Space Heating | Residential/split system heat pump | TRC | New | NN2999 | Air Curtains | Air Curtains | NonEquip | 8 |  | 33.25% | Tech/Econ | 1.037% | 0 | 0 | 0
Tech | Assembly | Space Heating | Residential/split system heat pump | TRC | Existing | NE5326 | Retro-Commissioning | Retro-Commissioning | NonEquip | 5 |  | 21.99% | Tech/Econ | 16% | 40345.4388 | 0 | 20.9122
Tech | Assembly | Space Heating | Residential/split system heat pump | TRC | Existing | NE4312 | Water Cooled Refrigeration Heat Recovery | Water Cooled Refrigeration Heat Recovery | NonEquip | 20 |  | 0% | Tech/Econ | 10% | 0 | 0 | 0
Tech | Assembly | Space Heating | Residential/split system heat pump | TRC | Existing | NE4260 | Warehouse Loading Dock Seals | Warehouse Loading Dock Seals | NonEquip | 18 |  | 0% | Tech/Econ | 0.721% | 0 | 0 | 0
Tech | Assembly | Space Heating | Residential/split system heat pump | TRC | Existing | NE4234 | Wall Insulation | Wall Insulation | NonEquip | 20 |  | 0% | Tech/Econ | 1.674% | 0 | 0 | 0
Tech | Assembly | Space Heating | Residential/split system heat pump | TRC | Existing | NE4156 | Smart Thermostat | Smart Thermostat | NonEquip | 11 |  | 31.48% | Tech/Econ | 10% | 39959.3824 | 0 | -6.5659
Tech | Assembly | Space Heating | Residential/split system heat pump | TRC | Existing | NE4078 | Roof Insulation | Roof Insulation | NonEquip | 20 |  | 58.5% | Tech/Econ | 2.825% | 18283.2346 | 0 | 8.2472
Tech | Assembly | Space Heating | Residential/split system heat pump | TRC | Existing | NE4052 | Programmable Thermostat | Programmable Thermostat | NonEquip | 11 |  | 0% | Tech/Econ | 3.6% | 0 | 0 | 0
Tech | Assembly | Space Heating | Residential/split system heat pump | TRC | Existing | NE4000 | Low U-Value Windows | Low U-Value Windows | NonEquip | 20 |  | 5.375% | Tech/Econ | 46% | 38431.3867 | 0 | 0.15972
Tech | Assembly | Space Heating | Residential/split system heat pump | TRC | Existing | NE3922 | Infiltration Reduction - Air Sealing | Infiltration Reduction - Air Sealing | NonEquip | 11 |  | 0% | Tech/Econ | 0.3605% | 0 | 0 | 0
Tech | Assembly | Space Heating | Residential/split system heat pump | TRC | Existing | NE3844 | Hotel Card Energy Control Systems | Hotel Card Energy Control Systems | NonEquip | 15 |  | 0% | Tech/Econ | 0% | 0 | 0 | 0
Tech | Assembly | Space Heating | Residential/split system heat pump | TRC | Existing | NE3766 | Green Roof | Green Roof | NonEquip | 15 |  | 0.063% | Tech/Econ | 2.183% | 14.9633 | 0 | 0
Tech | Assembly | Space Heating | Residential/split system heat pump | TRC | Existing | NE3714 | Floor Insulation | Floor Insulation | NonEquip | 20 |  | 12.82% | Tech/Econ | 0.7411% | 1024.671 | 0 | 0.46221
Tech | Assembly | Space Heating | Residential/split system heat pump | TRC | Existing | NE3636 | Facility Energy Management System | Facility Energy Management System | NonEquip | 15 |  | 5.375% | Tech/Econ | 20% | 13795.9689 | 0 | 0.24865
Tech | Assembly | Space Heating | Residential/split system heat pump | TRC | Existing | NE3558 | ECM Motors on Furnaces | ECM Motors on Furnaces | NonEquip | 15 | Forced air furnace | 0% | Tech/Econ | 1.706% | 0 | 0 | 0
Tech | Assembly | Space Heating | Residential/split system heat pump | TRC | Existing | NE3532 | Duct Sealing Repair | Duct Sealing Repair | NonEquip | 15 |  | 0% | Tech/Econ | 12% | 0 | 0 | 0
Tech | Assembly | Space Heating | Residential/split system heat pump | TRC | Existing | NE3480 | Duct Insulation | Duct Insulation | NonEquip | 15 |  | 0% | Tech/Econ | 2.045% | 0 | 0 | 0
Tech | Assembly | Space Heating | Residential/split system heat pump | TRC | Existing | NE3428 | Destratification Fans | Destratification Fans | NonEquip | 10 |  | 0% | Tech/Econ | 14.47% | 0 | 0 | 0
Tech | Assembly | Space Heating | Residential/split system heat pump | TRC | Existing | NE3376 | Dedicated Outdoor Air System on VRF unit | Dedicated Outdoor Air System on VRF unit | NonEquip | 15 | Residential/split system heat pump | 58.91% | Tech/Econ | 10% | 72437.7204 | 0 | 22.2789
Tech | Assembly | Space Heating | Residential/split system heat pump | TRC | Existing | NE3324 | Cool Roof | Cool Roof | NonEquip | 15 |  | 72.74% | Tech/Econ | 0.7847% | 6189.2847 | 0 | 0
Tech | Assembly | Space Heating | Residential/split system heat pump | TRC | Existing | NE3220 | Ceiling Insulation(R30 to R38) | Ceiling Insulation(R30 to R38) | NonEquip | 20 |  | 0% | Tech/Econ | 0.2855% | 0 | 0 | 0
Tech | Assembly | Space Heating | Residential/split system heat pump | TRC | Existing | NE3168 | Ceiling Insulation(R2 to R38) | Ceiling Insulation(R2 to R38) | NonEquip | 20 |  | 0% | Tech/Econ | 19.27% | 0 | 0 | 0
Tech | Assembly | Space Heating | Residential/split system heat pump | TRC | Existing | NE3116 | Ceiling Insulation(R19 to R38) | Ceiling Insulation(R19 to R38) | NonEquip | 20 |  | 0% | Tech/Econ | 1.07% | 0 | 0 | 0
Tech | Assembly | Space Heating | Residential/split system heat pump | TRC | Existing | NE3064 | Ceiling Insulation(R12 to R38) | Ceiling Insulation(R12 to R38) | NonEquip | 20 |  | 0% | Tech/Econ | 2.319% | 0 | 0 | 0
Tech | Assembly | Space Heating | Residential/split system heat pump | TRC | Existing | NE2986 | Air Curtains | Air Curtains | NonEquip | 8 |  | 33.25% | Tech/Econ | 1.037% | 3753.1446 | 0 | 0.14944
Tech | Assembly | Space Heating | Residential/split system heat pump | TRC | Turnover | ET860 | Geothermal Heat Pump | Geothermal Heat Pump | Equip | 15 | Residential/split system heat pump | 30.5% | Tech/Econ | 2.941% | 10379.2826 | 0 | 3.4284
Tech | Assembly | Space Heating | Residential/split system heat pump | TRC | Turnover | ET1406 | Variable Refrigerant Flow (VRF) HVAC Systems | Variable Refrigerant Flow (VRF) HVAC Systems | Equip | 15 | Residential/split system heat pump | 49.09% | Tech/Econ | 31.25% | 232568.0773 | 0 | 71.5285
Tech | Assembly | Space Heating | Residential/split system heat pump | TRC | Turnover | ET1328 | High Efficiency PTHP | High Efficiency PTHP | Equip | 15 | Residential/split system heat pump | 0% | Tech/Econ | 9.375% | 0 | 0 | 0
Tech | Assembly | Space Heating | Residential/split system heat pump | TRC | New | EN886 | Geothermal Heat Pump | Geothermal Heat Pump | Equip | 15 | Residential/split system heat pump | 30.5% | Tech/Econ | 2.941% | 0 | 0 | 0
Tech | Assembly | Space Heating | Residential/split system heat pump | TRC | New | EN1432 | Variable Refrigerant Flow (VRF) HVAC Systems | Variable Refrigerant Flow (VRF) HVAC Systems | Equip | 15 | Residential/split system heat pump | 49.09% | Tech/Econ | 31.25% | 1995.8188 | 0 | 0.61383
Tech | Assembly | Space Heating | Residential/split system heat pump | TRC | New | EN1354 | High Efficiency PTHP | High Efficiency PTHP | Equip | 15 | Residential/split system heat pump | 0% | Tech/Econ | 9.375% | 0 | 0 | 0
Tech | Assembly | Refrigeration | Residential style | TRC | New | NN5313 | Retro-Commissioning | Retro-Commissioning | NonEquip | 5 |  | 0% | Tech/Econ | 16% | 0 | 0 | 0
Tech | Assembly | Refrigeration | Residential style | TRC | New | NN4897 | Strip Curtains for Walk-ins | Strip Curtains for Walk-ins | NonEquip | 4 | Walk-in cooler | 0% | Tech/Econ | 2.115% | 0 | 0 | 0
Tech | Assembly | Refrigeration | Residential style | TRC | New | NN4871 | Refrigerated Display Case Lighting Controls | Refrigerated Display Case Lighting Controls | NonEquip | 8 | Display cases | 0% | Tech/Econ | 0.9365% | 0 | 0 | 0
Tech | Assembly | Refrigeration | Residential style | TRC | New | NN4845 | PSC to ECM Evaporator Fan Motor (Walk-In, Refrigerator) | PSC to ECM Evaporator Fan Motor (Walk-In, Refrigerator) | NonEquip | 15 | Walk-in cooler | 0% | Tech/Econ | 37.5% | 0 | 0 | 0
Tech | Assembly | Refrigeration | Residential style | TRC | New | NN4819 | PSC to ECM Evaporator Fan Motor (Reach-In) | PSC to ECM Evaporator Fan Motor (Reach-In) | NonEquip | 15 | Display cases | 0% | Tech/Econ | 37.5% | 0 | 0 | 0
Tech | Assembly | Refrigeration | Residential style | TRC | New | NN4793 | Night Covers for Display Cases | Night Covers for Display Cases | NonEquip | 5 | Display cases | 0% | Tech/Econ | 1.877% | 0 | 0 | 0
Tech | Assembly | Refrigeration | Residential style | TRC | New | NN4767 | High R-Value Glass Doors | High R-Value Glass Doors | NonEquip | 12 | Display cases | 0% | Tech/Econ | 0% | 0 | 0 | 0
Tech | Assembly | Refrigeration | Residential style | TRC | New | NN4741 | High Efficiency Refrigeration Compressor | High Efficiency Refrigeration Compressor | NonEquip | 13 | Display cases | 0% | Tech/Econ | 6.922% | 0 | 0 | 0
Tech | Assembly | Refrigeration | Residential style | TRC | New | NN4715 | Freezer-Cooler Replacement Gaskets | Freezer-Cooler Replacement Gaskets | NonEquip | 4 | Display cases | 0% | Tech/Econ | 0% | 0 | 0 | 0
Tech | Assembly | Refrigeration | Residential style | TRC | New | NN4689 | Floating Head Pressure Controls | Floating Head Pressure Controls | NonEquip | 15 |  | 0% | Tech/Econ | 6.05% | 0 | 0 | 0
Tech | Assembly | Refrigeration | Residential style | TRC | New | NN4663 | Demand Defrost | Demand Defrost | NonEquip | 10 | Walk-in cooler | 0% | Tech/Econ | 30% | 0 | 0 | 0
Tech | Assembly | Refrigeration | Residential style | TRC | New | NN4637 | Automatic Door Closer for Walk-in Coolers and Freezers | Automatic Door Closer for Walk-in Coolers and Freezers | NonEquip | 8 | Walk-in cooler | 0% | Tech/Econ | 3.131% | 0 | 0 | 0
Tech | Assembly | Refrigeration | Residential style | TRC | New | NN4611 | Anti-Sweat Controls | Anti-Sweat Controls | NonEquip | 8 | Display cases | 0% | Tech/Econ | 85% | 0 | 0 | 0
Tech | Assembly | Refrigeration | Residential style | TRC | Existing | NE5300 | Retro-Commissioning | Retro-Commissioning | NonEquip | 5 |  | 21.99% | Tech/Econ | 16% | 28235.1365 | 4.7204 | 14.6351
Tech | Assembly | Refrigeration | Residential style | TRC | Existing | NE4884 | Strip Curtains for Walk-ins | Strip Curtains for Walk-ins | NonEquip | 4 | Walk-in cooler | 0% | Tech/Econ | 2.115% | 0 | 0 | 0
Tech | Assembly | Refrigeration | Residential style | TRC | Existing | NE4858 | Refrigerated Display Case Lighting Controls | Refrigerated Display Case Lighting Controls | NonEquip | 8 | Display cases | 0% | Tech/Econ | 2.524% | 0 | 0 | 0
Tech | Assembly | Refrigeration | Residential style | TRC | Existing | NE4832 | PSC to ECM Evaporator Fan Motor (Walk-In, Refrigerator) | PSC to ECM Evaporator Fan Motor (Walk-In, Refrigerator) | NonEquip | 15 | Walk-in cooler | 0% | Tech/Econ | 37.5% | 0 | 0 | 0
Tech | Assembly | Refrigeration | Residential style | TRC | Existing | NE4806 | PSC to ECM Evaporator Fan Motor (Reach-In) | PSC to ECM Evaporator Fan Motor (Reach-In) | NonEquip | 15 | Display cases | 0% | Tech/Econ | 37.5% | 0 | 0 | 0
Tech | Assembly | Refrigeration | Residential style | TRC | Existing | NE4780 | Night Covers for Display Cases | Night Covers for Display Cases | NonEquip | 5 | Display cases | 0% | Tech/Econ | 1.877% | 0 | 0 | 0
Tech | Assembly | Refrigeration | Residential style | TRC | Existing | NE4754 | High R-Value Glass Doors | High R-Value Glass Doors | NonEquip | 12 | Display cases | 0% | Tech/Econ | 23.81% | 0 | 0 | 0
Tech | Assembly | Refrigeration | Residential style | TRC | Existing | NE4728 | High Efficiency Refrigeration Compressor | High Efficiency Refrigeration Compressor | NonEquip | 13 | Display cases | 0% | Tech/Econ | 6.922% | 0 | 0 | 0
Tech | Assembly | Refrigeration | Residential style | TRC | Existing | NE4702 | Freezer-Cooler Replacement Gaskets | Freezer-Cooler Replacement Gaskets | NonEquip | 4 | Display cases | 0% | Tech/Econ | 3.131% | 0 | 0 | 0
Tech | Assembly | Refrigeration | Residential style | TRC | Existing | NE4676 | Floating Head Pressure Controls | Floating Head Pressure Controls | NonEquip | 15 |  | 0% | Tech/Econ | 6.05% | 0 | 0 | 0
Tech | Assembly | Refrigeration | Residential style | TRC | Existing | NE4650 | Demand Defrost | Demand Defrost | NonEquip | 10 | Walk-in cooler | 0% | Tech/Econ | 30% | 0 | 0 | 0
Tech | Assembly | Refrigeration | Residential style | TRC | Existing | NE4624 | Automatic Door Closer for Walk-in Coolers and Freezers | Automatic Door Closer for Walk-in Coolers and Freezers | NonEquip | 8 | Walk-in cooler | 0% | Tech/Econ | 3.131% | 0 | 0 | 0
Tech | Assembly | Refrigeration | Residential style | TRC | Existing | NE4598 | Anti-Sweat Controls | Anti-Sweat Controls | NonEquip | 8 | Display cases | 0% | Tech/Econ | 85% | 0 | 0 | 0
Tech | Assembly | Refrigeration | Residential style | TRC | Turnover | ET2531 | Energy Star Refrigerator | Energy Star Refrigerator | Equip | 12 | Residential style | 35.47% | Tech/Econ | 21.99% | 67879.9595 | 8.9371 | 7.0322
Tech | Assembly | Refrigeration | Residential style | TRC | New | EN2557 | Energy Star Refrigerator | Energy Star Refrigerator | Equip | 12 | Residential style | 35.47% | Tech/Econ | 21.99% | 568.1191 | 0.074799 | 0.058856
Tech | Assembly | Miscellaneous | Pool pump | TRC | New | NN5443 | Retro-Commissioning | Retro-Commissioning | NonEquip | 5 |  | 0% | Tech/Econ | 16% | 0 | 0 | 0
Tech | Assembly | Miscellaneous | Pool pump | TRC | New | NN4533 | VSD Controlled Compressor | VSD Controlled Compressor | NonEquip | 15 | Others | 0% | Tech/Econ | 20.79% | 0 | 0 | 0
Tech | Assembly | Miscellaneous | Pool pump | TRC | New | NN4507 | Regenerative Drive Elevator Motor | Regenerative Drive Elevator Motor | NonEquip | 13 | Elevators/Escalators | 0% | Tech/Econ | 6.211% | 0 | 0 | 0
Tech | Assembly | Miscellaneous | Pool pump | TRC | New | NN4481 | Engine Block Timer | Engine Block Timer | NonEquip | 5 | Others | 0% | Tech/Econ | 36% | 0 | 0 | 0
Tech | Assembly | Miscellaneous | Pool pump | TRC | New | NN4455 | Efficient Motor Belts | Efficient Motor Belts | NonEquip | 10 | Others | 0% | Tech/Econ | 1.105% | 0 | 0 | 0
Tech | Assembly | Miscellaneous | Pool pump | TRC | Existing | NE5430 | Retro-Commissioning | Retro-Commissioning | NonEquip | 5 |  | 21.99% | Tech/Econ | 16% | 48.4462 | 0.0080993 | 0.025111
Tech | Assembly | Miscellaneous | Pool pump | TRC | Existing | NE4520 | VSD Controlled Compressor | VSD Controlled Compressor | NonEquip | 15 | Others | 0% | Tech/Econ | 20.79% | 0 | 0 | 0
Tech | Assembly | Miscellaneous | Pool pump | TRC | Existing | NE4494 | Regenerative Drive Elevator Motor | Regenerative Drive Elevator Motor | NonEquip | 13 | Elevators/Escalators | 0% | Tech/Econ | 6.211% | 0 | 0 | 0
Tech | Assembly | Miscellaneous | Pool pump | TRC | Existing | NE4468 | Engine Block Timer | Engine Block Timer | NonEquip | 5 | Others | 0% | Tech/Econ | 36% | 0 | 0 | 0
Tech | Assembly | Miscellaneous | Pool pump | TRC | Existing | NE4442 | Efficient Motor Belts | Efficient Motor Belts | NonEquip | 10 | Others | 0% | Tech/Econ | 1.105% | 0 | 0 | 0
Tech | Assembly | Miscellaneous | Pool pump | TRC | Turnover | ET2105 | Variable Speed Pool Pump | Variable Speed Pool Pump | Equip | 10 | Pool pump | 46.17% | Tech/Econ | 64.36% | 582.2058 | 0.13702 | 0.021268
Tech | Assembly | Miscellaneous | Pool pump | TRC | Turnover | ET2030 | Solar Powered Pool Pump | Solar Powered Pool Pump | Equip | 10 | Pool pump | 7.98% | Tech/Econ | 81% | 299.7102 | 0.070533 | 0.010948
Tech | Assembly | Miscellaneous | Pool pump | TRC | Turnover | ET1991 | Solar Pool Heater | Solar Pool Heater | Equip | 15 | Pool pump | 11.85% | Tech/Econ | 86.11% | 526.6733 | 0 | 0.019239
Tech | Assembly | Miscellaneous | Pool pump | TRC | Turnover | ET1952 | Heat Pump Pool Heater | Heat Pump Pool Heater | Equip | 15 | Pool pump | 68.53% | Tech/Econ | 80% | 2377.8518 | 0 | 0.086862
Tech | Assembly | Miscellaneous | Pool pump | TRC | New | EN2129 | Variable Speed Pool Pump | Variable Speed Pool Pump | Equip | 10 | Pool pump | 46.17% | Tech/Econ | 64.36% | 1.2286 | 0.00028915 | 4.4882e-05
Tech | Assembly | Miscellaneous | Pool pump | TRC | New | EN2054 | Solar Powered Pool Pump | Solar Powered Pool Pump | Equip | 10 | Pool pump | 7.98% | Tech/Econ | 81% | 2.5084 | 0.00059033 | 9.1632e-05
Tech | Assembly | Miscellaneous | Pool pump | TRC | New | EN2017 | Solar Pool Heater | Solar Pool Heater | Equip | 15 | Pool pump | 11.85% | Tech/Econ | 86.11% | 4.408 | 0 | 0.00016102
Tech | Assembly | Miscellaneous | Pool pump | TRC | New | EN1978 | Heat Pump Pool Heater | Heat Pump Pool Heater | Equip | 15 | Pool pump | 68.53% | Tech/Econ | 80% | 19.9014 | 0 | 0.00072699
Tech | Assembly | Space Heating | Packaged central unit | TRC | New | NN5339 | Retro-Commissioning | Retro-Commissioning | NonEquip | 5 |  | 0% | Tech/Econ | 16% | 0 | 0 | 0
Tech | Assembly | Space Heating | Packaged central unit | TRC | New | NN4325 | Water Cooled Refrigeration Heat Recovery | Water Cooled Refrigeration Heat Recovery | NonEquip | 20 |  | 0% | Tech/Econ | 10% | 0 | 0 | 0
Tech | Assembly | Space Heating | Packaged central unit | TRC | New | NN4273 | Warehouse Loading Dock Seals | Warehouse Loading Dock Seals | NonEquip | 18 |  | 0% | Tech/Econ | 0.6534% | 0 | 0 | 0
Tech | Assembly | Space Heating | Packaged central unit | TRC | New | NN4247 | Wall Insulation | Wall Insulation | NonEquip | 20 |  | 0% | Tech/Econ | 0% | 0 | 0 | 0
Tech | Assembly | Space Heating | Packaged central unit | TRC | New | NN4169 | Smart Thermostat | Smart Thermostat | NonEquip | 11 |  | 31.48% | Tech/Econ | 10% | 726.6479 | 0 | -0.1194
Tech | Assembly | Space Heating | Packaged central unit | TRC | New | NN4091 | Roof Insulation | Roof Insulation | NonEquip | 20 |  | 58.5% | Tech/Econ | 1.28% | 138.4829 | 0 | 0.062467
Tech | Assembly | Space Heating | Packaged central unit | TRC | New | NN4065 | Programmable Thermostat | Programmable Thermostat | NonEquip | 11 |  | 0% | Tech/Econ | 3.6% | 0 | 0 | 0
Tech | Assembly | Space Heating | Packaged central unit | TRC | New | NN4013 | Low U-Value Windows | Low U-Value Windows | NonEquip | 20 |  | 13.44% | Tech/Econ | 10% | 300.458 | 0 | 0.0012487
Tech | Assembly | Space Heating | Packaged central unit | TRC | New | NN3935 | Infiltration Reduction - Air Sealing | Infiltration Reduction - Air Sealing | NonEquip | 11 |  | 0% | Tech/Econ | 0.3267% | 0 | 0 | 0
Tech | Assembly | Space Heating | Packaged central unit | TRC | New | NN3779 | Green Roof | Green Roof | NonEquip | 15 |  | 0.315% | Tech/Econ | 1.978% | 1.3351 | 0 | 0
Tech | Assembly | Space Heating | Packaged central unit | TRC | New | NN3727 | Floor Insulation | Floor Insulation | NonEquip | 20 |  | 32.06% | Tech/Econ | 0.6716% | 0 | 0 | 0
Tech | Assembly | Space Heating | Packaged central unit | TRC | New | NN3649 | Facility Energy Management System | Facility Energy Management System | NonEquip | 15 |  | 4.276% | Tech/Econ | 20% | 199.1296 | 0 | 0.003589
Tech | Assembly | Space Heating | Packaged central unit | TRC | New | NN3571 | ECM Motors on Furnaces | ECM Motors on Furnaces | NonEquip | 15 | Forced air furnace | 0% | Tech/Econ | 1.706% | 0 | 0 | 0
Tech | Assembly | Space Heating | Packaged central unit | TRC | New | NN3545 | Duct Sealing Repair | Duct Sealing Repair | NonEquip | 15 |  | 0% | Tech/Econ | 12% | 0 | 0 | 0
Tech | Assembly | Space Heating | Packaged central unit | TRC | New | NN3493 | Duct Insulation | Duct Insulation | NonEquip | 15 |  | 0% | Tech/Econ | 2.045% | 0 | 0 | 0
Tech | Assembly | Space Heating | Packaged central unit | TRC | New | NN3441 | Destratification Fans | Destratification Fans | NonEquip | 10 |  | 0% | Tech/Econ | 14.47% | 0 | 0 | 0
Tech | Assembly | Space Heating | Packaged central unit | TRC | New | NN3389 | Dedicated Outdoor Air System on VRF unit | Dedicated Outdoor Air System on VRF unit | NonEquip | 15 | Residential/split system heat pump | 0% | Tech/Econ | 10% | 0 | 0 | 0
Tech | Assembly | Space Heating | Packaged central unit | TRC | New | NN3337 | Cool Roof | Cool Roof | NonEquip | 15 |  | 72.49% | Tech/Econ | 0.7111% | 0 | 0 | 0
Tech | Assembly | Space Heating | Packaged central unit | TRC | New | NN3233 | Ceiling Insulation(R30 to R38) | Ceiling Insulation(R30 to R38) | NonEquip | 20 |  | 0% | Tech/Econ | 0.2587% | 0 | 0 | 0
Tech | Assembly | Space Heating | Packaged central unit | TRC | New | NN3181 | Ceiling Insulation(R2 to R38) | Ceiling Insulation(R2 to R38) | NonEquip | 20 |  | 0% | Tech/Econ | 17.46% | 0 | 0 | 0
Tech | Assembly | Space Heating | Packaged central unit | TRC | New | NN3129 | Ceiling Insulation(R19 to R38) | Ceiling Insulation(R19 to R38) | NonEquip | 20 |  | 0% | Tech/Econ | 0.9701% | 0 | 0 | 0
Tech | Assembly | Space Heating | Packaged central unit | TRC | New | NN3077 | Ceiling Insulation(R12 to R38) | Ceiling Insulation(R12 to R38) | NonEquip | 20 |  | 0% | Tech/Econ | 2.102% | 0 | 0 | 0
Tech | Assembly | Space Heating | Packaged central unit | TRC | New | NN2999 | Air Curtains | Air Curtains | NonEquip | 8 |  | 33.25% | Tech/Econ | 1.037% | 0 | 0 | 0
Tech | Assembly | Space Heating | Packaged central unit | TRC | Existing | NE5326 | Retro-Commissioning | Retro-Commissioning | NonEquip | 5 |  | 21.99% | Tech/Econ | 16% | 88842.7066 | 0 | 46.0498
Tech | Assembly | Space Heating | Packaged central unit | TRC | Existing | NE4312 | Water Cooled Refrigeration Heat Recovery | Water Cooled Refrigeration Heat Recovery | NonEquip | 20 |  | 0% | Tech/Econ | 10% | 0 | 0 | 0
Tech | Assembly | Space Heating | Packaged central unit | TRC | Existing | NE4260 | Warehouse Loading Dock Seals | Warehouse Loading Dock Seals | NonEquip | 18 |  | 0% | Tech/Econ | 0.721% | 0 | 0 | 0
Tech | Assembly | Space Heating | Packaged central unit | TRC | Existing | NE4234 | Wall Insulation | Wall Insulation | NonEquip | 20 |  | 0% | Tech/Econ | 1.674% | 0 | 0 | 0
Tech | Assembly | Space Heating | Packaged central unit | TRC | Existing | NE4156 | Smart Thermostat | Smart Thermostat | NonEquip | 11 |  | 31.48% | Tech/Econ | 10% | 84486.8239 | 0 | -13.8823
Tech | Assembly | Space Heating | Packaged central unit | TRC | Existing | NE4078 | Roof Insulation | Roof Insulation | NonEquip | 20 |  | 58.5% | Tech/Econ | 2.825% | 40260.6118 | 0 | 18.1607
Tech | Assembly | Space Heating | Packaged central unit | TRC | Existing | NE4052 | Programmable Thermostat | Programmable Thermostat | NonEquip | 11 |  | 0% | Tech/Econ | 3.6% | 0 | 0 | 0
Tech | Assembly | Space Heating | Packaged central unit | TRC | Existing | NE4000 | Low U-Value Windows | Low U-Value Windows | NonEquip | 20 |  | 5.375% | Tech/Econ | 46% | 68789.7115 | 0 | 0.2859
Tech | Assembly | Space Heating | Packaged central unit | TRC | Existing | NE3922 | Infiltration Reduction - Air Sealing | Infiltration Reduction - Air Sealing | NonEquip | 11 |  | 0% | Tech/Econ | 0.3605% | 0 | 0 | 0
Tech | Assembly | Space Heating | Packaged central unit | TRC | Existing | NE3844 | Hotel Card Energy Control Systems | Hotel Card Energy Control Systems | NonEquip | 15 |  | 0% | Tech/Econ | 0% | 0 | 0 | 0
Tech | Assembly | Space Heating | Packaged central unit | TRC | Existing | NE3766 | Green Roof | Green Roof | NonEquip | 15 |  | 0.063% | Tech/Econ | 2.183% | 32.9499 | 0 | 0
Tech | Assembly | Space Heating | Packaged central unit | TRC | Existing | NE3714 | Floor Insulation | Floor Insulation | NonEquip | 20 |  | 12.82% | Tech/Econ | 0.7411% | 2256.3777 | 0 | 1.0178
Tech | Assembly | Space Heating | Packaged central unit | TRC | Existing | NE3636 | Facility Energy Management System | Facility Energy Management System | NonEquip | 15 |  | 5.375% | Tech/Econ | 20% | 29169.0592 | 0 | 0.52572
Tech | Assembly | Space Heating | Packaged central unit | TRC | Existing | NE3558 | ECM Motors on Furnaces | ECM Motors on Furnaces | NonEquip | 15 | Forced air furnace | 0% | Tech/Econ | 1.706% | 0 | 0 | 0
Tech | Assembly | Space Heating | Packaged central unit | TRC | Existing | NE3532 | Duct Sealing Repair | Duct Sealing Repair | NonEquip | 15 |  | 0% | Tech/Econ | 12% | 0 | 0 | 0
Tech | Assembly | Space Heating | Packaged central unit | TRC | Existing | NE3480 | Duct Insulation | Duct Insulation | NonEquip | 15 |  | 0% | Tech/Econ | 2.045% | 0 | 0 | 0
Tech | Assembly | Space Heating | Packaged central unit | TRC | Existing | NE3428 | Destratification Fans | Destratification Fans | NonEquip | 10 |  | 0% | Tech/Econ | 14.47% | 0 | 0 | 0
Tech | Assembly | Space Heating | Packaged central unit | TRC | Existing | NE3376 | Dedicated Outdoor Air System on VRF unit | Dedicated Outdoor Air System on VRF unit | NonEquip | 15 | Residential/split system heat pump | 0% | Tech/Econ | 10% | 0 | 0 | 0
Tech | Assembly | Space Heating | Packaged central unit | TRC | Existing | NE3324 | Cool Roof | Cool Roof | NonEquip | 15 |  | 72.74% | Tech/Econ | 0.7847% | 13629.1195 | 0 | 0
Tech | Assembly | Space Heating | Packaged central unit | TRC | Existing | NE3220 | Ceiling Insulation(R30 to R38) | Ceiling Insulation(R30 to R38) | NonEquip | 20 |  | 0% | Tech/Econ | 0.2855% | 0 | 0 | 0
Tech | Assembly | Space Heating | Packaged central unit | TRC | Existing | NE3168 | Ceiling Insulation(R2 to R38) | Ceiling Insulation(R2 to R38) | NonEquip | 20 |  | 0% | Tech/Econ | 19.27% | 0 | 0 | 0
Tech | Assembly | Space Heating | Packaged central unit | TRC | Existing | NE3116 | Ceiling Insulation(R19 to R38) | Ceiling Insulation(R19 to R38) | NonEquip | 20 |  | 0% | Tech/Econ | 1.07% | 0 | 0 | 0
Tech | Assembly | Space Heating | Packaged central unit | TRC | Existing | NE3064 | Ceiling Insulation(R12 to R38) | Ceiling Insulation(R12 to R38) | NonEquip | 20 |  | 0% | Tech/Econ | 2.319% | 0 | 0 | 0
Tech | Assembly | Space Heating | Packaged central unit | TRC | Existing | NE2986 | Air Curtains | Air Curtains | NonEquip | 8 |  | 33.25% | Tech/Econ | 1.037% | 8264.6151 | 0 | 0.32908
Tech | Assembly | Space Heating | Packaged central unit | TRC | Turnover | ET1211 | High Efficiency DX 135k- less than 240k BTU | High Efficiency DX 135k- less than 240k BTU | Equip | 15 | Packaged central unit | 94.56% | Tech/Econ | 3.03% | 74494.5618 | 0 | 0
Tech | Assembly | Space Heating | Packaged central unit | TRC | New | EN1237 | High Efficiency DX 135k- less than 240k BTU | High Efficiency DX 135k- less than 240k BTU | Equip | 15 | Packaged central unit | 94.56% | Tech/Econ | 3.03% | 632.0975 | 0 | 0
Tech | Assembly | Space Cooling | Packaged air conditioning units (RTUs) | TRC | New | NN5365 | Retro-Commissioning | Retro-Commissioning | NonEquip | 5 |  | 0% | Tech/Econ | 16% | 0 | 0 | 0
Tech | Assembly | Space Cooling | Packaged air conditioning units (RTUs) | TRC | New | NN4377 | Window Sun Protection | Window Sun Protection | NonEquip | 10 |  | 15.35% | Tech/Econ | 16% | 5000.102 | 1.5569 | -0.087715
Tech | Assembly | Space Cooling | Packaged air conditioning units (RTUs) | TRC | New | NN4351 | Waterside Economizer | Waterside Economizer | NonEquip | 20 |  | 0% | Tech/Econ | 5.556% | 0 | 0 | 0
Tech | Assembly | Space Cooling | Packaged air conditioning units (RTUs) | TRC | New | NN4143 | Smart Thermostat | Smart Thermostat | NonEquip | 11 |  | 31.48% | Tech/Econ | 10% | 6094.9636 | 0.072371 | 0
Tech | Assembly | Space Cooling | Packaged air conditioning units (RTUs) | TRC | New | NN4117 | Roof Insulation | Roof Insulation | NonEquip | 20 |  | 58.5% | Tech/Econ | 3.654% | 0 | 0 | 0
Tech | Assembly | Space Cooling | Packaged air conditioning units (RTUs) | TRC | New | NN4039 | Programmable Thermostat | Programmable Thermostat | NonEquip | 11 |  | 0% | Tech/Econ | 3.6% | 0 | 0 | 0
Tech | Assembly | Space Cooling | Packaged air conditioning units (RTUs) | TRC | New | NN3987 | Low U-Value Windows | Low U-Value Windows | NonEquip | 20 |  | 13.44% | Tech/Econ | 10% | 2669.0517 | 0.99209 | 0
Tech | Assembly | Space Cooling | Packaged air conditioning units (RTUs) | TRC | New | NN3909 | HVAC tune-up_RTU | HVAC tune-up_RTU | NonEquip | 5 | Packaged air conditioning units (RTUs) | 0% | Tech/Econ | 5% | 0 | 0 | 0
Tech | Assembly | Space Cooling | Packaged air conditioning units (RTUs) | TRC | New | NN3883 | HVAC tune-up | HVAC tune-up | NonEquip | 5 | Residential-type central air conditioners | 0% | Tech/Econ | 5% | 0 | 0 | 0
Tech | Assembly | Space Cooling | Packaged air conditioning units (RTUs) | TRC | New | NN3805 | Green Roof | Green Roof | NonEquip | 15 |  | 0.315% | Tech/Econ | 4.235% | 0 | 0 | 0
Tech | Assembly | Space Cooling | Packaged air conditioning units (RTUs) | TRC | New | NN3675 | Facility Energy Management System | Facility Energy Management System | NonEquip | 15 |  | 4.276% | Tech/Econ | 20% | 2070.2838 | 0.43392 | 0
Tech | Assembly | Space Cooling | Packaged air conditioning units (RTUs) | TRC | New | NN3623 | Facility Commissioning | Facility Commissioning | NonEquip | 10 |  | 35.83% | Tech/Econ | 16% | 12384.7126 | 2.1683 | 0.04947
Tech | Assembly | Space Cooling | Packaged air conditioning units (RTUs) | TRC | New | NN3597 | Energy Recovery Ventilation System (ERV) | Energy Recovery Ventilation System (ERV) | NonEquip | 15 | Packaged air conditioning units (RTUs) | 54.84% | Tech/Econ | 18.24% | 24007.6967 | 35.2018 | 6.822
Tech | Assembly | Space Cooling | Packaged air conditioning units (RTUs) | TRC | New | NN3519 | Duct Sealing Repair | Duct Sealing Repair | NonEquip | 15 |  | 0% | Tech/Econ | 12% | 0 | 0 | 0
Tech | Assembly | Space Cooling | Packaged air conditioning units (RTUs) | TRC | New | NN3467 | Duct Insulation | Duct Insulation | NonEquip | 15 |  | 0% | Tech/Econ | 2.045% | 0 | 0 | 0
Tech | Assembly | Space Cooling | Packaged air conditioning units (RTUs) | TRC | New | NN3415 | Dedicated Outdoor Air System on VRF unit | Dedicated Outdoor Air System on VRF unit | NonEquip | 15 | Residential-type central air conditioners | 0% | Tech/Econ | 17.5% | 0 | 0 | 0
Tech | Assembly | Space Cooling | Packaged air conditioning units (RTUs) | TRC | New | NN3363 | Cool Roof | Cool Roof | NonEquip | 15 |  | 72.49% | Tech/Econ | 5.431% | 0 | 0 | 0
Tech | Assembly | Space Cooling | Packaged air conditioning units (RTUs) | TRC | New | NN3311 | Chilled Water System - Variable Speed Drives | Chilled Water System - Variable Speed Drives | NonEquip | 13 | Central chillers inside | 0% | Tech/Econ | 24.74% | 0 | 0 | 0
Tech | Assembly | Space Cooling | Packaged air conditioning units (RTUs) | TRC | New | NN3285 | Chilled Water Controls Optimization | Chilled Water Controls Optimization | NonEquip | 10 | Central chillers inside | 0% | Tech/Econ | 12.5% | 0 | 0 | 0
Tech | Assembly | Space Cooling | Packaged air conditioning units (RTUs) | TRC | New | NN3207 | Ceiling Insulation(R2 to R38) | Ceiling Insulation(R2 to R38) | NonEquip | 20 |  | 0% | Tech/Econ | 49.84% | 0 | 0 | 0
Tech | Assembly | Space Cooling | Packaged air conditioning units (RTUs) | TRC | New | NN3155 | Ceiling Insulation(R19 to R38) | Ceiling Insulation(R19 to R38) | NonEquip | 20 |  | 0% | Tech/Econ | 2.769% | 0 | 0 | 0
Tech | Assembly | Space Cooling | Packaged air conditioning units (RTUs) | TRC | New | NN3103 | Ceiling Insulation(R12 to R38) | Ceiling Insulation(R12 to R38) | NonEquip | 20 |  | 0% | Tech/Econ | 5.999% | 0 | 0 | 0
Tech | Assembly | Space Cooling | Packaged air conditioning units (RTUs) | TRC | New | NN3051 | Airside Economizer | Airside Economizer | NonEquip | 10 | Packaged air conditioning units (RTUs) | 4.552% | Tech/Econ | 5.556% | 480.1801 | -0.080438 | 8.0666e-07
Tech | Assembly | Space Cooling | Packaged air conditioning units (RTUs) | TRC | Existing | NE5352 | Retro-Commissioning | Retro-Commissioning | NonEquip | 5 |  | 21.99% | Tech/Econ | 16% | 744917.0466 | 124.5366 | 0
Tech | Assembly | Space Cooling | Packaged air conditioning units (RTUs) | TRC | Existing | NE4364 | Window Sun Protection | Window Sun Protection | NonEquip | 10 |  | 7.839% | Tech/Econ | 16% | 315738.2412 | 98.3111 | -5.5389
Tech | Assembly | Space Cooling | Packaged air conditioning units (RTUs) | TRC | Existing | NE4338 | Waterside Economizer | Waterside Economizer | NonEquip | 20 |  | 0% | Tech/Econ | 5.556% | 0 | 0 | 0
Tech | Assembly | Space Cooling | Packaged air conditioning units (RTUs) | TRC | Existing | NE4208 | Wall Insulation | Wall Insulation | NonEquip | 20 |  | 0% | Tech/Econ | 29.66% | 0 | 0 | 0
Tech | Assembly | Space Cooling | Packaged air conditioning units (RTUs) | TRC | Existing | NE4130 | Smart Thermostat | Smart Thermostat | NonEquip | 11 |  | 31.48% | Tech/Econ | 10% | 782455.5165 | 9.2908 | 0
Tech | Assembly | Space Cooling | Packaged air conditioning units (RTUs) | TRC | Existing | NE4104 | Roof Insulation | Roof Insulation | NonEquip | 20 |  | 58.5% | Tech/Econ | 7.307% | 1029122.53 | 20.5931 | 0
Tech | Assembly | Space Cooling | Packaged air conditioning units (RTUs) | TRC | Existing | NE4026 | Programmable Thermostat | Programmable Thermostat | NonEquip | 11 |  | 0% | Tech/Econ | 3.6% | 0 | 0 | 0
Tech | Assembly | Space Cooling | Packaged air conditioning units (RTUs) | TRC | Existing | NE3974 | Low U-Value Windows | Low U-Value Windows | NonEquip | 20 |  | 5.375% | Tech/Econ | 46% | 715183.4907 | 265.8358 | 0
Tech | Assembly | Space Cooling | Packaged air conditioning units (RTUs) | TRC | Existing | NE3896 | HVAC tune-up_RTU | HVAC tune-up_RTU | NonEquip | 5 | Packaged air conditioning units (RTUs) | 0% | Tech/Econ | 5% | 0 | 0 | 0
Tech | Assembly | Space Cooling | Packaged air conditioning units (RTUs) | TRC | Existing | NE3870 | HVAC tune-up | HVAC tune-up | NonEquip | 5 | Residential-type central air conditioners | 0% | Tech/Econ | 5% | 0 | 0 | 0
Tech | Assembly | Space Cooling | Packaged air conditioning units (RTUs) | TRC | Existing | NE3792 | Green Roof | Green Roof | NonEquip | 15 |  | 0.063% | Tech/Econ | 4.235% | 544.9931 | 0.23152 | 0
Tech | Assembly | Space Cooling | Packaged air conditioning units (RTUs) | TRC | Existing | NE3740 | Floor Insulation | Floor Insulation | NonEquip | 20 |  | 12.82% | Tech/Econ | 1.917% | 50216.9116 | 1.0049 | 0
Tech | Assembly | Space Cooling | Packaged air conditioning units (RTUs) | TRC | Existing | NE3662 | Facility Energy Management System | Facility Energy Management System | NonEquip | 15 |  | 5.375% | Tech/Econ | 20% | 303260.8961 | 63.5616 | 0
Tech | Assembly | Space Cooling | Packaged air conditioning units (RTUs) | TRC | Existing | NE3584 | Energy Recovery Ventilation System (ERV) | Energy Recovery Ventilation System (ERV) | NonEquip | 15 | Packaged air conditioning units (RTUs) | 53.67% | Tech/Econ | 18.24% | 2731823.815 | 4005.5953 | 776.2718
Tech | Assembly | Space Cooling | Packaged air conditioning units (RTUs) | TRC | Existing | NE3506 | Duct Sealing Repair | Duct Sealing Repair | NonEquip | 15 |  | 0% | Tech/Econ | 12% | 0 | 0 | 0
Tech | Assembly | Space Cooling | Packaged air conditioning units (RTUs) | TRC | Existing | NE3454 | Duct Insulation | Duct Insulation | NonEquip | 15 |  | 0% | Tech/Econ | 2.045% | 0 | 0 | 0
Tech | Assembly | Space Cooling | Packaged air conditioning units (RTUs) | TRC | Existing | NE3402 | Dedicated Outdoor Air System on VRF unit | Dedicated Outdoor Air System on VRF unit | NonEquip | 15 | Residential-type central air conditioners | 0% | Tech/Econ | 17.5% | 0 | 0 | 0
Tech | Assembly | Space Cooling | Packaged air conditioning units (RTUs) | TRC | Existing | NE3350 | Cool Roof | Cool Roof | NonEquip | 15 |  | 72.74% | Tech/Econ | 5.431% | 908238.3335 | 385.8377 | 0
Tech | Assembly | Space Cooling | Packaged air conditioning units (RTUs) | TRC | Existing | NE3298 | Chilled Water System - Variable Speed Drives | Chilled Water System - Variable Speed Drives | NonEquip | 13 | Central chillers inside | 0% | Tech/Econ | 24.74% | 0 | 0 | 0
Tech | Assembly | Space Cooling | Packaged air conditioning units (RTUs) | TRC | Existing | NE3272 | Chilled Water Controls Optimization | Chilled Water Controls Optimization | NonEquip | 10 | Central chillers inside | 0% | Tech/Econ | 12.5% | 0 | 0 | 0
Tech | Assembly | Space Cooling | Packaged air conditioning units (RTUs) | TRC | Existing | NE3194 | Ceiling Insulation(R2 to R38) | Ceiling Insulation(R2 to R38) | NonEquip | 20 |  | 0% | Tech/Econ | 49.84% | 0 | 0 | 0
Tech | Assembly | Space Cooling | Packaged air conditioning units (RTUs) | TRC | Existing | NE3142 | Ceiling Insulation(R19 to R38) | Ceiling Insulation(R19 to R38) | NonEquip | 20 |  | 0% | Tech/Econ | 2.769% | 0 | 0 | 0
Tech | Assembly | Space Cooling | Packaged air conditioning units (RTUs) | TRC | Existing | NE3090 | Ceiling Insulation(R12 to R38) | Ceiling Insulation(R12 to R38) | NonEquip | 20 |  | 0% | Tech/Econ | 5.999% | 0 | 0 | 0
Tech | Assembly | Space Cooling | Packaged air conditioning units (RTUs) | TRC | Existing | NE3038 | Airside Economizer | Airside Economizer | NonEquip | 10 | Packaged air conditioning units (RTUs) | 4.552% | Tech/Econ | 5.556% | 58289.859 | -9.7645 | 9.7921e-05
Tech | Assembly | Space Cooling | Packaged air conditioning units (RTUs) | TRC | Turnover | ET1172 | High Efficiency DX 135k- less than 240k BTU | High Efficiency DX 135k- less than 240k BTU | Equip | 15 | Packaged air conditioning units (RTUs) | 94.56% | Tech/Econ | 4.348% | 907827.4018 | 375.3993 | 0
Tech | Assembly | Space Cooling | Packaged air conditioning units (RTUs) | TRC | New | EN1198 | High Efficiency DX 135k- less than 240k BTU | High Efficiency DX 135k- less than 240k BTU | Equip | 15 | Packaged air conditioning units (RTUs) | 94.56% | Tech/Econ | 4.348% | 3343.618 | 1.3826 | 0
Tech | Assembly | Interior Lighting | Overhead (fluorescent/LED/CFL U-shape) | TRC | New | NN5261 | Retro-Commissioning | Retro-Commissioning | NonEquip | 5 |  | 0% | Tech/Econ | 16% | 0 | 0 | 0
Tech | Assembly | Interior Lighting | Overhead (fluorescent/LED/CFL U-shape) | TRC | New | NN4429 | Interior Lighting Controls | Interior Lighting Controls | NonEquip | 8 | Overhead (fluorescent/LED/CFL U-shape) | 15.09% | Tech/Econ | 28% | 1631.5231 | 0 | 0
Tech | Assembly | Interior Lighting | Overhead (fluorescent/LED/CFL U-shape) | TRC | New | NN4403 | Bi-Level Lighting Control (Interior) | Bi-Level Lighting Control (Interior) | NonEquip | 8 | Overhead (fluorescent/LED/CFL U-shape) | 22.45% | Tech/Econ | 31% | 2889.6266 | 0.0079447 | 0
Tech | Assembly | Interior Lighting | Overhead (fluorescent/LED/CFL U-shape) | TRC | New | NN3701 | Facility Energy Management System | Facility Energy Management System | NonEquip | 15 |  | 4.276% | Tech/Econ | 24% | 379.6074 | 0.079563 | 0.0068418
Tech | Assembly | Interior Lighting | Overhead (fluorescent/LED/CFL U-shape) | TRC | Existing | NE5248 | Retro-Commissioning | Retro-Commissioning | NonEquip | 5 |  | 21.99% | Tech/Econ | 16% | 127236.3985 | 21.2716 | 65.9504
Tech | Assembly | Interior Lighting | Overhead (fluorescent/LED/CFL U-shape) | TRC | Existing | NE4416 | Interior Lighting Controls | Interior Lighting Controls | NonEquip | 8 | Overhead (fluorescent/LED/CFL U-shape) | 15.09% | Tech/Econ | 28% | 171313.3878 | 0 | 0
Tech | Assembly | Interior Lighting | Overhead (fluorescent/LED/CFL U-shape) | TRC | Existing | NE4390 | Bi-Level Lighting Control (Interior) | Bi-Level Lighting Control (Interior) | NonEquip | 8 | Overhead (fluorescent/LED/CFL U-shape) | 22.45% | Tech/Econ | 31% | 303416.9181 | 0.83421 | 0
Tech | Assembly | Interior Lighting | Overhead (fluorescent/LED/CFL U-shape) | TRC | Existing | NE3688 | Facility Energy Management System | Facility Energy Management System | NonEquip | 15 |  | 5.375% | Tech/Econ | 24% | 47263.0575 | 9.906 | 0.85183
Tech | Assembly | Interior Lighting | Overhead (fluorescent/LED/CFL U-shape) | TRC | Turnover | ET1796 | Premium T8 - Lamp Replacement | Premium T8 - Lamp Replacement | Equip | 8 | Overhead (fluorescent/LED/CFL U-shape) | 0% | Tech/Econ | 12.5% | 0 | 0 | 0
Tech | Assembly | Interior Lighting | Overhead (fluorescent/LED/CFL U-shape) | TRC | Turnover | ET1757 | Premium T8 - Fixture Replacement | Premium T8 - Fixture Replacement | Equip | 8 | Overhead (fluorescent/LED/CFL U-shape) | 0% | Tech/Econ | 12.5% | 0 | 0 | 0
Tech | Assembly | Interior Lighting | Overhead (fluorescent/LED/CFL U-shape) | TRC | Turnover | ET1718 | LED Linear - Lamp Replacement | LED Linear - Lamp Replacement | Equip | 15 | Overhead (fluorescent/LED/CFL U-shape) | 22.32% | Tech/Econ | 25.43% | 220381.129 | 53.2347 | 12.2226
Tech | Assembly | Interior Lighting | Overhead (fluorescent/LED/CFL U-shape) | TRC | Turnover | ET1679 | LED Linear - Fixture Replacement | LED Linear - Fixture Replacement | Equip | 15 | Overhead (fluorescent/LED/CFL U-shape) | 24.1% | Tech/Econ | 50.28% | 601080.1622 | 145.7042 | 33.3317
Tech | Assembly | Interior Lighting | Overhead (fluorescent/LED/CFL U-shape) | TRC | New | EN1822 | Premium T8 - Lamp Replacement | Premium T8 - Lamp Replacement | Equip | 8 | Overhead (fluorescent/LED/CFL U-shape) | 0% | Tech/Econ | 12.5% | 0 | 0 | 0
Tech | Assembly | Interior Lighting | Overhead (fluorescent/LED/CFL U-shape) | TRC | New | EN1783 | Premium T8 - Fixture Replacement | Premium T8 - Fixture Replacement | Equip | 8 | Overhead (fluorescent/LED/CFL U-shape) | 0% | Tech/Econ | 12.5% | 0 | 0 | 0
Tech | Assembly | Interior Lighting | Overhead (fluorescent/LED/CFL U-shape) | TRC | New | EN1744 | LED Linear - Lamp Replacement | LED Linear - Lamp Replacement | Equip | 15 | Overhead (fluorescent/LED/CFL U-shape) | 0% | Tech/Econ | 25.43% | 0 | 0 | 0
Tech | Assembly | Interior Lighting | Overhead (fluorescent/LED/CFL U-shape) | TRC | New | EN1705 | LED Linear - Fixture Replacement | LED Linear - Fixture Replacement | Equip | 15 | Overhead (fluorescent/LED/CFL U-shape) | 0% | Tech/Econ | 50.28% | 0 | 0 | 0
Tech | Assembly | Cooking | Oven | TRC | Turnover | ET41 | Energy Star Commercial Oven | Energy Star Commercial Oven | Equip | 12 | Oven | 0% | Tech/Econ | 34.83% | 0 | 0 | 0
Tech | Assembly | Cooking | Oven | TRC | New | EN67 | Energy Star Commercial Oven | Energy Star Commercial Oven | Equip | 12 | Oven | 0% | Tech/Econ | 34.83% | 0 | 0 | 0
Tech | Assembly | Miscellaneous | Others | TRC | New | NN5443 | Retro-Commissioning | Retro-Commissioning | NonEquip | 5 |  | 0% | Tech/Econ | 16% | 0 | 0 | 0
Tech | Assembly | Miscellaneous | Others | TRC | New | NN4533 | VSD Controlled Compressor | VSD Controlled Compressor | NonEquip | 15 | Others | 27.75% | Tech/Econ | 20.79% | 2263.4263 | 0.34129 | 0.15974
Tech | Assembly | Miscellaneous | Others | TRC | New | NN4507 | Regenerative Drive Elevator Motor | Regenerative Drive Elevator Motor | NonEquip | 13 | Elevators/Escalators | 0% | Tech/Econ | 6.211% | 0 | 0 | 0
Tech | Assembly | Miscellaneous | Others | TRC | New | NN4481 | Engine Block Timer | Engine Block Timer | NonEquip | 5 | Others | 0% | Tech/Econ | 36% | 0 | 0 | 0
Tech | Assembly | Miscellaneous | Others | TRC | New | NN4455 | Efficient Motor Belts | Efficient Motor Belts | NonEquip | 10 | Others | 4.793% | Tech/Econ | 1.105% | 19.1047 | 0.002619 | 0.0006467
Tech | Assembly | Miscellaneous | Others | TRC | Existing | NE5430 | Retro-Commissioning | Retro-Commissioning | NonEquip | 5 |  | 21.99% | Tech/Econ | 16% | 159076.328 | 26.5947 | 82.454
Tech | Assembly | Miscellaneous | Others | TRC | Existing | NE4520 | VSD Controlled Compressor | VSD Controlled Compressor | NonEquip | 15 | Others | 5.549% | Tech/Econ | 20.79% | 54087.7079 | 8.1556 | 3.8171
Tech | Assembly | Miscellaneous | Others | TRC | Existing | NE4494 | Regenerative Drive Elevator Motor | Regenerative Drive Elevator Motor | NonEquip | 13 | Elevators/Escalators | 0% | Tech/Econ | 6.211% | 0 | 0 | 0
Tech | Assembly | Miscellaneous | Others | TRC | Existing | NE4468 | Engine Block Timer | Engine Block Timer | NonEquip | 5 | Others | 0% | Tech/Econ | 36% | 0 | 0 | 0
Tech | Assembly | Miscellaneous | Others | TRC | Existing | NE4442 | Efficient Motor Belts | Efficient Motor Belts | NonEquip | 10 | Others | 4.793% | Tech/Econ | 1.105% | 2310.1918 | 0.31669 | 0.0782
Tech | Assembly | Miscellaneous | Others | TRC | Turnover | ET1913 | ENERGY STAR Water Cooler | ENERGY STAR Water Cooler | Equip | 10 | Others | 0% | Tech/Econ | 68.49% | 0 | 0 | 0
Tech | Assembly | Miscellaneous | Others | TRC | Turnover | ET1874 | ENERGY STAR Commercial Clothes Washer | ENERGY STAR Commercial Clothes Washer | Equip | 7 | Others | 0% | Tech/Econ | 27.27% | 0 | 0 | 0
Tech | Assembly | Miscellaneous | Others | TRC | Turnover | ET1835 | Efficient Battery Charger | Efficient Battery Charger | Equip | 7 | Others | 17.92% | Tech/Econ | 13.68% | 113578.4119 | 62.2347 | 0
Tech | Assembly | Miscellaneous | Others | TRC | New | EN1939 | ENERGY STAR Water Cooler | ENERGY STAR Water Cooler | Equip | 10 | Others | 0% | Tech/Econ | 68.49% | 0 | 0 | 0
Tech | Assembly | Miscellaneous | Others | TRC | New | EN1900 | ENERGY STAR Commercial Clothes Washer | ENERGY STAR Commercial Clothes Washer | Equip | 7 | Others | 0% | Tech/Econ | 27.27% | 0 | 0 | 0
Tech | Assembly | Miscellaneous | Others | TRC | New | EN1861 | Efficient Battery Charger | Efficient Battery Charger | Equip | 7 | Others | 17.92% | Tech/Econ | 13.68% | 906.2193 | 0.49656 | 0
Tech | Assembly | Office Equipment | Other office | TRC | New | NN4585 | Smart Strip Plug Outlet | Smart Strip Plug Outlet | NonEquip | 4 |  | 43.9% | Tech/Econ | 1.187% | 53.8283 | 0.008004 | 0
Tech | Assembly | Office Equipment | Other office | TRC | New | NN4559 | Network PC Power Management | Network PC Power Management | NonEquip | 5 | Computers | 0% | Tech/Econ | 56.5% | 0 | 0 | 0
Tech | Assembly | Office Equipment | Other office | TRC | Existing | NE4572 | Smart Strip Plug Outlet | Smart Strip Plug Outlet | NonEquip | 4 |  | 43.9% | Tech/Econ | 1.187% | 6431.5128 | 0.95633 | 0
Tech | Assembly | Office Equipment | Other office | TRC | Existing | NE4546 | Network PC Power Management | Network PC Power Management | NonEquip | 5 | Computers | 0% | Tech/Econ | 56.5% | 0 | 0 | 0
Tech | Assembly | Office Equipment | Other office | TRC | Turnover | ET2258 | Energy Star Uninterruptable Power Supply | Energy Star Uninterruptable Power Supply | Equip | 10 | Other office | 0% | Tech/Econ | 1.878% | 0 | 0 | 0
Tech | Assembly | Office Equipment | Other office | TRC | New | EN2284 | Energy Star Uninterruptable Power Supply | Energy Star Uninterruptable Power Supply | Equip | 10 | Other office | 0% | Tech/Econ | 1.878% | 0 | 0 | 0
Tech | Assembly | Ventilation and Circulation | Motor/Fan | TRC | New | NN5391 | Retro-Commissioning | Retro-Commissioning | NonEquip | 5 |  | 0% | Tech/Econ | 16% | 0 | 0 | 0
Tech | Assembly | Ventilation and Circulation | Motor/Fan | TRC | New | NN4975 | VAV System | VAV System | NonEquip | 10 |  | 0% | Tech/Econ | 30% | 0 | 0 | 0
Tech | Assembly | Ventilation and Circulation | Motor/Fan | TRC | New | NN4949 | Demand Controlled Ventilation | Demand Controlled Ventilation | NonEquip | 10 |  | 17.54% | Tech/Econ | 50% | 0.40718 | 4.2393e-05 | 0.00023867
Tech | Assembly | Ventilation and Circulation | Motor/Fan | TRC | New | NN4923 | CO Sensors for Parking Garage Exhaust | CO Sensors for Parking Garage Exhaust | NonEquip | 15 | Motor/Fan | 0% | Tech/Econ | 33% | 0 | 0 | 0
Tech | Assembly | Ventilation and Circulation | Motor/Fan | TRC | Existing | NE5378 | Retro-Commissioning | Retro-Commissioning | NonEquip | 5 |  | 21.99% | Tech/Econ | 16% | 17.4015 | 0.0029092 | 0.0090197
Tech | Assembly | Ventilation and Circulation | Motor/Fan | TRC | Existing | NE4962 | VAV System | VAV System | NonEquip | 10 |  | 0% | Tech/Econ | 30% | 0 | 0 | 0
Tech | Assembly | Ventilation and Circulation | Motor/Fan | TRC | Existing | NE4936 | Demand Controlled Ventilation | Demand Controlled Ventilation | NonEquip | 10 |  | 18.71% | Tech/Econ | 50% | 51.8939 | 0.0054029 | 0.030418
Tech | Assembly | Ventilation and Circulation | Motor/Fan | TRC | Existing | NE4910 | CO Sensors for Parking Garage Exhaust | CO Sensors for Parking Garage Exhaust | NonEquip | 15 | Motor/Fan | 0% | Tech/Econ | 33% | 0 | 0 | 0
Tech | Assembly | Ventilation and Circulation | Motor/Fan | TRC | Turnover | ET2687 | High Speed Fans | High Speed Fans | Equip | 7 | Motor/Fan | 11.82% | Tech/Econ | 10.99% | 6.5283 | 0.00090862 | 8.3237e-05
Tech | Assembly | Ventilation and Circulation | Motor/Fan | TRC | Turnover | ET2648 | 10HP Open Drip-Proof(ODP) Motor | 10HP Open Drip-Proof(ODP) Motor | Equip | 15 | Motor/Fan | 29.73% | Tech/Econ | 1.079% | 1.5913 | 0.00021815 | 5.3866e-05
Tech | Assembly | Ventilation and Circulation | Motor/Fan | TRC | New | EN2713 | High Speed Fans | High Speed Fans | Equip | 7 | Motor/Fan | 11.82% | Tech/Econ | 10.99% | 0.054991 | 7.6538e-06 | 7.0114e-07
Tech | Assembly | Ventilation and Circulation | Motor/Fan | TRC | New | EN2674 | 10HP Open Drip-Proof(ODP) Motor | 10HP Open Drip-Proof(ODP) Motor | Equip | 15 | Motor/Fan | 37.16% | Tech/Econ | 1.079% | 0.016755 | 2.2969e-06 | 5.6717e-07
Tech | Assembly | Miscellaneous | Medical equipment | TRC | New | NN5443 | Retro-Commissioning | Retro-Commissioning | NonEquip | 5 |  | 0% | Tech/Econ | 16% | 0 | 0 | 0
Tech | Assembly | Miscellaneous | Medical equipment | TRC | New | NN4533 | VSD Controlled Compressor | VSD Controlled Compressor | NonEquip | 15 | Others | 0% | Tech/Econ | 20.79% | 0 | 0 | 0
Tech | Assembly | Miscellaneous | Medical equipment | TRC | New | NN4507 | Regenerative Drive Elevator Motor | Regenerative Drive Elevator Motor | NonEquip | 13 | Elevators/Escalators | 0% | Tech/Econ | 6.211% | 0 | 0 | 0
Tech | Assembly | Miscellaneous | Medical equipment | TRC | New | NN4481 | Engine Block Timer | Engine Block Timer | NonEquip | 5 | Others | 0% | Tech/Econ | 36% | 0 | 0 | 0
Tech | Assembly | Miscellaneous | Medical equipment | TRC | New | NN4455 | Efficient Motor Belts | Efficient Motor Belts | NonEquip | 10 | Others | 0% | Tech/Econ | 1.105% | 0 | 0 | 0
Tech | Assembly | Miscellaneous | Medical equipment | TRC | Existing | NE5430 | Retro-Commissioning | Retro-Commissioning | NonEquip | 5 |  | 21.99% | Tech/Econ | 16% | 0 | 0 | 0
Tech | Assembly | Miscellaneous | Medical equipment | TRC | Existing | NE4520 | VSD Controlled Compressor | VSD Controlled Compressor | NonEquip | 15 | Others | 0% | Tech/Econ | 20.79% | 0 | 0 | 0
Tech | Assembly | Miscellaneous | Medical equipment | TRC | Existing | NE4494 | Regenerative Drive Elevator Motor | Regenerative Drive Elevator Motor | NonEquip | 13 | Elevators/Escalators | 0% | Tech/Econ | 6.211% | 0 | 0 | 0
Tech | Assembly | Miscellaneous | Medical equipment | TRC | Existing | NE4468 | Engine Block Timer | Engine Block Timer | NonEquip | 5 | Others | 0% | Tech/Econ | 36% | 0 | 0 | 0
Tech | Assembly | Miscellaneous | Medical equipment | TRC | Existing | NE4442 | Efficient Motor Belts | Efficient Motor Belts | NonEquip | 10 | Others | 0% | Tech/Econ | 1.105% | 0 | 0 | 0
Tech | Assembly | Refrigeration | Large cold storage | TRC | New | NN5313 | Retro-Commissioning | Retro-Commissioning | NonEquip | 5 |  | 0% | Tech/Econ | 16% | 0 | 0 | 0
Tech | Assembly | Refrigeration | Large cold storage | TRC | New | NN4897 | Strip Curtains for Walk-ins | Strip Curtains for Walk-ins | NonEquip | 4 | Walk-in cooler | 0% | Tech/Econ | 2.115% | 0 | 0 | 0
Tech | Assembly | Refrigeration | Large cold storage | TRC | New | NN4871 | Refrigerated Display Case Lighting Controls | Refrigerated Display Case Lighting Controls | NonEquip | 8 | Display cases | 0% | Tech/Econ | 0.9365% | 0 | 0 | 0
Tech | Assembly | Refrigeration | Large cold storage | TRC | New | NN4845 | PSC to ECM Evaporator Fan Motor (Walk-In, Refrigerator) | PSC to ECM Evaporator Fan Motor (Walk-In, Refrigerator) | NonEquip | 15 | Walk-in cooler | 0% | Tech/Econ | 37.5% | 0 | 0 | 0
Tech | Assembly | Refrigeration | Large cold storage | TRC | New | NN4819 | PSC to ECM Evaporator Fan Motor (Reach-In) | PSC to ECM Evaporator Fan Motor (Reach-In) | NonEquip | 15 | Display cases | 0% | Tech/Econ | 37.5% | 0 | 0 | 0
Tech | Assembly | Refrigeration | Large cold storage | TRC | New | NN4793 | Night Covers for Display Cases | Night Covers for Display Cases | NonEquip | 5 | Display cases | 0% | Tech/Econ | 1.877% | 0 | 0 | 0
Tech | Assembly | Refrigeration | Large cold storage | TRC | New | NN4767 | High R-Value Glass Doors | High R-Value Glass Doors | NonEquip | 12 | Display cases | 0% | Tech/Econ | 0% | 0 | 0 | 0
Tech | Assembly | Refrigeration | Large cold storage | TRC | New | NN4741 | High Efficiency Refrigeration Compressor | High Efficiency Refrigeration Compressor | NonEquip | 13 | Display cases | 0% | Tech/Econ | 6.922% | 0 | 0 | 0
Tech | Assembly | Refrigeration | Large cold storage | TRC | New | NN4715 | Freezer-Cooler Replacement Gaskets | Freezer-Cooler Replacement Gaskets | NonEquip | 4 | Display cases | 0% | Tech/Econ | 0% | 0 | 0 | 0
Tech | Assembly | Refrigeration | Large cold storage | TRC | New | NN4689 | Floating Head Pressure Controls | Floating Head Pressure Controls | NonEquip | 15 |  | 0% | Tech/Econ | 6.05% | 0 | 0 | 0
Tech | Assembly | Refrigeration | Large cold storage | TRC | New | NN4663 | Demand Defrost | Demand Defrost | NonEquip | 10 | Walk-in cooler | 0% | Tech/Econ | 30% | 0 | 0 | 0
Tech | Assembly | Refrigeration | Large cold storage | TRC | New | NN4637 | Automatic Door Closer for Walk-in Coolers and Freezers | Automatic Door Closer for Walk-in Coolers and Freezers | NonEquip | 8 | Walk-in cooler | 0% | Tech/Econ | 3.131% | 0 | 0 | 0
Tech | Assembly | Refrigeration | Large cold storage | TRC | New | NN4611 | Anti-Sweat Controls | Anti-Sweat Controls | NonEquip | 8 | Display cases | 0% | Tech/Econ | 85% | 0 | 0 | 0
Tech | Assembly | Refrigeration | Large cold storage | TRC | Existing | NE5300 | Retro-Commissioning | Retro-Commissioning | NonEquip | 5 |  | 21.99% | Tech/Econ | 16% | 0 | 0 | 0
Tech | Assembly | Refrigeration | Large cold storage | TRC | Existing | NE4884 | Strip Curtains for Walk-ins | Strip Curtains for Walk-ins | NonEquip | 4 | Walk-in cooler | 0% | Tech/Econ | 2.115% | 0 | 0 | 0
Tech | Assembly | Refrigeration | Large cold storage | TRC | Existing | NE4858 | Refrigerated Display Case Lighting Controls | Refrigerated Display Case Lighting Controls | NonEquip | 8 | Display cases | 0% | Tech/Econ | 2.524% | 0 | 0 | 0
Tech | Assembly | Refrigeration | Large cold storage | TRC | Existing | NE4832 | PSC to ECM Evaporator Fan Motor (Walk-In, Refrigerator) | PSC to ECM Evaporator Fan Motor (Walk-In, Refrigerator) | NonEquip | 15 | Walk-in cooler | 0% | Tech/Econ | 37.5% | 0 | 0 | 0
Tech | Assembly | Refrigeration | Large cold storage | TRC | Existing | NE4806 | PSC to ECM Evaporator Fan Motor (Reach-In) | PSC to ECM Evaporator Fan Motor (Reach-In) | NonEquip | 15 | Display cases | 0% | Tech/Econ | 37.5% | 0 | 0 | 0
Tech | Assembly | Refrigeration | Large cold storage | TRC | Existing | NE4780 | Night Covers for Display Cases | Night Covers for Display Cases | NonEquip | 5 | Display cases | 0% | Tech/Econ | 1.877% | 0 | 0 | 0
Tech | Assembly | Refrigeration | Large cold storage | TRC | Existing | NE4754 | High R-Value Glass Doors | High R-Value Glass Doors | NonEquip | 12 | Display cases | 0% | Tech/Econ | 23.81% | 0 | 0 | 0
Tech | Assembly | Refrigeration | Large cold storage | TRC | Existing | NE4728 | High Efficiency Refrigeration Compressor | High Efficiency Refrigeration Compressor | NonEquip | 13 | Display cases | 0% | Tech/Econ | 6.922% | 0 | 0 | 0
Tech | Assembly | Refrigeration | Large cold storage | TRC | Existing | NE4702 | Freezer-Cooler Replacement Gaskets | Freezer-Cooler Replacement Gaskets | NonEquip | 4 | Display cases | 0% | Tech/Econ | 3.131% | 0 | 0 | 0
Tech | Assembly | Refrigeration | Large cold storage | TRC | Existing | NE4676 | Floating Head Pressure Controls | Floating Head Pressure Controls | NonEquip | 15 |  | 0% | Tech/Econ | 6.05% | 0 | 0 | 0
Tech | Assembly | Refrigeration | Large cold storage | TRC | Existing | NE4650 | Demand Defrost | Demand Defrost | NonEquip | 10 | Walk-in cooler | 0% | Tech/Econ | 30% | 0 | 0 | 0
Tech | Assembly | Refrigeration | Large cold storage | TRC | Existing | NE4624 | Automatic Door Closer for Walk-in Coolers and Freezers | Automatic Door Closer for Walk-in Coolers and Freezers | NonEquip | 8 | Walk-in cooler | 0% | Tech/Econ | 3.131% | 0 | 0 | 0
Tech | Assembly | Refrigeration | Large cold storage | TRC | Existing | NE4598 | Anti-Sweat Controls | Anti-Sweat Controls | NonEquip | 8 | Display cases | 0% | Tech/Econ | 85% | 0 | 0 | 0
Tech | Assembly | Miscellaneous | Laboratory equipment | TRC | New | NN5443 | Retro-Commissioning | Retro-Commissioning | NonEquip | 5 |  | 0% | Tech/Econ | 16% | 0 | 0 | 0
Tech | Assembly | Miscellaneous | Laboratory equipment | TRC | New | NN4533 | VSD Controlled Compressor | VSD Controlled Compressor | NonEquip | 15 | Others | 0% | Tech/Econ | 20.79% | 0 | 0 | 0
Tech | Assembly | Miscellaneous | Laboratory equipment | TRC | New | NN4507 | Regenerative Drive Elevator Motor | Regenerative Drive Elevator Motor | NonEquip | 13 | Elevators/Escalators | 0% | Tech/Econ | 6.211% | 0 | 0 | 0
Tech | Assembly | Miscellaneous | Laboratory equipment | TRC | New | NN4481 | Engine Block Timer | Engine Block Timer | NonEquip | 5 | Others | 0% | Tech/Econ | 36% | 0 | 0 | 0
Tech | Assembly | Miscellaneous | Laboratory equipment | TRC | New | NN4455 | Efficient Motor Belts | Efficient Motor Belts | NonEquip | 10 | Others | 0% | Tech/Econ | 1.105% | 0 | 0 | 0
Tech | Assembly | Miscellaneous | Laboratory equipment | TRC | Existing | NE5430 | Retro-Commissioning | Retro-Commissioning | NonEquip | 5 |  | 21.99% | Tech/Econ | 16% | 0 | 0 | 0
Tech | Assembly | Miscellaneous | Laboratory equipment | TRC | Existing | NE4520 | VSD Controlled Compressor | VSD Controlled Compressor | NonEquip | 15 | Others | 0% | Tech/Econ | 20.79% | 0 | 0 | 0
Tech | Assembly | Miscellaneous | Laboratory equipment | TRC | Existing | NE4494 | Regenerative Drive Elevator Motor | Regenerative Drive Elevator Motor | NonEquip | 13 | Elevators/Escalators | 0% | Tech/Econ | 6.211% | 0 | 0 | 0
Tech | Assembly | Miscellaneous | Laboratory equipment | TRC | Existing | NE4468 | Engine Block Timer | Engine Block Timer | NonEquip | 5 | Others | 0% | Tech/Econ | 36% | 0 | 0 | 0
Tech | Assembly | Miscellaneous | Laboratory equipment | TRC | Existing | NE4442 | Efficient Motor Belts | Efficient Motor Belts | NonEquip | 10 | Others | 0% | Tech/Econ | 1.105% | 0 | 0 | 0
Tech | Assembly | Ventilation and Circulation | Individual room ventilation | TRC | New | NN5391 | Retro-Commissioning | Retro-Commissioning | NonEquip | 5 |  | 0% | Tech/Econ | 16% | 0 | 0 | 0
Tech | Assembly | Ventilation and Circulation | Individual room ventilation | TRC | New | NN4975 | VAV System | VAV System | NonEquip | 10 |  | 0% | Tech/Econ | 30% | 0 | 0 | 0
Tech | Assembly | Ventilation and Circulation | Individual room ventilation | TRC | New | NN4949 | Demand Controlled Ventilation | Demand Controlled Ventilation | NonEquip | 10 |  | 17.54% | Tech/Econ | 50% | 19.4243 | 0.0020224 | 0.011386
Tech | Assembly | Ventilation and Circulation | Individual room ventilation | TRC | New | NN4923 | CO Sensors for Parking Garage Exhaust | CO Sensors for Parking Garage Exhaust | NonEquip | 15 | Motor/Fan | 0% | Tech/Econ | 33% | 0 | 0 | 0
Tech | Assembly | Ventilation and Circulation | Individual room ventilation | TRC | Existing | NE5378 | Retro-Commissioning | Retro-Commissioning | NonEquip | 5 |  | 21.99% | Tech/Econ | 16% | 843.7573 | 0.14106 | 0.43734
Tech | Assembly | Ventilation and Circulation | Individual room ventilation | TRC | Existing | NE4962 | VAV System | VAV System | NonEquip | 10 |  | 0% | Tech/Econ | 30% | 0 | 0 | 0
Tech | Assembly | Ventilation and Circulation | Individual room ventilation | TRC | Existing | NE4936 | Demand Controlled Ventilation | Demand Controlled Ventilation | NonEquip | 10 |  | 18.71% | Tech/Econ | 50% | 2475.5768 | 0.25774 | 1.4511
Tech | Assembly | Ventilation and Circulation | Individual room ventilation | TRC | Existing | NE4910 | CO Sensors for Parking Garage Exhaust | CO Sensors for Parking Garage Exhaust | NonEquip | 15 | Motor/Fan | 0% | Tech/Econ | 33% | 0 | 0 | 0
Tech | Assembly | Space Heating | Individual room heating | TRC | New | NN5339 | Retro-Commissioning | Retro-Commissioning | NonEquip | 5 |  | 0% | Tech/Econ | 16% | 0 | 0 | 0
Tech | Assembly | Space Heating | Individual room heating | TRC | New | NN4325 | Water Cooled Refrigeration Heat Recovery | Water Cooled Refrigeration Heat Recovery | NonEquip | 20 |  | 0% | Tech/Econ | 10% | 0 | 0 | 0
Tech | Assembly | Space Heating | Individual room heating | TRC | New | NN4273 | Warehouse Loading Dock Seals | Warehouse Loading Dock Seals | NonEquip | 18 |  | 0% | Tech/Econ | 0.6534% | 0 | 0 | 0
Tech | Assembly | Space Heating | Individual room heating | TRC | New | NN4247 | Wall Insulation | Wall Insulation | NonEquip | 20 |  | 0% | Tech/Econ | 0% | 0 | 0 | 0
Tech | Assembly | Space Heating | Individual room heating | TRC | New | NN4169 | Smart Thermostat | Smart Thermostat | NonEquip | 11 |  | 31.48% | Tech/Econ | 10% | 0.41926 | 0 | -6.8891e-05
Tech | Assembly | Space Heating | Individual room heating | TRC | New | NN4091 | Roof Insulation | Roof Insulation | NonEquip | 20 |  | 58.5% | Tech/Econ | 1.28% | 0.08226 | 0 | 3.7106e-05
Tech | Assembly | Space Heating | Individual room heating | TRC | New | NN4065 | Programmable Thermostat | Programmable Thermostat | NonEquip | 11 |  | 0% | Tech/Econ | 3.6% | 0 | 0 | 0
Tech | Assembly | Space Heating | Individual room heating | TRC | New | NN4013 | Low U-Value Windows | Low U-Value Windows | NonEquip | 20 |  | 13.44% | Tech/Econ | 10% | 0.17336 | 0 | 7.205e-07
Tech | Assembly | Space Heating | Individual room heating | TRC | New | NN3935 | Infiltration Reduction - Air Sealing | Infiltration Reduction - Air Sealing | NonEquip | 11 |  | 0% | Tech/Econ | 0.3267% | 0 | 0 | 0
Tech | Assembly | Space Heating | Individual room heating | TRC | New | NN3857 | Hotel Card Energy Control Systems | Hotel Card Energy Control Systems | NonEquip | 15 |  | 0% | Tech/Econ | 0% | 0 | 0 | 0
Tech | Assembly | Space Heating | Individual room heating | TRC | New | NN3779 | Green Roof | Green Roof | NonEquip | 15 |  | 0.315% | Tech/Econ | 1.978% | 0.00079307 | 0 | 0
Tech | Assembly | Space Heating | Individual room heating | TRC | New | NN3727 | Floor Insulation | Floor Insulation | NonEquip | 20 |  | 32.06% | Tech/Econ | 0.6716% | 0 | 0 | 0
Tech | Assembly | Space Heating | Individual room heating | TRC | New | NN3649 | Facility Energy Management System | Facility Energy Management System | NonEquip | 15 |  | 4.276% | Tech/Econ | 20% | 0.11489 | 0 | 2.0708e-06
Tech | Assembly | Space Heating | Individual room heating | TRC | New | NN3571 | ECM Motors on Furnaces | ECM Motors on Furnaces | NonEquip | 15 | Forced air furnace | 0% | Tech/Econ | 1.706% | 0 | 0 | 0
Tech | Assembly | Space Heating | Individual room heating | TRC | New | NN3545 | Duct Sealing Repair | Duct Sealing Repair | NonEquip | 15 |  | 0% | Tech/Econ | 12% | 0 | 0 | 0
Tech | Assembly | Space Heating | Individual room heating | TRC | New | NN3493 | Duct Insulation | Duct Insulation | NonEquip | 15 |  | 0% | Tech/Econ | 2.045% | 0 | 0 | 0
Tech | Assembly | Space Heating | Individual room heating | TRC | New | NN3441 | Destratification Fans | Destratification Fans | NonEquip | 10 |  | 0% | Tech/Econ | 14.47% | 0 | 0 | 0
Tech | Assembly | Space Heating | Individual room heating | TRC | New | NN3389 | Dedicated Outdoor Air System on VRF unit | Dedicated Outdoor Air System on VRF unit | NonEquip | 15 | Residential/split system heat pump | 0% | Tech/Econ | 10% | 0 | 0 | 0
Tech | Assembly | Space Heating | Individual room heating | TRC | New | NN3337 | Cool Roof | Cool Roof | NonEquip | 15 |  | 72.49% | Tech/Econ | 0.7111% | 0 | 0 | 0
Tech | Assembly | Space Heating | Individual room heating | TRC | New | NN3233 | Ceiling Insulation(R30 to R38) | Ceiling Insulation(R30 to R38) | NonEquip | 20 |  | 0% | Tech/Econ | 0.2587% | 0 | 0 | 0
Tech | Assembly | Space Heating | Individual room heating | TRC | New | NN3181 | Ceiling Insulation(R2 to R38) | Ceiling Insulation(R2 to R38) | NonEquip | 20 |  | 0% | Tech/Econ | 17.46% | 0 | 0 | 0
Tech | Assembly | Space Heating | Individual room heating | TRC | New | NN3129 | Ceiling Insulation(R19 to R38) | Ceiling Insulation(R19 to R38) | NonEquip | 20 |  | 0% | Tech/Econ | 0.9701% | 0 | 0 | 0
Tech | Assembly | Space Heating | Individual room heating | TRC | New | NN3077 | Ceiling Insulation(R12 to R38) | Ceiling Insulation(R12 to R38) | NonEquip | 20 |  | 0% | Tech/Econ | 2.102% | 0 | 0 | 0
Tech | Assembly | Space Heating | Individual room heating | TRC | New | NN2999 | Air Curtains | Air Curtains | NonEquip | 8 |  | 33.25% | Tech/Econ | 1.037% | 0 | 0 | 0
Tech | Assembly | Space Heating | Individual room heating | TRC | Existing | NE5326 | Retro-Commissioning | Retro-Commissioning | NonEquip | 5 |  | 21.99% | Tech/Econ | 16% | 54.4881 | 0 | 0.028243
Tech | Assembly | Space Heating | Individual room heating | TRC | Existing | NE4312 | Water Cooled Refrigeration Heat Recovery | Water Cooled Refrigeration Heat Recovery | NonEquip | 20 |  | 0% | Tech/Econ | 10% | 0 | 0 | 0
Tech | Assembly | Space Heating | Individual room heating | TRC | Existing | NE4260 | Warehouse Loading Dock Seals | Warehouse Loading Dock Seals | NonEquip | 18 |  | 0% | Tech/Econ | 0.721% | 0 | 0 | 0
Tech | Assembly | Space Heating | Individual room heating | TRC | Existing | NE4234 | Wall Insulation | Wall Insulation | NonEquip | 20 |  | 0% | Tech/Econ | 1.674% | 0 | 0 | 0
Tech | Assembly | Space Heating | Individual room heating | TRC | Existing | NE4156 | Smart Thermostat | Smart Thermostat | NonEquip | 11 |  | 31.48% | Tech/Econ | 10% | 47.0325 | 0 | -0.0077281
Tech | Assembly | Space Heating | Individual room heating | TRC | Existing | NE4078 | Roof Insulation | Roof Insulation | NonEquip | 20 |  | 58.5% | Tech/Econ | 2.825% | 23.915 | 0 | 0.010788
Tech | Assembly | Space Heating | Individual room heating | TRC | Existing | NE4052 | Programmable Thermostat | Programmable Thermostat | NonEquip | 11 |  | 0% | Tech/Econ | 3.6% | 0 | 0 | 0
Tech | Assembly | Space Heating | Individual room heating | TRC | Existing | NE4000 | Low U-Value Windows | Low U-Value Windows | NonEquip | 20 |  | 5.375% | Tech/Econ | 46% | 39.6906 | 0 | 0.00016496
Tech | Assembly | Space Heating | Individual room heating | TRC | Existing | NE3922 | Infiltration Reduction - Air Sealing | Infiltration Reduction - Air Sealing | NonEquip | 11 |  | 0% | Tech/Econ | 0.3605% | 0 | 0 | 0
Tech | Assembly | Space Heating | Individual room heating | TRC | Existing | NE3844 | Hotel Card Energy Control Systems | Hotel Card Energy Control Systems | NonEquip | 15 |  | 0% | Tech/Econ | 0% | 0 | 0 | 0
Tech | Assembly | Space Heating | Individual room heating | TRC | Existing | NE3766 | Green Roof | Green Roof | NonEquip | 15 |  | 0.063% | Tech/Econ | 2.183% | 0.019572 | 0 | 0
Tech | Assembly | Space Heating | Individual room heating | TRC | Existing | NE3714 | Floor Insulation | Floor Insulation | NonEquip | 20 |  | 12.82% | Tech/Econ | 0.7411% | 1.3403 | 0 | 0.00060458
Tech | Assembly | Space Heating | Individual room heating | TRC | Existing | NE3636 | Facility Energy Management System | Facility Energy Management System | NonEquip | 15 |  | 5.375% | Tech/Econ | 20% | 16.8301 | 0 | 0.00030333
Tech | Assembly | Space Heating | Individual room heating | TRC | Existing | NE3558 | ECM Motors on Furnaces | ECM Motors on Furnaces | NonEquip | 15 | Forced air furnace | 0% | Tech/Econ | 1.706% | 0 | 0 | 0
Tech | Assembly | Space Heating | Individual room heating | TRC | Existing | NE3532 | Duct Sealing Repair | Duct Sealing Repair | NonEquip | 15 |  | 0% | Tech/Econ | 12% | 0 | 0 | 0
Tech | Assembly | Space Heating | Individual room heating | TRC | Existing | NE3480 | Duct Insulation | Duct Insulation | NonEquip | 15 |  | 0% | Tech/Econ | 2.045% | 0 | 0 | 0
Tech | Assembly | Space Heating | Individual room heating | TRC | Existing | NE3428 | Destratification Fans | Destratification Fans | NonEquip | 10 |  | 0% | Tech/Econ | 14.47% | 0 | 0 | 0
Tech | Assembly | Space Heating | Individual room heating | TRC | Existing | NE3376 | Dedicated Outdoor Air System on VRF unit | Dedicated Outdoor Air System on VRF unit | NonEquip | 15 | Residential/split system heat pump | 0% | Tech/Econ | 10% | 0 | 0 | 0
Tech | Assembly | Space Heating | Individual room heating | TRC | Existing | NE3324 | Cool Roof | Cool Roof | NonEquip | 15 |  | 72.74% | Tech/Econ | 0.7847% | 8.0958 | 0 | 0
Tech | Assembly | Space Heating | Individual room heating | TRC | Existing | NE3220 | Ceiling Insulation(R30 to R38) | Ceiling Insulation(R30 to R38) | NonEquip | 20 |  | 0% | Tech/Econ | 0.2855% | 0 | 0 | 0
Tech | Assembly | Space Heating | Individual room heating | TRC | Existing | NE3168 | Ceiling Insulation(R2 to R38) | Ceiling Insulation(R2 to R38) | NonEquip | 20 |  | 0% | Tech/Econ | 19.27% | 0 | 0 | 0
Tech | Assembly | Space Heating | Individual room heating | TRC | Existing | NE3116 | Ceiling Insulation(R19 to R38) | Ceiling Insulation(R19 to R38) | NonEquip | 20 |  | 0% | Tech/Econ | 1.07% | 0 | 0 | 0
Tech | Assembly | Space Heating | Individual room heating | TRC | Existing | NE3064 | Ceiling Insulation(R12 to R38) | Ceiling Insulation(R12 to R38) | NonEquip | 20 |  | 0% | Tech/Econ | 2.319% | 0 | 0 | 0
Tech | Assembly | Space Heating | Individual room heating | TRC | Existing | NE2986 | Air Curtains | Air Curtains | NonEquip | 8 |  | 33.25% | Tech/Econ | 1.037% | 4.9092 | 0 | 0.00019548
Tech | Assembly | Space Cooling | Individual room air conditioners | TRC | New | NN5365 | Retro-Commissioning | Retro-Commissioning | NonEquip | 5 |  | 0% | Tech/Econ | 16% | 0 | 0 | 0
Tech | Assembly | Space Cooling | Individual room air conditioners | TRC | New | NN4377 | Window Sun Protection | Window Sun Protection | NonEquip | 10 |  | 15.35% | Tech/Econ | 16% | 599.902 | 0.18679 | -0.010524
Tech | Assembly | Space Cooling | Individual room air conditioners | TRC | New | NN4351 | Waterside Economizer | Waterside Economizer | NonEquip | 20 |  | 0% | Tech/Econ | 5.556% | 0 | 0 | 0
Tech | Assembly | Space Cooling | Individual room air conditioners | TRC | New | NN4143 | Smart Thermostat | Smart Thermostat | NonEquip | 11 |  | 31.48% | Tech/Econ | 10% | 731.2612 | 0.0086829 | 0
Tech | Assembly | Space Cooling | Individual room air conditioners | TRC | New | NN4117 | Roof Insulation | Roof Insulation | NonEquip | 20 |  | 58.5% | Tech/Econ | 3.654% | 0 | 0 | 0
Tech | Assembly | Space Cooling | Individual room air conditioners | TRC | New | NN4039 | Programmable Thermostat | Programmable Thermostat | NonEquip | 11 |  | 0% | Tech/Econ | 3.6% | 0 | 0 | 0
Tech | Assembly | Space Cooling | Individual room air conditioners | TRC | New | NN3987 | Low U-Value Windows | Low U-Value Windows | NonEquip | 20 |  | 13.44% | Tech/Econ | 10% | 320.2273 | 0.11903 | 0
Tech | Assembly | Space Cooling | Individual room air conditioners | TRC | New | NN3909 | HVAC tune-up_RTU | HVAC tune-up_RTU | NonEquip | 5 | Packaged air conditioning units (RTUs) | 0% | Tech/Econ | 5% | 0 | 0 | 0
Tech | Assembly | Space Cooling | Individual room air conditioners | TRC | New | NN3883 | HVAC tune-up | HVAC tune-up | NonEquip | 5 | Residential-type central air conditioners | 0% | Tech/Econ | 5% | 0 | 0 | 0
Tech | Assembly | Space Cooling | Individual room air conditioners | TRC | New | NN3805 | Green Roof | Green Roof | NonEquip | 15 |  | 0.315% | Tech/Econ | 4.235% | 0 | 0 | 0
Tech | Assembly | Space Cooling | Individual room air conditioners | TRC | New | NN3753 | Floor Insulation | Floor Insulation | NonEquip | 20 |  | 32.06% | Tech/Econ | 1.917% | 0 | 0 | 0
Tech | Assembly | Space Cooling | Individual room air conditioners | TRC | New | NN3675 | Facility Energy Management System | Facility Energy Management System | NonEquip | 15 |  | 4.276% | Tech/Econ | 20% | 223.543 | 0.046853 | 0
Tech | Assembly | Space Cooling | Individual room air conditioners | TRC | New | NN3623 | Facility Commissioning | Facility Commissioning | NonEquip | 10 |  | 35.83% | Tech/Econ | 16% | 1485.8924 | 0.26015 | 0.0059354
Tech | Assembly | Space Cooling | Individual room air conditioners | TRC | New | NN3597 | Energy Recovery Ventilation System (ERV) | Energy Recovery Ventilation System (ERV) | NonEquip | 15 | Packaged air conditioning units (RTUs) | 0% | Tech/Econ | 18.24% | 0 | 0 | 0
Tech | Assembly | Space Cooling | Individual room air conditioners | TRC | New | NN3519 | Duct Sealing Repair | Duct Sealing Repair | NonEquip | 15 |  | 0% | Tech/Econ | 12% | 0 | 0 | 0
Tech | Assembly | Space Cooling | Individual room air conditioners | TRC | New | NN3467 | Duct Insulation | Duct Insulation | NonEquip | 15 |  | 0% | Tech/Econ | 2.045% | 0 | 0 | 0
Tech | Assembly | Space Cooling | Individual room air conditioners | TRC | New | NN3415 | Dedicated Outdoor Air System on VRF unit | Dedicated Outdoor Air System on VRF unit | NonEquip | 15 | Residential-type central air conditioners | 0% | Tech/Econ | 17.5% | 0 | 0 | 0
Tech | Assembly | Space Cooling | Individual room air conditioners | TRC | New | NN3363 | Cool Roof | Cool Roof | NonEquip | 15 |  | 72.49% | Tech/Econ | 5.431% | 0 | 0 | 0
Tech | Assembly | Space Cooling | Individual room air conditioners | TRC | New | NN3311 | Chilled Water System - Variable Speed Drives | Chilled Water System - Variable Speed Drives | NonEquip | 13 | Central chillers inside | 0% | Tech/Econ | 24.74% | 0 | 0 | 0
Tech | Assembly | Space Cooling | Individual room air conditioners | TRC | New | NN3285 | Chilled Water Controls Optimization | Chilled Water Controls Optimization | NonEquip | 10 | Central chillers inside | 0% | Tech/Econ | 12.5% | 0 | 0 | 0
Tech | Assembly | Space Cooling | Individual room air conditioners | TRC | New | NN3207 | Ceiling Insulation(R2 to R38) | Ceiling Insulation(R2 to R38) | NonEquip | 20 |  | 0% | Tech/Econ | 49.84% | 0 | 0 | 0
Tech | Assembly | Space Cooling | Individual room air conditioners | TRC | New | NN3155 | Ceiling Insulation(R19 to R38) | Ceiling Insulation(R19 to R38) | NonEquip | 20 |  | 0% | Tech/Econ | 2.769% | 0 | 0 | 0
Tech | Assembly | Space Cooling | Individual room air conditioners | TRC | New | NN3103 | Ceiling Insulation(R12 to R38) | Ceiling Insulation(R12 to R38) | NonEquip | 20 |  | 0% | Tech/Econ | 5.999% | 0 | 0 | 0
Tech | Assembly | Space Cooling | Individual room air conditioners | TRC | New | NN3051 | Airside Economizer | Airside Economizer | NonEquip | 10 | Packaged air conditioning units (RTUs) | 0% | Tech/Econ | 5.556% | 0 | 0 | 0
Tech | Assembly | Space Cooling | Individual room air conditioners | TRC | Existing | NE5352 | Retro-Commissioning | Retro-Commissioning | NonEquip | 5 |  | 21.99% | Tech/Econ | 16% | 104684.4079 | 17.5013 | 0
Tech | Assembly | Space Cooling | Individual room air conditioners | TRC | Existing | NE4364 | Window Sun Protection | Window Sun Protection | NonEquip | 10 |  | 7.839% | Tech/Econ | 16% | 37792.042 | 11.7673 | -0.66297
Tech | Assembly | Space Cooling | Individual room air conditioners | TRC | Existing | NE4338 | Waterside Economizer | Waterside Economizer | NonEquip | 20 |  | 0% | Tech/Econ | 5.556% | 0 | 0 | 0
Tech | Assembly | Space Cooling | Individual room air conditioners | TRC | Existing | NE4208 | Wall Insulation | Wall Insulation | NonEquip | 20 |  | 0% | Tech/Econ | 29.66% | 0 | 0 | 0
Tech | Assembly | Space Cooling | Individual room air conditioners | TRC | Existing | NE4130 | Smart Thermostat | Smart Thermostat | NonEquip | 11 |  | 31.48% | Tech/Econ | 10% | 90360.3375 | 1.0729 | 0
Tech | Assembly | Space Cooling | Individual room air conditioners | TRC | Existing | NE4104 | Roof Insulation | Roof Insulation | NonEquip | 20 |  | 58.5% | Tech/Econ | 7.307% | 118846.1927 | 2.3782 | 0
Tech | Assembly | Space Cooling | Individual room air conditioners | TRC | Existing | NE4026 | Programmable Thermostat | Programmable Thermostat | NonEquip | 11 |  | 0% | Tech/Econ | 3.6% | 0 | 0 | 0
Tech | Assembly | Space Cooling | Individual room air conditioners | TRC | Existing | NE3974 | Low U-Value Windows | Low U-Value Windows | NonEquip | 20 |  | 5.375% | Tech/Econ | 46% | 77223.3637 | 28.7042 | 0
Tech | Assembly | Space Cooling | Individual room air conditioners | TRC | Existing | NE3896 | HVAC tune-up_RTU | HVAC tune-up_RTU | NonEquip | 5 | Packaged air conditioning units (RTUs) | 0% | Tech/Econ | 5% | 0 | 0 | 0
Tech | Assembly | Space Cooling | Individual room air conditioners | TRC | Existing | NE3870 | HVAC tune-up | HVAC tune-up | NonEquip | 5 | Residential-type central air conditioners | 0% | Tech/Econ | 5% | 0 | 0 | 0
Tech | Assembly | Space Cooling | Individual room air conditioners | TRC | Existing | NE3792 | Green Roof | Green Roof | NonEquip | 15 |  | 0.063% | Tech/Econ | 4.235% | 68.202 | 0.028974 | 0
Tech | Assembly | Space Cooling | Individual room air conditioners | TRC | Existing | NE3740 | Floor Insulation | Floor Insulation | NonEquip | 20 |  | 12.82% | Tech/Econ | 1.917% | 6284.2888 | 0.12575 | 0
Tech | Assembly | Space Cooling | Individual room air conditioners | TRC | Existing | NE3662 | Facility Energy Management System | Facility Energy Management System | NonEquip | 15 |  | 5.375% | Tech/Econ | 20% | 32745.2 | 6.8632 | 0
Tech | Assembly | Space Cooling | Individual room air conditioners | TRC | Existing | NE3584 | Energy Recovery Ventilation System (ERV) | Energy Recovery Ventilation System (ERV) | NonEquip | 15 | Packaged air conditioning units (RTUs) | 0% | Tech/Econ | 18.24% | 0 | 0 | 0
Tech | Assembly | Space Cooling | Individual room air conditioners | TRC | Existing | NE3506 | Duct Sealing Repair | Duct Sealing Repair | NonEquip | 15 |  | 0% | Tech/Econ | 12% | 0 | 0 | 0
Tech | Assembly | Space Cooling | Individual room air conditioners | TRC | Existing | NE3454 | Duct Insulation | Duct Insulation | NonEquip | 15 |  | 0% | Tech/Econ | 2.045% | 0 | 0 | 0
Tech | Assembly | Space Cooling | Individual room air conditioners | TRC | Existing | NE3402 | Dedicated Outdoor Air System on VRF unit | Dedicated Outdoor Air System on VRF unit | NonEquip | 15 | Residential-type central air conditioners | 0% | Tech/Econ | 17.5% | 0 | 0 | 0
Tech | Assembly | Space Cooling | Individual room air conditioners | TRC | Existing | NE3350 | Cool Roof | Cool Roof | NonEquip | 15 |  | 72.74% | Tech/Econ | 5.431% | 105152.0657 | 44.6707 | 0
Tech | Assembly | Space Cooling | Individual room air conditioners | TRC | Existing | NE3298 | Chilled Water System - Variable Speed Drives | Chilled Water System - Variable Speed Drives | NonEquip | 13 | Central chillers inside | 0% | Tech/Econ | 24.74% | 0 | 0 | 0
Tech | Assembly | Space Cooling | Individual room air conditioners | TRC | Existing | NE3272 | Chilled Water Controls Optimization | Chilled Water Controls Optimization | NonEquip | 10 | Central chillers inside | 0% | Tech/Econ | 12.5% | 0 | 0 | 0
Tech | Assembly | Space Cooling | Individual room air conditioners | TRC | Existing | NE3194 | Ceiling Insulation(R2 to R38) | Ceiling Insulation(R2 to R38) | NonEquip | 20 |  | 0% | Tech/Econ | 49.84% | 0 | 0 | 0
Tech | Assembly | Space Cooling | Individual room air conditioners | TRC | Existing | NE3142 | Ceiling Insulation(R19 to R38) | Ceiling Insulation(R19 to R38) | NonEquip | 20 |  | 0% | Tech/Econ | 2.769% | 0 | 0 | 0
Tech | Assembly | Space Cooling | Individual room air conditioners | TRC | Existing | NE3090 | Ceiling Insulation(R12 to R38) | Ceiling Insulation(R12 to R38) | NonEquip | 20 |  | 0% | Tech/Econ | 5.999% | 0 | 0 | 0
Tech | Assembly | Space Cooling | Individual room air conditioners | TRC | Existing | NE3038 | Airside Economizer | Airside Economizer | NonEquip | 10 | Packaged air conditioning units (RTUs) | 0% | Tech/Econ | 5.556% | 0 | 0 | 0
Tech | Assembly | Interior Lighting | High bay | TRC | New | NN5261 | Retro-Commissioning | Retro-Commissioning | NonEquip | 5 |  | 0% | Tech/Econ | 16% | 0 | 0 | 0
Tech | Assembly | Interior Lighting | High bay | TRC | New | NN4429 | Interior Lighting Controls | Interior Lighting Controls | NonEquip | 8 | Overhead (fluorescent/LED/CFL U-shape) | 0% | Tech/Econ | 28% | 0 | 0 | 0
Tech | Assembly | Interior Lighting | High bay | TRC | New | NN4403 | Bi-Level Lighting Control (Interior) | Bi-Level Lighting Control (Interior) | NonEquip | 8 | Overhead (fluorescent/LED/CFL U-shape) | 0% | Tech/Econ | 31% | 0 | 0 | 0
Tech | Assembly | Interior Lighting | High bay | TRC | New | NN3701 | Facility Energy Management System | Facility Energy Management System | NonEquip | 15 |  | 4.276% | Tech/Econ | 24% | 511.0402 | 0.10711 | 0.0092106
Tech | Assembly | Interior Lighting | High bay | TRC | Existing | NE5248 | Retro-Commissioning | Retro-Commissioning | NonEquip | 5 |  | 21.99% | Tech/Econ | 16% | 104063.3145 | 17.3975 | 53.9391
Tech | Assembly | Interior Lighting | High bay | TRC | Existing | NE4416 | Interior Lighting Controls | Interior Lighting Controls | NonEquip | 8 | Overhead (fluorescent/LED/CFL U-shape) | 0% | Tech/Econ | 28% | 0 | 0 | 0
Tech | Assembly | Interior Lighting | High bay | TRC | Existing | NE4390 | Bi-Level Lighting Control (Interior) | Bi-Level Lighting Control (Interior) | NonEquip | 8 | Overhead (fluorescent/LED/CFL U-shape) | 0% | Tech/Econ | 31% | 0 | 0 | 0
Tech | Assembly | Interior Lighting | High bay | TRC | Existing | NE3688 | Facility Energy Management System | Facility Energy Management System | NonEquip | 15 |  | 5.375% | Tech/Econ | 24% | 38655.2155 | 8.1019 | 0.69669
Tech | Assembly | Interior Lighting | High bay | TRC | Turnover | ET1640 | LED Linear - Fixture Replacement | LED Linear - Fixture Replacement | Equip | 15 | High bay | 24.1% | Tech/Econ | 50.28% | 413209.6129 | 100.1637 | 22.9137
Tech | Assembly | Interior Lighting | High bay | TRC | Turnover | ET1523 | High Bay LED | High Bay LED | Equip | 15 | High bay | 65.91% | Tech/Econ | 64.78% | 2540286.381 | 469.7751 | 460.9033
Tech | Assembly | Interior Lighting | High bay | TRC | Turnover | ET1484 | High Bay Fluorescent (T5) | High Bay Fluorescent (T5) | Equip | 15 | High bay | 0% | Tech/Econ | 64.14% | 0 | 0 | 0
Tech | Assembly | Interior Lighting | High bay | TRC | New | EN1666 | LED Linear - Fixture Replacement | LED Linear - Fixture Replacement | Equip | 15 | High bay | 0% | Tech/Econ | 50.28% | 0 | 0 | 0
Tech | Assembly | Interior Lighting | High bay | TRC | New | EN1549 | High Bay LED | High Bay LED | Equip | 15 | High bay | 0% | Tech/Econ | 64.78% | 0 | 0 | 0
Tech | Assembly | Interior Lighting | High bay | TRC | New | EN1510 | High Bay Fluorescent (T5) | High Bay Fluorescent (T5) | Equip | 15 | High bay | 0% | Tech/Econ | 64.14% | 0 | 0 | 0
Tech | Assembly | Cooking | Fryer | TRC | Turnover | ET80 | Energy Star Fryer | Energy Star Fryer | Equip | 12 | Fryer | 0% | Tech/Econ | 17.46% | 0 | 0 | 0
Tech | Assembly | Cooking | Fryer | TRC | New | EN106 | Energy Star Fryer | Energy Star Fryer | Equip | 12 | Fryer | 0% | Tech/Econ | 17.46% | 0 | 0 | 0
Tech | Assembly | Space Heating | Forced air furnace | TRC | New | NN5339 | Retro-Commissioning | Retro-Commissioning | NonEquip | 5 |  | 0% | Tech/Econ | 16% | 0 | 0 | 0
Tech | Assembly | Space Heating | Forced air furnace | TRC | New | NN4325 | Water Cooled Refrigeration Heat Recovery | Water Cooled Refrigeration Heat Recovery | NonEquip | 20 |  | 0% | Tech/Econ | 10% | 0 | 0 | 0
Tech | Assembly | Space Heating | Forced air furnace | TRC | New | NN4273 | Warehouse Loading Dock Seals | Warehouse Loading Dock Seals | NonEquip | 18 |  | 0% | Tech/Econ | 0.6534% | 0 | 0 | 0
Tech | Assembly | Space Heating | Forced air furnace | TRC | New | NN4247 | Wall Insulation | Wall Insulation | NonEquip | 20 |  | 0% | Tech/Econ | 0% | 0 | 0 | 0
Tech | Assembly | Space Heating | Forced air furnace | TRC | New | NN4169 | Smart Thermostat | Smart Thermostat | NonEquip | 11 |  | 31.48% | Tech/Econ | 10% | 45.333 | 0 | -0.0074488
Tech | Assembly | Space Heating | Forced air furnace | TRC | New | NN4091 | Roof Insulation | Roof Insulation | NonEquip | 20 |  | 58.5% | Tech/Econ | 1.28% | 8.8218 | 0 | 0.0039793
Tech | Assembly | Space Heating | Forced air furnace | TRC | New | NN4065 | Programmable Thermostat | Programmable Thermostat | NonEquip | 11 |  | 0% | Tech/Econ | 3.6% | 0 | 0 | 0
Tech | Assembly | Space Heating | Forced air furnace | TRC | New | NN4013 | Low U-Value Windows | Low U-Value Windows | NonEquip | 20 |  | 13.44% | Tech/Econ | 10% | 18.7445 | 0 | 7.7904e-05
Tech | Assembly | Space Heating | Forced air furnace | TRC | New | NN3935 | Infiltration Reduction - Air Sealing | Infiltration Reduction - Air Sealing | NonEquip | 11 |  | 0% | Tech/Econ | 0.3267% | 0 | 0 | 0
Tech | Assembly | Space Heating | Forced air furnace | TRC | New | NN3857 | Hotel Card Energy Control Systems | Hotel Card Energy Control Systems | NonEquip | 15 |  | 0% | Tech/Econ | 0% | 0 | 0 | 0
Tech | Assembly | Space Heating | Forced air furnace | TRC | New | NN3779 | Green Roof | Green Roof | NonEquip | 15 |  | 0.315% | Tech/Econ | 1.978% | 0.085751 | 0 | 0
Tech | Assembly | Space Heating | Forced air furnace | TRC | New | NN3727 | Floor Insulation | Floor Insulation | NonEquip | 20 |  | 32.06% | Tech/Econ | 0.6716% | 0 | 0 | 0
Tech | Assembly | Space Heating | Forced air furnace | TRC | New | NN3649 | Facility Energy Management System | Facility Energy Management System | NonEquip | 15 |  | 4.276% | Tech/Econ | 20% | 12.423 | 0 | 0.0002239
Tech | Assembly | Space Heating | Forced air furnace | TRC | New | NN3571 | ECM Motors on Furnaces | ECM Motors on Furnaces | NonEquip | 15 | Forced air furnace | 47.78% | Tech/Econ | 1.706% | 11.219 | 0 | 0
Tech | Assembly | Space Heating | Forced air furnace | TRC | New | NN3545 | Duct Sealing Repair | Duct Sealing Repair | NonEquip | 15 |  | 0% | Tech/Econ | 12% | 0 | 0 | 0
Tech | Assembly | Space Heating | Forced air furnace | TRC | New | NN3493 | Duct Insulation | Duct Insulation | NonEquip | 15 |  | 0% | Tech/Econ | 2.045% | 0 | 0 | 0
Tech | Assembly | Space Heating | Forced air furnace | TRC | New | NN3441 | Destratification Fans | Destratification Fans | NonEquip | 10 |  | 0% | Tech/Econ | 14.47% | 0 | 0 | 0
Tech | Assembly | Space Heating | Forced air furnace | TRC | New | NN3389 | Dedicated Outdoor Air System on VRF unit | Dedicated Outdoor Air System on VRF unit | NonEquip | 15 | Residential/split system heat pump | 0% | Tech/Econ | 10% | 0 | 0 | 0
Tech | Assembly | Space Heating | Forced air furnace | TRC | New | NN3337 | Cool Roof | Cool Roof | NonEquip | 15 |  | 72.49% | Tech/Econ | 0.7111% | 0 | 0 | 0
Tech | Assembly | Space Heating | Forced air furnace | TRC | New | NN3233 | Ceiling Insulation(R30 to R38) | Ceiling Insulation(R30 to R38) | NonEquip | 20 |  | 0% | Tech/Econ | 0.2587% | 0 | 0 | 0
Tech | Assembly | Space Heating | Forced air furnace | TRC | New | NN3181 | Ceiling Insulation(R2 to R38) | Ceiling Insulation(R2 to R38) | NonEquip | 20 |  | 0% | Tech/Econ | 17.46% | 0 | 0 | 0
Tech | Assembly | Space Heating | Forced air furnace | TRC | New | NN3129 | Ceiling Insulation(R19 to R38) | Ceiling Insulation(R19 to R38) | NonEquip | 20 |  | 0% | Tech/Econ | 0.9701% | 0 | 0 | 0
Tech | Assembly | Space Heating | Forced air furnace | TRC | New | NN3077 | Ceiling Insulation(R12 to R38) | Ceiling Insulation(R12 to R38) | NonEquip | 20 |  | 0% | Tech/Econ | 2.102% | 0 | 0 | 0
Tech | Assembly | Space Heating | Forced air furnace | TRC | New | NN2999 | Air Curtains | Air Curtains | NonEquip | 8 |  | 33.25% | Tech/Econ | 1.037% | 0 | 0 | 0
Tech | Assembly | Space Heating | Forced air furnace | TRC | Existing | NE5326 | Retro-Commissioning | Retro-Commissioning | NonEquip | 5 |  | 21.99% | Tech/Econ | 16% | 5891.5305 | 0 | 3.0538
Tech | Assembly | Space Heating | Forced air furnace | TRC | Existing | NE4312 | Water Cooled Refrigeration Heat Recovery | Water Cooled Refrigeration Heat Recovery | NonEquip | 20 |  | 0% | Tech/Econ | 10% | 0 | 0 | 0
Tech | Assembly | Space Heating | Forced air furnace | TRC | Existing | NE4260 | Warehouse Loading Dock Seals | Warehouse Loading Dock Seals | NonEquip | 18 |  | 0% | Tech/Econ | 0.721% | 0 | 0 | 0
Tech | Assembly | Space Heating | Forced air furnace | TRC | Existing | NE4234 | Wall Insulation | Wall Insulation | NonEquip | 20 |  | 0% | Tech/Econ | 1.674% | 0 | 0 | 0
Tech | Assembly | Space Heating | Forced air furnace | TRC | Existing | NE4156 | Smart Thermostat | Smart Thermostat | NonEquip | 11 |  | 31.48% | Tech/Econ | 10% | 5085.3865 | 0 | -0.8356
Tech | Assembly | Space Heating | Forced air furnace | TRC | Existing | NE4078 | Roof Insulation | Roof Insulation | NonEquip | 20 |  | 58.5% | Tech/Econ | 2.825% | 2585.8125 | 0 | 1.1664
Tech | Assembly | Space Heating | Forced air furnace | TRC | Existing | NE4052 | Programmable Thermostat | Programmable Thermostat | NonEquip | 11 |  | 0% | Tech/Econ | 3.6% | 0 | 0 | 0
Tech | Assembly | Space Heating | Forced air furnace | TRC | Existing | NE4000 | Low U-Value Windows | Low U-Value Windows | NonEquip | 20 |  | 5.375% | Tech/Econ | 46% | 4291.5429 | 0 | 0.017836
Tech | Assembly | Space Heating | Forced air furnace | TRC | Existing | NE3922 | Infiltration Reduction - Air Sealing | Infiltration Reduction - Air Sealing | NonEquip | 11 |  | 0% | Tech/Econ | 0.3605% | 0 | 0 | 0
Tech | Assembly | Space Heating | Forced air furnace | TRC | Existing | NE3844 | Hotel Card Energy Control Systems | Hotel Card Energy Control Systems | NonEquip | 15 |  | 0% | Tech/Econ | 0% | 0 | 0 | 0
Tech | Assembly | Space Heating | Forced air furnace | TRC | Existing | NE3766 | Green Roof | Green Roof | NonEquip | 15 |  | 0.063% | Tech/Econ | 2.183% | 2.1163 | 0 | 0
Tech | Assembly | Space Heating | Forced air furnace | TRC | Existing | NE3714 | Floor Insulation | Floor Insulation | NonEquip | 20 |  | 12.82% | Tech/Econ | 0.7411% | 143.7385 | 0 | 0.064837
Tech | Assembly | Space Heating | Forced air furnace | TRC | Existing | NE3636 | Facility Energy Management System | Facility Energy Management System | NonEquip | 15 |  | 5.375% | Tech/Econ | 20% | 1819.7528 | 0 | 0.032798
Tech | Assembly | Space Heating | Forced air furnace | TRC | Existing | NE3558 | ECM Motors on Furnaces | ECM Motors on Furnaces | NonEquip | 15 | Forced air furnace | 47.78% | Tech/Econ | 1.706% | 1254.6587 | 0 | 0
Tech | Assembly | Space Heating | Forced air furnace | TRC | Existing | NE3532 | Duct Sealing Repair | Duct Sealing Repair | NonEquip | 15 |  | 0% | Tech/Econ | 12% | 0 | 0 | 0
Tech | Assembly | Space Heating | Forced air furnace | TRC | Existing | NE3480 | Duct Insulation | Duct Insulation | NonEquip | 15 |  | 0% | Tech/Econ | 2.045% | 0 | 0 | 0
Tech | Assembly | Space Heating | Forced air furnace | TRC | Existing | NE3428 | Destratification Fans | Destratification Fans | NonEquip | 10 |  | 0% | Tech/Econ | 14.47% | 0 | 0 | 0
Tech | Assembly | Space Heating | Forced air furnace | TRC | Existing | NE3376 | Dedicated Outdoor Air System on VRF unit | Dedicated Outdoor Air System on VRF unit | NonEquip | 15 | Residential/split system heat pump | 0% | Tech/Econ | 10% | 0 | 0 | 0
Tech | Assembly | Space Heating | Forced air furnace | TRC | Existing | NE3324 | Cool Roof | Cool Roof | NonEquip | 15 |  | 72.74% | Tech/Econ | 0.7847% | 868.2187 | 0 | 0
Tech | Assembly | Space Heating | Forced air furnace | TRC | Existing | NE3220 | Ceiling Insulation(R30 to R38) | Ceiling Insulation(R30 to R38) | NonEquip | 20 |  | 0% | Tech/Econ | 0.2855% | 0 | 0 | 0
Tech | Assembly | Space Heating | Forced air furnace | TRC | Existing | NE3168 | Ceiling Insulation(R2 to R38) | Ceiling Insulation(R2 to R38) | NonEquip | 20 |  | 0% | Tech/Econ | 19.27% | 0 | 0 | 0
Tech | Assembly | Space Heating | Forced air furnace | TRC | Existing | NE3116 | Ceiling Insulation(R19 to R38) | Ceiling Insulation(R19 to R38) | NonEquip | 20 |  | 0% | Tech/Econ | 1.07% | 0 | 0 | 0
Tech | Assembly | Space Heating | Forced air furnace | TRC | Existing | NE3064 | Ceiling Insulation(R12 to R38) | Ceiling Insulation(R12 to R38) | NonEquip | 20 |  | 0% | Tech/Econ | 2.319% | 0 | 0 | 0
Tech | Assembly | Space Heating | Forced air furnace | TRC | Existing | NE2986 | Air Curtains | Air Curtains | NonEquip | 8 |  | 33.25% | Tech/Econ | 1.037% | 526.4826 | 0 | 0.020964
Tech | Assembly | Exterior Lighting | Exterior parking/lot lighting | TRC | New | NN5287 | Retro-Commissioning | Retro-Commissioning | NonEquip | 5 |  | 0% | Tech/Econ | 16% | 0 | 0 | 0
Tech | Assembly | Exterior Lighting | Exterior parking/lot lighting | TRC | New | NN2973 | Outdoor Lighting Controls | Outdoor Lighting Controls | NonEquip | 8 | Exterior parking/lot lighting | 30.95% | Tech/Econ | 28% | 0 | 0 | 0
Tech | Assembly | Exterior Lighting | Exterior parking/lot lighting | TRC | New | NN2947 | Bi-Level Lighting Control (Exterior) | Bi-Level Lighting Control (Exterior) | NonEquip | 9 | Exterior parking/lot lighting | 8.579% | Tech/Econ | 31% | 36.4547 | 0 | 0
Tech | Assembly | Exterior Lighting | Exterior parking/lot lighting | TRC | Existing | NE5274 | Retro-Commissioning | Retro-Commissioning | NonEquip | 5 |  | 21.99% | Tech/Econ | 16% | 40436.8909 | 0 | 20.9596
Tech | Assembly | Exterior Lighting | Exterior parking/lot lighting | TRC | Existing | NE2960 | Outdoor Lighting Controls | Outdoor Lighting Controls | NonEquip | 8 | Exterior parking/lot lighting | 30.95% | Tech/Econ | 28% | 109036.5355 | 0 | 0
Tech | Assembly | Exterior Lighting | Exterior parking/lot lighting | TRC | Existing | NE2934 | Bi-Level Lighting Control (Exterior) | Bi-Level Lighting Control (Exterior) | NonEquip | 9 | Exterior parking/lot lighting | 8.579% | Tech/Econ | 31% | 34380.3293 | 0 | 0
Tech | Assembly | Exterior Lighting | Exterior parking/lot lighting | TRC | Turnover | ET704 | LED Parking Lighting | LED Parking Lighting | Equip | 18 | Exterior parking/lot lighting | 6.728% | Tech/Econ | 84% | 77434.7794 | 0 | 0
Tech | Assembly | Exterior Lighting | Exterior parking/lot lighting | TRC | Turnover | ET509 | High Efficiency HID Lighting | High Efficiency HID Lighting | Equip | 13 | Exterior parking/lot lighting | 0% | Tech/Econ | 34.18% | 0 | 0 | 0
Tech | Assembly | Exterior Lighting | Exterior parking/lot lighting | TRC | New | EN730 | LED Parking Lighting | LED Parking Lighting | Equip | 18 | Exterior parking/lot lighting | 94.94% | Tech/Econ | 84% | 9145.1647 | 0 | 0
Tech | Assembly | Exterior Lighting | Exterior parking/lot lighting | TRC | New | EN535 | High Efficiency HID Lighting | High Efficiency HID Lighting | Equip | 13 | Exterior parking/lot lighting | 0% | Tech/Econ | 34.18% | 0 | 0 | 0
Tech | Assembly | Exterior Lighting | Exterior marquis | TRC | New | NN5287 | Retro-Commissioning | Retro-Commissioning | NonEquip | 5 |  | 0% | Tech/Econ | 16% | 0 | 0 | 0
Tech | Assembly | Exterior Lighting | Exterior marquis | TRC | New | NN2973 | Outdoor Lighting Controls | Outdoor Lighting Controls | NonEquip | 8 | Exterior parking/lot lighting | 0% | Tech/Econ | 28% | 0 | 0 | 0
Tech | Assembly | Exterior Lighting | Exterior marquis | TRC | New | NN2947 | Bi-Level Lighting Control (Exterior) | Bi-Level Lighting Control (Exterior) | NonEquip | 9 | Exterior parking/lot lighting | 0% | Tech/Econ | 31% | 0 | 0 | 0
Tech | Assembly | Exterior Lighting | Exterior marquis | TRC | Existing | NE5274 | Retro-Commissioning | Retro-Commissioning | NonEquip | 5 |  | 21.99% | Tech/Econ | 16% | 0 | 0 | 0
Tech | Assembly | Exterior Lighting | Exterior marquis | TRC | Existing | NE2960 | Outdoor Lighting Controls | Outdoor Lighting Controls | NonEquip | 8 | Exterior parking/lot lighting | 0% | Tech/Econ | 28% | 0 | 0 | 0
Tech | Assembly | Exterior Lighting | Exterior marquis | TRC | Existing | NE2934 | Bi-Level Lighting Control (Exterior) | Bi-Level Lighting Control (Exterior) | NonEquip | 9 | Exterior parking/lot lighting | 0% | Tech/Econ | 31% | 0 | 0 | 0
Tech | Assembly | Exterior Lighting | Exterior marquis | TRC | Turnover | ET626 | LED Exterior Lighting | LED Exterior Lighting | Equip | 13 | Exterior marquis | 4.268% | Tech/Econ | 60.51% | 0 | 0 | 0
Tech | Assembly | Exterior Lighting | Exterior marquis | TRC | Turnover | ET587 | LED Display Lighting (Exterior) | LED Display Lighting (Exterior) | Equip | 15 | Exterior marquis | 4.268% | Tech/Econ | 87.04% | 0 | 0 | 0
Tech | Assembly | Exterior Lighting | Exterior marquis | TRC | New | EN652 | LED Exterior Lighting | LED Exterior Lighting | Equip | 13 | Exterior marquis | 4.624% | Tech/Econ | 60.51% | 0 | 0 | 0
Tech | Assembly | Exterior Lighting | Exterior marquis | TRC | New | EN613 | LED Display Lighting (Exterior) | LED Display Lighting (Exterior) | Equip | 15 | Exterior marquis | 4.624% | Tech/Econ | 87.04% | 0 | 0 | 0
Tech | Assembly | Miscellaneous | Elevators/Escalators | TRC | New | NN5443 | Retro-Commissioning | Retro-Commissioning | NonEquip | 5 |  | 0% | Tech/Econ | 16% | 0 | 0 | 0
Tech | Assembly | Miscellaneous | Elevators/Escalators | TRC | New | NN4533 | VSD Controlled Compressor | VSD Controlled Compressor | NonEquip | 15 | Others | 0% | Tech/Econ | 20.79% | 0 | 0 | 0
Tech | Assembly | Miscellaneous | Elevators/Escalators | TRC | New | NN4507 | Regenerative Drive Elevator Motor | Regenerative Drive Elevator Motor | NonEquip | 13 | Elevators/Escalators | 11.17% | Tech/Econ | 6.211% | 8.7137 | 0.0012128 | 0.0001111
Tech | Assembly | Miscellaneous | Elevators/Escalators | TRC | New | NN4481 | Engine Block Timer | Engine Block Timer | NonEquip | 5 | Others | 0% | Tech/Econ | 36% | 0 | 0 | 0
Tech | Assembly | Miscellaneous | Elevators/Escalators | TRC | New | NN4455 | Efficient Motor Belts | Efficient Motor Belts | NonEquip | 10 | Others | 0% | Tech/Econ | 1.105% | 0 | 0 | 0
Tech | Assembly | Miscellaneous | Elevators/Escalators | TRC | Existing | NE5430 | Retro-Commissioning | Retro-Commissioning | NonEquip | 5 |  | 21.99% | Tech/Econ | 16% | 5282.5873 | 0.88315 | 2.7381
Tech | Assembly | Miscellaneous | Elevators/Escalators | TRC | Existing | NE4520 | VSD Controlled Compressor | VSD Controlled Compressor | NonEquip | 15 | Others | 0% | Tech/Econ | 20.79% | 0 | 0 | 0
Tech | Assembly | Miscellaneous | Elevators/Escalators | TRC | Existing | NE4494 | Regenerative Drive Elevator Motor | Regenerative Drive Elevator Motor | NonEquip | 13 | Elevators/Escalators | 10.45% | Tech/Econ | 6.211% | 940.3204 | 0.13088 | 0.011989
Tech | Assembly | Miscellaneous | Elevators/Escalators | TRC | Existing | NE4468 | Engine Block Timer | Engine Block Timer | NonEquip | 5 | Others | 0% | Tech/Econ | 36% | 0 | 0 | 0
Tech | Assembly | Miscellaneous | Elevators/Escalators | TRC | Existing | NE4442 | Efficient Motor Belts | Efficient Motor Belts | NonEquip | 10 | Others | 0% | Tech/Econ | 1.105% | 0 | 0 | 0
Tech | Assembly | Office Equipment | Document production | TRC | New | NN4585 | Smart Strip Plug Outlet | Smart Strip Plug Outlet | NonEquip | 4 |  | 43.9% | Tech/Econ | 1.187% | 39.768 | 0.0059133 | 0
Tech | Assembly | Office Equipment | Document production | TRC | New | NN4559 | Network PC Power Management | Network PC Power Management | NonEquip | 5 | Computers | 0% | Tech/Econ | 56.5% | 0 | 0 | 0
Tech | Assembly | Office Equipment | Document production | TRC | Existing | NE4572 | Smart Strip Plug Outlet | Smart Strip Plug Outlet | NonEquip | 4 |  | 43.9% | Tech/Econ | 1.187% | 4751.5619 | 0.70653 | 0
Tech | Assembly | Office Equipment | Document production | TRC | Existing | NE4546 | Network PC Power Management | Network PC Power Management | NonEquip | 5 | Computers | 0% | Tech/Econ | 56.5% | 0 | 0 | 0
Tech | Assembly | Office Equipment | Document production | TRC | Turnover | ET2141 | ENERGY STAR Imaging Equipment | ENERGY STAR Imaging Equipment | Equip | 6 | Document production | 17.92% | Tech/Econ | 44.44% | 78904.0861 | 10.9421 | 7.3476
Tech | Assembly | Office Equipment | Document production | TRC | New | EN2167 | ENERGY STAR Imaging Equipment | ENERGY STAR Imaging Equipment | Equip | 6 | Document production | 17.92% | Tech/Econ | 44.44% | 660.3851 | 0.09158 | 0.061496
Tech | Assembly | Space Cooling | District chilled water piped | TRC | New | NN5365 | Retro-Commissioning | Retro-Commissioning | NonEquip | 5 |  | 0% | Tech/Econ | 16% | 0 | 0 | 0
Tech | Assembly | Space Cooling | District chilled water piped | TRC | New | NN4377 | Window Sun Protection | Window Sun Protection | NonEquip | 10 |  | 15.35% | Tech/Econ | 16% | 103.3122 | 0.032168 | -0.0018124
Tech | Assembly | Space Cooling | District chilled water piped | TRC | New | NN4351 | Waterside Economizer | Waterside Economizer | NonEquip | 20 |  | 0% | Tech/Econ | 5.556% | 0 | 0 | 0
Tech | Assembly | Space Cooling | District chilled water piped | TRC | New | NN4143 | Smart Thermostat | Smart Thermostat | NonEquip | 11 |  | 31.48% | Tech/Econ | 10% | 125.9343 | 0.0014953 | 0
Tech | Assembly | Space Cooling | District chilled water piped | TRC | New | NN4117 | Roof Insulation | Roof Insulation | NonEquip | 20 |  | 58.5% | Tech/Econ | 3.654% | 0 | 0 | 0
Tech | Assembly | Space Cooling | District chilled water piped | TRC | New | NN4039 | Programmable Thermostat | Programmable Thermostat | NonEquip | 11 |  | 0% | Tech/Econ | 3.6% | 0 | 0 | 0
Tech | Assembly | Space Cooling | District chilled water piped | TRC | New | NN3987 | Low U-Value Windows | Low U-Value Windows | NonEquip | 20 |  | 13.44% | Tech/Econ | 10% | 55.148 | 0.020499 | 0
Tech | Assembly | Space Cooling | District chilled water piped | TRC | New | NN3909 | HVAC tune-up_RTU | HVAC tune-up_RTU | NonEquip | 5 | Packaged air conditioning units (RTUs) | 0% | Tech/Econ | 5% | 0 | 0 | 0
Tech | Assembly | Space Cooling | District chilled water piped | TRC | New | NN3883 | HVAC tune-up | HVAC tune-up | NonEquip | 5 | Residential-type central air conditioners | 0% | Tech/Econ | 5% | 0 | 0 | 0
Tech | Assembly | Space Cooling | District chilled water piped | TRC | New | NN3805 | Green Roof | Green Roof | NonEquip | 15 |  | 0.315% | Tech/Econ | 4.235% | 0 | 0 | 0
Tech | Assembly | Space Cooling | District chilled water piped | TRC | New | NN3675 | Facility Energy Management System | Facility Energy Management System | NonEquip | 15 |  | 4.276% | Tech/Econ | 20% | 38.4975 | 0.0080688 | 0
Tech | Assembly | Space Cooling | District chilled water piped | TRC | New | NN3623 | Facility Commissioning | Facility Commissioning | NonEquip | 10 |  | 35.83% | Tech/Econ | 16% | 255.8932 | 0.044802 | 0.0010222
Tech | Assembly | Space Cooling | District chilled water piped | TRC | New | NN3597 | Energy Recovery Ventilation System (ERV) | Energy Recovery Ventilation System (ERV) | NonEquip | 15 | Packaged air conditioning units (RTUs) | 0% | Tech/Econ | 18.24% | 0 | 0 | 0
Tech | Assembly | Space Cooling | District chilled water piped | TRC | New | NN3519 | Duct Sealing Repair | Duct Sealing Repair | NonEquip | 15 |  | 0% | Tech/Econ | 12% | 0 | 0 | 0
Tech | Assembly | Space Cooling | District chilled water piped | TRC | New | NN3415 | Dedicated Outdoor Air System on VRF unit | Dedicated Outdoor Air System on VRF unit | NonEquip | 15 | Residential-type central air conditioners | 0% | Tech/Econ | 17.5% | 0 | 0 | 0
Tech | Assembly | Space Cooling | District chilled water piped | TRC | New | NN3363 | Cool Roof | Cool Roof | NonEquip | 15 |  | 72.49% | Tech/Econ | 5.431% | 0 | 0 | 0
Tech | Assembly | Space Cooling | District chilled water piped | TRC | New | NN3311 | Chilled Water System - Variable Speed Drives | Chilled Water System - Variable Speed Drives | NonEquip | 13 | Central chillers inside | 0% | Tech/Econ | 24.74% | 0 | 0 | 0
Tech | Assembly | Space Cooling | District chilled water piped | TRC | New | NN3285 | Chilled Water Controls Optimization | Chilled Water Controls Optimization | NonEquip | 10 | Central chillers inside | 0% | Tech/Econ | 12.5% | 0 | 0 | 0
Tech | Assembly | Space Cooling | District chilled water piped | TRC | New | NN3207 | Ceiling Insulation(R2 to R38) | Ceiling Insulation(R2 to R38) | NonEquip | 20 |  | 0% | Tech/Econ | 49.84% | 0 | 0 | 0
Tech | Assembly | Space Cooling | District chilled water piped | TRC | New | NN3155 | Ceiling Insulation(R19 to R38) | Ceiling Insulation(R19 to R38) | NonEquip | 20 |  | 0% | Tech/Econ | 2.769% | 0 | 0 | 0
Tech | Assembly | Space Cooling | District chilled water piped | TRC | New | NN3103 | Ceiling Insulation(R12 to R38) | Ceiling Insulation(R12 to R38) | NonEquip | 20 |  | 0% | Tech/Econ | 5.999% | 0 | 0 | 0
Tech | Assembly | Space Cooling | District chilled water piped | TRC | New | NN3051 | Airside Economizer | Airside Economizer | NonEquip | 10 | Packaged air conditioning units (RTUs) | 0% | Tech/Econ | 5.556% | 0 | 0 | 0
Tech | Assembly | Space Cooling | District chilled water piped | TRC | Existing | NE5352 | Retro-Commissioning | Retro-Commissioning | NonEquip | 5 |  | 21.99% | Tech/Econ | 16% | 15255.8564 | 2.5505 | 0
Tech | Assembly | Space Cooling | District chilled water piped | TRC | Existing | NE4364 | Window Sun Protection | Window Sun Protection | NonEquip | 10 |  | 7.839% | Tech/Econ | 16% | 6508.362 | 2.0265 | -0.11417
Tech | Assembly | Space Cooling | District chilled water piped | TRC | Existing | NE4338 | Waterside Economizer | Waterside Economizer | NonEquip | 20 |  | 0% | Tech/Econ | 5.556% | 0 | 0 | 0
Tech | Assembly | Space Cooling | District chilled water piped | TRC | Existing | NE4208 | Wall Insulation | Wall Insulation | NonEquip | 20 |  | 0% | Tech/Econ | 29.66% | 0 | 0 | 0
Tech | Assembly | Space Cooling | District chilled water piped | TRC | Existing | NE4130 | Smart Thermostat | Smart Thermostat | NonEquip | 11 |  | 31.48% | Tech/Econ | 10% | 16128.8786 | 0.19151 | 0
Tech | Assembly | Space Cooling | District chilled water piped | TRC | Existing | NE4104 | Roof Insulation | Roof Insulation | NonEquip | 20 |  | 58.5% | Tech/Econ | 7.307% | 20620.4476 | 0.41262 | 0
Tech | Assembly | Space Cooling | District chilled water piped | TRC | Existing | NE4026 | Programmable Thermostat | Programmable Thermostat | NonEquip | 11 |  | 0% | Tech/Econ | 3.6% | 0 | 0 | 0
Tech | Assembly | Space Cooling | District chilled water piped | TRC | Existing | NE3974 | Low U-Value Windows | Low U-Value Windows | NonEquip | 20 |  | 5.375% | Tech/Econ | 46% | 13299.0328 | 4.9433 | 0
Tech | Assembly | Space Cooling | District chilled water piped | TRC | Existing | NE3896 | HVAC tune-up_RTU | HVAC tune-up_RTU | NonEquip | 5 | Packaged air conditioning units (RTUs) | 0% | Tech/Econ | 5% | 0 | 0 | 0
Tech | Assembly | Space Cooling | District chilled water piped | TRC | Existing | NE3870 | HVAC tune-up | HVAC tune-up | NonEquip | 5 | Residential-type central air conditioners | 0% | Tech/Econ | 5% | 0 | 0 | 0
Tech | Assembly | Space Cooling | District chilled water piped | TRC | Existing | NE3792 | Green Roof | Green Roof | NonEquip | 15 |  | 0.063% | Tech/Econ | 4.235% | 11.6687 | 0.0049571 | 0
Tech | Assembly | Space Cooling | District chilled water piped | TRC | Existing | NE3740 | Floor Insulation | Floor Insulation | NonEquip | 20 |  | 12.82% | Tech/Econ | 1.917% | 1028.4668 | 0.02058 | 0
Tech | Assembly | Space Cooling | District chilled water piped | TRC | Existing | NE3662 | Facility Energy Management System | Facility Energy Management System | NonEquip | 15 |  | 5.375% | Tech/Econ | 20% | 5639.2194 | 1.1819 | 0
Tech | Assembly | Space Cooling | District chilled water piped | TRC | Existing | NE3584 | Energy Recovery Ventilation System (ERV) | Energy Recovery Ventilation System (ERV) | NonEquip | 15 | Packaged air conditioning units (RTUs) | 0% | Tech/Econ | 18.24% | 0 | 0 | 0
Tech | Assembly | Space Cooling | District chilled water piped | TRC | Existing | NE3506 | Duct Sealing Repair | Duct Sealing Repair | NonEquip | 15 |  | 0% | Tech/Econ | 12% | 0 | 0 | 0
Tech | Assembly | Space Cooling | District chilled water piped | TRC | Existing | NE3454 | Duct Insulation | Duct Insulation | NonEquip | 15 |  | 0% | Tech/Econ | 2.045% | 0 | 0 | 0
Tech | Assembly | Space Cooling | District chilled water piped | TRC | Existing | NE3402 | Dedicated Outdoor Air System on VRF unit | Dedicated Outdoor Air System on VRF unit | NonEquip | 15 | Residential-type central air conditioners | 0% | Tech/Econ | 17.5% | 0 | 0 | 0
Tech | Assembly | Space Cooling | District chilled water piped | TRC | Existing | NE3350 | Cool Roof | Cool Roof | NonEquip | 15 |  | 72.74% | Tech/Econ | 5.431% | 18244.4436 | 7.7506 | 0
Tech | Assembly | Space Cooling | District chilled water piped | TRC | Existing | NE3298 | Chilled Water System - Variable Speed Drives | Chilled Water System - Variable Speed Drives | NonEquip | 13 | Central chillers inside | 0% | Tech/Econ | 24.74% | 0 | 0 | 0
Tech | Assembly | Space Cooling | District chilled water piped | TRC | Existing | NE3272 | Chilled Water Controls Optimization | Chilled Water Controls Optimization | NonEquip | 10 | Central chillers inside | 0% | Tech/Econ | 12.5% | 0 | 0 | 0
Tech | Assembly | Space Cooling | District chilled water piped | TRC | Existing | NE3194 | Ceiling Insulation(R2 to R38) | Ceiling Insulation(R2 to R38) | NonEquip | 20 |  | 0% | Tech/Econ | 49.84% | 0 | 0 | 0
Tech | Assembly | Space Cooling | District chilled water piped | TRC | Existing | NE3142 | Ceiling Insulation(R19 to R38) | Ceiling Insulation(R19 to R38) | NonEquip | 20 |  | 0% | Tech/Econ | 2.769% | 0 | 0 | 0
Tech | Assembly | Space Cooling | District chilled water piped | TRC | Existing | NE3090 | Ceiling Insulation(R12 to R38) | Ceiling Insulation(R12 to R38) | NonEquip | 20 |  | 0% | Tech/Econ | 5.999% | 0 | 0 | 0
Tech | Assembly | Space Cooling | District chilled water piped | TRC | Existing | NE3038 | Airside Economizer | Airside Economizer | NonEquip | 10 | Packaged air conditioning units (RTUs) | 0% | Tech/Econ | 5.556% | 0 | 0 | 0
Tech | Assembly | Space Cooling | District chilled water piped | TRC | Turnover | ET938 | High Efficiency Chiller (Air Cooled, 50 tons) | High Efficiency Chiller (Air Cooled, 50 tons) | Equip | 20 | District chilled water piped | 31.91% | Tech/Econ | 8.759% | 13873.5675 | 3.2173 | 0.74213
Tech | Assembly | Space Cooling | District chilled water piped | TRC | Turnover | ET1094 | High Efficiency Chiller (Water cooled-positive displacement, 100 tons) | High Efficiency Chiller (Water cooled-positive displacement, 100 tons) | Equip | 20 | District chilled water piped | 31.91% | Tech/Econ | 2.683% | 3744.9319 | 1.2014 | 0.011827
Tech | Assembly | Space Cooling | District chilled water piped | TRC | Turnover | ET1016 | High Efficiency Chiller (Water cooled-centrifugal, 200 tons) | High Efficiency Chiller (Water cooled-centrifugal, 200 tons) | Equip | 20 | District chilled water piped | 31.91% | Tech/Econ | 4.362% | 6175.3672 | 1.981 | 0.019503
Tech | Assembly | Space Cooling | District chilled water piped | TRC | New | EN964 | High Efficiency Chiller (Air Cooled, 50 tons) | High Efficiency Chiller (Air Cooled, 50 tons) | Equip | 20 | District chilled water piped | 31.91% | Tech/Econ | 8.759% | 109.6618 | 0.025431 | 0.005866
Tech | Assembly | Space Cooling | District chilled water piped | TRC | New | EN1042 | High Efficiency Chiller (Water cooled-centrifugal, 200 tons) | High Efficiency Chiller (Water cooled-centrifugal, 200 tons) | Equip | 20 | District chilled water piped | 31.91% | Tech/Econ | 4.362% | 53.0895 | 0.017031 | 0.00016767
Tech | Assembly | Refrigeration | Display cases | TRC | New | NN5313 | Retro-Commissioning | Retro-Commissioning | NonEquip | 5 |  | 0% | Tech/Econ | 16% | 0 | 0 | 0
Tech | Assembly | Refrigeration | Display cases | TRC | New | NN4897 | Strip Curtains for Walk-ins | Strip Curtains for Walk-ins | NonEquip | 4 | Walk-in cooler | 0% | Tech/Econ | 2.115% | 0 | 0 | 0
Tech | Assembly | Refrigeration | Display cases | TRC | New | NN4871 | Refrigerated Display Case Lighting Controls | Refrigerated Display Case Lighting Controls | NonEquip | 8 | Display cases | 0% | Tech/Econ | 0.9365% | 0 | 0 | 0
Tech | Assembly | Refrigeration | Display cases | TRC | New | NN4845 | PSC to ECM Evaporator Fan Motor (Walk-In, Refrigerator) | PSC to ECM Evaporator Fan Motor (Walk-In, Refrigerator) | NonEquip | 15 | Walk-in cooler | 0% | Tech/Econ | 37.5% | 0 | 0 | 0
Tech | Assembly | Refrigeration | Display cases | TRC | New | NN4819 | PSC to ECM Evaporator Fan Motor (Reach-In) | PSC to ECM Evaporator Fan Motor (Reach-In) | NonEquip | 15 | Display cases | 68.68% | Tech/Econ | 37.5% | 64.6677 | 0.0090006 | 0.00082453
Tech | Assembly | Refrigeration | Display cases | TRC | New | NN4793 | Night Covers for Display Cases | Night Covers for Display Cases | NonEquip | 5 | Display cases | 0% | Tech/Econ | 1.877% | 0 | 0 | 0
Tech | Assembly | Refrigeration | Display cases | TRC | New | NN4767 | High R-Value Glass Doors | High R-Value Glass Doors | NonEquip | 12 | Display cases | 0% | Tech/Econ | 0% | 0 | 0 | 0
Tech | Assembly | Refrigeration | Display cases | TRC | New | NN4741 | High Efficiency Refrigeration Compressor | High Efficiency Refrigeration Compressor | NonEquip | 13 | Display cases | 15.4% | Tech/Econ | 6.922% | 1.9868 | 0.00029958 | 0.00014022
Tech | Assembly | Refrigeration | Display cases | TRC | New | NN4715 | Freezer-Cooler Replacement Gaskets | Freezer-Cooler Replacement Gaskets | NonEquip | 4 | Display cases | 42.41% | Tech/Econ | 0% | 0 | 0 | 0
Tech | Assembly | Refrigeration | Display cases | TRC | New | NN4689 | Floating Head Pressure Controls | Floating Head Pressure Controls | NonEquip | 15 |  | 0% | Tech/Econ | 6.05% | 0 | 0 | 0
Tech | Assembly | Refrigeration | Display cases | TRC | New | NN4663 | Demand Defrost | Demand Defrost | NonEquip | 10 | Walk-in cooler | 0% | Tech/Econ | 30% | 0 | 0 | 0
Tech | Assembly | Refrigeration | Display cases | TRC | New | NN4637 | Automatic Door Closer for Walk-in Coolers and Freezers | Automatic Door Closer for Walk-in Coolers and Freezers | NonEquip | 8 | Walk-in cooler | 0% | Tech/Econ | 3.131% | 0 | 0 | 0
Tech | Assembly | Refrigeration | Display cases | TRC | New | NN4611 | Anti-Sweat Controls | Anti-Sweat Controls | NonEquip | 8 | Display cases | 0% | Tech/Econ | 85% | 0 | 0 | 0
Tech | Assembly | Refrigeration | Display cases | TRC | Existing | NE5300 | Retro-Commissioning | Retro-Commissioning | NonEquip | 5 |  | 21.99% | Tech/Econ | 16% | 900.4918 | 0.15055 | 0.46675
Tech | Assembly | Refrigeration | Display cases | TRC | Existing | NE4884 | Strip Curtains for Walk-ins | Strip Curtains for Walk-ins | NonEquip | 4 | Walk-in cooler | 0% | Tech/Econ | 2.115% | 0 | 0 | 0
Tech | Assembly | Refrigeration | Display cases | TRC | Existing | NE4858 | Refrigerated Display Case Lighting Controls | Refrigerated Display Case Lighting Controls | NonEquip | 8 | Display cases | 0% | Tech/Econ | 2.524% | 0 | 0 | 0
Tech | Assembly | Refrigeration | Display cases | TRC | Existing | NE4832 | PSC to ECM Evaporator Fan Motor (Walk-In, Refrigerator) | PSC to ECM Evaporator Fan Motor (Walk-In, Refrigerator) | NonEquip | 15 | Walk-in cooler | 0% | Tech/Econ | 37.5% | 0 | 0 | 0
Tech | Assembly | Refrigeration | Display cases | TRC | Existing | NE4806 | PSC to ECM Evaporator Fan Motor (Reach-In) | PSC to ECM Evaporator Fan Motor (Reach-In) | NonEquip | 15 | Display cases | 17.17% | Tech/Econ | 37.5% | 1780.4319 | 0.24781 | 0.022701
Tech | Assembly | Refrigeration | Display cases | TRC | Existing | NE4780 | Night Covers for Display Cases | Night Covers for Display Cases | NonEquip | 5 | Display cases | 0% | Tech/Econ | 1.877% | 0 | 0 | 0
Tech | Assembly | Refrigeration | Display cases | TRC | Existing | NE4754 | High R-Value Glass Doors | High R-Value Glass Doors | NonEquip | 12 | Display cases | 0% | Tech/Econ | 23.81% | 0 | 0 | 0
Tech | Assembly | Refrigeration | Display cases | TRC | Existing | NE4728 | High Efficiency Refrigeration Compressor | High Efficiency Refrigeration Compressor | NonEquip | 13 | Display cases | 15.4% | Tech/Econ | 6.922% | 275.7355 | 0.041577 | 0.01946
Tech | Assembly | Refrigeration | Display cases | TRC | Existing | NE4702 | Freezer-Cooler Replacement Gaskets | Freezer-Cooler Replacement Gaskets | NonEquip | 4 | Display cases | 42.41% | Tech/Econ | 3.131% | 327.851 | 0.047745 | 0.015545
Tech | Assembly | Refrigeration | Display cases | TRC | Existing | NE4676 | Floating Head Pressure Controls | Floating Head Pressure Controls | NonEquip | 15 |  | 0% | Tech/Econ | 6.05% | 0 | 0 | 0
Tech | Assembly | Refrigeration | Display cases | TRC | Existing | NE4650 | Demand Defrost | Demand Defrost | NonEquip | 10 | Walk-in cooler | 0% | Tech/Econ | 30% | 0 | 0 | 0
Tech | Assembly | Refrigeration | Display cases | TRC | Existing | NE4624 | Automatic Door Closer for Walk-in Coolers and Freezers | Automatic Door Closer for Walk-in Coolers and Freezers | NonEquip | 8 | Walk-in cooler | 0% | Tech/Econ | 3.131% | 0 | 0 | 0
Tech | Assembly | Refrigeration | Display cases | TRC | Existing | NE4598 | Anti-Sweat Controls | Anti-Sweat Controls | NonEquip | 8 | Display cases | 9.21% | Tech/Econ | 85% | 2348.5404 | 0.18769 | 0.1887
Tech | Assembly | Refrigeration | Display cases | TRC | Turnover | ET2609 | Refrigerated Display Case LED Lighting | Refrigerated Display Case LED Lighting | Equip | 8 | Display cases | 0% | Tech/Econ | 6.613% | 0 | 0 | 0
Tech | Assembly | Refrigeration | Display cases | TRC | Turnover | ET2453 | Energy Star Commercial Solid Door Refrigerator | Energy Star Commercial Solid Door Refrigerator | Equip | 12 | Display cases | 0% | Tech/Econ | 50.28% | 0 | 0 | 0
Tech | Assembly | Refrigeration | Display cases | TRC | Turnover | ET2414 | Energy Star Commercial Solid Door Freezer | Energy Star Commercial Solid Door Freezer | Equip | 12 | Display cases | 0% | Tech/Econ | 42.11% | 0 | 0 | 0
Tech | Assembly | Refrigeration | Display cases | TRC | Turnover | ET2375 | Energy Star Commercial Glass Door Refrigerator | Energy Star Commercial Glass Door Refrigerator | Equip | 12 | Display cases | 0% | Tech/Econ | 37.88% | 0 | 0 | 0
Tech | Assembly | Refrigeration | Display cases | TRC | Turnover | ET2336 | Energy Star Commercial Glass Door Freezer | Energy Star Commercial Glass Door Freezer | Equip | 12 | Display cases | 0% | Tech/Econ | 40.57% | 0 | 0 | 0
Tech | Assembly | Refrigeration | Display cases | TRC | New | EN2635 | Refrigerated Display Case LED Lighting | Refrigerated Display Case LED Lighting | Equip | 8 | Display cases | 0% | Tech/Econ | 0% | 0 | 0 | 0
Tech | Assembly | Refrigeration | Display cases | TRC | New | EN2479 | Energy Star Commercial Solid Door Refrigerator | Energy Star Commercial Solid Door Refrigerator | Equip | 12 | Display cases | 0% | Tech/Econ | 50.28% | 0 | 0 | 0
Tech | Assembly | Refrigeration | Display cases | TRC | New | EN2440 | Energy Star Commercial Solid Door Freezer | Energy Star Commercial Solid Door Freezer | Equip | 12 | Display cases | 0% | Tech/Econ | 42.11% | 0 | 0 | 0
Tech | Assembly | Refrigeration | Display cases | TRC | New | EN2401 | Energy Star Commercial Glass Door Refrigerator | Energy Star Commercial Glass Door Refrigerator | Equip | 12 | Display cases | 0% | Tech/Econ | 37.88% | 0 | 0 | 0
Tech | Assembly | Refrigeration | Display cases | TRC | New | EN2362 | Energy Star Commercial Glass Door Freezer | Energy Star Commercial Glass Door Freezer | Equip | 12 | Display cases | 0% | Tech/Econ | 40.57% | 0 | 0 | 0
Tech | Assembly | Cooking | Cooking Other | TRC | Turnover | ET236 | Induction Cooktops | Induction Cooktops | Equip | 10 | Cooking Other | 0% | Tech/Econ | 18.82% | 0 | 0 | 0
Tech | Assembly | Cooking | Cooking Other | TRC | Turnover | ET2 | Efficient Exhaust Hood | Efficient Exhaust Hood | Equip | 15 | Cooking Other | 0% | Tech/Econ | 42.5% | 0 | 0 | 0
Tech | Assembly | Cooking | Cooking Other | TRC | Turnover | ET158 | Energy Star Hot Food Holding Cabinet | Energy Star Hot Food Holding Cabinet | Equip | 12 | Cooking Other | 0% | Tech/Econ | 52.67% | 0 | 0 | 0
Tech | Assembly | Cooking | Cooking Other | TRC | Turnover | ET119 | Energy Star Griddle | Energy Star Griddle | Equip | 12 | Cooking Other | 0% | Tech/Econ | 12.08% | 0 | 0 | 0
Tech | Assembly | Cooking | Cooking Other | TRC | New | EN28 | Efficient Exhaust Hood | Efficient Exhaust Hood | Equip | 15 | Cooking Other | 0% | Tech/Econ | 42.5% | 0 | 0 | 0
Tech | Assembly | Cooking | Cooking Other | TRC | New | EN262 | Induction Cooktops | Induction Cooktops | Equip | 10 | Cooking Other | 0% | Tech/Econ | 18.82% | 0 | 0 | 0
Tech | Assembly | Cooking | Cooking Other | TRC | New | EN184 | Energy Star Hot Food Holding Cabinet | Energy Star Hot Food Holding Cabinet | Equip | 12 | Cooking Other | 0% | Tech/Econ | 52.67% | 0 | 0 | 0
Tech | Assembly | Cooking | Cooking Other | TRC | New | EN145 | Energy Star Griddle | Energy Star Griddle | Equip | 12 | Cooking Other | 0% | Tech/Econ | 12.08% | 0 | 0 | 0
Tech | Assembly | Office Equipment | Computers | TRC | New | NN4585 | Smart Strip Plug Outlet | Smart Strip Plug Outlet | NonEquip | 4 |  | 43.9% | Tech/Econ | 1.187% | 7.9854 | 0.0011874 | 0
Tech | Assembly | Office Equipment | Computers | TRC | New | NN4559 | Network PC Power Management | Network PC Power Management | NonEquip | 5 | Computers | 0% | Tech/Econ | 56.5% | 0 | 0 | 0
Tech | Assembly | Office Equipment | Computers | TRC | Existing | NE4572 | Smart Strip Plug Outlet | Smart Strip Plug Outlet | NonEquip | 4 |  | 43.9% | Tech/Econ | 1.187% | 954.1133 | 0.14187 | 0
Tech | Assembly | Office Equipment | Computers | TRC | Existing | NE4546 | Network PC Power Management | Network PC Power Management | NonEquip | 5 | Computers | 0% | Tech/Econ | 56.5% | 0 | 0 | 0
Tech | Assembly | Office Equipment | Computers | TRC | Turnover | ET2180 | Energy Star PCs | Energy Star PCs | Equip | 4 | Computers | 35% | Tech/Econ | 43.34% | 32744.7991 | 4.6635 | 0
Tech | Assembly | Office Equipment | Computers | TRC | New | EN2206 | Energy Star PCs | Energy Star PCs | Equip | 4 | Computers | 35% | Tech/Econ | 43.34% | 274.0565 | 0.039031 | 0
Tech | Assembly | Domestic Hot Water | Centralized water heaters | TRC | New | NN5417 | Retro-Commissioning | Retro-Commissioning | NonEquip | 5 |  | 0% | Tech/Econ | 16% | 0 | 0 | 0
Tech | Assembly | Domestic Hot Water | Centralized water heaters | TRC | New | NN2921 | Thermostatic Shower Restriction Valve | Thermostatic Shower Restriction Valve | NonEquip | 10 | Centralized water heaters | 0% | Tech/Econ | 11.92% | 0 | 0 | 0
Tech | Assembly | Domestic Hot Water | Centralized water heaters | TRC | New | NN2895 | Tank Wrap on Water Heater | Tank Wrap on Water Heater | NonEquip | 7 | Centralized water heaters | 55.99% | Tech/Econ | 3.511% | 3.7369 | 0.00037432 | 0.00038191
Tech | Assembly | Domestic Hot Water | Centralized water heaters | TRC | New | NN2869 | Low-Flow Pre-Rinse Sprayers | Low-Flow Pre-Rinse Sprayers | NonEquip | 5 | Centralized water heaters | 0% | Tech/Econ | 31.55% | 0 | 0 | 0
Tech | Assembly | Domestic Hot Water | Centralized water heaters | TRC | New | NN2843 | Low Flow Shower Head | Low Flow Shower Head | NonEquip | 10 | Centralized water heaters | 0% | Tech/Econ | 2.416% | 0 | 0 | 0
Tech | Assembly | Domestic Hot Water | Centralized water heaters | TRC | New | NN2817 | Hot Water Pipe Insulation | Hot Water Pipe Insulation | NonEquip | 13 | Centralized water heaters | 22.45% | Tech/Econ | 18.85% | 59.6342 | 0.0066621 | 0.0074872
Tech | Assembly | Domestic Hot Water | Centralized water heaters | TRC | New | NN2791 | Hot Water Circulation Pump Control | Hot Water Circulation Pump Control | NonEquip | 15 | Centralized water heaters | 0% | Tech/Econ | 9.051% | 0 | 0 | 0
Tech | Assembly | Domestic Hot Water | Centralized water heaters | TRC | New | NN2765 | Faucet Aerator | Faucet Aerator | NonEquip | 10 | Centralized water heaters | 23.64% | Tech/Econ | 3.414% | 0 | 0 | 0
Tech | Assembly | Domestic Hot Water | Centralized water heaters | TRC | New | NN2739 | Drain Water Heat Recovery | Drain Water Heat Recovery | NonEquip | 15 | Centralized water heaters | 22.45% | Tech/Econ | 12.27% | 37.1883 | 0.0090016 | 0.0042806
Tech | Assembly | Domestic Hot Water | Centralized water heaters | TRC | Existing | NE5404 | Retro-Commissioning | Retro-Commissioning | NonEquip | 5 |  | 21.99% | Tech/Econ | 16% | 5877.6209 | 0.98263 | 3.0465
Tech | Assembly | Domestic Hot Water | Centralized water heaters | TRC | Existing | NE2908 | Thermostatic Shower Restriction Valve | Thermostatic Shower Restriction Valve | NonEquip | 10 | Centralized water heaters | 0% | Tech/Econ | 11.41% | 0 | 0 | 0
Tech | Assembly | Domestic Hot Water | Centralized water heaters | TRC | Existing | NE2882 | Tank Wrap on Water Heater | Tank Wrap on Water Heater | NonEquip | 7 | Centralized water heaters | 55.99% | Tech/Econ | 3.511% | 2965.9141 | 0.29709 | 0.30312
Tech | Assembly | Domestic Hot Water | Centralized water heaters | TRC | Existing | NE2856 | Low-Flow Pre-Rinse Sprayers | Low-Flow Pre-Rinse Sprayers | NonEquip | 5 | Centralized water heaters | 0% | Tech/Econ | 30.08% | 0 | 0 | 0
Tech | Assembly | Domestic Hot Water | Centralized water heaters | TRC | Existing | NE2830 | Low Flow Shower Head | Low Flow Shower Head | NonEquip | 10 | Centralized water heaters | 0% | Tech/Econ | 2.311% | 0 | 0 | 0
Tech | Assembly | Domestic Hot Water | Centralized water heaters | TRC | Existing | NE2804 | Hot Water Pipe Insulation | Hot Water Pipe Insulation | NonEquip | 13 | Centralized water heaters | 4.299% | Tech/Econ | 18.03% | 1304.9566 | 0.14578 | 0.16384
Tech | Assembly | Domestic Hot Water | Centralized water heaters | TRC | Existing | NE2778 | Hot Water Circulation Pump Control | Hot Water Circulation Pump Control | NonEquip | 15 | Centralized water heaters | 70.18% | Tech/Econ | 8.658% | 9761.4661 | 0.46426 | 0.48772
Tech | Assembly | Domestic Hot Water | Centralized water heaters | TRC | Existing | NE2752 | Faucet Aerator | Faucet Aerator | NonEquip | 10 | Centralized water heaters | 23.64% | Tech/Econ | 3.266% | 1142.1651 | 0.23805 | 0.14336
Tech | Assembly | Domestic Hot Water | Centralized water heaters | TRC | Existing | NE2726 | Drain Water Heat Recovery | Drain Water Heat Recovery | NonEquip | 15 | Centralized water heaters | 2.67% | Tech/Econ | 12.27% | 528.1629 | 0.12784 | 0.060794
Tech | Assembly | Domestic Hot Water | Centralized water heaters | TRC | Turnover | ET431 | Solar Water Heater | Solar Water Heater | Equip | 15 | Centralized water heaters | 13.24% | Tech/Econ | 76.67% | 24395.7947 | 1.8234 | 0.25599
Tech | Assembly | Domestic Hot Water | Centralized water heaters | TRC | Turnover | ET353 | Heat Pump Water Heater | Heat Pump Water Heater | Equip | 10 | Centralized water heaters | 33.74% | Tech/Econ | 65.32% | 47598.3859 | 8.0438 | 5.3501
Tech | Assembly | Domestic Hot Water | Centralized water heaters | TRC | Turnover | ET275 | Energy Star Commercial Dishwasher | Energy Star Commercial Dishwasher | Equip | 15 | Centralized water heaters | 0% | Tech/Econ | 29.58% | 0 | 0 | 0
Tech | Assembly | Domestic Hot Water | Centralized water heaters | TRC | New | EN457 | Solar Water Heater | Solar Water Heater | Equip | 15 | Centralized water heaters | 13.24% | Tech/Econ | 76.67% | 204.1798 | 0.015261 | 0.0021425
Tech | Assembly | Domestic Hot Water | Centralized water heaters | TRC | New | EN379 | Heat Pump Water Heater | Heat Pump Water Heater | Equip | 10 | Centralized water heaters | 33.74% | Tech/Econ | 65.32% | 398.3731 | 0.067322 | 0.044778
Tech | Assembly | Domestic Hot Water | Centralized water heaters | TRC | New | EN301 | Energy Star Commercial Dishwasher | Energy Star Commercial Dishwasher | Equip | 15 | Centralized water heaters | 0% | Tech/Econ | 29.58% | 0 | 0 | 0
Tech | Assembly | Space Cooling | Central chillers inside | TRC | New | NN5365 | Retro-Commissioning | Retro-Commissioning | NonEquip | 5 |  | 0% | Tech/Econ | 16% | 0 | 0 | 0
Tech | Assembly | Space Cooling | Central chillers inside | TRC | New | NN4377 | Window Sun Protection | Window Sun Protection | NonEquip | 10 |  | 15.35% | Tech/Econ | 16% | 2604.4287 | 0.81094 | -0.045689
Tech | Assembly | Space Cooling | Central chillers inside | TRC | New | NN4351 | Waterside Economizer | Waterside Economizer | NonEquip | 20 |  | 0% | Tech/Econ | 5.556% | 0 | 0 | 0
Tech | Assembly | Space Cooling | Central chillers inside | TRC | New | NN4143 | Smart Thermostat | Smart Thermostat | NonEquip | 11 |  | 31.48% | Tech/Econ | 10% | 3071.4933 | 0.03647 | 0
Tech | Assembly | Space Cooling | Central chillers inside | TRC | New | NN4117 | Roof Insulation | Roof Insulation | NonEquip | 20 |  | 58.5% | Tech/Econ | 3.654% | 0 | 0 | 0
Tech | Assembly | Space Cooling | Central chillers inside | TRC | New | NN4039 | Programmable Thermostat | Programmable Thermostat | NonEquip | 11 |  | 0% | Tech/Econ | 3.6% | 0 | 0 | 0
Tech | Assembly | Space Cooling | Central chillers inside | TRC | New | NN3987 | Low U-Value Windows | Low U-Value Windows | NonEquip | 20 |  | 13.44% | Tech/Econ | 10% | 1345.0408 | 0.49996 | 0
Tech | Assembly | Space Cooling | Central chillers inside | TRC | New | NN3909 | HVAC tune-up_RTU | HVAC tune-up_RTU | NonEquip | 5 | Packaged air conditioning units (RTUs) | 0% | Tech/Econ | 5% | 0 | 0 | 0
Tech | Assembly | Space Cooling | Central chillers inside | TRC | New | NN3883 | HVAC tune-up | HVAC tune-up | NonEquip | 5 | Residential-type central air conditioners | 0% | Tech/Econ | 5% | 0 | 0 | 0
Tech | Assembly | Space Cooling | Central chillers inside | TRC | New | NN3805 | Green Roof | Green Roof | NonEquip | 15 |  | 0.315% | Tech/Econ | 4.235% | 0 | 0 | 0
Tech | Assembly | Space Cooling | Central chillers inside | TRC | New | NN3675 | Facility Energy Management System | Facility Energy Management System | NonEquip | 15 |  | 4.276% | Tech/Econ | 20% | 970.495 | 0.20341 | 0
Tech | Assembly | Space Cooling | Central chillers inside | TRC | New | NN3623 | Facility Commissioning | Facility Commissioning | NonEquip | 10 |  | 35.83% | Tech/Econ | 16% | 6450.8886 | 1.1294 | 0.025768
Tech | Assembly | Space Cooling | Central chillers inside | TRC | New | NN3597 | Energy Recovery Ventilation System (ERV) | Energy Recovery Ventilation System (ERV) | NonEquip | 15 | Packaged air conditioning units (RTUs) | 0% | Tech/Econ | 18.24% | 0 | 0 | 0
Tech | Assembly | Space Cooling | Central chillers inside | TRC | New | NN3519 | Duct Sealing Repair | Duct Sealing Repair | NonEquip | 15 |  | 0% | Tech/Econ | 12% | 0 | 0 | 0
Tech | Assembly | Space Cooling | Central chillers inside | TRC | New | NN3415 | Dedicated Outdoor Air System on VRF unit | Dedicated Outdoor Air System on VRF unit | NonEquip | 15 | Residential-type central air conditioners | 0% | Tech/Econ | 17.5% | 0 | 0 | 0
Tech | Assembly | Space Cooling | Central chillers inside | TRC | New | NN3363 | Cool Roof | Cool Roof | NonEquip | 15 |  | 72.49% | Tech/Econ | 5.431% | 0 | 0 | 0
Tech | Assembly | Space Cooling | Central chillers inside | TRC | New | NN3311 | Chilled Water System - Variable Speed Drives | Chilled Water System - Variable Speed Drives | NonEquip | 13 | Central chillers inside | 73.99% | Tech/Econ | 24.74% | 25427.3449 | 2.3651 | 0.53757
Tech | Assembly | Space Cooling | Central chillers inside | TRC | New | NN3285 | Chilled Water Controls Optimization | Chilled Water Controls Optimization | NonEquip | 10 | Central chillers inside | 38.3% | Tech/Econ | 12.5% | 3363.7593 | 1.1119 | 0.00025188
Tech | Assembly | Space Cooling | Central chillers inside | TRC | New | NN3207 | Ceiling Insulation(R2 to R38) | Ceiling Insulation(R2 to R38) | NonEquip | 20 |  | 0% | Tech/Econ | 49.84% | 0 | 0 | 0
Tech | Assembly | Space Cooling | Central chillers inside | TRC | New | NN3155 | Ceiling Insulation(R19 to R38) | Ceiling Insulation(R19 to R38) | NonEquip | 20 |  | 0% | Tech/Econ | 2.769% | 0 | 0 | 0
Tech | Assembly | Space Cooling | Central chillers inside | TRC | New | NN3103 | Ceiling Insulation(R12 to R38) | Ceiling Insulation(R12 to R38) | NonEquip | 20 |  | 0% | Tech/Econ | 5.999% | 0 | 0 | 0
Tech | Assembly | Space Cooling | Central chillers inside | TRC | New | NN3051 | Airside Economizer | Airside Economizer | NonEquip | 10 | Packaged air conditioning units (RTUs) | 0% | Tech/Econ | 5.556% | 0 | 0 | 0
Tech | Assembly | Space Cooling | Central chillers inside | TRC | Existing | NE5352 | Retro-Commissioning | Retro-Commissioning | NonEquip | 5 |  | 21.99% | Tech/Econ | 16% | 372315.332 | 62.2443 | 0
Tech | Assembly | Space Cooling | Central chillers inside | TRC | Existing | NE4364 | Window Sun Protection | Window Sun Protection | NonEquip | 10 |  | 7.839% | Tech/Econ | 16% | 164071.2704 | 51.0867 | -2.8782
Tech | Assembly | Space Cooling | Central chillers inside | TRC | Existing | NE4338 | Waterside Economizer | Waterside Economizer | NonEquip | 20 |  | 0% | Tech/Econ | 5.556% | 0 | 0 | 0
Tech | Assembly | Space Cooling | Central chillers inside | TRC | Existing | NE4208 | Wall Insulation | Wall Insulation | NonEquip | 20 |  | 0% | Tech/Econ | 29.66% | 0 | 0 | 0
Tech | Assembly | Space Cooling | Central chillers inside | TRC | Existing | NE4130 | Smart Thermostat | Smart Thermostat | NonEquip | 11 |  | 31.48% | Tech/Econ | 10% | 393621.2203 | 4.6738 | 0
Tech | Assembly | Space Cooling | Central chillers inside | TRC | Existing | NE4104 | Roof Insulation | Roof Insulation | NonEquip | 20 |  | 58.5% | Tech/Econ | 7.307% | 503236.8296 | 10.07 | 0
Tech | Assembly | Space Cooling | Central chillers inside | TRC | Existing | NE4026 | Programmable Thermostat | Programmable Thermostat | NonEquip | 11 |  | 0% | Tech/Econ | 3.6% | 0 | 0 | 0
Tech | Assembly | Space Cooling | Central chillers inside | TRC | Existing | NE3974 | Low U-Value Windows | Low U-Value Windows | NonEquip | 20 |  | 5.375% | Tech/Econ | 46% | 410378.7789 | 152.539 | 0
Tech | Assembly | Space Cooling | Central chillers inside | TRC | Existing | NE3896 | HVAC tune-up_RTU | HVAC tune-up_RTU | NonEquip | 5 | Packaged air conditioning units (RTUs) | 0% | Tech/Econ | 5% | 0 | 0 | 0
Tech | Assembly | Space Cooling | Central chillers inside | TRC | Existing | NE3870 | HVAC tune-up | HVAC tune-up | NonEquip | 5 | Residential-type central air conditioners | 0% | Tech/Econ | 5% | 0 | 0 | 0
Tech | Assembly | Space Cooling | Central chillers inside | TRC | Existing | NE3792 | Green Roof | Green Roof | NonEquip | 15 |  | 0.063% | Tech/Econ | 4.235% | 284.7707 | 0.12098 | 0
Tech | Assembly | Space Cooling | Central chillers inside | TRC | Existing | NE3740 | Floor Insulation | Floor Insulation | NonEquip | 20 |  | 12.82% | Tech/Econ | 1.917% | 25099.4725 | 0.50225 | 0
Tech | Assembly | Space Cooling | Central chillers inside | TRC | Existing | NE3662 | Facility Energy Management System | Facility Energy Management System | NonEquip | 15 |  | 5.375% | Tech/Econ | 20% | 142160.7906 | 29.796 | 0
Tech | Assembly | Space Cooling | Central chillers inside | TRC | Existing | NE3584 | Energy Recovery Ventilation System (ERV) | Energy Recovery Ventilation System (ERV) | NonEquip | 15 | Packaged air conditioning units (RTUs) | 0% | Tech/Econ | 18.24% | 0 | 0 | 0
Tech | Assembly | Space Cooling | Central chillers inside | TRC | Existing | NE3506 | Duct Sealing Repair | Duct Sealing Repair | NonEquip | 15 |  | 0% | Tech/Econ | 12% | 0 | 0 | 0
Tech | Assembly | Space Cooling | Central chillers inside | TRC | Existing | NE3454 | Duct Insulation | Duct Insulation | NonEquip | 15 |  | 0% | Tech/Econ | 2.045% | 0 | 0 | 0
Tech | Assembly | Space Cooling | Central chillers inside | TRC | Existing | NE3402 | Dedicated Outdoor Air System on VRF unit | Dedicated Outdoor Air System on VRF unit | NonEquip | 15 | Residential-type central air conditioners | 0% | Tech/Econ | 17.5% | 0 | 0 | 0
Tech | Assembly | Space Cooling | Central chillers inside | TRC | Existing | NE3350 | Cool Roof | Cool Roof | NonEquip | 15 |  | 72.74% | Tech/Econ | 5.431% | 445251.0506 | 189.1515 | 0
Tech | Assembly | Space Cooling | Central chillers inside | TRC | Existing | NE3298 | Chilled Water System - Variable Speed Drives | Chilled Water System - Variable Speed Drives | NonEquip | 13 | Central chillers inside | 73.99% | Tech/Econ | 24.74% | 2962988.773 | 275.599 | 62.6418
Tech | Assembly | Space Cooling | Central chillers inside | TRC | Existing | NE3272 | Chilled Water Controls Optimization | Chilled Water Controls Optimization | NonEquip | 10 | Central chillers inside | 25.53% | Tech/Econ | 12.5% | 412266.4512 | 136.2782 | 0.030871
Tech | Assembly | Space Cooling | Central chillers inside | TRC | Existing | NE3194 | Ceiling Insulation(R2 to R38) | Ceiling Insulation(R2 to R38) | NonEquip | 20 |  | 0% | Tech/Econ | 49.84% | 0 | 0 | 0
Tech | Assembly | Space Cooling | Central chillers inside | TRC | Existing | NE3142 | Ceiling Insulation(R19 to R38) | Ceiling Insulation(R19 to R38) | NonEquip | 20 |  | 0% | Tech/Econ | 2.769% | 0 | 0 | 0
Tech | Assembly | Space Cooling | Central chillers inside | TRC | Existing | NE3090 | Ceiling Insulation(R12 to R38) | Ceiling Insulation(R12 to R38) | NonEquip | 20 |  | 0% | Tech/Econ | 5.999% | 0 | 0 | 0
Tech | Assembly | Space Cooling | Central chillers inside | TRC | Existing | NE3038 | Airside Economizer | Airside Economizer | NonEquip | 10 | Packaged air conditioning units (RTUs) | 0% | Tech/Econ | 5.556% | 0 | 0 | 0
Tech | Assembly | Space Cooling | Central chillers inside | TRC | Turnover | ET977 | High Efficiency Chiller (Water cooled-centrifugal, 200 tons) | High Efficiency Chiller (Water cooled-centrifugal, 200 tons) | Equip | 20 | Central chillers inside | 31.91% | Tech/Econ | 4.362% | 150708.2807 | 48.3463 | 0.47597
Tech | Assembly | Space Cooling | Central chillers inside | TRC | Turnover | ET899 | High Efficiency Chiller (Air Cooled, 50 tons) | High Efficiency Chiller (Air Cooled, 50 tons) | Equip | 20 | Central chillers inside | 31.91% | Tech/Econ | 8.759% | 338580.919 | 78.5182 | 18.1114
Tech | Assembly | Space Cooling | Central chillers inside | TRC | Turnover | ET1055 | High Efficiency Chiller (Water cooled-positive displacement, 100 tons) | High Efficiency Chiller (Water cooled-positive displacement, 100 tons) | Equip | 20 | Central chillers inside | 31.91% | Tech/Econ | 2.683% | 91394.12 | 29.3187 | 0.28864
Tech | Assembly | Space Cooling | Central chillers inside | TRC | New | EN925 | High Efficiency Chiller (Air Cooled, 50 tons) | High Efficiency Chiller (Air Cooled, 50 tons) | Equip | 20 | Central chillers inside | 31.91% | Tech/Econ | 8.759% | 0 | 0 | 0
Tech | Assembly | Space Cooling | Central chillers inside | TRC | New | EN1003 | High Efficiency Chiller (Water cooled-centrifugal, 200 tons) | High Efficiency Chiller (Water cooled-centrifugal, 200 tons) | Equip | 20 | Central chillers inside | 31.91% | Tech/Econ | 4.362% | 0 | 0 | 0
Tech | Assembly | Ventilation and Circulation | Central air-handling unit | TRC | New | NN5391 | Retro-Commissioning | Retro-Commissioning | NonEquip | 5 |  | 0% | Tech/Econ | 16% | 0 | 0 | 0
Tech | Assembly | Ventilation and Circulation | Central air-handling unit | TRC | New | NN4975 | VAV System | VAV System | NonEquip | 10 |  | 0% | Tech/Econ | 30% | 0 | 0 | 0
Tech | Assembly | Ventilation and Circulation | Central air-handling unit | TRC | New | NN4949 | Demand Controlled Ventilation | Demand Controlled Ventilation | NonEquip | 10 |  | 17.54% | Tech/Econ | 50% | 1597.4168 | 0.16631 | 0.93635
Tech | Assembly | Ventilation and Circulation | Central air-handling unit | TRC | New | NN4923 | CO Sensors for Parking Garage Exhaust | CO Sensors for Parking Garage Exhaust | NonEquip | 15 | Motor/Fan | 0% | Tech/Econ | 33% | 0 | 0 | 0
Tech | Assembly | Ventilation and Circulation | Central air-handling unit | TRC | Existing | NE5378 | Retro-Commissioning | Retro-Commissioning | NonEquip | 5 |  | 21.99% | Tech/Econ | 16% | 69388.9572 | 11.6006 | 35.9663
Tech | Assembly | Ventilation and Circulation | Central air-handling unit | TRC | Existing | NE4962 | VAV System | VAV System | NonEquip | 10 |  | 0% | Tech/Econ | 30% | 0 | 0 | 0
Tech | Assembly | Ventilation and Circulation | Central air-handling unit | TRC | Existing | NE4936 | Demand Controlled Ventilation | Demand Controlled Ventilation | NonEquip | 10 |  | 18.71% | Tech/Econ | 50% | 203586.607 | 21.1964 | 119.3355
Tech | Assembly | Ventilation and Circulation | Central air-handling unit | TRC | Existing | NE4910 | CO Sensors for Parking Garage Exhaust | CO Sensors for Parking Garage Exhaust | NonEquip | 15 | Motor/Fan | 0% | Tech/Econ | 33% | 0 | 0 | 0
Tech | Assembly | Interior Lighting | case lighting | TRC | New | NN5261 | Retro-Commissioning | Retro-Commissioning | NonEquip | 5 |  | 0% | Tech/Econ | 16% | 0 | 0 | 0
Tech | Assembly | Interior Lighting | case lighting | TRC | New | NN4429 | Interior Lighting Controls | Interior Lighting Controls | NonEquip | 8 | Overhead (fluorescent/LED/CFL U-shape) | 0% | Tech/Econ | 28% | 0 | 0 | 0
Tech | Assembly | Interior Lighting | case lighting | TRC | New | NN4403 | Bi-Level Lighting Control (Interior) | Bi-Level Lighting Control (Interior) | NonEquip | 8 | Overhead (fluorescent/LED/CFL U-shape) | 0% | Tech/Econ | 31% | 0 | 0 | 0
Tech | Assembly | Interior Lighting | case lighting | TRC | New | NN3701 | Facility Energy Management System | Facility Energy Management System | NonEquip | 15 |  | 4.276% | Tech/Econ | 24% | 1.2266 | 0.00025709 | 2.2108e-05
Tech | Assembly | Interior Lighting | case lighting | TRC | Existing | NE5248 | Retro-Commissioning | Retro-Commissioning | NonEquip | 5 |  | 21.99% | Tech/Econ | 16% | 495.9741 | 0.082918 | 0.25708
Tech | Assembly | Interior Lighting | case lighting | TRC | Existing | NE4416 | Interior Lighting Controls | Interior Lighting Controls | NonEquip | 8 | Overhead (fluorescent/LED/CFL U-shape) | 0% | Tech/Econ | 28% | 0 | 0 | 0
Tech | Assembly | Interior Lighting | case lighting | TRC | Existing | NE4390 | Bi-Level Lighting Control (Interior) | Bi-Level Lighting Control (Interior) | NonEquip | 8 | Overhead (fluorescent/LED/CFL U-shape) | 0% | Tech/Econ | 31% | 0 | 0 | 0
Tech | Assembly | Interior Lighting | case lighting | TRC | Existing | NE3688 | Facility Energy Management System | Facility Energy Management System | NonEquip | 15 |  | 5.375% | Tech/Econ | 24% | 184.2339 | 0.038614 | 0.0033205
Tech | Assembly | Space Heating | Boilers | TRC | New | NN5339 | Retro-Commissioning | Retro-Commissioning | NonEquip | 5 |  | 0% | Tech/Econ | 16% | 0 | 0 | 0
Tech | Assembly | Space Heating | Boilers | TRC | New | NN4325 | Water Cooled Refrigeration Heat Recovery | Water Cooled Refrigeration Heat Recovery | NonEquip | 20 |  | 0% | Tech/Econ | 10% | 0 | 0 | 0
Tech | Assembly | Space Heating | Boilers | TRC | New | NN4273 | Warehouse Loading Dock Seals | Warehouse Loading Dock Seals | NonEquip | 18 |  | 0% | Tech/Econ | 0.6534% | 0 | 0 | 0
Tech | Assembly | Space Heating | Boilers | TRC | New | NN4247 | Wall Insulation | Wall Insulation | NonEquip | 20 |  | 0% | Tech/Econ | 0% | 0 | 0 | 0
Tech | Assembly | Space Heating | Boilers | TRC | New | NN4169 | Smart Thermostat | Smart Thermostat | NonEquip | 11 |  | 31.48% | Tech/Econ | 10% | 8.836 | 0 | -0.0014519
Tech | Assembly | Space Heating | Boilers | TRC | New | NN4091 | Roof Insulation | Roof Insulation | NonEquip | 20 |  | 58.5% | Tech/Econ | 1.28% | 1.7336 | 0 | 0.000782
Tech | Assembly | Space Heating | Boilers | TRC | New | NN4065 | Programmable Thermostat | Programmable Thermostat | NonEquip | 11 |  | 0% | Tech/Econ | 3.6% | 0 | 0 | 0
Tech | Assembly | Space Heating | Boilers | TRC | New | NN4013 | Low U-Value Windows | Low U-Value Windows | NonEquip | 20 |  | 13.44% | Tech/Econ | 10% | 3.6536 | 0 | 1.5184e-05
Tech | Assembly | Space Heating | Boilers | TRC | New | NN3935 | Infiltration Reduction - Air Sealing | Infiltration Reduction - Air Sealing | NonEquip | 11 |  | 0% | Tech/Econ | 0.3267% | 0 | 0 | 0
Tech | Assembly | Space Heating | Boilers | TRC | New | NN3857 | Hotel Card Energy Control Systems | Hotel Card Energy Control Systems | NonEquip | 15 |  | 0% | Tech/Econ | 0% | 0 | 0 | 0
Tech | Assembly | Space Heating | Boilers | TRC | New | NN3779 | Green Roof | Green Roof | NonEquip | 15 |  | 0.315% | Tech/Econ | 1.978% | 0.016714 | 0 | 0
Tech | Assembly | Space Heating | Boilers | TRC | New | NN3727 | Floor Insulation | Floor Insulation | NonEquip | 20 |  | 32.06% | Tech/Econ | 0.6716% | 0 | 0 | 0
Tech | Assembly | Space Heating | Boilers | TRC | New | NN3649 | Facility Energy Management System | Facility Energy Management System | NonEquip | 15 |  | 4.276% | Tech/Econ | 20% | 2.4214 | 0 | 4.3642e-05
Tech | Assembly | Space Heating | Boilers | TRC | New | NN3571 | ECM Motors on Furnaces | ECM Motors on Furnaces | NonEquip | 15 | Forced air furnace | 0% | Tech/Econ | 1.706% | 0 | 0 | 0
Tech | Assembly | Space Heating | Boilers | TRC | New | NN3545 | Duct Sealing Repair | Duct Sealing Repair | NonEquip | 15 |  | 0% | Tech/Econ | 12% | 0 | 0 | 0
Tech | Assembly | Space Heating | Boilers | TRC | New | NN3493 | Duct Insulation | Duct Insulation | NonEquip | 15 |  | 0% | Tech/Econ | 2.045% | 0 | 0 | 0
Tech | Assembly | Space Heating | Boilers | TRC | New | NN3441 | Destratification Fans | Destratification Fans | NonEquip | 10 |  | 0% | Tech/Econ | 14.47% | 0 | 0 | 0
Tech | Assembly | Space Heating | Boilers | TRC | New | NN3389 | Dedicated Outdoor Air System on VRF unit | Dedicated Outdoor Air System on VRF unit | NonEquip | 15 | Residential/split system heat pump | 0% | Tech/Econ | 10% | 0 | 0 | 0
Tech | Assembly | Space Heating | Boilers | TRC | New | NN3337 | Cool Roof | Cool Roof | NonEquip | 15 |  | 72.49% | Tech/Econ | 0.7111% | 0 | 0 | 0
Tech | Assembly | Space Heating | Boilers | TRC | New | NN3233 | Ceiling Insulation(R30 to R38) | Ceiling Insulation(R30 to R38) | NonEquip | 20 |  | 0% | Tech/Econ | 0.2587% | 0 | 0 | 0
Tech | Assembly | Space Heating | Boilers | TRC | New | NN3181 | Ceiling Insulation(R2 to R38) | Ceiling Insulation(R2 to R38) | NonEquip | 20 |  | 0% | Tech/Econ | 17.46% | 0 | 0 | 0
Tech | Assembly | Space Heating | Boilers | TRC | New | NN3129 | Ceiling Insulation(R19 to R38) | Ceiling Insulation(R19 to R38) | NonEquip | 20 |  | 0% | Tech/Econ | 0.9701% | 0 | 0 | 0
Tech | Assembly | Space Heating | Boilers | TRC | New | NN3077 | Ceiling Insulation(R12 to R38) | Ceiling Insulation(R12 to R38) | NonEquip | 20 |  | 0% | Tech/Econ | 2.102% | 0 | 0 | 0
Tech | Assembly | Space Heating | Boilers | TRC | New | NN2999 | Air Curtains | Air Curtains | NonEquip | 8 |  | 33.25% | Tech/Econ | 1.037% | 0 | 0 | 0
Tech | Assembly | Space Heating | Boilers | TRC | Existing | NE5326 | Retro-Commissioning | Retro-Commissioning | NonEquip | 5 |  | 21.99% | Tech/Econ | 16% | 1148.3376 | 0 | 0.59522
Tech | Assembly | Space Heating | Boilers | TRC | Existing | NE4312 | Water Cooled Refrigeration Heat Recovery | Water Cooled Refrigeration Heat Recovery | NonEquip | 20 |  | 0% | Tech/Econ | 10% | 0 | 0 | 0
Tech | Assembly | Space Heating | Boilers | TRC | Existing | NE4260 | Warehouse Loading Dock Seals | Warehouse Loading Dock Seals | NonEquip | 18 |  | 0% | Tech/Econ | 0.721% | 0 | 0 | 0
Tech | Assembly | Space Heating | Boilers | TRC | Existing | NE4234 | Wall Insulation | Wall Insulation | NonEquip | 20 |  | 0% | Tech/Econ | 1.674% | 0 | 0 | 0
Tech | Assembly | Space Heating | Boilers | TRC | Existing | NE4156 | Smart Thermostat | Smart Thermostat | NonEquip | 11 |  | 31.48% | Tech/Econ | 10% | 991.2094 | 0 | -0.16287
Tech | Assembly | Space Heating | Boilers | TRC | Existing | NE4078 | Roof Insulation | Roof Insulation | NonEquip | 20 |  | 58.5% | Tech/Econ | 2.825% | 504.0092 | 0 | 0.22735
Tech | Assembly | Space Heating | Boilers | TRC | Existing | NE4052 | Programmable Thermostat | Programmable Thermostat | NonEquip | 11 |  | 0% | Tech/Econ | 3.6% | 0 | 0 | 0
Tech | Assembly | Space Heating | Boilers | TRC | Existing | NE4000 | Low U-Value Windows | Low U-Value Windows | NonEquip | 20 |  | 5.375% | Tech/Econ | 46% | 836.4788 | 0 | 0.0034765
Tech | Assembly | Space Heating | Boilers | TRC | Existing | NE3922 | Infiltration Reduction - Air Sealing | Infiltration Reduction - Air Sealing | NonEquip | 11 |  | 0% | Tech/Econ | 0.3605% | 0 | 0 | 0
Tech | Assembly | Space Heating | Boilers | TRC | Existing | NE3844 | Hotel Card Energy Control Systems | Hotel Card Energy Control Systems | NonEquip | 15 |  | 0% | Tech/Econ | 0% | 0 | 0 | 0
Tech | Assembly | Space Heating | Boilers | TRC | Existing | NE3766 | Green Roof | Green Roof | NonEquip | 15 |  | 0.063% | Tech/Econ | 2.183% | 0.41249 | 0 | 0
Tech | Assembly | Space Heating | Boilers | TRC | Existing | NE3714 | Floor Insulation | Floor Insulation | NonEquip | 20 |  | 12.82% | Tech/Econ | 0.7411% | 28.2468 | 0 | 0.012742
Tech | Assembly | Space Heating | Boilers | TRC | Existing | NE3636 | Facility Energy Management System | Facility Energy Management System | NonEquip | 15 |  | 5.375% | Tech/Econ | 20% | 354.694 | 0 | 0.0063927
Tech | Assembly | Space Heating | Boilers | TRC | Existing | NE3558 | ECM Motors on Furnaces | ECM Motors on Furnaces | NonEquip | 15 | Forced air furnace | 0% | Tech/Econ | 1.706% | 0 | 0 | 0
Tech | Assembly | Space Heating | Boilers | TRC | Existing | NE3532 | Duct Sealing Repair | Duct Sealing Repair | NonEquip | 15 |  | 0% | Tech/Econ | 12% | 0 | 0 | 0
Tech | Assembly | Space Heating | Boilers | TRC | Existing | NE3480 | Duct Insulation | Duct Insulation | NonEquip | 15 |  | 0% | Tech/Econ | 2.045% | 0 | 0 | 0
Tech | Assembly | Space Heating | Boilers | TRC | Existing | NE3428 | Destratification Fans | Destratification Fans | NonEquip | 10 |  | 0% | Tech/Econ | 14.47% | 0 | 0 | 0
Tech | Assembly | Space Heating | Boilers | TRC | Existing | NE3376 | Dedicated Outdoor Air System on VRF unit | Dedicated Outdoor Air System on VRF unit | NonEquip | 15 | Residential/split system heat pump | 0% | Tech/Econ | 10% | 0 | 0 | 0
Tech | Assembly | Space Heating | Boilers | TRC | Existing | NE3324 | Cool Roof | Cool Roof | NonEquip | 15 |  | 72.74% | Tech/Econ | 0.7847% | 170.6184 | 0 | 0
Tech | Assembly | Space Heating | Boilers | TRC | Existing | NE3220 | Ceiling Insulation(R30 to R38) | Ceiling Insulation(R30 to R38) | NonEquip | 20 |  | 0% | Tech/Econ | 0.2855% | 0 | 0 | 0
Tech | Assembly | Space Heating | Boilers | TRC | Existing | NE3168 | Ceiling Insulation(R2 to R38) | Ceiling Insulation(R2 to R38) | NonEquip | 20 |  | 0% | Tech/Econ | 19.27% | 0 | 0 | 0
Tech | Assembly | Space Heating | Boilers | TRC | Existing | NE3116 | Ceiling Insulation(R19 to R38) | Ceiling Insulation(R19 to R38) | NonEquip | 20 |  | 0% | Tech/Econ | 1.07% | 0 | 0 | 0
Tech | Assembly | Space Heating | Boilers | TRC | Existing | NE3064 | Ceiling Insulation(R12 to R38) | Ceiling Insulation(R12 to R38) | NonEquip | 20 |  | 0% | Tech/Econ | 2.319% | 0 | 0 | 0
Tech | Assembly | Space Heating | Boilers | TRC | Existing | NE2986 | Air Curtains | Air Curtains | NonEquip | 8 |  | 33.25% | Tech/Econ | 1.037% | 103.462 | 0 | 0.0041197
Tech | Assembly | Domestic Hot Water | "Point-of-Use" water heaters | TRC | New | NN5417 | Retro-Commissioning | Retro-Commissioning | NonEquip | 5 |  | 0% | Tech/Econ | 16% | 0 | 0 | 0
Tech | Assembly | Domestic Hot Water | "Point-of-Use" water heaters | TRC | New | NN2921 | Thermostatic Shower Restriction Valve | Thermostatic Shower Restriction Valve | NonEquip | 10 | Centralized water heaters | 0% | Tech/Econ | 11.92% | 0 | 0 | 0
Tech | Assembly | Domestic Hot Water | "Point-of-Use" water heaters | TRC | New | NN2895 | Tank Wrap on Water Heater | Tank Wrap on Water Heater | NonEquip | 7 | Centralized water heaters | 0% | Tech/Econ | 3.511% | 0 | 0 | 0
Tech | Assembly | Domestic Hot Water | "Point-of-Use" water heaters | TRC | New | NN2869 | Low-Flow Pre-Rinse Sprayers | Low-Flow Pre-Rinse Sprayers | NonEquip | 5 | Centralized water heaters | 0% | Tech/Econ | 31.55% | 0 | 0 | 0
Tech | Assembly | Domestic Hot Water | "Point-of-Use" water heaters | TRC | New | NN2843 | Low Flow Shower Head | Low Flow Shower Head | NonEquip | 10 | Centralized water heaters | 0% | Tech/Econ | 2.416% | 0 | 0 | 0
Tech | Assembly | Domestic Hot Water | "Point-of-Use" water heaters | TRC | New | NN2817 | Hot Water Pipe Insulation | Hot Water Pipe Insulation | NonEquip | 13 | Centralized water heaters | 0% | Tech/Econ | 18.85% | 0 | 0 | 0
Tech | Assembly | Domestic Hot Water | "Point-of-Use" water heaters | TRC | New | NN2791 | Hot Water Circulation Pump Control | Hot Water Circulation Pump Control | NonEquip | 15 | Centralized water heaters | 0% | Tech/Econ | 9.051% | 0 | 0 | 0
Tech | Assembly | Domestic Hot Water | "Point-of-Use" water heaters | TRC | New | NN2765 | Faucet Aerator | Faucet Aerator | NonEquip | 10 | Centralized water heaters | 0% | Tech/Econ | 3.414% | 0 | 0 | 0
Tech | Assembly | Domestic Hot Water | "Point-of-Use" water heaters | TRC | New | NN2739 | Drain Water Heat Recovery | Drain Water Heat Recovery | NonEquip | 15 | Centralized water heaters | 0% | Tech/Econ | 12.27% | 0 | 0 | 0
Tech | Assembly | Domestic Hot Water | "Point-of-Use" water heaters | TRC | Existing | NE5404 | Retro-Commissioning | Retro-Commissioning | NonEquip | 5 |  | 21.99% | Tech/Econ | 16% | 52.833 | 0.0088327 | 0.027385
Tech | Assembly | Domestic Hot Water | "Point-of-Use" water heaters | TRC | Existing | NE2908 | Thermostatic Shower Restriction Valve | Thermostatic Shower Restriction Valve | NonEquip | 10 | Centralized water heaters | 0% | Tech/Econ | 11.41% | 0 | 0 | 0
Tech | Assembly | Domestic Hot Water | "Point-of-Use" water heaters | TRC | Existing | NE2882 | Tank Wrap on Water Heater | Tank Wrap on Water Heater | NonEquip | 7 | Centralized water heaters | 0% | Tech/Econ | 3.511% | 0 | 0 | 0
Tech | Assembly | Domestic Hot Water | "Point-of-Use" water heaters | TRC | Existing | NE2856 | Low-Flow Pre-Rinse Sprayers | Low-Flow Pre-Rinse Sprayers | NonEquip | 5 | Centralized water heaters | 0% | Tech/Econ | 30.08% | 0 | 0 | 0
Tech | Assembly | Domestic Hot Water | "Point-of-Use" water heaters | TRC | Existing | NE2830 | Low Flow Shower Head | Low Flow Shower Head | NonEquip | 10 | Centralized water heaters | 0% | Tech/Econ | 2.311% | 0 | 0 | 0
Tech | Assembly | Domestic Hot Water | "Point-of-Use" water heaters | TRC | Existing | NE2804 | Hot Water Pipe Insulation | Hot Water Pipe Insulation | NonEquip | 13 | Centralized water heaters | 0% | Tech/Econ | 18.03% | 0 | 0 | 0
Tech | Assembly | Domestic Hot Water | "Point-of-Use" water heaters | TRC | Existing | NE2778 | Hot Water Circulation Pump Control | Hot Water Circulation Pump Control | NonEquip | 15 | Centralized water heaters | 0% | Tech/Econ | 8.658% | 0 | 0 | 0
Tech | Assembly | Domestic Hot Water | "Point-of-Use" water heaters | TRC | Existing | NE2752 | Faucet Aerator | Faucet Aerator | NonEquip | 10 | Centralized water heaters | 0% | Tech/Econ | 3.266% | 0 | 0 | 0
Tech | Assembly | Domestic Hot Water | "Point-of-Use" water heaters | TRC | Existing | NE2726 | Drain Water Heat Recovery | Drain Water Heat Recovery | NonEquip | 15 | Centralized water heaters | 0% | Tech/Econ | 12.27% | 0 | 0 | 0
Tech | Assembly | Domestic Hot Water | "Point-of-Use" water heaters | TRC | Turnover | ET392 | Instantaneous Hot Water System | Instantaneous Hot Water System | Equip | 20 | "Point-of-Use" water heaters | 94.56% | Tech/Econ | 5.847% | 87.8872 | 0.0097363 | 0.011219
Tech | Assembly | Domestic Hot Water | "Point-of-Use" water heaters | TRC | Turnover | ET314 | Energy Star Commercial Dishwasher | Energy Star Commercial Dishwasher | Equip | 15 | "Point-of-Use" water heaters | 0% | Tech/Econ | 29.42% | 0 | 0 | 0
Tech | Assembly | Domestic Hot Water | "Point-of-Use" water heaters | TRC | New | EN418 | Instantaneous Hot Water System | Instantaneous Hot Water System | Equip | 20 | "Point-of-Use" water heaters | 94.56% | Tech/Econ | 5.847% | 0.73557 | 8.1487e-05 | 9.3896e-05
Tech | Assembly | Domestic Hot Water | "Point-of-Use" water heaters | TRC | New | EN340 | Energy Star Commercial Dishwasher | Energy Star Commercial Dishwasher | Equip | 15 | "Point-of-Use" water heaters | 0% | Tech/Econ | 29.42% | 0 | 0 | 0
Tech | College and University | Refrigeration | Walk-in cooler | TRC | New | NN5314 | Retro-Commissioning | Retro-Commissioning | NonEquip | 5 |  | 0% | Tech/Econ | 16% | 0 | 0 | 0
Tech | College and University | Refrigeration | Walk-in cooler | TRC | New | NN4898 | Strip Curtains for Walk-ins | Strip Curtains for Walk-ins | NonEquip | 4 | Walk-in cooler | 3.76% | Tech/Econ | 2.115% | 0 | 0 | 0
Tech | College and University | Refrigeration | Walk-in cooler | TRC | New | NN4872 | Refrigerated Display Case Lighting Controls | Refrigerated Display Case Lighting Controls | NonEquip | 8 | Display cases | 0% | Tech/Econ | 0.9365% | 0 | 0 | 0
Tech | College and University | Refrigeration | Walk-in cooler | TRC | New | NN4846 | PSC to ECM Evaporator Fan Motor (Walk-In, Refrigerator) | PSC to ECM Evaporator Fan Motor (Walk-In, Refrigerator) | NonEquip | 15 | Walk-in cooler | 68.68% | Tech/Econ | 37.5% | 1.4151 | 0.00018348 | 0.00015369
Tech | College and University | Refrigeration | Walk-in cooler | TRC | New | NN4820 | PSC to ECM Evaporator Fan Motor (Reach-In) | PSC to ECM Evaporator Fan Motor (Reach-In) | NonEquip | 15 | Display cases | 0% | Tech/Econ | 37.5% | 0 | 0 | 0
Tech | College and University | Refrigeration | Walk-in cooler | TRC | New | NN4794 | Night Covers for Display Cases | Night Covers for Display Cases | NonEquip | 5 | Display cases | 0% | Tech/Econ | 1.877% | 0 | 0 | 0
Tech | College and University | Refrigeration | Walk-in cooler | TRC | New | NN4768 | High R-Value Glass Doors | High R-Value Glass Doors | NonEquip | 12 | Display cases | 0% | Tech/Econ | 0% | 0 | 0 | 0
Tech | College and University | Refrigeration | Walk-in cooler | TRC | New | NN4742 | High Efficiency Refrigeration Compressor | High Efficiency Refrigeration Compressor | NonEquip | 13 | Display cases | 0% | Tech/Econ | 6.922% | 0 | 0 | 0
Tech | College and University | Refrigeration | Walk-in cooler | TRC | New | NN4716 | Freezer-Cooler Replacement Gaskets | Freezer-Cooler Replacement Gaskets | NonEquip | 4 | Display cases | 0% | Tech/Econ | 0% | 0 | 0 | 0
Tech | College and University | Refrigeration | Walk-in cooler | TRC | New | NN4690 | Floating Head Pressure Controls | Floating Head Pressure Controls | NonEquip | 15 |  | 27.37% | Tech/Econ | 6.05% | 0.067557 | 8.7592e-06 | 7.3369e-06
Tech | College and University | Refrigeration | Walk-in cooler | TRC | New | NN4664 | Demand Defrost | Demand Defrost | NonEquip | 10 | Walk-in cooler | 0% | Tech/Econ | 30% | 0 | 0 | 0
Tech | College and University | Refrigeration | Walk-in cooler | TRC | New | NN4638 | Automatic Door Closer for Walk-in Coolers and Freezers | Automatic Door Closer for Walk-in Coolers and Freezers | NonEquip | 8 | Walk-in cooler | 55.99% | Tech/Econ | 3.131% | 0.039333 | 5.0998e-06 | 4.2717e-06
Tech | College and University | Refrigeration | Walk-in cooler | TRC | New | NN4612 | Anti-Sweat Controls | Anti-Sweat Controls | NonEquip | 8 | Display cases | 0% | Tech/Econ | 85% | 0 | 0 | 0
Tech | College and University | Refrigeration | Walk-in cooler | TRC | Existing | NE5301 | Retro-Commissioning | Retro-Commissioning | NonEquip | 5 |  | 21.99% | Tech/Econ | 16% | 19.6302 | 0.0082771 | 9.5093e-05
Tech | College and University | Refrigeration | Walk-in cooler | TRC | Existing | NE4885 | Strip Curtains for Walk-ins | Strip Curtains for Walk-ins | NonEquip | 4 | Walk-in cooler | 3.76% | Tech/Econ | 2.115% | 0.41374 | 5.3643e-05 | 4.4933e-05
Tech | College and University | Refrigeration | Walk-in cooler | TRC | Existing | NE4859 | Refrigerated Display Case Lighting Controls | Refrigerated Display Case Lighting Controls | NonEquip | 8 | Display cases | 0% | Tech/Econ | 2.524% | 0 | 0 | 0
Tech | College and University | Refrigeration | Walk-in cooler | TRC | Existing | NE4833 | PSC to ECM Evaporator Fan Motor (Walk-In, Refrigerator) | PSC to ECM Evaporator Fan Motor (Walk-In, Refrigerator) | NonEquip | 15 | Walk-in cooler | 17.17% | Tech/Econ | 37.5% | 47.4543 | 0.0061527 | 0.0051537
Tech | College and University | Refrigeration | Walk-in cooler | TRC | Existing | NE4807 | PSC to ECM Evaporator Fan Motor (Reach-In) | PSC to ECM Evaporator Fan Motor (Reach-In) | NonEquip | 15 | Display cases | 0% | Tech/Econ | 37.5% | 0 | 0 | 0
Tech | College and University | Refrigeration | Walk-in cooler | TRC | Existing | NE4781 | Night Covers for Display Cases | Night Covers for Display Cases | NonEquip | 5 | Display cases | 0% | Tech/Econ | 1.877% | 0 | 0 | 0
Tech | College and University | Refrigeration | Walk-in cooler | TRC | Existing | NE4755 | High R-Value Glass Doors | High R-Value Glass Doors | NonEquip | 12 | Display cases | 0% | Tech/Econ | 23.81% | 0 | 0 | 0
Tech | College and University | Refrigeration | Walk-in cooler | TRC | Existing | NE4729 | High Efficiency Refrigeration Compressor | High Efficiency Refrigeration Compressor | NonEquip | 13 | Display cases | 0% | Tech/Econ | 6.922% | 0 | 0 | 0
Tech | College and University | Refrigeration | Walk-in cooler | TRC | Existing | NE4703 | Freezer-Cooler Replacement Gaskets | Freezer-Cooler Replacement Gaskets | NonEquip | 4 | Display cases | 0% | Tech/Econ | 3.131% | 0 | 0 | 0
Tech | College and University | Refrigeration | Walk-in cooler | TRC | Existing | NE4677 | Floating Head Pressure Controls | Floating Head Pressure Controls | NonEquip | 15 |  | 27.37% | Tech/Econ | 6.05% | 8.9153 | 0.0011559 | 0.00096822
Tech | College and University | Refrigeration | Walk-in cooler | TRC | Existing | NE4651 | Demand Defrost | Demand Defrost | NonEquip | 10 | Walk-in cooler | 63.61% | Tech/Econ | 30% | 131.5827 | 0.01706 | 0.01429
Tech | College and University | Refrigeration | Walk-in cooler | TRC | Existing | NE4625 | Automatic Door Closer for Walk-in Coolers and Freezers | Automatic Door Closer for Walk-in Coolers and Freezers | NonEquip | 8 | Walk-in cooler | 55.99% | Tech/Econ | 3.131% | 9.2801 | 0.0012032 | 0.0010078
Tech | College and University | Refrigeration | Walk-in cooler | TRC | Existing | NE4599 | Anti-Sweat Controls | Anti-Sweat Controls | NonEquip | 8 | Display cases | 0% | Tech/Econ | 85% | 0 | 0 | 0
Tech | College and University | Refrigeration | Vending and ice makers | TRC | New | NN5314 | Retro-Commissioning | Retro-Commissioning | NonEquip | 5 |  | 0% | Tech/Econ | 16% | 0 | 0 | 0
Tech | College and University | Refrigeration | Vending and ice makers | TRC | New | NN4898 | Strip Curtains for Walk-ins | Strip Curtains for Walk-ins | NonEquip | 4 | Walk-in cooler | 0% | Tech/Econ | 2.115% | 0 | 0 | 0
Tech | College and University | Refrigeration | Vending and ice makers | TRC | New | NN4872 | Refrigerated Display Case Lighting Controls | Refrigerated Display Case Lighting Controls | NonEquip | 8 | Display cases | 0% | Tech/Econ | 0.9365% | 0 | 0 | 0
Tech | College and University | Refrigeration | Vending and ice makers | TRC | New | NN4846 | PSC to ECM Evaporator Fan Motor (Walk-In, Refrigerator) | PSC to ECM Evaporator Fan Motor (Walk-In, Refrigerator) | NonEquip | 15 | Walk-in cooler | 0% | Tech/Econ | 37.5% | 0 | 0 | 0
Tech | College and University | Refrigeration | Vending and ice makers | TRC | New | NN4820 | PSC to ECM Evaporator Fan Motor (Reach-In) | PSC to ECM Evaporator Fan Motor (Reach-In) | NonEquip | 15 | Display cases | 0% | Tech/Econ | 37.5% | 0 | 0 | 0
Tech | College and University | Refrigeration | Vending and ice makers | TRC | New | NN4794 | Night Covers for Display Cases | Night Covers for Display Cases | NonEquip | 5 | Display cases | 0% | Tech/Econ | 1.877% | 0 | 0 | 0
Tech | College and University | Refrigeration | Vending and ice makers | TRC | New | NN4768 | High R-Value Glass Doors | High R-Value Glass Doors | NonEquip | 12 | Display cases | 0% | Tech/Econ | 0% | 0 | 0 | 0
Tech | College and University | Refrigeration | Vending and ice makers | TRC | New | NN4742 | High Efficiency Refrigeration Compressor | High Efficiency Refrigeration Compressor | NonEquip | 13 | Display cases | 0% | Tech/Econ | 6.922% | 0 | 0 | 0
Tech | College and University | Refrigeration | Vending and ice makers | TRC | New | NN4716 | Freezer-Cooler Replacement Gaskets | Freezer-Cooler Replacement Gaskets | NonEquip | 4 | Display cases | 0% | Tech/Econ | 0% | 0 | 0 | 0
Tech | College and University | Refrigeration | Vending and ice makers | TRC | New | NN4690 | Floating Head Pressure Controls | Floating Head Pressure Controls | NonEquip | 15 |  | 27.37% | Tech/Econ | 6.05% | 121.1099 | 0.015703 | 0.013153
Tech | College and University | Refrigeration | Vending and ice makers | TRC | New | NN4664 | Demand Defrost | Demand Defrost | NonEquip | 10 | Walk-in cooler | 0% | Tech/Econ | 30% | 0 | 0 | 0
Tech | College and University | Refrigeration | Vending and ice makers | TRC | New | NN4638 | Automatic Door Closer for Walk-in Coolers and Freezers | Automatic Door Closer for Walk-in Coolers and Freezers | NonEquip | 8 | Walk-in cooler | 0% | Tech/Econ | 3.131% | 0 | 0 | 0
Tech | College and University | Refrigeration | Vending and ice makers | TRC | New | NN4612 | Anti-Sweat Controls | Anti-Sweat Controls | NonEquip | 8 | Display cases | 0% | Tech/Econ | 85% | 0 | 0 | 0
Tech | College and University | Refrigeration | Vending and ice makers | TRC | Existing | NE5301 | Retro-Commissioning | Retro-Commissioning | NonEquip | 5 |  | 21.99% | Tech/Econ | 16% | 34510.985 | 14.5516 | 0.16718
Tech | College and University | Refrigeration | Vending and ice makers | TRC | Existing | NE4885 | Strip Curtains for Walk-ins | Strip Curtains for Walk-ins | NonEquip | 4 | Walk-in cooler | 0% | Tech/Econ | 2.115% | 0 | 0 | 0
Tech | College and University | Refrigeration | Vending and ice makers | TRC | Existing | NE4859 | Refrigerated Display Case Lighting Controls | Refrigerated Display Case Lighting Controls | NonEquip | 8 | Display cases | 0% | Tech/Econ | 2.524% | 0 | 0 | 0
Tech | College and University | Refrigeration | Vending and ice makers | TRC | Existing | NE4833 | PSC to ECM Evaporator Fan Motor (Walk-In, Refrigerator) | PSC to ECM Evaporator Fan Motor (Walk-In, Refrigerator) | NonEquip | 15 | Walk-in cooler | 0% | Tech/Econ | 37.5% | 0 | 0 | 0
Tech | College and University | Refrigeration | Vending and ice makers | TRC | Existing | NE4807 | PSC to ECM Evaporator Fan Motor (Reach-In) | PSC to ECM Evaporator Fan Motor (Reach-In) | NonEquip | 15 | Display cases | 0% | Tech/Econ | 37.5% | 0 | 0 | 0
Tech | College and University | Refrigeration | Vending and ice makers | TRC | Existing | NE4781 | Night Covers for Display Cases | Night Covers for Display Cases | NonEquip | 5 | Display cases | 0% | Tech/Econ | 1.877% | 0 | 0 | 0
Tech | College and University | Refrigeration | Vending and ice makers | TRC | Existing | NE4755 | High R-Value Glass Doors | High R-Value Glass Doors | NonEquip | 12 | Display cases | 0% | Tech/Econ | 23.81% | 0 | 0 | 0
Tech | College and University | Refrigeration | Vending and ice makers | TRC | Existing | NE4729 | High Efficiency Refrigeration Compressor | High Efficiency Refrigeration Compressor | NonEquip | 13 | Display cases | 0% | Tech/Econ | 6.922% | 0 | 0 | 0
Tech | College and University | Refrigeration | Vending and ice makers | TRC | Existing | NE4703 | Freezer-Cooler Replacement Gaskets | Freezer-Cooler Replacement Gaskets | NonEquip | 4 | Display cases | 0% | Tech/Econ | 3.131% | 0 | 0 | 0
Tech | College and University | Refrigeration | Vending and ice makers | TRC | Existing | NE4677 | Floating Head Pressure Controls | Floating Head Pressure Controls | NonEquip | 15 |  | 27.37% | Tech/Econ | 6.05% | 15673.5484 | 2.0322 | 1.7022
Tech | College and University | Refrigeration | Vending and ice makers | TRC | Existing | NE4651 | Demand Defrost | Demand Defrost | NonEquip | 10 | Walk-in cooler | 0% | Tech/Econ | 30% | 0 | 0 | 0
Tech | College and University | Refrigeration | Vending and ice makers | TRC | Existing | NE4625 | Automatic Door Closer for Walk-in Coolers and Freezers | Automatic Door Closer for Walk-in Coolers and Freezers | NonEquip | 8 | Walk-in cooler | 0% | Tech/Econ | 3.131% | 0 | 0 | 0
Tech | College and University | Refrigeration | Vending and ice makers | TRC | Existing | NE4599 | Anti-Sweat Controls | Anti-Sweat Controls | NonEquip | 8 | Display cases | 0% | Tech/Econ | 85% | 0 | 0 | 0
Tech | College and University | Refrigeration | Vending and ice makers | TRC | Turnover | ET2571 | Energy Star Vending Machine | Energy Star Vending Machine | Equip | 14 | Vending and ice makers | 4.15% | Tech/Econ | 36% | 15452.1391 | 2.4249 | 1.5071
Tech | College and University | Refrigeration | Vending and ice makers | TRC | Turnover | ET2493 | Energy Star Ice Maker | Energy Star Ice Maker | Equip | 8 | Vending and ice makers | 32.68% | Tech/Econ | 11.39% | 37923.9911 | 4.917 | 4.1186
Tech | College and University | Refrigeration | Vending and ice makers | TRC | New | EN2597 | Energy Star Vending Machine | Energy Star Vending Machine | Equip | 14 | Vending and ice makers | 4.15% | Tech/Econ | 36% | 115.1983 | 0.018078 | 0.011236
Tech | College and University | Refrigeration | Vending and ice makers | TRC | New | EN2519 | Energy Star Ice Maker | Energy Star Ice Maker | Equip | 8 | Vending and ice makers | 32.68% | Tech/Econ | 11.39% | 282.7297 | 0.036657 | 0.030705
Tech | College and University | Exterior Lighting | Street lighting | TRC | New | NN5288 | Retro-Commissioning | Retro-Commissioning | NonEquip | 5 |  | 0% | Tech/Econ | 16% | 0 | 0 | 0
Tech | College and University | Exterior Lighting | Street lighting | TRC | New | NN2974 | Outdoor Lighting Controls | Outdoor Lighting Controls | NonEquip | 8 | Exterior parking/lot lighting | 0% | Tech/Econ | 28% | 0 | 0 | 0
Tech | College and University | Exterior Lighting | Street lighting | TRC | New | NN2948 | Bi-Level Lighting Control (Exterior) | Bi-Level Lighting Control (Exterior) | NonEquip | 9 | Exterior parking/lot lighting | 0% | Tech/Econ | 31% | 0 | 0 | 0
Tech | College and University | Exterior Lighting | Street lighting | TRC | Existing | NE5275 | Retro-Commissioning | Retro-Commissioning | NonEquip | 5 |  | 21.99% | Tech/Econ | 16% | 783.6967 | 0 | 0.0037964
Tech | College and University | Exterior Lighting | Street lighting | TRC | Existing | NE2961 | Outdoor Lighting Controls | Outdoor Lighting Controls | NonEquip | 8 | Exterior parking/lot lighting | 0% | Tech/Econ | 28% | 0 | 0 | 0
Tech | College and University | Exterior Lighting | Street lighting | TRC | Existing | NE2935 | Bi-Level Lighting Control (Exterior) | Bi-Level Lighting Control (Exterior) | NonEquip | 9 | Exterior parking/lot lighting | 0% | Tech/Econ | 31% | 0 | 0 | 0
Tech | College and University | Exterior Lighting | Street lighting | TRC | Turnover | ET783 | LED Traffic and Crosswalk Lighting | LED Traffic and Crosswalk Lighting | Equip | 10 | Street lighting | 0% | Tech/Econ | 37.14% | 0 | 0 | 0
Tech | College and University | Exterior Lighting | Street lighting | TRC | Turnover | ET744 | LED Street Lights | LED Street Lights | Equip | 18 | Street lighting | 0% | Tech/Econ | 66.53% | 0 | 0 | 0
Tech | College and University | Exterior Lighting | Street lighting | TRC | New | EN809 | LED Traffic and Crosswalk Lighting | LED Traffic and Crosswalk Lighting | Equip | 10 | Street lighting | 0% | Tech/Econ | 37.14% | 0 | 0 | 0
Tech | College and University | Exterior Lighting | Street lighting | TRC | New | EN770 | LED Street Lights | LED Street Lights | Equip | 18 | Street lighting | 0% | Tech/Econ | 66.53% | 0 | 0 | 0
Tech | College and University | Cooking | Steamer | TRC | Turnover | ET198 | Energy Star Steamer | Energy Star Steamer | Equip | 12 | Steamer | 11.72% | Tech/Econ | 56.63% | 289.1495 | 0.042487 | 0.02467
Tech | College and University | Cooking | Steamer | TRC | New | EN224 | Energy Star Steamer | Energy Star Steamer | Equip | 12 | Steamer | 11.72% | Tech/Econ | 56.63% | 2.1557 | 0.00031675 | 0.00018392
Tech | College and University | Exterior Lighting | Spot lighting/Security/Flood | TRC | New | NN5288 | Retro-Commissioning | Retro-Commissioning | NonEquip | 5 |  | 0% | Tech/Econ | 16% | 0 | 0 | 0
Tech | College and University | Exterior Lighting | Spot lighting/Security/Flood | TRC | New | NN2974 | Outdoor Lighting Controls | Outdoor Lighting Controls | NonEquip | 8 | Exterior parking/lot lighting | 0% | Tech/Econ | 28% | 0 | 0 | 0
Tech | College and University | Exterior Lighting | Spot lighting/Security/Flood | TRC | New | NN2948 | Bi-Level Lighting Control (Exterior) | Bi-Level Lighting Control (Exterior) | NonEquip | 9 | Exterior parking/lot lighting | 0% | Tech/Econ | 31% | 0 | 0 | 0
Tech | College and University | Exterior Lighting | Spot lighting/Security/Flood | TRC | Existing | NE5275 | Retro-Commissioning | Retro-Commissioning | NonEquip | 5 |  | 21.99% | Tech/Econ | 16% | 674.431 | 0 | 0.0032671
Tech | College and University | Exterior Lighting | Spot lighting/Security/Flood | TRC | Existing | NE2961 | Outdoor Lighting Controls | Outdoor Lighting Controls | NonEquip | 8 | Exterior parking/lot lighting | 0% | Tech/Econ | 28% | 0 | 0 | 0
Tech | College and University | Exterior Lighting | Spot lighting/Security/Flood | TRC | Existing | NE2935 | Bi-Level Lighting Control (Exterior) | Bi-Level Lighting Control (Exterior) | NonEquip | 9 | Exterior parking/lot lighting | 0% | Tech/Econ | 31% | 0 | 0 | 0
Tech | College and University | Exterior Lighting | Spot lighting/Security/Flood | TRC | Turnover | ET666 | LED Exterior Lighting | LED Exterior Lighting | Equip | 13 | Spot lighting/Security/Flood | 4.624% | Tech/Econ | 60.51% | 551.7712 | 0 | 0
Tech | College and University | Exterior Lighting | Spot lighting/Security/Flood | TRC | Turnover | ET549 | LED - 9W Flood | LED - 9W Flood | Equip | 15 | Spot lighting/Security/Flood | 13.31% | Tech/Econ | 86.15% | 2553.8812 | 0 | 0
Tech | College and University | Exterior Lighting | Spot lighting/Security/Flood | TRC | Turnover | ET471 | CFL - 15W Flood | CFL - 15W Flood | Equip | 7.8 | Spot lighting/Security/Flood | 0% | Tech/Econ | 76.92% | 0 | 0 | 0
Tech | College and University | Exterior Lighting | Spot lighting/Security/Flood | TRC | New | EN692 | LED Exterior Lighting | LED Exterior Lighting | Equip | 13 | Spot lighting/Security/Flood | 4.624% | Tech/Econ | 60.51% | 1.1871 | 0 | 0
Tech | College and University | Exterior Lighting | Spot lighting/Security/Flood | TRC | New | EN575 | LED - 9W Flood | LED - 9W Flood | Equip | 15 | Spot lighting/Security/Flood | 86.42% | Tech/Econ | 86.15% | 123.6357 | 0 | 0
Tech | College and University | Exterior Lighting | Spot lighting/Security/Flood | TRC | New | EN497 | CFL - 15W Flood | CFL - 15W Flood | Equip | 7.8 | Spot lighting/Security/Flood | 0% | Tech/Econ | 76.92% | 0 | 0 | 0
Tech | College and University | Interior Lighting | Spot lighting | TRC | New | NN5262 | Retro-Commissioning | Retro-Commissioning | NonEquip | 5 |  | 0% | Tech/Econ | 16% | 0 | 0 | 0
Tech | College and University | Interior Lighting | Spot lighting | TRC | New | NN4430 | Interior Lighting Controls | Interior Lighting Controls | NonEquip | 8 | Overhead (fluorescent/LED/CFL U-shape) | 0% | Tech/Econ | 28% | 0 | 0 | 0
Tech | College and University | Interior Lighting | Spot lighting | TRC | New | NN4404 | Bi-Level Lighting Control (Interior) | Bi-Level Lighting Control (Interior) | NonEquip | 8 | Overhead (fluorescent/LED/CFL U-shape) | 0% | Tech/Econ | 31% | 0 | 0 | 0
Tech | College and University | Interior Lighting | Spot lighting | TRC | New | NN3702 | Facility Energy Management System | Facility Energy Management System | NonEquip | 15 |  | 4.276% | Tech/Econ | 24% | 3.1482 | 0.00046607 | 0.0004026
Tech | College and University | Interior Lighting | Spot lighting | TRC | Existing | NE5249 | Retro-Commissioning | Retro-Commissioning | NonEquip | 5 |  | 21.99% | Tech/Econ | 16% | 764.7222 | 0.32245 | 0.0037045
Tech | College and University | Interior Lighting | Spot lighting | TRC | Existing | NE4417 | Interior Lighting Controls | Interior Lighting Controls | NonEquip | 8 | Overhead (fluorescent/LED/CFL U-shape) | 0% | Tech/Econ | 28% | 0 | 0 | 0
Tech | College and University | Interior Lighting | Spot lighting | TRC | Existing | NE4391 | Bi-Level Lighting Control (Interior) | Bi-Level Lighting Control (Interior) | NonEquip | 8 | Overhead (fluorescent/LED/CFL U-shape) | 0% | Tech/Econ | 31% | 0 | 0 | 0
Tech | College and University | Interior Lighting | Spot lighting | TRC | Existing | NE3689 | Facility Energy Management System | Facility Energy Management System | NonEquip | 15 |  | 0.7167% | Tech/Econ | 24% | 37.4508 | 0.0055443 | 0.0047893
Tech | College and University | Interior Lighting | Spot lighting | TRC | Turnover | ET1602 | LED Display Lighting (Interior) | LED Display Lighting (Interior) | Equip | 15 | Spot lighting | 2.129% | Tech/Econ | 87.04% | 762.4169 | 0.080073 | 0.075054
Tech | College and University | Interior Lighting | Spot lighting | TRC | Turnover | ET1563 | LED - 14W | LED - 14W | Equip | 15 | Spot lighting | 86.42% | Tech/Econ | 53.33% | 18613.7128 | 1.8919 | 1.8528
Tech | College and University | Interior Lighting | Spot lighting | TRC | Turnover | ET1446 | CFL-23W | CFL-23W | Equip | 7.8 | Spot lighting | 0% | Tech/Econ | 23.33% | 0 | 0 | 0
Tech | College and University | Interior Lighting | Spot lighting | TRC | New | EN1628 | LED Display Lighting (Interior) | LED Display Lighting (Interior) | Equip | 15 | Spot lighting | 0% | Tech/Econ | 87.04% | 0 | 0 | 0
Tech | College and University | Interior Lighting | Spot lighting | TRC | New | EN1589 | LED - 14W | LED - 14W | Equip | 15 | Spot lighting | 0% | Tech/Econ | 53.33% | 0 | 0 | 0
Tech | College and University | Interior Lighting | Spot lighting | TRC | New | EN1472 | CFL-23W | CFL-23W | Equip | 7.8 | Spot lighting | 0% | Tech/Econ | 23.33% | 0 | 0 | 0
Tech | College and University | Office Equipment | Servers | TRC | New | NN4586 | Smart Strip Plug Outlet | Smart Strip Plug Outlet | NonEquip | 4 |  | 43.9% | Tech/Econ | 1.187% | 4.5146 | 0.0006713 | 0.00046654
Tech | College and University | Office Equipment | Servers | TRC | New | NN4560 | Network PC Power Management | Network PC Power Management | NonEquip | 5 | Computers | 0% | Tech/Econ | 56.5% | 0 | 0 | 0
Tech | College and University | Office Equipment | Servers | TRC | Existing | NE4573 | Smart Strip Plug Outlet | Smart Strip Plug Outlet | NonEquip | 4 |  | 43.9% | Tech/Econ | 1.187% | 594.8446 | 0.08845 | 0.061471
Tech | College and University | Office Equipment | Servers | TRC | Existing | NE4547 | Network PC Power Management | Network PC Power Management | NonEquip | 5 | Computers | 0% | Tech/Econ | 56.5% | 0 | 0 | 0
Tech | College and University | Office Equipment | Servers | TRC | Turnover | ET2298 | Server Virtualization | Server Virtualization | Equip | 3 | Servers | 92% | Tech/Econ | 85.71% | 443423.4172 | 65.9989 | 45.9038
Tech | College and University | Office Equipment | Servers | TRC | Turnover | ET1134 | High Efficiency Data Center Cooling | High Efficiency Data Center Cooling | Equip | 20 | Servers | 14.18% | Tech/Econ | 28% | 4721.8438 | 1.0825 | 0.62523
Tech | College and University | Office Equipment | Servers | TRC | New | EN2324 | Server Virtualization | Server Virtualization | Equip | 3 | Servers | 92% | Tech/Econ | 85.71% | 3305.7962 | 0.49203 | 0.34222
Tech | College and University | Office Equipment | Servers | TRC | New | EN1160 | High Efficiency Data Center Cooling | High Efficiency Data Center Cooling | Equip | 20 | Servers | 14.18% | Tech/Econ | 28% | 19.8539 | 0.0045516 | 0.0026289
Tech | College and University | Space Cooling | Residential-type central air conditioners | TRC | New | NN5366 | Retro-Commissioning | Retro-Commissioning | NonEquip | 5 |  | 0% | Tech/Econ | 16% | 0 | 0 | 0
Tech | College and University | Space Cooling | Residential-type central air conditioners | TRC | New | NN4378 | Window Sun Protection | Window Sun Protection | NonEquip | 10 |  | 15.35% | Tech/Econ | 16% | 2.3729 | 0.00073885 | -4.1627e-05
Tech | College and University | Space Cooling | Residential-type central air conditioners | TRC | New | NN4352 | Waterside Economizer | Waterside Economizer | NonEquip | 20 |  | 17.02% | Tech/Econ | 5.556% | 0 | 0 | 0
Tech | College and University | Space Cooling | Residential-type central air conditioners | TRC | New | NN4144 | Smart Thermostat | Smart Thermostat | NonEquip | 11 |  | 45.33% | Tech/Econ | 10% | 0 | 0 | 0
Tech | College and University | Space Cooling | Residential-type central air conditioners | TRC | New | NN4040 | Programmable Thermostat | Programmable Thermostat | NonEquip | 11 |  | 0% | Tech/Econ | 3.6% | 0 | 0 | 0
Tech | College and University | Space Cooling | Residential-type central air conditioners | TRC | New | NN3988 | Low U-Value Windows | Low U-Value Windows | NonEquip | 20 |  | 26.88% | Tech/Econ | 10% | 0.8208 | 0.00030509 | 0
Tech | College and University | Space Cooling | Residential-type central air conditioners | TRC | New | NN3910 | HVAC tune-up_RTU | HVAC tune-up_RTU | NonEquip | 5 | Packaged air conditioning units (RTUs) | 0% | Tech/Econ | 5% | 0 | 0 | 0
Tech | College and University | Space Cooling | Residential-type central air conditioners | TRC | New | NN3884 | HVAC tune-up | HVAC tune-up | NonEquip | 5 | Residential-type central air conditioners | 0% | Tech/Econ | 5% | 0 | 0 | 0
Tech | College and University | Space Cooling | Residential-type central air conditioners | TRC | New | NN3676 | Facility Energy Management System | Facility Energy Management System | NonEquip | 15 |  | 4.276% | Tech/Econ | 20% | 0.97635 | 0.00014454 | 0
Tech | College and University | Space Cooling | Residential-type central air conditioners | TRC | New | NN3624 | Facility Commissioning | Facility Commissioning | NonEquip | 10 |  | 71.67% | Tech/Econ | 16% | 12.5161 | 0.0018884 | 0.0003543
Tech | College and University | Space Cooling | Residential-type central air conditioners | TRC | New | NN3598 | Energy Recovery Ventilation System (ERV) | Energy Recovery Ventilation System (ERV) | NonEquip | 15 | Packaged air conditioning units (RTUs) | 0% | Tech/Econ | 10.24% | 0 | 0 | 0
Tech | College and University | Space Cooling | Residential-type central air conditioners | TRC | New | NN3520 | Duct Sealing Repair | Duct Sealing Repair | NonEquip | 15 |  | 0% | Tech/Econ | 12% | 0 | 0 | 0
Tech | College and University | Space Cooling | Residential-type central air conditioners | TRC | New | NN3468 | Duct Insulation | Duct Insulation | NonEquip | 15 |  | 0% | Tech/Econ | 2.045% | 0 | 0 | 0
Tech | College and University | Space Cooling | Residential-type central air conditioners | TRC | New | NN3416 | Dedicated Outdoor Air System on VRF unit | Dedicated Outdoor Air System on VRF unit | NonEquip | 15 | Residential-type central air conditioners | 58.91% | Tech/Econ | 17.5% | 4.0424 | 0.00085766 | 0
Tech | College and University | Space Cooling | Residential-type central air conditioners | TRC | New | NN3364 | Cool Roof | Cool Roof | NonEquip | 15 |  | 72.18% | Tech/Econ | 1.862% | 0 | 0 | 0
Tech | College and University | Space Cooling | Residential-type central air conditioners | TRC | New | NN3312 | Chilled Water System - Variable Speed Drives | Chilled Water System - Variable Speed Drives | NonEquip | 13 | Central chillers inside | 0% | Tech/Econ | 24.74% | 0 | 0 | 0
Tech | College and University | Space Cooling | Residential-type central air conditioners | TRC | New | NN3286 | Chilled Water Controls Optimization | Chilled Water Controls Optimization | NonEquip | 10 | Central chillers inside | 0% | Tech/Econ | 12.5% | 0 | 0 | 0
Tech | College and University | Space Cooling | Residential-type central air conditioners | TRC | New | NN3208 | Ceiling Insulation(R2 to R38) | Ceiling Insulation(R2 to R38) | NonEquip | 20 |  | 0% | Tech/Econ | 17.08% | 0 | 0 | 0
Tech | College and University | Space Cooling | Residential-type central air conditioners | TRC | New | NN3104 | Ceiling Insulation(R12 to R38) | Ceiling Insulation(R12 to R38) | NonEquip | 20 |  | 0% | Tech/Econ | 2.056% | 0 | 0 | 0
Tech | College and University | Space Cooling | Residential-type central air conditioners | TRC | New | NN3052 | Airside Economizer | Airside Economizer | NonEquip | 10 | Packaged air conditioning units (RTUs) | 0% | Tech/Econ | 5.556% | 0 | 0 | 0
Tech | College and University | Space Cooling | Residential-type central air conditioners | TRC | Existing | NE5353 | Retro-Commissioning | Retro-Commissioning | NonEquip | 5 |  | 21.99% | Tech/Econ | 16% | 447.1761 | 0.18855 | 0
Tech | College and University | Space Cooling | Residential-type central air conditioners | TRC | Existing | NE4365 | Window Sun Protection | Window Sun Protection | NonEquip | 10 |  | 15.68% | Tech/Econ | 16% | 327.023 | 0.10182 | -0.0057368
Tech | College and University | Space Cooling | Residential-type central air conditioners | TRC | Existing | NE4339 | Waterside Economizer | Waterside Economizer | NonEquip | 20 |  | 17.02% | Tech/Econ | 5.556% | 110.7053 | 0.036619 | 0
Tech | College and University | Space Cooling | Residential-type central air conditioners | TRC | Existing | NE4209 | Wall Insulation | Wall Insulation | NonEquip | 20 |  | 0% | Tech/Econ | 18.43% | 0 | 0 | 0
Tech | College and University | Space Cooling | Residential-type central air conditioners | TRC | Existing | NE4131 | Smart Thermostat | Smart Thermostat | NonEquip | 11 |  | 45.33% | Tech/Econ | 10% | 555.8385 | 0.046461 | 0
Tech | College and University | Space Cooling | Residential-type central air conditioners | TRC | Existing | NE4105 | Roof Insulation | Roof Insulation | NonEquip | 20 |  | 37.5% | Tech/Econ | 2.505% | 108.9108 | 0.045043 | 0
Tech | College and University | Space Cooling | Residential-type central air conditioners | TRC | Existing | NE4027 | Programmable Thermostat | Programmable Thermostat | NonEquip | 11 |  | 0% | Tech/Econ | 3.6% | 0 | 0 | 0
Tech | College and University | Space Cooling | Residential-type central air conditioners | TRC | Existing | NE3975 | Low U-Value Windows | Low U-Value Windows | NonEquip | 20 |  | 10.75% | Tech/Econ | 46% | 988.541 | 0.36744 | 0
Tech | College and University | Space Cooling | Residential-type central air conditioners | TRC | Existing | NE3897 | HVAC tune-up_RTU | HVAC tune-up_RTU | NonEquip | 5 | Packaged air conditioning units (RTUs) | 0% | Tech/Econ | 5% | 0 | 0 | 0
Tech | College and University | Space Cooling | Residential-type central air conditioners | TRC | Existing | NE3871 | HVAC tune-up | HVAC tune-up | NonEquip | 5 | Residential-type central air conditioners | 0% | Tech/Econ | 5% | 0 | 0 | 0
Tech | College and University | Space Cooling | Residential-type central air conditioners | TRC | Existing | NE3793 | Green Roof | Green Roof | NonEquip | 15 |  | 0.126% | Tech/Econ | 1.451% | 0.20725 | 8.8043e-05 | 0
Tech | College and University | Space Cooling | Residential-type central air conditioners | TRC | Existing | NE3741 | Floor Insulation | Floor Insulation | NonEquip | 20 |  | 6.749% | Tech/Econ | 0.6571% | 5.0254 | 0.0020784 | 0
Tech | College and University | Space Cooling | Residential-type central air conditioners | TRC | Existing | NE3663 | Facility Energy Management System | Facility Energy Management System | NonEquip | 15 |  | 0.7167% | Tech/Econ | 20% | 20.865 | 0.0030889 | 0
Tech | College and University | Space Cooling | Residential-type central air conditioners | TRC | Existing | NE3585 | Energy Recovery Ventilation System (ERV) | Energy Recovery Ventilation System (ERV) | NonEquip | 15 | Packaged air conditioning units (RTUs) | 0% | Tech/Econ | 10.24% | 0 | 0 | 0
Tech | College and University | Space Cooling | Residential-type central air conditioners | TRC | Existing | NE3507 | Duct Sealing Repair | Duct Sealing Repair | NonEquip | 15 |  | 0% | Tech/Econ | 12% | 0 | 0 | 0
Tech | College and University | Space Cooling | Residential-type central air conditioners | TRC | Existing | NE3455 | Duct Insulation | Duct Insulation | NonEquip | 15 |  | 0% | Tech/Econ | 2.045% | 0 | 0 | 0
Tech | College and University | Space Cooling | Residential-type central air conditioners | TRC | Existing | NE3403 | Dedicated Outdoor Air System on VRF unit | Dedicated Outdoor Air System on VRF unit | NonEquip | 15 | Residential-type central air conditioners | 58.91% | Tech/Econ | 17.5% | 1498.6202 | 0.31796 | 0
Tech | College and University | Space Cooling | Residential-type central air conditioners | TRC | Existing | NE3351 | Cool Roof | Cool Roof | NonEquip | 15 |  | 72.68% | Tech/Econ | 1.862% | 155.423 | 0.066027 | 0
Tech | College and University | Space Cooling | Residential-type central air conditioners | TRC | Existing | NE3299 | Chilled Water System - Variable Speed Drives | Chilled Water System - Variable Speed Drives | NonEquip | 13 | Central chillers inside | 0% | Tech/Econ | 24.74% | 0 | 0 | 0
Tech | College and University | Space Cooling | Residential-type central air conditioners | TRC | Existing | NE3273 | Chilled Water Controls Optimization | Chilled Water Controls Optimization | NonEquip | 10 | Central chillers inside | 0% | Tech/Econ | 12.5% | 0 | 0 | 0
Tech | College and University | Space Cooling | Residential-type central air conditioners | TRC | Existing | NE3195 | Ceiling Insulation(R2 to R38) | Ceiling Insulation(R2 to R38) | NonEquip | 20 |  | 0% | Tech/Econ | 17.08% | 0 | 0 | 0
Tech | College and University | Space Cooling | Residential-type central air conditioners | TRC | Existing | NE3143 | Ceiling Insulation(R19 to R38) | Ceiling Insulation(R19 to R38) | NonEquip | 20 |  | 0% | Tech/Econ | 0.9491% | 0 | 0 | 0
Tech | College and University | Space Cooling | Residential-type central air conditioners | TRC | Existing | NE3091 | Ceiling Insulation(R12 to R38) | Ceiling Insulation(R12 to R38) | NonEquip | 20 |  | 0% | Tech/Econ | 2.056% | 0 | 0 | 0
Tech | College and University | Space Cooling | Residential-type central air conditioners | TRC | Existing | NE3039 | Airside Economizer | Airside Economizer | NonEquip | 10 | Packaged air conditioning units (RTUs) | 0% | Tech/Econ | 5.556% | 0 | 0 | 0
Tech | College and University | Space Cooling | Residential-type central air conditioners | TRC | Turnover | ET822 | Geothermal Heat Pump | Geothermal Heat Pump | Equip | 15 | Residential-type central air conditioners | 30.5% | Tech/Econ | 21.18% | 1005.0259 | 0.17669 | 0
Tech | College and University | Space Cooling | Residential-type central air conditioners | TRC | Turnover | ET1368 | Variable Refrigerant Flow (VRF) HVAC Systems | Variable Refrigerant Flow (VRF) HVAC Systems | Equip | 15 | Residential-type central air conditioners | 49.09% | Tech/Econ | 36.88% | 3439.9988 | 0.72986 | 0
Tech | College and University | Space Cooling | Residential-type central air conditioners | TRC | Turnover | ET1290 | High Efficiency PTHP | High Efficiency PTHP | Equip | 15 | Residential-type central air conditioners | 0% | Tech/Econ | 23.64% | 0 | 0 | 0
Tech | College and University | Space Cooling | Residential-type central air conditioners | TRC | Turnover | ET1251 | High Efficiency PTAC | High Efficiency PTAC | Equip | 15 | Residential-type central air conditioners | 0% | Tech/Econ | 23.64% | 0 | 0 | 0
Tech | College and University | Space Cooling | Residential-type central air conditioners | TRC | New | EN848 | Geothermal Heat Pump | Geothermal Heat Pump | Equip | 15 | Residential-type central air conditioners | 30.5% | Tech/Econ | 21.18% | 7.8824 | 0.0013858 | 0
Tech | College and University | Space Cooling | Residential-type central air conditioners | TRC | New | EN1394 | Variable Refrigerant Flow (VRF) HVAC Systems | Variable Refrigerant Flow (VRF) HVAC Systems | Equip | 15 | Residential-type central air conditioners | 49.09% | Tech/Econ | 36.88% | 26.98 | 0.0057243 | 0
Tech | College and University | Space Cooling | Residential-type central air conditioners | TRC | New | EN1316 | High Efficiency PTHP | High Efficiency PTHP | Equip | 15 | Residential-type central air conditioners | 0% | Tech/Econ | 23.64% | 0 | 0 | 0
Tech | College and University | Space Cooling | Residential-type central air conditioners | TRC | New | EN1277 | High Efficiency PTAC | High Efficiency PTAC | Equip | 15 | Residential-type central air conditioners | 0% | Tech/Econ | 23.64% | 0 | 0 | 0
Tech | College and University | Space Heating | Residential/split system heat pump | TRC | New | NN5340 | Retro-Commissioning | Retro-Commissioning | NonEquip | 5 |  | 0% | Tech/Econ | 16% | 0 | 0 | 0
Tech | College and University | Space Heating | Residential/split system heat pump | TRC | New | NN4326 | Water Cooled Refrigeration Heat Recovery | Water Cooled Refrigeration Heat Recovery | NonEquip | 20 |  | 4.199% | Tech/Econ | 10% | 4.6075 | 0 | 0.00050038
Tech | College and University | Space Heating | Residential/split system heat pump | TRC | New | NN4274 | Warehouse Loading Dock Seals | Warehouse Loading Dock Seals | NonEquip | 18 |  | 0% | Tech/Econ | 0.1094% | 0 | 0 | 0
Tech | College and University | Space Heating | Residential/split system heat pump | TRC | New | NN4170 | Smart Thermostat | Smart Thermostat | NonEquip | 11 |  | 45.33% | Tech/Econ | 10% | 47.0021 | 0 | 0.0011607
Tech | College and University | Space Heating | Residential/split system heat pump | TRC | New | NN4092 | Roof Insulation | Roof Insulation | NonEquip | 20 |  | 37.5% | Tech/Econ | 0.4387% | 0.81183 | 0 | 0.00019777
Tech | College and University | Space Heating | Residential/split system heat pump | TRC | New | NN4066 | Programmable Thermostat | Programmable Thermostat | NonEquip | 11 |  | 0% | Tech/Econ | 3.6% | 0 | 0 | 0
Tech | College and University | Space Heating | Residential/split system heat pump | TRC | New | NN4014 | Low U-Value Windows | Low U-Value Windows | NonEquip | 20 |  | 26.88% | Tech/Econ | 10% | 30.3021 | 0 | 0.00012594
Tech | College and University | Space Heating | Residential/split system heat pump | TRC | New | NN3780 | Green Roof | Green Roof | NonEquip | 15 |  | 0.63% | Tech/Econ | 0.678% | 0.042287 | 0 | 0
Tech | College and University | Space Heating | Residential/split system heat pump | TRC | New | NN3728 | Floor Insulation | Floor Insulation | NonEquip | 20 |  | 16.87% | Tech/Econ | 0.2302% | 0 | 0 | 0
Tech | College and University | Space Heating | Residential/split system heat pump | TRC | New | NN3650 | Facility Energy Management System | Facility Energy Management System | NonEquip | 15 |  | 4.276% | Tech/Econ | 20% | 9.7253 | 0 | 0.0012437
Tech | College and University | Space Heating | Residential/split system heat pump | TRC | New | NN3572 | ECM Motors on Furnaces | ECM Motors on Furnaces | NonEquip | 15 | Forced air furnace | 0% | Tech/Econ | 1.706% | 0 | 0 | 0
Tech | College and University | Space Heating | Residential/split system heat pump | TRC | New | NN3546 | Duct Sealing Repair | Duct Sealing Repair | NonEquip | 15 |  | 0% | Tech/Econ | 12% | 0 | 0 | 0
Tech | College and University | Space Heating | Residential/split system heat pump | TRC | New | NN3494 | Duct Insulation | Duct Insulation | NonEquip | 15 |  | 0% | Tech/Econ | 2.045% | 0 | 0 | 0
Tech | College and University | Space Heating | Residential/split system heat pump | TRC | New | NN3442 | Destratification Fans | Destratification Fans | NonEquip | 10 |  | 0% | Tech/Econ | 15.61% | 0 | 0 | 0
Tech | College and University | Space Heating | Residential/split system heat pump | TRC | New | NN3390 | Dedicated Outdoor Air System on VRF unit | Dedicated Outdoor Air System on VRF unit | NonEquip | 15 | Residential/split system heat pump | 58.91% | Tech/Econ | 10% | 55.6177 | 0 | 0.0086694
Tech | College and University | Space Heating | Residential/split system heat pump | TRC | New | NN3338 | Cool Roof | Cool Roof | NonEquip | 15 |  | 72.18% | Tech/Econ | 0.2437% | 0 | 0 | 0
Tech | College and University | Space Heating | Residential/split system heat pump | TRC | New | NN3234 | Ceiling Insulation(R30 to R38) | Ceiling Insulation(R30 to R38) | NonEquip | 20 |  | 0% | Tech/Econ | 0.08867% | 0 | 0 | 0
Tech | College and University | Space Heating | Residential/split system heat pump | TRC | New | NN3182 | Ceiling Insulation(R2 to R38) | Ceiling Insulation(R2 to R38) | NonEquip | 20 |  | 0% | Tech/Econ | 5.985% | 0 | 0 | 0
Tech | College and University | Space Heating | Residential/split system heat pump | TRC | New | NN3130 | Ceiling Insulation(R19 to R38) | Ceiling Insulation(R19 to R38) | NonEquip | 20 |  | 0% | Tech/Econ | 0.3325% | 0 | 0 | 0
Tech | College and University | Space Heating | Residential/split system heat pump | TRC | New | NN3078 | Ceiling Insulation(R12 to R38) | Ceiling Insulation(R12 to R38) | NonEquip | 20 |  | 0% | Tech/Econ | 0.7205% | 0 | 0 | 0
Tech | College and University | Space Heating | Residential/split system heat pump | TRC | New | NN3000 | Air Curtains | Air Curtains | NonEquip | 8 |  | 28.37% | Tech/Econ | 0.1737% | 0 | 0 | 0
Tech | College and University | Space Heating | Residential/split system heat pump | TRC | Existing | NE5327 | Retro-Commissioning | Retro-Commissioning | NonEquip | 5 |  | 21.99% | Tech/Econ | 16% | 4281.6691 | 0 | 0.020741
Tech | College and University | Space Heating | Residential/split system heat pump | TRC | Existing | NE4313 | Water Cooled Refrigeration Heat Recovery | Water Cooled Refrigeration Heat Recovery | NonEquip | 20 |  | 55.99% | Tech/Econ | 10% | 7629.2972 | 0 | 0.82856
Tech | College and University | Space Heating | Residential/split system heat pump | TRC | Existing | NE4261 | Warehouse Loading Dock Seals | Warehouse Loading Dock Seals | NonEquip | 18 |  | 0% | Tech/Econ | 0.1207% | 0 | 0 | 0
Tech | College and University | Space Heating | Residential/split system heat pump | TRC | Existing | NE4235 | Wall Insulation | Wall Insulation | NonEquip | 20 |  | 0% | Tech/Econ | 1.04% | 0 | 0 | 0
Tech | College and University | Space Heating | Residential/split system heat pump | TRC | Existing | NE4157 | Smart Thermostat | Smart Thermostat | NonEquip | 11 |  | 45.33% | Tech/Econ | 10% | 5830.3778 | 0 | 0.14398
Tech | College and University | Space Heating | Residential/split system heat pump | TRC | Existing | NE4079 | Roof Insulation | Roof Insulation | NonEquip | 20 |  | 37.5% | Tech/Econ | 0.9683% | 426.327 | 0 | 0.10386
Tech | College and University | Space Heating | Residential/split system heat pump | TRC | Existing | NE4053 | Programmable Thermostat | Programmable Thermostat | NonEquip | 11 |  | 0% | Tech/Econ | 3.6% | 0 | 0 | 0
Tech | College and University | Space Heating | Residential/split system heat pump | TRC | Existing | NE4001 | Low U-Value Windows | Low U-Value Windows | NonEquip | 20 |  | 10.75% | Tech/Econ | 46% | 8910.3682 | 0 | 0.037032
Tech | College and University | Space Heating | Residential/split system heat pump | TRC | Existing | NE3923 | Infiltration Reduction - Air Sealing | Infiltration Reduction - Air Sealing | NonEquip | 11 |  | 0% | Tech/Econ | 0.06036% | 0 | 0 | 0
Tech | College and University | Space Heating | Residential/split system heat pump | TRC | Existing | NE3845 | Hotel Card Energy Control Systems | Hotel Card Energy Control Systems | NonEquip | 15 |  | 0% | Tech/Econ | 0% | 0 | 0 | 0
Tech | College and University | Space Heating | Residential/split system heat pump | TRC | Existing | NE3767 | Green Roof | Green Roof | NonEquip | 15 |  | 0.126% | Tech/Econ | 0.7482% | 1.1029 | 0 | 0
Tech | College and University | Space Heating | Residential/split system heat pump | TRC | Existing | NE3715 | Floor Insulation | Floor Insulation | NonEquip | 20 |  | 6.749% | Tech/Econ | 0.254% | 20.0184 | 0 | 0.0048767
Tech | College and University | Space Heating | Residential/split system heat pump | TRC | Existing | NE3637 | Facility Energy Management System | Facility Energy Management System | NonEquip | 15 |  | 0.7167% | Tech/Econ | 20% | 207.8347 | 0 | 0.026579
Tech | College and University | Space Heating | Residential/split system heat pump | TRC | Existing | NE3559 | ECM Motors on Furnaces | ECM Motors on Furnaces | NonEquip | 15 | Forced air furnace | 0% | Tech/Econ | 1.706% | 0 | 0 | 0
Tech | College and University | Space Heating | Residential/split system heat pump | TRC | Existing | NE3533 | Duct Sealing Repair | Duct Sealing Repair | NonEquip | 15 |  | 0% | Tech/Econ | 12% | 0 | 0 | 0
Tech | College and University | Space Heating | Residential/split system heat pump | TRC | Existing | NE3481 | Duct Insulation | Duct Insulation | NonEquip | 15 |  | 0% | Tech/Econ | 2.045% | 0 | 0 | 0
Tech | College and University | Space Heating | Residential/split system heat pump | TRC | Existing | NE3429 | Destratification Fans | Destratification Fans | NonEquip | 10 |  | 0% | Tech/Econ | 15.61% | 0 | 0 | 0
Tech | College and University | Space Heating | Residential/split system heat pump | TRC | Existing | NE3377 | Dedicated Outdoor Air System on VRF unit | Dedicated Outdoor Air System on VRF unit | NonEquip | 15 | Residential/split system heat pump | 58.91% | Tech/Econ | 10% | 8530.0726 | 0 | 1.3296
Tech | College and University | Space Heating | Residential/split system heat pump | TRC | Existing | NE3325 | Cool Roof | Cool Roof | NonEquip | 15 |  | 72.68% | Tech/Econ | 0.2689% | 228.6796 | 0 | 0
Tech | College and University | Space Heating | Residential/split system heat pump | TRC | Existing | NE3221 | Ceiling Insulation(R30 to R38) | Ceiling Insulation(R30 to R38) | NonEquip | 20 |  | 0% | Tech/Econ | 0.09785% | 0 | 0 | 0
Tech | College and University | Space Heating | Residential/split system heat pump | TRC | Existing | NE3169 | Ceiling Insulation(R2 to R38) | Ceiling Insulation(R2 to R38) | NonEquip | 20 |  | 0% | Tech/Econ | 6.605% | 0 | 0 | 0
Tech | College and University | Space Heating | Residential/split system heat pump | TRC | Existing | NE3117 | Ceiling Insulation(R19 to R38) | Ceiling Insulation(R19 to R38) | NonEquip | 20 |  | 0% | Tech/Econ | 0.3669% | 0 | 0 | 0
Tech | College and University | Space Heating | Residential/split system heat pump | TRC | Existing | NE3065 | Ceiling Insulation(R12 to R38) | Ceiling Insulation(R12 to R38) | NonEquip | 20 |  | 0% | Tech/Econ | 0.795% | 0 | 0 | 0
Tech | College and University | Space Heating | Residential/split system heat pump | TRC | Existing | NE2987 | Air Curtains | Air Curtains | NonEquip | 8 |  | 33.45% | Tech/Econ | 0.1737% | 67.8118 | 0 | 0.0073645
Tech | College and University | Space Heating | Residential/split system heat pump | TRC | Turnover | ET861 | Geothermal Heat Pump | Geothermal Heat Pump | Equip | 15 | Residential/split system heat pump | 30.5% | Tech/Econ | 2.941% | 1101.5038 | 0 | 0.18122
Tech | College and University | Space Heating | Residential/split system heat pump | TRC | Turnover | ET1407 | Variable Refrigerant Flow (VRF) HVAC Systems | Variable Refrigerant Flow (VRF) HVAC Systems | Equip | 15 | Residential/split system heat pump | 49.09% | Tech/Econ | 31.25% | 26277.0881 | 0 | 4.0959
Tech | College and University | Space Heating | Residential/split system heat pump | TRC | Turnover | ET1329 | High Efficiency PTHP | High Efficiency PTHP | Equip | 15 | Residential/split system heat pump | 0% | Tech/Econ | 9.375% | 0 | 0 | 0
Tech | College and University | Space Heating | Residential/split system heat pump | TRC | New | EN887 | Geothermal Heat Pump | Geothermal Heat Pump | Equip | 15 | Residential/split system heat pump | 30.5% | Tech/Econ | 2.941% | 0 | 0 | 0
Tech | College and University | Space Heating | Residential/split system heat pump | TRC | New | EN1433 | Variable Refrigerant Flow (VRF) HVAC Systems | Variable Refrigerant Flow (VRF) HVAC Systems | Equip | 15 | Residential/split system heat pump | 49.09% | Tech/Econ | 31.25% | 206.0916 | 0 | 0.032125
Tech | College and University | Space Heating | Residential/split system heat pump | TRC | New | EN1355 | High Efficiency PTHP | High Efficiency PTHP | Equip | 15 | Residential/split system heat pump | 0% | Tech/Econ | 9.375% | 0 | 0 | 0
Tech | College and University | Refrigeration | Residential style | TRC | New | NN5314 | Retro-Commissioning | Retro-Commissioning | NonEquip | 5 |  | 0% | Tech/Econ | 16% | 0 | 0 | 0
Tech | College and University | Refrigeration | Residential style | TRC | New | NN4898 | Strip Curtains for Walk-ins | Strip Curtains for Walk-ins | NonEquip | 4 | Walk-in cooler | 0% | Tech/Econ | 2.115% | 0 | 0 | 0
Tech | College and University | Refrigeration | Residential style | TRC | New | NN4872 | Refrigerated Display Case Lighting Controls | Refrigerated Display Case Lighting Controls | NonEquip | 8 | Display cases | 0% | Tech/Econ | 0.9365% | 0 | 0 | 0
Tech | College and University | Refrigeration | Residential style | TRC | New | NN4846 | PSC to ECM Evaporator Fan Motor (Walk-In, Refrigerator) | PSC to ECM Evaporator Fan Motor (Walk-In, Refrigerator) | NonEquip | 15 | Walk-in cooler | 0% | Tech/Econ | 37.5% | 0 | 0 | 0
Tech | College and University | Refrigeration | Residential style | TRC | New | NN4820 | PSC to ECM Evaporator Fan Motor (Reach-In) | PSC to ECM Evaporator Fan Motor (Reach-In) | NonEquip | 15 | Display cases | 0% | Tech/Econ | 37.5% | 0 | 0 | 0
Tech | College and University | Refrigeration | Residential style | TRC | New | NN4794 | Night Covers for Display Cases | Night Covers for Display Cases | NonEquip | 5 | Display cases | 0% | Tech/Econ | 1.877% | 0 | 0 | 0
Tech | College and University | Refrigeration | Residential style | TRC | New | NN4768 | High R-Value Glass Doors | High R-Value Glass Doors | NonEquip | 12 | Display cases | 0% | Tech/Econ | 0% | 0 | 0 | 0
Tech | College and University | Refrigeration | Residential style | TRC | New | NN4742 | High Efficiency Refrigeration Compressor | High Efficiency Refrigeration Compressor | NonEquip | 13 | Display cases | 0% | Tech/Econ | 6.922% | 0 | 0 | 0
Tech | College and University | Refrigeration | Residential style | TRC | New | NN4716 | Freezer-Cooler Replacement Gaskets | Freezer-Cooler Replacement Gaskets | NonEquip | 4 | Display cases | 0% | Tech/Econ | 0% | 0 | 0 | 0
Tech | College and University | Refrigeration | Residential style | TRC | New | NN4690 | Floating Head Pressure Controls | Floating Head Pressure Controls | NonEquip | 15 |  | 27.37% | Tech/Econ | 6.05% | 90.9509 | 0.011792 | 0.0098775
Tech | College and University | Refrigeration | Residential style | TRC | New | NN4664 | Demand Defrost | Demand Defrost | NonEquip | 10 | Walk-in cooler | 0% | Tech/Econ | 30% | 0 | 0 | 0
Tech | College and University | Refrigeration | Residential style | TRC | New | NN4638 | Automatic Door Closer for Walk-in Coolers and Freezers | Automatic Door Closer for Walk-in Coolers and Freezers | NonEquip | 8 | Walk-in cooler | 0% | Tech/Econ | 3.131% | 0 | 0 | 0
Tech | College and University | Refrigeration | Residential style | TRC | New | NN4612 | Anti-Sweat Controls | Anti-Sweat Controls | NonEquip | 8 | Display cases | 0% | Tech/Econ | 85% | 0 | 0 | 0
Tech | College and University | Refrigeration | Residential style | TRC | Existing | NE5301 | Retro-Commissioning | Retro-Commissioning | NonEquip | 5 |  | 21.99% | Tech/Econ | 16% | 26407.4768 | 11.1347 | 0.12792
Tech | College and University | Refrigeration | Residential style | TRC | Existing | NE4885 | Strip Curtains for Walk-ins | Strip Curtains for Walk-ins | NonEquip | 4 | Walk-in cooler | 0% | Tech/Econ | 2.115% | 0 | 0 | 0
Tech | College and University | Refrigeration | Residential style | TRC | Existing | NE4859 | Refrigerated Display Case Lighting Controls | Refrigerated Display Case Lighting Controls | NonEquip | 8 | Display cases | 0% | Tech/Econ | 2.524% | 0 | 0 | 0
Tech | College and University | Refrigeration | Residential style | TRC | Existing | NE4833 | PSC to ECM Evaporator Fan Motor (Walk-In, Refrigerator) | PSC to ECM Evaporator Fan Motor (Walk-In, Refrigerator) | NonEquip | 15 | Walk-in cooler | 0% | Tech/Econ | 37.5% | 0 | 0 | 0
Tech | College and University | Refrigeration | Residential style | TRC | Existing | NE4807 | PSC to ECM Evaporator Fan Motor (Reach-In) | PSC to ECM Evaporator Fan Motor (Reach-In) | NonEquip | 15 | Display cases | 0% | Tech/Econ | 37.5% | 0 | 0 | 0
Tech | College and University | Refrigeration | Residential style | TRC | Existing | NE4781 | Night Covers for Display Cases | Night Covers for Display Cases | NonEquip | 5 | Display cases | 0% | Tech/Econ | 1.877% | 0 | 0 | 0
Tech | College and University | Refrigeration | Residential style | TRC | Existing | NE4755 | High R-Value Glass Doors | High R-Value Glass Doors | NonEquip | 12 | Display cases | 0% | Tech/Econ | 23.81% | 0 | 0 | 0
Tech | College and University | Refrigeration | Residential style | TRC | Existing | NE4729 | High Efficiency Refrigeration Compressor | High Efficiency Refrigeration Compressor | NonEquip | 13 | Display cases | 0% | Tech/Econ | 6.922% | 0 | 0 | 0
Tech | College and University | Refrigeration | Residential style | TRC | Existing | NE4703 | Freezer-Cooler Replacement Gaskets | Freezer-Cooler Replacement Gaskets | NonEquip | 4 | Display cases | 0% | Tech/Econ | 3.131% | 0 | 0 | 0
Tech | College and University | Refrigeration | Residential style | TRC | Existing | NE4677 | Floating Head Pressure Controls | Floating Head Pressure Controls | NonEquip | 15 |  | 27.37% | Tech/Econ | 6.05% | 11993.2498 | 1.555 | 1.3025
Tech | College and University | Refrigeration | Residential style | TRC | Existing | NE4651 | Demand Defrost | Demand Defrost | NonEquip | 10 | Walk-in cooler | 0% | Tech/Econ | 30% | 0 | 0 | 0
Tech | College and University | Refrigeration | Residential style | TRC | Existing | NE4625 | Automatic Door Closer for Walk-in Coolers and Freezers | Automatic Door Closer for Walk-in Coolers and Freezers | NonEquip | 8 | Walk-in cooler | 0% | Tech/Econ | 3.131% | 0 | 0 | 0
Tech | College and University | Refrigeration | Residential style | TRC | Existing | NE4599 | Anti-Sweat Controls | Anti-Sweat Controls | NonEquip | 8 | Display cases | 0% | Tech/Econ | 85% | 0 | 0 | 0
Tech | College and University | Refrigeration | Residential style | TRC | Turnover | ET2532 | Energy Star Refrigerator | Energy Star Refrigerator | Equip | 12 | Residential style | 45.6% | Tech/Econ | 21.99% | 83646.4199 | 11.0129 | 8.6656
Tech | College and University | Refrigeration | Residential style | TRC | New | EN2558 | Energy Star Refrigerator | Energy Star Refrigerator | Equip | 12 | Residential style | 53.2% | Tech/Econ | 21.99% | 727.5312 | 0.095787 | 0.075371
Tech | College and University | Miscellaneous | Pool pump | TRC | New | NN5444 | Retro-Commissioning | Retro-Commissioning | NonEquip | 5 |  | 0% | Tech/Econ | 16% | 0 | 0 | 0
Tech | College and University | Miscellaneous | Pool pump | TRC | New | NN4534 | VSD Controlled Compressor | VSD Controlled Compressor | NonEquip | 15 | Others | 0% | Tech/Econ | 20.79% | 0 | 0 | 0
Tech | College and University | Miscellaneous | Pool pump | TRC | New | NN4508 | Regenerative Drive Elevator Motor | Regenerative Drive Elevator Motor | NonEquip | 13 | Elevators/Escalators | 0% | Tech/Econ | 6.211% | 0 | 0 | 0
Tech | College and University | Miscellaneous | Pool pump | TRC | New | NN4482 | Engine Block Timer | Engine Block Timer | NonEquip | 5 | Others | 0% | Tech/Econ | 36% | 0 | 0 | 0
Tech | College and University | Miscellaneous | Pool pump | TRC | New | NN4456 | Efficient Motor Belts | Efficient Motor Belts | NonEquip | 10 | Others | 0% | Tech/Econ | 1.105% | 0 | 0 | 0
Tech | College and University | Miscellaneous | Pool pump | TRC | Existing | NE5431 | Retro-Commissioning | Retro-Commissioning | NonEquip | 5 |  | 21.99% | Tech/Econ | 16% | 0 | 0 | 0
Tech | College and University | Miscellaneous | Pool pump | TRC | Existing | NE4521 | VSD Controlled Compressor | VSD Controlled Compressor | NonEquip | 15 | Others | 0% | Tech/Econ | 20.79% | 0 | 0 | 0
Tech | College and University | Miscellaneous | Pool pump | TRC | Existing | NE4495 | Regenerative Drive Elevator Motor | Regenerative Drive Elevator Motor | NonEquip | 13 | Elevators/Escalators | 0% | Tech/Econ | 6.211% | 0 | 0 | 0
Tech | College and University | Miscellaneous | Pool pump | TRC | Existing | NE4469 | Engine Block Timer | Engine Block Timer | NonEquip | 5 | Others | 0% | Tech/Econ | 36% | 0 | 0 | 0
Tech | College and University | Miscellaneous | Pool pump | TRC | Existing | NE4443 | Efficient Motor Belts | Efficient Motor Belts | NonEquip | 10 | Others | 0% | Tech/Econ | 1.105% | 0 | 0 | 0
Tech | College and University | Miscellaneous | Pool pump | TRC | Turnover | ET2106 | Variable Speed Pool Pump | Variable Speed Pool Pump | Equip | 10 | Pool pump | 42.75% | Tech/Econ | 64.36% | 0 | 0 | 0
Tech | College and University | Miscellaneous | Pool pump | TRC | Turnover | ET2031 | Solar Powered Pool Pump | Solar Powered Pool Pump | Equip | 10 | Pool pump | 11.4% | Tech/Econ | 81% | 0 | 0 | 0
Tech | College and University | Miscellaneous | Pool pump | TRC | Turnover | ET1992 | Solar Pool Heater | Solar Pool Heater | Equip | 15 | Pool pump | 16.92% | Tech/Econ | 86.11% | 0 | 0 | 0
Tech | College and University | Miscellaneous | Pool pump | TRC | Turnover | ET1953 | Heat Pump Pool Heater | Heat Pump Pool Heater | Equip | 15 | Pool pump | 63.46% | Tech/Econ | 80% | 0 | 0 | 0
Tech | College and University | Miscellaneous | Pool pump | TRC | New | EN2130 | Variable Speed Pool Pump | Variable Speed Pool Pump | Equip | 10 | Pool pump | 42.75% | Tech/Econ | 64.36% | 0 | 0 | 0
Tech | College and University | Miscellaneous | Pool pump | TRC | New | EN2055 | Solar Powered Pool Pump | Solar Powered Pool Pump | Equip | 10 | Pool pump | 11.4% | Tech/Econ | 81% | 0 | 0 | 0
Tech | College and University | Miscellaneous | Pool pump | TRC | New | EN2018 | Solar Pool Heater | Solar Pool Heater | Equip | 15 | Pool pump | 16.92% | Tech/Econ | 86.11% | 0 | 0 | 0
Tech | College and University | Miscellaneous | Pool pump | TRC | New | EN1979 | Heat Pump Pool Heater | Heat Pump Pool Heater | Equip | 15 | Pool pump | 63.46% | Tech/Econ | 80% | 0 | 0 | 0
Tech | College and University | Space Heating | Packaged central unit | TRC | New | NN5340 | Retro-Commissioning | Retro-Commissioning | NonEquip | 5 |  | 0% | Tech/Econ | 16% | 0 | 0 | 0
Tech | College and University | Space Heating | Packaged central unit | TRC | New | NN4326 | Water Cooled Refrigeration Heat Recovery | Water Cooled Refrigeration Heat Recovery | NonEquip | 20 |  | 4.199% | Tech/Econ | 10% | 67.2579 | 0 | 0.0073044
Tech | College and University | Space Heating | Packaged central unit | TRC | New | NN4274 | Warehouse Loading Dock Seals | Warehouse Loading Dock Seals | NonEquip | 18 |  | 0% | Tech/Econ | 0.1094% | 0 | 0 | 0
Tech | College and University | Space Heating | Packaged central unit | TRC | New | NN4170 | Smart Thermostat | Smart Thermostat | NonEquip | 11 |  | 45.33% | Tech/Econ | 10% | 722.9207 | 0 | 0.017852
Tech | College and University | Space Heating | Packaged central unit | TRC | New | NN4092 | Roof Insulation | Roof Insulation | NonEquip | 20 |  | 37.5% | Tech/Econ | 0.4387% | 12.1286 | 0 | 0.0029547
Tech | College and University | Space Heating | Packaged central unit | TRC | New | NN4066 | Programmable Thermostat | Programmable Thermostat | NonEquip | 11 |  | 0% | Tech/Econ | 3.6% | 0 | 0 | 0
Tech | College and University | Space Heating | Packaged central unit | TRC | New | NN4014 | Low U-Value Windows | Low U-Value Windows | NonEquip | 20 |  | 26.88% | Tech/Econ | 10% | 442.3389 | 0 | 0.0018384
Tech | College and University | Space Heating | Packaged central unit | TRC | New | NN3936 | Infiltration Reduction - Air Sealing | Infiltration Reduction - Air Sealing | NonEquip | 11 |  | 0% | Tech/Econ | 0.0547% | 0 | 0 | 0
Tech | College and University | Space Heating | Packaged central unit | TRC | New | NN3858 | Hotel Card Energy Control Systems | Hotel Card Energy Control Systems | NonEquip | 15 |  | 0% | Tech/Econ | 0% | 0 | 0 | 0
Tech | College and University | Space Heating | Packaged central unit | TRC | New | NN3780 | Green Roof | Green Roof | NonEquip | 15 |  | 0.63% | Tech/Econ | 0.678% | 0.63176 | 0 | 0
Tech | College and University | Space Heating | Packaged central unit | TRC | New | NN3728 | Floor Insulation | Floor Insulation | NonEquip | 20 |  | 16.87% | Tech/Econ | 0.2302% | 0 | 0 | 0
Tech | College and University | Space Heating | Packaged central unit | TRC | New | NN3650 | Facility Energy Management System | Facility Energy Management System | NonEquip | 15 |  | 4.276% | Tech/Econ | 20% | 141.9671 | 0 | 0.018155
Tech | College and University | Space Heating | Packaged central unit | TRC | New | NN3572 | ECM Motors on Furnaces | ECM Motors on Furnaces | NonEquip | 15 | Forced air furnace | 0% | Tech/Econ | 1.706% | 0 | 0 | 0
Tech | College and University | Space Heating | Packaged central unit | TRC | New | NN3546 | Duct Sealing Repair | Duct Sealing Repair | NonEquip | 15 |  | 0% | Tech/Econ | 12% | 0 | 0 | 0
Tech | College and University | Space Heating | Packaged central unit | TRC | New | NN3494 | Duct Insulation | Duct Insulation | NonEquip | 15 |  | 0% | Tech/Econ | 2.045% | 0 | 0 | 0
Tech | College and University | Space Heating | Packaged central unit | TRC | New | NN3442 | Destratification Fans | Destratification Fans | NonEquip | 10 |  | 0% | Tech/Econ | 15.61% | 0 | 0 | 0
Tech | College and University | Space Heating | Packaged central unit | TRC | New | NN3390 | Dedicated Outdoor Air System on VRF unit | Dedicated Outdoor Air System on VRF unit | NonEquip | 15 | Residential/split system heat pump | 0% | Tech/Econ | 10% | 0 | 0 | 0
Tech | College and University | Space Heating | Packaged central unit | TRC | New | NN3338 | Cool Roof | Cool Roof | NonEquip | 15 |  | 72.18% | Tech/Econ | 0.2437% | 0 | 0 | 0
Tech | College and University | Space Heating | Packaged central unit | TRC | New | NN3234 | Ceiling Insulation(R30 to R38) | Ceiling Insulation(R30 to R38) | NonEquip | 20 |  | 0% | Tech/Econ | 0.08867% | 0 | 0 | 0
Tech | College and University | Space Heating | Packaged central unit | TRC | New | NN3182 | Ceiling Insulation(R2 to R38) | Ceiling Insulation(R2 to R38) | NonEquip | 20 |  | 0% | Tech/Econ | 5.985% | 0 | 0 | 0
Tech | College and University | Space Heating | Packaged central unit | TRC | New | NN3130 | Ceiling Insulation(R19 to R38) | Ceiling Insulation(R19 to R38) | NonEquip | 20 |  | 0% | Tech/Econ | 0.3325% | 0 | 0 | 0
Tech | College and University | Space Heating | Packaged central unit | TRC | New | NN3078 | Ceiling Insulation(R12 to R38) | Ceiling Insulation(R12 to R38) | NonEquip | 20 |  | 0% | Tech/Econ | 0.7205% | 0 | 0 | 0
Tech | College and University | Space Heating | Packaged central unit | TRC | New | NN3000 | Air Curtains | Air Curtains | NonEquip | 8 |  | 28.37% | Tech/Econ | 0.1737% | 0 | 0 | 0
Tech | College and University | Space Heating | Packaged central unit | TRC | Existing | NE5327 | Retro-Commissioning | Retro-Commissioning | NonEquip | 5 |  | 21.99% | Tech/Econ | 16% | 65095.7822 | 0 | 0.31534
Tech | College and University | Space Heating | Packaged central unit | TRC | Existing | NE4313 | Water Cooled Refrigeration Heat Recovery | Water Cooled Refrigeration Heat Recovery | NonEquip | 20 |  | 55.99% | Tech/Econ | 10% | 118341.6953 | 0 | 12.8522
Tech | College and University | Space Heating | Packaged central unit | TRC | Existing | NE4261 | Warehouse Loading Dock Seals | Warehouse Loading Dock Seals | NonEquip | 18 |  | 0% | Tech/Econ | 0.1207% | 0 | 0 | 0
Tech | College and University | Space Heating | Packaged central unit | TRC | Existing | NE4235 | Wall Insulation | Wall Insulation | NonEquip | 20 |  | 0% | Tech/Econ | 1.04% | 0 | 0 | 0
Tech | College and University | Space Heating | Packaged central unit | TRC | Existing | NE4157 | Smart Thermostat | Smart Thermostat | NonEquip | 11 |  | 45.33% | Tech/Econ | 10% | 90437.7922 | 0 | 2.2333
Tech | College and University | Space Heating | Packaged central unit | TRC | Existing | NE4079 | Roof Insulation | Roof Insulation | NonEquip | 20 |  | 37.5% | Tech/Econ | 0.9683% | 6481.605 | 0 | 1.579
Tech | College and University | Space Heating | Packaged central unit | TRC | Existing | NE4053 | Programmable Thermostat | Programmable Thermostat | NonEquip | 11 |  | 0% | Tech/Econ | 3.6% | 0 | 0 | 0
Tech | College and University | Space Heating | Packaged central unit | TRC | Existing | NE4001 | Low U-Value Windows | Low U-Value Windows | NonEquip | 20 |  | 10.75% | Tech/Econ | 46% | 110114.7495 | 0 | 0.45765
Tech | College and University | Space Heating | Packaged central unit | TRC | Existing | NE3923 | Infiltration Reduction - Air Sealing | Infiltration Reduction - Air Sealing | NonEquip | 11 |  | 0% | Tech/Econ | 0.06036% | 0 | 0 | 0
Tech | College and University | Space Heating | Packaged central unit | TRC | Existing | NE3845 | Hotel Card Energy Control Systems | Hotel Card Energy Control Systems | NonEquip | 15 |  | 0% | Tech/Econ | 0% | 0 | 0 | 0
Tech | College and University | Space Heating | Packaged central unit | TRC | Existing | NE3767 | Green Roof | Green Roof | NonEquip | 15 |  | 0.126% | Tech/Econ | 0.7482% | 16.7671 | 0 | 0
Tech | College and University | Space Heating | Packaged central unit | TRC | Existing | NE3715 | Floor Insulation | Floor Insulation | NonEquip | 20 |  | 6.749% | Tech/Econ | 0.254% | 304.3477 | 0 | 0.074143
Tech | College and University | Space Heating | Packaged central unit | TRC | Existing | NE3637 | Facility Energy Management System | Facility Energy Management System | NonEquip | 15 |  | 0.7167% | Tech/Econ | 20% | 3033.8961 | 0 | 0.38798
Tech | College and University | Space Heating | Packaged central unit | TRC | Existing | NE3559 | ECM Motors on Furnaces | ECM Motors on Furnaces | NonEquip | 15 | Forced air furnace | 0% | Tech/Econ | 1.706% | 0 | 0 | 0
Tech | College and University | Space Heating | Packaged central unit | TRC | Existing | NE3533 | Duct Sealing Repair | Duct Sealing Repair | NonEquip | 15 |  | 0% | Tech/Econ | 12% | 0 | 0 | 0
Tech | College and University | Space Heating | Packaged central unit | TRC | Existing | NE3481 | Duct Insulation | Duct Insulation | NonEquip | 15 |  | 0% | Tech/Econ | 2.045% | 0 | 0 | 0
Tech | College and University | Space Heating | Packaged central unit | TRC | Existing | NE3429 | Destratification Fans | Destratification Fans | NonEquip | 10 |  | 0% | Tech/Econ | 15.61% | 0 | 0 | 0
Tech | College and University | Space Heating | Packaged central unit | TRC | Existing | NE3377 | Dedicated Outdoor Air System on VRF unit | Dedicated Outdoor Air System on VRF unit | NonEquip | 15 | Residential/split system heat pump | 0% | Tech/Econ | 10% | 0 | 0 | 0
Tech | College and University | Space Heating | Packaged central unit | TRC | Existing | NE3325 | Cool Roof | Cool Roof | NonEquip | 15 |  | 72.68% | Tech/Econ | 0.2689% | 3476.6995 | 0 | 0
Tech | College and University | Space Heating | Packaged central unit | TRC | Existing | NE3221 | Ceiling Insulation(R30 to R38) | Ceiling Insulation(R30 to R38) | NonEquip | 20 |  | 0% | Tech/Econ | 0.09785% | 0 | 0 | 0
Tech | College and University | Space Heating | Packaged central unit | TRC | Existing | NE3169 | Ceiling Insulation(R2 to R38) | Ceiling Insulation(R2 to R38) | NonEquip | 20 |  | 0% | Tech/Econ | 6.605% | 0 | 0 | 0
Tech | College and University | Space Heating | Packaged central unit | TRC | Existing | NE3117 | Ceiling Insulation(R19 to R38) | Ceiling Insulation(R19 to R38) | NonEquip | 20 |  | 0% | Tech/Econ | 0.3669% | 0 | 0 | 0
Tech | College and University | Space Heating | Packaged central unit | TRC | Existing | NE3065 | Ceiling Insulation(R12 to R38) | Ceiling Insulation(R12 to R38) | NonEquip | 20 |  | 0% | Tech/Econ | 0.795% | 0 | 0 | 0
Tech | College and University | Space Heating | Packaged central unit | TRC | Existing | NE2987 | Air Curtains | Air Curtains | NonEquip | 8 |  | 33.45% | Tech/Econ | 0.1737% | 1030.9677 | 0 | 0.11197
Tech | College and University | Space Heating | Packaged central unit | TRC | Turnover | ET1212 | High Efficiency DX 135k- less than 240k BTU | High Efficiency DX 135k- less than 240k BTU | Equip | 15 | Packaged central unit | 94.56% | Tech/Econ | 3.03% | 54582.7794 | 0 | 0
Tech | College and University | Space Heating | Packaged central unit | TRC | New | EN1238 | High Efficiency DX 135k- less than 240k BTU | High Efficiency DX 135k- less than 240k BTU | Equip | 15 | Packaged central unit | 94.56% | Tech/Econ | 3.03% | 436.3112 | 0 | 0
Tech | College and University | Space Cooling | Packaged air conditioning units (RTUs) | TRC | New | NN5366 | Retro-Commissioning | Retro-Commissioning | NonEquip | 5 |  | 0% | Tech/Econ | 16% | 0 | 0 | 0
Tech | College and University | Space Cooling | Packaged air conditioning units (RTUs) | TRC | New | NN4378 | Window Sun Protection | Window Sun Protection | NonEquip | 10 |  | 15.35% | Tech/Econ | 16% | 76.5891 | 0.023847 | -0.0013436
Tech | College and University | Space Cooling | Packaged air conditioning units (RTUs) | TRC | New | NN4352 | Waterside Economizer | Waterside Economizer | NonEquip | 20 |  | 17.02% | Tech/Econ | 5.556% | 0 | 0 | 0
Tech | College and University | Space Cooling | Packaged air conditioning units (RTUs) | TRC | New | NN4144 | Smart Thermostat | Smart Thermostat | NonEquip | 11 |  | 45.33% | Tech/Econ | 10% | 0 | 0 | 0
Tech | College and University | Space Cooling | Packaged air conditioning units (RTUs) | TRC | New | NN4118 | Roof Insulation | Roof Insulation | NonEquip | 20 |  | 37.5% | Tech/Econ | 1.252% | 0 | 0 | 0
Tech | College and University | Space Cooling | Packaged air conditioning units (RTUs) | TRC | New | NN4040 | Programmable Thermostat | Programmable Thermostat | NonEquip | 11 |  | 0% | Tech/Econ | 3.6% | 0 | 0 | 0
Tech | College and University | Space Cooling | Packaged air conditioning units (RTUs) | TRC | New | NN3988 | Low U-Value Windows | Low U-Value Windows | NonEquip | 20 |  | 26.88% | Tech/Econ | 10% | 25.5484 | 0.0094964 | 0
Tech | College and University | Space Cooling | Packaged air conditioning units (RTUs) | TRC | New | NN3910 | HVAC tune-up_RTU | HVAC tune-up_RTU | NonEquip | 5 | Packaged air conditioning units (RTUs) | 0% | Tech/Econ | 5% | 0 | 0 | 0
Tech | College and University | Space Cooling | Packaged air conditioning units (RTUs) | TRC | New | NN3884 | HVAC tune-up | HVAC tune-up | NonEquip | 5 | Residential-type central air conditioners | 0% | Tech/Econ | 5% | 0 | 0 | 0
Tech | College and University | Space Cooling | Packaged air conditioning units (RTUs) | TRC | New | NN3806 | Green Roof | Green Roof | NonEquip | 15 |  | 0.63% | Tech/Econ | 1.451% | 0 | 0 | 0
Tech | College and University | Space Cooling | Packaged air conditioning units (RTUs) | TRC | New | NN3676 | Facility Energy Management System | Facility Energy Management System | NonEquip | 15 |  | 4.276% | Tech/Econ | 20% | 30.3879 | 0.0044987 | 0
Tech | College and University | Space Cooling | Packaged air conditioning units (RTUs) | TRC | New | NN3624 | Facility Commissioning | Facility Commissioning | NonEquip | 10 |  | 71.67% | Tech/Econ | 16% | 403.9768 | 0.060952 | 0.011436
Tech | College and University | Space Cooling | Packaged air conditioning units (RTUs) | TRC | New | NN3598 | Energy Recovery Ventilation System (ERV) | Energy Recovery Ventilation System (ERV) | NonEquip | 15 | Packaged air conditioning units (RTUs) | 34.81% | Tech/Econ | 10.24% | 108.4365 | 0.159 | 0.030813
Tech | College and University | Space Cooling | Packaged air conditioning units (RTUs) | TRC | New | NN3520 | Duct Sealing Repair | Duct Sealing Repair | NonEquip | 15 |  | 0% | Tech/Econ | 12% | 0 | 0 | 0
Tech | College and University | Space Cooling | Packaged air conditioning units (RTUs) | TRC | New | NN3468 | Duct Insulation | Duct Insulation | NonEquip | 15 |  | 0% | Tech/Econ | 2.045% | 0 | 0 | 0
Tech | College and University | Space Cooling | Packaged air conditioning units (RTUs) | TRC | New | NN3416 | Dedicated Outdoor Air System on VRF unit | Dedicated Outdoor Air System on VRF unit | NonEquip | 15 | Residential-type central air conditioners | 0% | Tech/Econ | 17.5% | 0 | 0 | 0
Tech | College and University | Space Cooling | Packaged air conditioning units (RTUs) | TRC | New | NN3364 | Cool Roof | Cool Roof | NonEquip | 15 |  | 72.18% | Tech/Econ | 1.862% | 0 | 0 | 0
Tech | College and University | Space Cooling | Packaged air conditioning units (RTUs) | TRC | New | NN3312 | Chilled Water System - Variable Speed Drives | Chilled Water System - Variable Speed Drives | NonEquip | 13 | Central chillers inside | 0% | Tech/Econ | 24.74% | 0 | 0 | 0
Tech | College and University | Space Cooling | Packaged air conditioning units (RTUs) | TRC | New | NN3286 | Chilled Water Controls Optimization | Chilled Water Controls Optimization | NonEquip | 10 | Central chillers inside | 0% | Tech/Econ | 12.5% | 0 | 0 | 0
Tech | College and University | Space Cooling | Packaged air conditioning units (RTUs) | TRC | New | NN3208 | Ceiling Insulation(R2 to R38) | Ceiling Insulation(R2 to R38) | NonEquip | 20 |  | 0% | Tech/Econ | 17.08% | 0 | 0 | 0
Tech | College and University | Space Cooling | Packaged air conditioning units (RTUs) | TRC | New | NN3156 | Ceiling Insulation(R19 to R38) | Ceiling Insulation(R19 to R38) | NonEquip | 20 |  | 0% | Tech/Econ | 0.9491% | 0 | 0 | 0
Tech | College and University | Space Cooling | Packaged air conditioning units (RTUs) | TRC | New | NN3104 | Ceiling Insulation(R12 to R38) | Ceiling Insulation(R12 to R38) | NonEquip | 20 |  | 0% | Tech/Econ | 2.056% | 0 | 0 | 0
Tech | College and University | Space Cooling | Packaged air conditioning units (RTUs) | TRC | New | NN3052 | Airside Economizer | Airside Economizer | NonEquip | 10 | Packaged air conditioning units (RTUs) | 4.552% | Tech/Econ | 5.556% | 7.3558 | -0.00071309 | 0.00018228
Tech | College and University | Space Cooling | Packaged air conditioning units (RTUs) | TRC | Existing | NE5353 | Retro-Commissioning | Retro-Commissioning | NonEquip | 5 |  | 21.99% | Tech/Econ | 16% | 13535.125 | 5.7071 | 0
Tech | College and University | Space Cooling | Packaged air conditioning units (RTUs) | TRC | Existing | NE4365 | Window Sun Protection | Window Sun Protection | NonEquip | 10 |  | 15.68% | Tech/Econ | 16% | 11348.2371 | 3.5335 | -0.19908
Tech | College and University | Space Cooling | Packaged air conditioning units (RTUs) | TRC | Existing | NE4339 | Waterside Economizer | Waterside Economizer | NonEquip | 20 |  | 17.02% | Tech/Econ | 5.556% | 3830.1152 | 1.2669 | 0
Tech | College and University | Space Cooling | Packaged air conditioning units (RTUs) | TRC | Existing | NE4209 | Wall Insulation | Wall Insulation | NonEquip | 20 |  | 0% | Tech/Econ | 18.43% | 0 | 0 | 0
Tech | College and University | Space Cooling | Packaged air conditioning units (RTUs) | TRC | Existing | NE4131 | Smart Thermostat | Smart Thermostat | NonEquip | 11 |  | 45.33% | Tech/Econ | 10% | 19279.3333 | 1.6115 | 0
Tech | College and University | Space Cooling | Packaged air conditioning units (RTUs) | TRC | Existing | NE4105 | Roof Insulation | Roof Insulation | NonEquip | 20 |  | 37.5% | Tech/Econ | 2.505% | 3485.9914 | 1.4417 | 0
Tech | College and University | Space Cooling | Packaged air conditioning units (RTUs) | TRC | Existing | NE4027 | Programmable Thermostat | Programmable Thermostat | NonEquip | 11 |  | 0% | Tech/Econ | 3.6% | 0 | 0 | 0
Tech | College and University | Space Cooling | Packaged air conditioning units (RTUs) | TRC | Existing | NE3975 | Low U-Value Windows | Low U-Value Windows | NonEquip | 20 |  | 10.75% | Tech/Econ | 46% | 23569.9194 | 8.761 | 0
Tech | College and University | Space Cooling | Packaged air conditioning units (RTUs) | TRC | Existing | NE3897 | HVAC tune-up_RTU | HVAC tune-up_RTU | NonEquip | 5 | Packaged air conditioning units (RTUs) | 0% | Tech/Econ | 5% | 0 | 0 | 0
Tech | College and University | Space Cooling | Packaged air conditioning units (RTUs) | TRC | Existing | NE3871 | HVAC tune-up | HVAC tune-up | NonEquip | 5 | Residential-type central air conditioners | 0% | Tech/Econ | 5% | 0 | 0 | 0
Tech | College and University | Space Cooling | Packaged air conditioning units (RTUs) | TRC | Existing | NE3793 | Green Roof | Green Roof | NonEquip | 15 |  | 0.126% | Tech/Econ | 1.451% | 6.6336 | 0.0028181 | 0
Tech | College and University | Space Cooling | Packaged air conditioning units (RTUs) | TRC | Existing | NE3741 | Floor Insulation | Floor Insulation | NonEquip | 20 |  | 6.749% | Tech/Econ | 0.6571% | 160.8516 | 0.066525 | 0
Tech | College and University | Space Cooling | Packaged air conditioning units (RTUs) | TRC | Existing | NE3663 | Facility Energy Management System | Facility Energy Management System | NonEquip | 15 |  | 0.7167% | Tech/Econ | 20% | 649.4015 | 0.096139 | 0
Tech | College and University | Space Cooling | Packaged air conditioning units (RTUs) | TRC | Existing | NE3585 | Energy Recovery Ventilation System (ERV) | Energy Recovery Ventilation System (ERV) | NonEquip | 15 | Packaged air conditioning units (RTUs) | 34.81% | Tech/Econ | 10.24% | 15720.228 | 23.0501 | 4.467
Tech | College and University | Space Cooling | Packaged air conditioning units (RTUs) | TRC | Existing | NE3507 | Duct Sealing Repair | Duct Sealing Repair | NonEquip | 15 |  | 0% | Tech/Econ | 12% | 0 | 0 | 0
Tech | College and University | Space Cooling | Packaged air conditioning units (RTUs) | TRC | Existing | NE3455 | Duct Insulation | Duct Insulation | NonEquip | 15 |  | 0% | Tech/Econ | 2.045% | 0 | 0 | 0
Tech | College and University | Space Cooling | Packaged air conditioning units (RTUs) | TRC | Existing | NE3403 | Dedicated Outdoor Air System on VRF unit | Dedicated Outdoor Air System on VRF unit | NonEquip | 15 | Residential-type central air conditioners | 0% | Tech/Econ | 17.5% | 0 | 0 | 0
Tech | College and University | Space Cooling | Packaged air conditioning units (RTUs) | TRC | Existing | NE3351 | Cool Roof | Cool Roof | NonEquip | 15 |  | 72.68% | Tech/Econ | 1.862% | 4974.7423 | 2.1134 | 0
Tech | College and University | Space Cooling | Packaged air conditioning units (RTUs) | TRC | Existing | NE3299 | Chilled Water System - Variable Speed Drives | Chilled Water System - Variable Speed Drives | NonEquip | 13 | Central chillers inside | 0% | Tech/Econ | 24.74% | 0 | 0 | 0
Tech | College and University | Space Cooling | Packaged air conditioning units (RTUs) | TRC | Existing | NE3273 | Chilled Water Controls Optimization | Chilled Water Controls Optimization | NonEquip | 10 | Central chillers inside | 0% | Tech/Econ | 12.5% | 0 | 0 | 0
Tech | College and University | Space Cooling | Packaged air conditioning units (RTUs) | TRC | Existing | NE3195 | Ceiling Insulation(R2 to R38) | Ceiling Insulation(R2 to R38) | NonEquip | 20 |  | 0% | Tech/Econ | 17.08% | 0 | 0 | 0
Tech | College and University | Space Cooling | Packaged air conditioning units (RTUs) | TRC | Existing | NE3143 | Ceiling Insulation(R19 to R38) | Ceiling Insulation(R19 to R38) | NonEquip | 20 |  | 0% | Tech/Econ | 0.9491% | 0 | 0 | 0
Tech | College and University | Space Cooling | Packaged air conditioning units (RTUs) | TRC | Existing | NE3091 | Ceiling Insulation(R12 to R38) | Ceiling Insulation(R12 to R38) | NonEquip | 20 |  | 0% | Tech/Econ | 2.056% | 0 | 0 | 0
Tech | College and University | Space Cooling | Packaged air conditioning units (RTUs) | TRC | Existing | NE3039 | Airside Economizer | Airside Economizer | NonEquip | 10 | Packaged air conditioning units (RTUs) | 4.552% | Tech/Econ | 5.556% | 1026.9931 | -0.09956 | 0.025449
Tech | College and University | Space Cooling | Packaged air conditioning units (RTUs) | TRC | Turnover | ET1173 | High Efficiency DX 135k- less than 240k BTU | High Efficiency DX 135k- less than 240k BTU | Equip | 15 | Packaged air conditioning units (RTUs) | 94.56% | Tech/Econ | 4.348% | 16495.2023 | 6.821 | 0
Tech | College and University | Space Cooling | Packaged air conditioning units (RTUs) | TRC | New | EN1199 | High Efficiency DX 135k- less than 240k BTU | High Efficiency DX 135k- less than 240k BTU | Equip | 15 | Packaged air conditioning units (RTUs) | 94.56% | Tech/Econ | 4.348% | 76.4878 | 0.031629 | 0
Tech | College and University | Interior Lighting | Overhead (fluorescent/LED/CFL U-shape) | TRC | New | NN5262 | Retro-Commissioning | Retro-Commissioning | NonEquip | 5 |  | 0% | Tech/Econ | 16% | 0 | 0 | 0
Tech | College and University | Interior Lighting | Overhead (fluorescent/LED/CFL U-shape) | TRC | New | NN4430 | Interior Lighting Controls | Interior Lighting Controls | NonEquip | 8 | Overhead (fluorescent/LED/CFL U-shape) | 37.72% | Tech/Econ | 28% | 10018.1886 | 0 | 0
Tech | College and University | Interior Lighting | Overhead (fluorescent/LED/CFL U-shape) | TRC | New | NN4404 | Bi-Level Lighting Control (Interior) | Bi-Level Lighting Control (Interior) | NonEquip | 8 | Overhead (fluorescent/LED/CFL U-shape) | 36% | Tech/Econ | 31% | 11916.3498 | 0.032763 | 0
Tech | College and University | Interior Lighting | Overhead (fluorescent/LED/CFL U-shape) | TRC | New | NN3702 | Facility Energy Management System | Facility Energy Management System | NonEquip | 15 |  | 4.276% | Tech/Econ | 24% | 870.6891 | 0.1289 | 0.11135
Tech | College and University | Interior Lighting | Overhead (fluorescent/LED/CFL U-shape) | TRC | Existing | NE5249 | Retro-Commissioning | Retro-Commissioning | NonEquip | 5 |  | 21.99% | Tech/Econ | 16% | 329743.751 | 139.0368 | 1.5974
Tech | College and University | Interior Lighting | Overhead (fluorescent/LED/CFL U-shape) | TRC | Existing | NE4417 | Interior Lighting Controls | Interior Lighting Controls | NonEquip | 8 | Overhead (fluorescent/LED/CFL U-shape) | 37.72% | Tech/Econ | 28% | 1180939.351 | 0 | 0
Tech | College and University | Interior Lighting | Overhead (fluorescent/LED/CFL U-shape) | TRC | Existing | NE4391 | Bi-Level Lighting Control (Interior) | Bi-Level Lighting Control (Interior) | NonEquip | 8 | Overhead (fluorescent/LED/CFL U-shape) | 36% | Tech/Econ | 31% | 1404693.707 | 3.8621 | 0
Tech | College and University | Interior Lighting | Overhead (fluorescent/LED/CFL U-shape) | TRC | Existing | NE3689 | Facility Energy Management System | Facility Energy Management System | NonEquip | 15 |  | 0.7167% | Tech/Econ | 24% | 16148.582 | 2.3907 | 2.0651
Tech | College and University | Interior Lighting | Overhead (fluorescent/LED/CFL U-shape) | TRC | Turnover | ET1797 | Premium T8 - Lamp Replacement | Premium T8 - Lamp Replacement | Equip | 8 | Overhead (fluorescent/LED/CFL U-shape) | 0% | Tech/Econ | 12.5% | 0 | 0 | 0
Tech | College and University | Interior Lighting | Overhead (fluorescent/LED/CFL U-shape) | TRC | Turnover | ET1758 | Premium T8 - Fixture Replacement | Premium T8 - Fixture Replacement | Equip | 8 | Overhead (fluorescent/LED/CFL U-shape) | 0% | Tech/Econ | 12.5% | 0 | 0 | 0
Tech | College and University | Interior Lighting | Overhead (fluorescent/LED/CFL U-shape) | TRC | Turnover | ET1719 | LED Linear - Lamp Replacement | LED Linear - Lamp Replacement | Equip | 15 | Overhead (fluorescent/LED/CFL U-shape) | 24.1% | Tech/Econ | 25.43% | 612868.0273 | 63.476 | 60.9488
Tech | College and University | Interior Lighting | Overhead (fluorescent/LED/CFL U-shape) | TRC | Turnover | ET1680 | LED Linear - Fixture Replacement | LED Linear - Fixture Replacement | Equip | 15 | Overhead (fluorescent/LED/CFL U-shape) | 24.1% | Tech/Econ | 50.28% | 1735740.501 | 181.8912 | 168.7138
Tech | College and University | Interior Lighting | Overhead (fluorescent/LED/CFL U-shape) | TRC | New | EN1823 | Premium T8 - Lamp Replacement | Premium T8 - Lamp Replacement | Equip | 8 | Overhead (fluorescent/LED/CFL U-shape) | 0% | Tech/Econ | 12.5% | 0 | 0 | 0
Tech | College and University | Interior Lighting | Overhead (fluorescent/LED/CFL U-shape) | TRC | New | EN1784 | Premium T8 - Fixture Replacement | Premium T8 - Fixture Replacement | Equip | 8 | Overhead (fluorescent/LED/CFL U-shape) | 0% | Tech/Econ | 12.5% | 0 | 0 | 0
Tech | College and University | Interior Lighting | Overhead (fluorescent/LED/CFL U-shape) | TRC | New | EN1745 | LED Linear - Lamp Replacement | LED Linear - Lamp Replacement | Equip | 15 | Overhead (fluorescent/LED/CFL U-shape) | 0% | Tech/Econ | 25.43% | 0 | 0 | 0
Tech | College and University | Interior Lighting | Overhead (fluorescent/LED/CFL U-shape) | TRC | New | EN1706 | LED Linear - Fixture Replacement | LED Linear - Fixture Replacement | Equip | 15 | Overhead (fluorescent/LED/CFL U-shape) | 0% | Tech/Econ | 50.28% | 0 | 0 | 0
Tech | College and University | Cooking | Oven | TRC | Turnover | ET42 | Energy Star Commercial Oven | Energy Star Commercial Oven | Equip | 12 | Oven | 22.46% | Tech/Econ | 34.83% | 5450.3049 | 0.88506 | 0.46315
Tech | College and University | Cooking | Oven | TRC | New | EN68 | Energy Star Commercial Oven | Energy Star Commercial Oven | Equip | 12 | Oven | 22.46% | Tech/Econ | 34.83% | 40.6329 | 0.0065983 | 0.0034528
Tech | College and University | Miscellaneous | Others | TRC | New | NN5444 | Retro-Commissioning | Retro-Commissioning | NonEquip | 5 |  | 0% | Tech/Econ | 16% | 0 | 0 | 0
Tech | College and University | Miscellaneous | Others | TRC | New | NN4534 | VSD Controlled Compressor | VSD Controlled Compressor | NonEquip | 15 | Others | 36.99% | Tech/Econ | 20.79% | 6024.7658 | 0.78114 | 0.6543
Tech | College and University | Miscellaneous | Others | TRC | New | NN4508 | Regenerative Drive Elevator Motor | Regenerative Drive Elevator Motor | NonEquip | 13 | Elevators/Escalators | 0% | Tech/Econ | 6.211% | 0 | 0 | 0
Tech | College and University | Miscellaneous | Others | TRC | New | NN4482 | Engine Block Timer | Engine Block Timer | NonEquip | 5 | Others | 4.977% | Tech/Econ | 36% | 1520.8198 | 0.18939 | 0.18939
Tech | College and University | Miscellaneous | Others | TRC | New | NN4456 | Efficient Motor Belts | Efficient Motor Belts | NonEquip | 10 | Others | 4.977% | Tech/Econ | 1.105% | 39.7731 | 0.0051568 | 0.0043194
Tech | College and University | Miscellaneous | Others | TRC | Existing | NE5431 | Retro-Commissioning | Retro-Commissioning | NonEquip | 5 |  | 21.99% | Tech/Econ | 16% | 369033.0655 | 155.6032 | 1.7877
Tech | College and University | Miscellaneous | Others | TRC | Existing | NE4521 | VSD Controlled Compressor | VSD Controlled Compressor | NonEquip | 15 | Others | 7.399% | Tech/Econ | 20.79% | 163838.1021 | 21.2424 | 17.7932
Tech | College and University | Miscellaneous | Others | TRC | Existing | NE4495 | Regenerative Drive Elevator Motor | Regenerative Drive Elevator Motor | NonEquip | 13 | Elevators/Escalators | 0% | Tech/Econ | 6.211% | 0 | 0 | 0
Tech | College and University | Miscellaneous | Others | TRC | Existing | NE4469 | Engine Block Timer | Engine Block Timer | NonEquip | 5 | Others | 1.244% | Tech/Econ | 36% | 50998.8426 | 6.351 | 6.351
Tech | College and University | Miscellaneous | Others | TRC | Existing | NE4443 | Efficient Motor Belts | Efficient Motor Belts | NonEquip | 10 | Others | 1.244% | Tech/Econ | 1.105% | 1391.3557 | 0.1804 | 0.1511
Tech | College and University | Miscellaneous | Others | TRC | Turnover | ET1914 | ENERGY STAR Water Cooler | ENERGY STAR Water Cooler | Equip | 10 | Others | 0% | Tech/Econ | 68.49% | 0 | 0 | 0
Tech | College and University | Miscellaneous | Others | TRC | Turnover | ET1875 | ENERGY STAR Commercial Clothes Washer | ENERGY STAR Commercial Clothes Washer | Equip | 7 | Others | 22.05% | Tech/Econ | 27.27% | 681612.9091 | 69.3183 | 79.7865
Tech | College and University | Miscellaneous | Others | TRC | Turnover | ET1836 | Efficient Battery Charger | Efficient Battery Charger | Equip | 7 | Others | 0% | Tech/Econ | 13.68% | 0 | 0 | 0
Tech | College and University | Miscellaneous | Others | TRC | New | EN1940 | ENERGY STAR Water Cooler | ENERGY STAR Water Cooler | Equip | 10 | Others | 0% | Tech/Econ | 68.49% | 0 | 0 | 0
Tech | College and University | Miscellaneous | Others | TRC | New | EN1901 | ENERGY STAR Commercial Clothes Washer | ENERGY STAR Commercial Clothes Washer | Equip | 7 | Others | 22.05% | Tech/Econ | 27.27% | 5012.9465 | 0.5098 | 0.58679
Tech | College and University | Miscellaneous | Others | TRC | New | EN1862 | Efficient Battery Charger | Efficient Battery Charger | Equip | 7 | Others | 0% | Tech/Econ | 13.68% | 0 | 0 | 0
Tech | College and University | Office Equipment | Other office | TRC | New | NN4586 | Smart Strip Plug Outlet | Smart Strip Plug Outlet | NonEquip | 4 |  | 43.9% | Tech/Econ | 1.187% | 664.7605 | 0.098846 | 0.068696
Tech | College and University | Office Equipment | Other office | TRC | New | NN4560 | Network PC Power Management | Network PC Power Management | NonEquip | 5 | Computers | 0% | Tech/Econ | 56.5% | 0 | 0 | 0
Tech | College and University | Office Equipment | Other office | TRC | Existing | NE4573 | Smart Strip Plug Outlet | Smart Strip Plug Outlet | NonEquip | 4 |  | 43.9% | Tech/Econ | 1.187% | 89167.7449 | 13.2587 | 9.2146
Tech | College and University | Office Equipment | Other office | TRC | Existing | NE4547 | Network PC Power Management | Network PC Power Management | NonEquip | 5 | Computers | 0% | Tech/Econ | 56.5% | 0 | 0 | 0
Tech | College and University | Office Equipment | Other office | TRC | Turnover | ET2259 | Energy Star Uninterruptable Power Supply | Energy Star Uninterruptable Power Supply | Equip | 10 | Other office | 22.4% | Tech/Econ | 1.878% | 72285.4809 | 8.2518 | 8.2518
Tech | College and University | Office Equipment | Other office | TRC | New | EN2285 | Energy Star Uninterruptable Power Supply | Energy Star Uninterruptable Power Supply | Equip | 10 | Other office | 22.4% | Tech/Econ | 1.878% | 538.9004 | 0.061518 | 0.061518
Tech | College and University | Ventilation and Circulation | Motor/Fan | TRC | New | NN5392 | Retro-Commissioning | Retro-Commissioning | NonEquip | 5 |  | 0% | Tech/Econ | 16% | 0 | 0 | 0
Tech | College and University | Ventilation and Circulation | Motor/Fan | TRC | New | NN4976 | VAV System | VAV System | NonEquip | 10 |  | 14.18% | Tech/Econ | 30% | 0 | 0 | 0
Tech | College and University | Ventilation and Circulation | Motor/Fan | TRC | New | NN4950 | Demand Controlled Ventilation | Demand Controlled Ventilation | NonEquip | 10 |  | 23.39% | Tech/Econ | 50% | 0 | 0 | 0
Tech | College and University | Ventilation and Circulation | Motor/Fan | TRC | New | NN4924 | CO Sensors for Parking Garage Exhaust | CO Sensors for Parking Garage Exhaust | NonEquip | 15 | Motor/Fan | 59.72% | Tech/Econ | 33% | 0 | 0 | 0
Tech | College and University | Ventilation and Circulation | Motor/Fan | TRC | Existing | NE5379 | Retro-Commissioning | Retro-Commissioning | NonEquip | 5 |  | 21.99% | Tech/Econ | 16% | 0 | 0 | 0
Tech | College and University | Ventilation and Circulation | Motor/Fan | TRC | Existing | NE4963 | VAV System | VAV System | NonEquip | 10 |  | 14.18% | Tech/Econ | 30% | 0 | 0 | 0
Tech | College and University | Ventilation and Circulation | Motor/Fan | TRC | Existing | NE4937 | Demand Controlled Ventilation | Demand Controlled Ventilation | NonEquip | 10 |  | 23.39% | Tech/Econ | 50% | 0 | 0 | 0
Tech | College and University | Ventilation and Circulation | Motor/Fan | TRC | Existing | NE4911 | CO Sensors for Parking Garage Exhaust | CO Sensors for Parking Garage Exhaust | NonEquip | 15 | Motor/Fan | 59.72% | Tech/Econ | 33% | 0 | 0 | 0
Tech | College and University | Ventilation and Circulation | Motor/Fan | TRC | Turnover | ET2688 | High Speed Fans | High Speed Fans | Equip | 7 | Motor/Fan | 10.93% | Tech/Econ | 10.99% | 0 | 0 | 0
Tech | College and University | Ventilation and Circulation | Motor/Fan | TRC | Turnover | ET2649 | 10HP Open Drip-Proof(ODP) Motor | 10HP Open Drip-Proof(ODP) Motor | Equip | 15 | Motor/Fan | 29.73% | Tech/Econ | 1.079% | 0 | 0 | 0
Tech | College and University | Ventilation and Circulation | Motor/Fan | TRC | New | EN2714 | High Speed Fans | High Speed Fans | Equip | 7 | Motor/Fan | 10.93% | Tech/Econ | 10.99% | 0 | 0 | 0
Tech | College and University | Ventilation and Circulation | Motor/Fan | TRC | New | EN2675 | 10HP Open Drip-Proof(ODP) Motor | 10HP Open Drip-Proof(ODP) Motor | Equip | 15 | Motor/Fan | 37.16% | Tech/Econ | 1.079% | 0 | 0 | 0
Tech | College and University | Miscellaneous | Medical equipment | TRC | New | NN5444 | Retro-Commissioning | Retro-Commissioning | NonEquip | 5 |  | 0% | Tech/Econ | 16% | 0 | 0 | 0
Tech | College and University | Miscellaneous | Medical equipment | TRC | New | NN4534 | VSD Controlled Compressor | VSD Controlled Compressor | NonEquip | 15 | Others | 0% | Tech/Econ | 20.79% | 0 | 0 | 0
Tech | College and University | Miscellaneous | Medical equipment | TRC | New | NN4508 | Regenerative Drive Elevator Motor | Regenerative Drive Elevator Motor | NonEquip | 13 | Elevators/Escalators | 0% | Tech/Econ | 6.211% | 0 | 0 | 0
Tech | College and University | Miscellaneous | Medical equipment | TRC | New | NN4482 | Engine Block Timer | Engine Block Timer | NonEquip | 5 | Others | 0% | Tech/Econ | 36% | 0 | 0 | 0
Tech | College and University | Miscellaneous | Medical equipment | TRC | New | NN4456 | Efficient Motor Belts | Efficient Motor Belts | NonEquip | 10 | Others | 0% | Tech/Econ | 1.105% | 0 | 0 | 0
Tech | College and University | Miscellaneous | Medical equipment | TRC | Existing | NE5431 | Retro-Commissioning | Retro-Commissioning | NonEquip | 5 |  | 21.99% | Tech/Econ | 16% | 0 | 0 | 0
Tech | College and University | Miscellaneous | Medical equipment | TRC | Existing | NE4521 | VSD Controlled Compressor | VSD Controlled Compressor | NonEquip | 15 | Others | 0% | Tech/Econ | 20.79% | 0 | 0 | 0
Tech | College and University | Miscellaneous | Medical equipment | TRC | Existing | NE4495 | Regenerative Drive Elevator Motor | Regenerative Drive Elevator Motor | NonEquip | 13 | Elevators/Escalators | 0% | Tech/Econ | 6.211% | 0 | 0 | 0
Tech | College and University | Miscellaneous | Medical equipment | TRC | Existing | NE4469 | Engine Block Timer | Engine Block Timer | NonEquip | 5 | Others | 0% | Tech/Econ | 36% | 0 | 0 | 0
Tech | College and University | Miscellaneous | Medical equipment | TRC | Existing | NE4443 | Efficient Motor Belts | Efficient Motor Belts | NonEquip | 10 | Others | 0% | Tech/Econ | 1.105% | 0 | 0 | 0
Tech | College and University | Refrigeration | Large cold storage | TRC | New | NN5314 | Retro-Commissioning | Retro-Commissioning | NonEquip | 5 |  | 0% | Tech/Econ | 16% | 0 | 0 | 0
Tech | College and University | Refrigeration | Large cold storage | TRC | New | NN4898 | Strip Curtains for Walk-ins | Strip Curtains for Walk-ins | NonEquip | 4 | Walk-in cooler | 0% | Tech/Econ | 2.115% | 0 | 0 | 0
Tech | College and University | Refrigeration | Large cold storage | TRC | New | NN4872 | Refrigerated Display Case Lighting Controls | Refrigerated Display Case Lighting Controls | NonEquip | 8 | Display cases | 0% | Tech/Econ | 0.9365% | 0 | 0 | 0
Tech | College and University | Refrigeration | Large cold storage | TRC | New | NN4846 | PSC to ECM Evaporator Fan Motor (Walk-In, Refrigerator) | PSC to ECM Evaporator Fan Motor (Walk-In, Refrigerator) | NonEquip | 15 | Walk-in cooler | 0% | Tech/Econ | 37.5% | 0 | 0 | 0
Tech | College and University | Refrigeration | Large cold storage | TRC | New | NN4820 | PSC to ECM Evaporator Fan Motor (Reach-In) | PSC to ECM Evaporator Fan Motor (Reach-In) | NonEquip | 15 | Display cases | 0% | Tech/Econ | 37.5% | 0 | 0 | 0
Tech | College and University | Refrigeration | Large cold storage | TRC | New | NN4794 | Night Covers for Display Cases | Night Covers for Display Cases | NonEquip | 5 | Display cases | 0% | Tech/Econ | 1.877% | 0 | 0 | 0
Tech | College and University | Refrigeration | Large cold storage | TRC | New | NN4768 | High R-Value Glass Doors | High R-Value Glass Doors | NonEquip | 12 | Display cases | 0% | Tech/Econ | 0% | 0 | 0 | 0
Tech | College and University | Refrigeration | Large cold storage | TRC | New | NN4742 | High Efficiency Refrigeration Compressor | High Efficiency Refrigeration Compressor | NonEquip | 13 | Display cases | 0% | Tech/Econ | 6.922% | 0 | 0 | 0
Tech | College and University | Refrigeration | Large cold storage | TRC | New | NN4716 | Freezer-Cooler Replacement Gaskets | Freezer-Cooler Replacement Gaskets | NonEquip | 4 | Display cases | 0% | Tech/Econ | 0% | 0 | 0 | 0
Tech | College and University | Refrigeration | Large cold storage | TRC | New | NN4690 | Floating Head Pressure Controls | Floating Head Pressure Controls | NonEquip | 15 |  | 27.37% | Tech/Econ | 6.05% | 0 | 0 | 0
Tech | College and University | Refrigeration | Large cold storage | TRC | New | NN4664 | Demand Defrost | Demand Defrost | NonEquip | 10 | Walk-in cooler | 0% | Tech/Econ | 30% | 0 | 0 | 0
Tech | College and University | Refrigeration | Large cold storage | TRC | New | NN4638 | Automatic Door Closer for Walk-in Coolers and Freezers | Automatic Door Closer for Walk-in Coolers and Freezers | NonEquip | 8 | Walk-in cooler | 0% | Tech/Econ | 3.131% | 0 | 0 | 0
Tech | College and University | Refrigeration | Large cold storage | TRC | New | NN4612 | Anti-Sweat Controls | Anti-Sweat Controls | NonEquip | 8 | Display cases | 0% | Tech/Econ | 85% | 0 | 0 | 0
Tech | College and University | Refrigeration | Large cold storage | TRC | Existing | NE5301 | Retro-Commissioning | Retro-Commissioning | NonEquip | 5 |  | 21.99% | Tech/Econ | 16% | 0 | 0 | 0
Tech | College and University | Refrigeration | Large cold storage | TRC | Existing | NE4885 | Strip Curtains for Walk-ins | Strip Curtains for Walk-ins | NonEquip | 4 | Walk-in cooler | 0% | Tech/Econ | 2.115% | 0 | 0 | 0
Tech | College and University | Refrigeration | Large cold storage | TRC | Existing | NE4859 | Refrigerated Display Case Lighting Controls | Refrigerated Display Case Lighting Controls | NonEquip | 8 | Display cases | 0% | Tech/Econ | 2.524% | 0 | 0 | 0
Tech | College and University | Refrigeration | Large cold storage | TRC | Existing | NE4833 | PSC to ECM Evaporator Fan Motor (Walk-In, Refrigerator) | PSC to ECM Evaporator Fan Motor (Walk-In, Refrigerator) | NonEquip | 15 | Walk-in cooler | 0% | Tech/Econ | 37.5% | 0 | 0 | 0
Tech | College and University | Refrigeration | Large cold storage | TRC | Existing | NE4807 | PSC to ECM Evaporator Fan Motor (Reach-In) | PSC to ECM Evaporator Fan Motor (Reach-In) | NonEquip | 15 | Display cases | 0% | Tech/Econ | 37.5% | 0 | 0 | 0
Tech | College and University | Refrigeration | Large cold storage | TRC | Existing | NE4781 | Night Covers for Display Cases | Night Covers for Display Cases | NonEquip | 5 | Display cases | 0% | Tech/Econ | 1.877% | 0 | 0 | 0
Tech | College and University | Refrigeration | Large cold storage | TRC | Existing | NE4755 | High R-Value Glass Doors | High R-Value Glass Doors | NonEquip | 12 | Display cases | 0% | Tech/Econ | 23.81% | 0 | 0 | 0
Tech | College and University | Refrigeration | Large cold storage | TRC | Existing | NE4729 | High Efficiency Refrigeration Compressor | High Efficiency Refrigeration Compressor | NonEquip | 13 | Display cases | 0% | Tech/Econ | 6.922% | 0 | 0 | 0
Tech | College and University | Refrigeration | Large cold storage | TRC | Existing | NE4703 | Freezer-Cooler Replacement Gaskets | Freezer-Cooler Replacement Gaskets | NonEquip | 4 | Display cases | 0% | Tech/Econ | 3.131% | 0 | 0 | 0
Tech | College and University | Refrigeration | Large cold storage | TRC | Existing | NE4677 | Floating Head Pressure Controls | Floating Head Pressure Controls | NonEquip | 15 |  | 27.37% | Tech/Econ | 6.05% | 0 | 0 | 0
Tech | College and University | Refrigeration | Large cold storage | TRC | Existing | NE4651 | Demand Defrost | Demand Defrost | NonEquip | 10 | Walk-in cooler | 0% | Tech/Econ | 30% | 0 | 0 | 0
Tech | College and University | Refrigeration | Large cold storage | TRC | Existing | NE4625 | Automatic Door Closer for Walk-in Coolers and Freezers | Automatic Door Closer for Walk-in Coolers and Freezers | NonEquip | 8 | Walk-in cooler | 0% | Tech/Econ | 3.131% | 0 | 0 | 0
Tech | College and University | Refrigeration | Large cold storage | TRC | Existing | NE4599 | Anti-Sweat Controls | Anti-Sweat Controls | NonEquip | 8 | Display cases | 0% | Tech/Econ | 85% | 0 | 0 | 0
Tech | College and University | Miscellaneous | Laboratory equipment | TRC | New | NN5444 | Retro-Commissioning | Retro-Commissioning | NonEquip | 5 |  | 0% | Tech/Econ | 16% | 0 | 0 | 0
Tech | College and University | Miscellaneous | Laboratory equipment | TRC | New | NN4534 | VSD Controlled Compressor | VSD Controlled Compressor | NonEquip | 15 | Others | 0% | Tech/Econ | 20.79% | 0 | 0 | 0
Tech | College and University | Miscellaneous | Laboratory equipment | TRC | New | NN4508 | Regenerative Drive Elevator Motor | Regenerative Drive Elevator Motor | NonEquip | 13 | Elevators/Escalators | 0% | Tech/Econ | 6.211% | 0 | 0 | 0
Tech | College and University | Miscellaneous | Laboratory equipment | TRC | New | NN4482 | Engine Block Timer | Engine Block Timer | NonEquip | 5 | Others | 0% | Tech/Econ | 36% | 0 | 0 | 0
Tech | College and University | Miscellaneous | Laboratory equipment | TRC | New | NN4456 | Efficient Motor Belts | Efficient Motor Belts | NonEquip | 10 | Others | 0% | Tech/Econ | 1.105% | 0 | 0 | 0
Tech | College and University | Miscellaneous | Laboratory equipment | TRC | Existing | NE5431 | Retro-Commissioning | Retro-Commissioning | NonEquip | 5 |  | 21.99% | Tech/Econ | 16% | 14190.7907 | 5.9836 | 0.068744
Tech | College and University | Miscellaneous | Laboratory equipment | TRC | Existing | NE4521 | VSD Controlled Compressor | VSD Controlled Compressor | NonEquip | 15 | Others | 0% | Tech/Econ | 20.79% | 0 | 0 | 0
Tech | College and University | Miscellaneous | Laboratory equipment | TRC | Existing | NE4495 | Regenerative Drive Elevator Motor | Regenerative Drive Elevator Motor | NonEquip | 13 | Elevators/Escalators | 0% | Tech/Econ | 6.211% | 0 | 0 | 0
Tech | College and University | Miscellaneous | Laboratory equipment | TRC | Existing | NE4469 | Engine Block Timer | Engine Block Timer | NonEquip | 5 | Others | 0% | Tech/Econ | 36% | 0 | 0 | 0
Tech | College and University | Miscellaneous | Laboratory equipment | TRC | Existing | NE4443 | Efficient Motor Belts | Efficient Motor Belts | NonEquip | 10 | Others | 0% | Tech/Econ | 1.105% | 0 | 0 | 0
Tech | College and University | Ventilation and Circulation | Individual room ventilation | TRC | New | NN5392 | Retro-Commissioning | Retro-Commissioning | NonEquip | 5 |  | 0% | Tech/Econ | 16% | 0 | 0 | 0
Tech | College and University | Ventilation and Circulation | Individual room ventilation | TRC | New | NN4976 | VAV System | VAV System | NonEquip | 10 |  | 14.18% | Tech/Econ | 30% | 0.86854 | 0.0002472 | 0.00025087
Tech | College and University | Ventilation and Circulation | Individual room ventilation | TRC | New | NN4950 | Demand Controlled Ventilation | Demand Controlled Ventilation | NonEquip | 10 |  | 23.39% | Tech/Econ | 50% | 2.7034 | 0.00028146 | 0.0015846
Tech | College and University | Ventilation and Circulation | Individual room ventilation | TRC | New | NN4924 | CO Sensors for Parking Garage Exhaust | CO Sensors for Parking Garage Exhaust | NonEquip | 15 | Motor/Fan | 0% | Tech/Econ | 33% | 0 | 0 | 0
Tech | College and University | Ventilation and Circulation | Individual room ventilation | TRC | Existing | NE5379 | Retro-Commissioning | Retro-Commissioning | NonEquip | 5 |  | 21.99% | Tech/Econ | 16% | 92.2241 | 0.038886 | 0.00044676
Tech | College and University | Ventilation and Circulation | Individual room ventilation | TRC | Existing | NE4963 | VAV System | VAV System | NonEquip | 10 |  | 14.18% | Tech/Econ | 30% | 116.5017 | 0.033158 | 0.03365
Tech | College and University | Ventilation and Circulation | Individual room ventilation | TRC | Existing | NE4937 | Demand Controlled Ventilation | Demand Controlled Ventilation | NonEquip | 10 |  | 23.39% | Tech/Econ | 50% | 362.6213 | 0.037754 | 0.21256
Tech | College and University | Ventilation and Circulation | Individual room ventilation | TRC | Existing | NE4911 | CO Sensors for Parking Garage Exhaust | CO Sensors for Parking Garage Exhaust | NonEquip | 15 | Motor/Fan | 0% | Tech/Econ | 33% | 0 | 0 | 0
Tech | College and University | Space Heating | Individual room heating | TRC | New | NN5340 | Retro-Commissioning | Retro-Commissioning | NonEquip | 5 |  | 0% | Tech/Econ | 16% | 0 | 0 | 0
Tech | College and University | Space Heating | Individual room heating | TRC | New | NN4326 | Water Cooled Refrigeration Heat Recovery | Water Cooled Refrigeration Heat Recovery | NonEquip | 20 |  | 4.199% | Tech/Econ | 10% | 0 | 0 | 0
Tech | College and University | Space Heating | Individual room heating | TRC | New | NN4274 | Warehouse Loading Dock Seals | Warehouse Loading Dock Seals | NonEquip | 18 |  | 0% | Tech/Econ | 0.1094% | 0 | 0 | 0
Tech | College and University | Space Heating | Individual room heating | TRC | New | NN4248 | Wall Insulation | Wall Insulation | NonEquip | 20 |  | 0% | Tech/Econ | 0% | 0 | 0 | 0
Tech | College and University | Space Heating | Individual room heating | TRC | New | NN4170 | Smart Thermostat | Smart Thermostat | NonEquip | 11 |  | 45.33% | Tech/Econ | 10% | 0 | 0 | 0
Tech | College and University | Space Heating | Individual room heating | TRC | New | NN4092 | Roof Insulation | Roof Insulation | NonEquip | 20 |  | 37.5% | Tech/Econ | 0.4387% | 0 | 0 | 0
Tech | College and University | Space Heating | Individual room heating | TRC | New | NN4066 | Programmable Thermostat | Programmable Thermostat | NonEquip | 11 |  | 0% | Tech/Econ | 3.6% | 0 | 0 | 0
Tech | College and University | Space Heating | Individual room heating | TRC | New | NN4014 | Low U-Value Windows | Low U-Value Windows | NonEquip | 20 |  | 26.88% | Tech/Econ | 10% | 0 | 0 | 0
Tech | College and University | Space Heating | Individual room heating | TRC | New | NN3936 | Infiltration Reduction - Air Sealing | Infiltration Reduction - Air Sealing | NonEquip | 11 |  | 0% | Tech/Econ | 0.0547% | 0 | 0 | 0
Tech | College and University | Space Heating | Individual room heating | TRC | New | NN3858 | Hotel Card Energy Control Systems | Hotel Card Energy Control Systems | NonEquip | 15 |  | 0% | Tech/Econ | 0% | 0 | 0 | 0
Tech | College and University | Space Heating | Individual room heating | TRC | New | NN3780 | Green Roof | Green Roof | NonEquip | 15 |  | 0.63% | Tech/Econ | 0.678% | 0 | 0 | 0
Tech | College and University | Space Heating | Individual room heating | TRC | New | NN3728 | Floor Insulation | Floor Insulation | NonEquip | 20 |  | 16.87% | Tech/Econ | 0.2302% | 0 | 0 | 0
Tech | College and University | Space Heating | Individual room heating | TRC | New | NN3650 | Facility Energy Management System | Facility Energy Management System | NonEquip | 15 |  | 4.276% | Tech/Econ | 20% | 0 | 0 | 0
Tech | College and University | Space Heating | Individual room heating | TRC | New | NN3572 | ECM Motors on Furnaces | ECM Motors on Furnaces | NonEquip | 15 | Forced air furnace | 0% | Tech/Econ | 1.706% | 0 | 0 | 0
Tech | College and University | Space Heating | Individual room heating | TRC | New | NN3546 | Duct Sealing Repair | Duct Sealing Repair | NonEquip | 15 |  | 0% | Tech/Econ | 12% | 0 | 0 | 0
Tech | College and University | Space Heating | Individual room heating | TRC | New | NN3494 | Duct Insulation | Duct Insulation | NonEquip | 15 |  | 0% | Tech/Econ | 2.045% | 0 | 0 | 0
Tech | College and University | Space Heating | Individual room heating | TRC | New | NN3442 | Destratification Fans | Destratification Fans | NonEquip | 10 |  | 0% | Tech/Econ | 15.61% | 0 | 0 | 0
Tech | College and University | Space Heating | Individual room heating | TRC | New | NN3390 | Dedicated Outdoor Air System on VRF unit | Dedicated Outdoor Air System on VRF unit | NonEquip | 15 | Residential/split system heat pump | 0% | Tech/Econ | 10% | 0 | 0 | 0
Tech | College and University | Space Heating | Individual room heating | TRC | New | NN3338 | Cool Roof | Cool Roof | NonEquip | 15 |  | 72.18% | Tech/Econ | 0.2437% | 0 | 0 | 0
Tech | College and University | Space Heating | Individual room heating | TRC | New | NN3234 | Ceiling Insulation(R30 to R38) | Ceiling Insulation(R30 to R38) | NonEquip | 20 |  | 0% | Tech/Econ | 0.08867% | 0 | 0 | 0
Tech | College and University | Space Heating | Individual room heating | TRC | New | NN3182 | Ceiling Insulation(R2 to R38) | Ceiling Insulation(R2 to R38) | NonEquip | 20 |  | 0% | Tech/Econ | 5.985% | 0 | 0 | 0
Tech | College and University | Space Heating | Individual room heating | TRC | New | NN3130 | Ceiling Insulation(R19 to R38) | Ceiling Insulation(R19 to R38) | NonEquip | 20 |  | 0% | Tech/Econ | 0.3325% | 0 | 0 | 0
Tech | College and University | Space Heating | Individual room heating | TRC | New | NN3078 | Ceiling Insulation(R12 to R38) | Ceiling Insulation(R12 to R38) | NonEquip | 20 |  | 0% | Tech/Econ | 0.7205% | 0 | 0 | 0
Tech | College and University | Space Heating | Individual room heating | TRC | New | NN3000 | Air Curtains | Air Curtains | NonEquip | 8 |  | 28.37% | Tech/Econ | 0.1737% | 0 | 0 | 0
Tech | College and University | Space Heating | Individual room heating | TRC | Existing | NE5327 | Retro-Commissioning | Retro-Commissioning | NonEquip | 5 |  | 21.99% | Tech/Econ | 16% | 0 | 0 | 0
Tech | College and University | Space Heating | Individual room heating | TRC | Existing | NE4313 | Water Cooled Refrigeration Heat Recovery | Water Cooled Refrigeration Heat Recovery | NonEquip | 20 |  | 55.99% | Tech/Econ | 10% | 0 | 0 | 0
Tech | College and University | Space Heating | Individual room heating | TRC | Existing | NE4261 | Warehouse Loading Dock Seals | Warehouse Loading Dock Seals | NonEquip | 18 |  | 0% | Tech/Econ | 0.1207% | 0 | 0 | 0
Tech | College and University | Space Heating | Individual room heating | TRC | Existing | NE4235 | Wall Insulation | Wall Insulation | NonEquip | 20 |  | 0% | Tech/Econ | 1.04% | 0 | 0 | 0
Tech | College and University | Space Heating | Individual room heating | TRC | Existing | NE4157 | Smart Thermostat | Smart Thermostat | NonEquip | 11 |  | 45.33% | Tech/Econ | 10% | 0 | 0 | 0
Tech | College and University | Space Heating | Individual room heating | TRC | Existing | NE4079 | Roof Insulation | Roof Insulation | NonEquip | 20 |  | 37.5% | Tech/Econ | 0.9683% | 0 | 0 | 0
Tech | College and University | Space Heating | Individual room heating | TRC | Existing | NE4053 | Programmable Thermostat | Programmable Thermostat | NonEquip | 11 |  | 0% | Tech/Econ | 3.6% | 0 | 0 | 0
Tech | College and University | Space Heating | Individual room heating | TRC | Existing | NE4001 | Low U-Value Windows | Low U-Value Windows | NonEquip | 20 |  | 10.75% | Tech/Econ | 46% | 0 | 0 | 0
Tech | College and University | Space Heating | Individual room heating | TRC | Existing | NE3923 | Infiltration Reduction - Air Sealing | Infiltration Reduction - Air Sealing | NonEquip | 11 |  | 0% | Tech/Econ | 0.06036% | 0 | 0 | 0
Tech | College and University | Space Heating | Individual room heating | TRC | Existing | NE3845 | Hotel Card Energy Control Systems | Hotel Card Energy Control Systems | NonEquip | 15 |  | 0% | Tech/Econ | 0% | 0 | 0 | 0
Tech | College and University | Space Heating | Individual room heating | TRC | Existing | NE3767 | Green Roof | Green Roof | NonEquip | 15 |  | 0.126% | Tech/Econ | 0.7482% | 0 | 0 | 0
Tech | College and University | Space Heating | Individual room heating | TRC | Existing | NE3715 | Floor Insulation | Floor Insulation | NonEquip | 20 |  | 6.749% | Tech/Econ | 0.254% | 0 | 0 | 0
Tech | College and University | Space Heating | Individual room heating | TRC | Existing | NE3637 | Facility Energy Management System | Facility Energy Management System | NonEquip | 15 |  | 0.7167% | Tech/Econ | 20% | 0 | 0 | 0
Tech | College and University | Space Heating | Individual room heating | TRC | Existing | NE3559 | ECM Motors on Furnaces | ECM Motors on Furnaces | NonEquip | 15 | Forced air furnace | 0% | Tech/Econ | 1.706% | 0 | 0 | 0
Tech | College and University | Space Heating | Individual room heating | TRC | Existing | NE3533 | Duct Sealing Repair | Duct Sealing Repair | NonEquip | 15 |  | 0% | Tech/Econ | 12% | 0 | 0 | 0
Tech | College and University | Space Heating | Individual room heating | TRC | Existing | NE3481 | Duct Insulation | Duct Insulation | NonEquip | 15 |  | 0% | Tech/Econ | 2.045% | 0 | 0 | 0
Tech | College and University | Space Heating | Individual room heating | TRC | Existing | NE3429 | Destratification Fans | Destratification Fans | NonEquip | 10 |  | 0% | Tech/Econ | 15.61% | 0 | 0 | 0
Tech | College and University | Space Heating | Individual room heating | TRC | Existing | NE3377 | Dedicated Outdoor Air System on VRF unit | Dedicated Outdoor Air System on VRF unit | NonEquip | 15 | Residential/split system heat pump | 0% | Tech/Econ | 10% | 0 | 0 | 0
Tech | College and University | Space Heating | Individual room heating | TRC | Existing | NE3325 | Cool Roof | Cool Roof | NonEquip | 15 |  | 72.68% | Tech/Econ | 0.2689% | 0 | 0 | 0
Tech | College and University | Space Heating | Individual room heating | TRC | Existing | NE3221 | Ceiling Insulation(R30 to R38) | Ceiling Insulation(R30 to R38) | NonEquip | 20 |  | 0% | Tech/Econ | 0.09785% | 0 | 0 | 0
Tech | College and University | Space Heating | Individual room heating | TRC | Existing | NE3169 | Ceiling Insulation(R2 to R38) | Ceiling Insulation(R2 to R38) | NonEquip | 20 |  | 0% | Tech/Econ | 6.605% | 0 | 0 | 0
Tech | College and University | Space Heating | Individual room heating | TRC | Existing | NE3117 | Ceiling Insulation(R19 to R38) | Ceiling Insulation(R19 to R38) | NonEquip | 20 |  | 0% | Tech/Econ | 0.3669% | 0 | 0 | 0
Tech | College and University | Space Heating | Individual room heating | TRC | Existing | NE3065 | Ceiling Insulation(R12 to R38) | Ceiling Insulation(R12 to R38) | NonEquip | 20 |  | 0% | Tech/Econ | 0.795% | 0 | 0 | 0
Tech | College and University | Space Heating | Individual room heating | TRC | Existing | NE2987 | Air Curtains | Air Curtains | NonEquip | 8 |  | 33.45% | Tech/Econ | 0.1737% | 0 | 0 | 0
Tech | College and University | Space Cooling | Individual room air conditioners | TRC | New | NN5366 | Retro-Commissioning | Retro-Commissioning | NonEquip | 5 |  | 0% | Tech/Econ | 16% | 0 | 0 | 0
Tech | College and University | Space Cooling | Individual room air conditioners | TRC | New | NN4378 | Window Sun Protection | Window Sun Protection | NonEquip | 10 |  | 15.35% | Tech/Econ | 16% | 10.4036 | 0.0032393 | -0.00018251
Tech | College and University | Space Cooling | Individual room air conditioners | TRC | New | NN4352 | Waterside Economizer | Waterside Economizer | NonEquip | 20 |  | 17.02% | Tech/Econ | 5.556% | 0 | 0 | 0
Tech | College and University | Space Cooling | Individual room air conditioners | TRC | New | NN4144 | Smart Thermostat | Smart Thermostat | NonEquip | 11 |  | 45.33% | Tech/Econ | 10% | 0 | 0 | 0
Tech | College and University | Space Cooling | Individual room air conditioners | TRC | New | NN4118 | Roof Insulation | Roof Insulation | NonEquip | 20 |  | 37.5% | Tech/Econ | 1.252% | 0 | 0 | 0
Tech | College and University | Space Cooling | Individual room air conditioners | TRC | New | NN4040 | Programmable Thermostat | Programmable Thermostat | NonEquip | 11 |  | 0% | Tech/Econ | 3.6% | 0 | 0 | 0
Tech | College and University | Space Cooling | Individual room air conditioners | TRC | New | NN3988 | Low U-Value Windows | Low U-Value Windows | NonEquip | 20 |  | 26.88% | Tech/Econ | 10% | 3.5986 | 0.0013376 | 0
Tech | College and University | Space Cooling | Individual room air conditioners | TRC | New | NN3910 | HVAC tune-up_RTU | HVAC tune-up_RTU | NonEquip | 5 | Packaged air conditioning units (RTUs) | 0% | Tech/Econ | 5% | 0 | 0 | 0
Tech | College and University | Space Cooling | Individual room air conditioners | TRC | New | NN3884 | HVAC tune-up | HVAC tune-up | NonEquip | 5 | Residential-type central air conditioners | 0% | Tech/Econ | 5% | 0 | 0 | 0
Tech | College and University | Space Cooling | Individual room air conditioners | TRC | New | NN3806 | Green Roof | Green Roof | NonEquip | 15 |  | 0.63% | Tech/Econ | 1.451% | 0 | 0 | 0
Tech | College and University | Space Cooling | Individual room air conditioners | TRC | New | NN3754 | Floor Insulation | Floor Insulation | NonEquip | 20 |  | 16.87% | Tech/Econ | 0.6571% | 0 | 0 | 0
Tech | College and University | Space Cooling | Individual room air conditioners | TRC | New | NN3676 | Facility Energy Management System | Facility Energy Management System | NonEquip | 15 |  | 4.276% | Tech/Econ | 20% | 4.1278 | 0.00061108 | 0
Tech | College and University | Space Cooling | Individual room air conditioners | TRC | New | NN3624 | Facility Commissioning | Facility Commissioning | NonEquip | 10 |  | 71.67% | Tech/Econ | 16% | 54.8746 | 0.0082794 | 0.0015534
Tech | College and University | Space Cooling | Individual room air conditioners | TRC | New | NN3598 | Energy Recovery Ventilation System (ERV) | Energy Recovery Ventilation System (ERV) | NonEquip | 15 | Packaged air conditioning units (RTUs) | 0% | Tech/Econ | 10.24% | 0 | 0 | 0
Tech | College and University | Space Cooling | Individual room air conditioners | TRC | New | NN3520 | Duct Sealing Repair | Duct Sealing Repair | NonEquip | 15 |  | 0% | Tech/Econ | 12% | 0 | 0 | 0
Tech | College and University | Space Cooling | Individual room air conditioners | TRC | New | NN3468 | Duct Insulation | Duct Insulation | NonEquip | 15 |  | 0% | Tech/Econ | 2.045% | 0 | 0 | 0
Tech | College and University | Space Cooling | Individual room air conditioners | TRC | New | NN3416 | Dedicated Outdoor Air System on VRF unit | Dedicated Outdoor Air System on VRF unit | NonEquip | 15 | Residential-type central air conditioners | 0% | Tech/Econ | 17.5% | 0 | 0 | 0
Tech | College and University | Space Cooling | Individual room air conditioners | TRC | New | NN3364 | Cool Roof | Cool Roof | NonEquip | 15 |  | 72.18% | Tech/Econ | 1.862% | 0 | 0 | 0
Tech | College and University | Space Cooling | Individual room air conditioners | TRC | New | NN3312 | Chilled Water System - Variable Speed Drives | Chilled Water System - Variable Speed Drives | NonEquip | 13 | Central chillers inside | 0% | Tech/Econ | 24.74% | 0 | 0 | 0
Tech | College and University | Space Cooling | Individual room air conditioners | TRC | New | NN3286 | Chilled Water Controls Optimization | Chilled Water Controls Optimization | NonEquip | 10 | Central chillers inside | 0% | Tech/Econ | 12.5% | 0 | 0 | 0
Tech | College and University | Space Cooling | Individual room air conditioners | TRC | New | NN3208 | Ceiling Insulation(R2 to R38) | Ceiling Insulation(R2 to R38) | NonEquip | 20 |  | 0% | Tech/Econ | 17.08% | 0 | 0 | 0
Tech | College and University | Space Cooling | Individual room air conditioners | TRC | New | NN3156 | Ceiling Insulation(R19 to R38) | Ceiling Insulation(R19 to R38) | NonEquip | 20 |  | 0% | Tech/Econ | 0.9491% | 0 | 0 | 0
Tech | College and University | Space Cooling | Individual room air conditioners | TRC | New | NN3104 | Ceiling Insulation(R12 to R38) | Ceiling Insulation(R12 to R38) | NonEquip | 20 |  | 0% | Tech/Econ | 2.056% | 0 | 0 | 0
Tech | College and University | Space Cooling | Individual room air conditioners | TRC | New | NN3052 | Airside Economizer | Airside Economizer | NonEquip | 10 | Packaged air conditioning units (RTUs) | 0% | Tech/Econ | 5.556% | 0 | 0 | 0
Tech | College and University | Space Cooling | Individual room air conditioners | TRC | Existing | NE5353 | Retro-Commissioning | Retro-Commissioning | NonEquip | 5 |  | 21.99% | Tech/Econ | 16% | 2107.867 | 0.88878 | 0
Tech | College and University | Space Cooling | Individual room air conditioners | TRC | Existing | NE4365 | Window Sun Protection | Window Sun Protection | NonEquip | 10 |  | 15.68% | Tech/Econ | 16% | 1541.4982 | 0.47997 | -0.027042
Tech | College and University | Space Cooling | Individual room air conditioners | TRC | Existing | NE4339 | Waterside Economizer | Waterside Economizer | NonEquip | 20 |  | 17.02% | Tech/Econ | 5.556% | 521.8347 | 0.17261 | 0
Tech | College and University | Space Cooling | Individual room air conditioners | TRC | Existing | NE4209 | Wall Insulation | Wall Insulation | NonEquip | 20 |  | 0% | Tech/Econ | 18.43% | 0 | 0 | 0
Tech | College and University | Space Cooling | Individual room air conditioners | TRC | Existing | NE4131 | Smart Thermostat | Smart Thermostat | NonEquip | 11 |  | 45.33% | Tech/Econ | 10% | 2620.0725 | 0.219 | 0
Tech | College and University | Space Cooling | Individual room air conditioners | TRC | Existing | NE4105 | Roof Insulation | Roof Insulation | NonEquip | 20 |  | 37.5% | Tech/Econ | 2.505% | 513.376 | 0.21232 | 0
Tech | College and University | Space Cooling | Individual room air conditioners | TRC | Existing | NE4027 | Programmable Thermostat | Programmable Thermostat | NonEquip | 11 |  | 0% | Tech/Econ | 3.6% | 0 | 0 | 0
Tech | College and University | Space Cooling | Individual room air conditioners | TRC | Existing | NE3975 | Low U-Value Windows | Low U-Value Windows | NonEquip | 20 |  | 10.75% | Tech/Econ | 46% | 3201.6415 | 1.1901 | 0
Tech | College and University | Space Cooling | Individual room air conditioners | TRC | Existing | NE3897 | HVAC tune-up_RTU | HVAC tune-up_RTU | NonEquip | 5 | Packaged air conditioning units (RTUs) | 0% | Tech/Econ | 5% | 0 | 0 | 0
Tech | College and University | Space Cooling | Individual room air conditioners | TRC | Existing | NE3871 | HVAC tune-up | HVAC tune-up | NonEquip | 5 | Residential-type central air conditioners | 0% | Tech/Econ | 5% | 0 | 0 | 0
Tech | College and University | Space Cooling | Individual room air conditioners | TRC | Existing | NE3793 | Green Roof | Green Roof | NonEquip | 15 |  | 0.126% | Tech/Econ | 1.451% | 0.97691 | 0.00041501 | 0
Tech | College and University | Space Cooling | Individual room air conditioners | TRC | Existing | NE3741 | Floor Insulation | Floor Insulation | NonEquip | 20 |  | 6.749% | Tech/Econ | 0.6571% | 23.6883 | 0.009797 | 0
Tech | College and University | Space Cooling | Individual room air conditioners | TRC | Existing | NE3663 | Facility Energy Management System | Facility Energy Management System | NonEquip | 15 |  | 0.7167% | Tech/Econ | 20% | 88.212 | 0.013059 | 0
Tech | College and University | Space Cooling | Individual room air conditioners | TRC | Existing | NE3585 | Energy Recovery Ventilation System (ERV) | Energy Recovery Ventilation System (ERV) | NonEquip | 15 | Packaged air conditioning units (RTUs) | 0% | Tech/Econ | 10.24% | 0 | 0 | 0
Tech | College and University | Space Cooling | Individual room air conditioners | TRC | Existing | NE3507 | Duct Sealing Repair | Duct Sealing Repair | NonEquip | 15 |  | 0% | Tech/Econ | 12% | 0 | 0 | 0
Tech | College and University | Space Cooling | Individual room air conditioners | TRC | Existing | NE3455 | Duct Insulation | Duct Insulation | NonEquip | 15 |  | 0% | Tech/Econ | 2.045% | 0 | 0 | 0
Tech | College and University | Space Cooling | Individual room air conditioners | TRC | Existing | NE3403 | Dedicated Outdoor Air System on VRF unit | Dedicated Outdoor Air System on VRF unit | NonEquip | 15 | Residential-type central air conditioners | 0% | Tech/Econ | 17.5% | 0 | 0 | 0
Tech | College and University | Space Cooling | Individual room air conditioners | TRC | Existing | NE3351 | Cool Roof | Cool Roof | NonEquip | 15 |  | 72.68% | Tech/Econ | 1.862% | 732.6218 | 0.31123 | 0
Tech | College and University | Space Cooling | Individual room air conditioners | TRC | Existing | NE3299 | Chilled Water System - Variable Speed Drives | Chilled Water System - Variable Speed Drives | NonEquip | 13 | Central chillers inside | 0% | Tech/Econ | 24.74% | 0 | 0 | 0
Tech | College and University | Space Cooling | Individual room air conditioners | TRC | Existing | NE3273 | Chilled Water Controls Optimization | Chilled Water Controls Optimization | NonEquip | 10 | Central chillers inside | 0% | Tech/Econ | 12.5% | 0 | 0 | 0
Tech | College and University | Space Cooling | Individual room air conditioners | TRC | Existing | NE3195 | Ceiling Insulation(R2 to R38) | Ceiling Insulation(R2 to R38) | NonEquip | 20 |  | 0% | Tech/Econ | 17.08% | 0 | 0 | 0
Tech | College and University | Space Cooling | Individual room air conditioners | TRC | Existing | NE3143 | Ceiling Insulation(R19 to R38) | Ceiling Insulation(R19 to R38) | NonEquip | 20 |  | 0% | Tech/Econ | 0.9491% | 0 | 0 | 0
Tech | College and University | Space Cooling | Individual room air conditioners | TRC | Existing | NE3091 | Ceiling Insulation(R12 to R38) | Ceiling Insulation(R12 to R38) | NonEquip | 20 |  | 0% | Tech/Econ | 2.056% | 0 | 0 | 0
Tech | College and University | Space Cooling | Individual room air conditioners | TRC | Existing | NE3039 | Airside Economizer | Airside Economizer | NonEquip | 10 | Packaged air conditioning units (RTUs) | 0% | Tech/Econ | 5.556% | 0 | 0 | 0
Tech | College and University | Interior Lighting | High bay | TRC | New | NN5262 | Retro-Commissioning | Retro-Commissioning | NonEquip | 5 |  | 0% | Tech/Econ | 16% | 0 | 0 | 0
Tech | College and University | Interior Lighting | High bay | TRC | New | NN4430 | Interior Lighting Controls | Interior Lighting Controls | NonEquip | 8 | Overhead (fluorescent/LED/CFL U-shape) | 0% | Tech/Econ | 28% | 0 | 0 | 0
Tech | College and University | Interior Lighting | High bay | TRC | New | NN4404 | Bi-Level Lighting Control (Interior) | Bi-Level Lighting Control (Interior) | NonEquip | 8 | Overhead (fluorescent/LED/CFL U-shape) | 0% | Tech/Econ | 31% | 0 | 0 | 0
Tech | College and University | Interior Lighting | High bay | TRC | New | NN3702 | Facility Energy Management System | Facility Energy Management System | NonEquip | 15 |  | 4.276% | Tech/Econ | 24% | 1319.5735 | 0.19535 | 0.16875
Tech | College and University | Interior Lighting | High bay | TRC | Existing | NE5249 | Retro-Commissioning | Retro-Commissioning | NonEquip | 5 |  | 21.99% | Tech/Econ | 16% | 532366.1524 | 224.4728 | 2.5789
Tech | College and University | Interior Lighting | High bay | TRC | Existing | NE4417 | Interior Lighting Controls | Interior Lighting Controls | NonEquip | 8 | Overhead (fluorescent/LED/CFL U-shape) | 0% | Tech/Econ | 28% | 0 | 0 | 0
Tech | College and University | Interior Lighting | High bay | TRC | Existing | NE4391 | Bi-Level Lighting Control (Interior) | Bi-Level Lighting Control (Interior) | NonEquip | 8 | Overhead (fluorescent/LED/CFL U-shape) | 0% | Tech/Econ | 31% | 0 | 0 | 0
Tech | College and University | Interior Lighting | High bay | TRC | Existing | NE3689 | Facility Energy Management System | Facility Energy Management System | NonEquip | 15 |  | 0.7167% | Tech/Econ | 24% | 26071.6342 | 3.8597 | 3.3341
Tech | College and University | Interior Lighting | High bay | TRC | Turnover | ET1641 | LED Linear - Fixture Replacement | LED Linear - Fixture Replacement | Equip | 15 | High bay | 24.1% | Tech/Econ | 50.28% | 2090219.203 | 219.0376 | 203.1691
Tech | College and University | Interior Lighting | High bay | TRC | Turnover | ET1524 | High Bay LED | High Bay LED | Equip | 15 | High bay | 0% | Tech/Econ | 64.78% | 0 | 0 | 0
Tech | College and University | Interior Lighting | High bay | TRC | Turnover | ET1485 | High Bay Fluorescent (T5) | High Bay Fluorescent (T5) | Equip | 15 | High bay | 0% | Tech/Econ | 64.14% | 0 | 0 | 0
Tech | College and University | Interior Lighting | High bay | TRC | New | EN1667 | LED Linear - Fixture Replacement | LED Linear - Fixture Replacement | Equip | 15 | High bay | 0% | Tech/Econ | 50.28% | 0 | 0 | 0
Tech | College and University | Interior Lighting | High bay | TRC | New | EN1550 | High Bay LED | High Bay LED | Equip | 15 | High bay | 0% | Tech/Econ | 64.78% | 0 | 0 | 0
Tech | College and University | Interior Lighting | High bay | TRC | New | EN1511 | High Bay Fluorescent (T5) | High Bay Fluorescent (T5) | Equip | 15 | High bay | 0% | Tech/Econ | 64.14% | 0 | 0 | 0
Tech | College and University | Cooking | Fryer | TRC | Turnover | ET81 | Energy Star Fryer | Energy Star Fryer | Equip | 12 | Fryer | 29.2% | Tech/Econ | 17.46% | 253.6734 | 0.04112 | 0.012716
Tech | College and University | Cooking | Fryer | TRC | New | EN107 | Energy Star Fryer | Energy Star Fryer | Equip | 12 | Fryer | 29.2% | Tech/Econ | 17.46% | 1.8912 | 0.00030656 | 9.4798e-05
Tech | College and University | Space Heating | Forced air furnace | TRC | New | NN5340 | Retro-Commissioning | Retro-Commissioning | NonEquip | 5 |  | 0% | Tech/Econ | 16% | 0 | 0 | 0
Tech | College and University | Space Heating | Forced air furnace | TRC | New | NN4326 | Water Cooled Refrigeration Heat Recovery | Water Cooled Refrigeration Heat Recovery | NonEquip | 20 |  | 4.199% | Tech/Econ | 10% | 0 | 0 | 0
Tech | College and University | Space Heating | Forced air furnace | TRC | New | NN4274 | Warehouse Loading Dock Seals | Warehouse Loading Dock Seals | NonEquip | 18 |  | 0% | Tech/Econ | 0.1094% | 0 | 0 | 0
Tech | College and University | Space Heating | Forced air furnace | TRC | New | NN4248 | Wall Insulation | Wall Insulation | NonEquip | 20 |  | 0% | Tech/Econ | 0% | 0 | 0 | 0
Tech | College and University | Space Heating | Forced air furnace | TRC | New | NN4170 | Smart Thermostat | Smart Thermostat | NonEquip | 11 |  | 45.33% | Tech/Econ | 10% | 0 | 0 | 0
Tech | College and University | Space Heating | Forced air furnace | TRC | New | NN4092 | Roof Insulation | Roof Insulation | NonEquip | 20 |  | 37.5% | Tech/Econ | 0.4387% | 0 | 0 | 0
Tech | College and University | Space Heating | Forced air furnace | TRC | New | NN4066 | Programmable Thermostat | Programmable Thermostat | NonEquip | 11 |  | 0% | Tech/Econ | 3.6% | 0 | 0 | 0
Tech | College and University | Space Heating | Forced air furnace | TRC | New | NN4014 | Low U-Value Windows | Low U-Value Windows | NonEquip | 20 |  | 26.88% | Tech/Econ | 10% | 0 | 0 | 0
Tech | College and University | Space Heating | Forced air furnace | TRC | New | NN3936 | Infiltration Reduction - Air Sealing | Infiltration Reduction - Air Sealing | NonEquip | 11 |  | 0% | Tech/Econ | 0.0547% | 0 | 0 | 0
Tech | College and University | Space Heating | Forced air furnace | TRC | New | NN3858 | Hotel Card Energy Control Systems | Hotel Card Energy Control Systems | NonEquip | 15 |  | 0% | Tech/Econ | 0% | 0 | 0 | 0
Tech | College and University | Space Heating | Forced air furnace | TRC | New | NN3780 | Green Roof | Green Roof | NonEquip | 15 |  | 0.63% | Tech/Econ | 0.678% | 0 | 0 | 0
Tech | College and University | Space Heating | Forced air furnace | TRC | New | NN3728 | Floor Insulation | Floor Insulation | NonEquip | 20 |  | 16.87% | Tech/Econ | 0.2302% | 0 | 0 | 0
Tech | College and University | Space Heating | Forced air furnace | TRC | New | NN3650 | Facility Energy Management System | Facility Energy Management System | NonEquip | 15 |  | 4.276% | Tech/Econ | 20% | 0 | 0 | 0
Tech | College and University | Space Heating | Forced air furnace | TRC | New | NN3572 | ECM Motors on Furnaces | ECM Motors on Furnaces | NonEquip | 15 | Forced air furnace | 47.78% | Tech/Econ | 1.706% | 0 | 0 | 0
Tech | College and University | Space Heating | Forced air furnace | TRC | New | NN3546 | Duct Sealing Repair | Duct Sealing Repair | NonEquip | 15 |  | 0% | Tech/Econ | 12% | 0 | 0 | 0
Tech | College and University | Space Heating | Forced air furnace | TRC | New | NN3494 | Duct Insulation | Duct Insulation | NonEquip | 15 |  | 0% | Tech/Econ | 2.045% | 0 | 0 | 0
Tech | College and University | Space Heating | Forced air furnace | TRC | New | NN3442 | Destratification Fans | Destratification Fans | NonEquip | 10 |  | 0% | Tech/Econ | 15.61% | 0 | 0 | 0
Tech | College and University | Space Heating | Forced air furnace | TRC | New | NN3390 | Dedicated Outdoor Air System on VRF unit | Dedicated Outdoor Air System on VRF unit | NonEquip | 15 | Residential/split system heat pump | 0% | Tech/Econ | 10% | 0 | 0 | 0
Tech | College and University | Space Heating | Forced air furnace | TRC | New | NN3338 | Cool Roof | Cool Roof | NonEquip | 15 |  | 72.18% | Tech/Econ | 0.2437% | 0 | 0 | 0
Tech | College and University | Space Heating | Forced air furnace | TRC | New | NN3234 | Ceiling Insulation(R30 to R38) | Ceiling Insulation(R30 to R38) | NonEquip | 20 |  | 0% | Tech/Econ | 0.08867% | 0 | 0 | 0
Tech | College and University | Space Heating | Forced air furnace | TRC | New | NN3182 | Ceiling Insulation(R2 to R38) | Ceiling Insulation(R2 to R38) | NonEquip | 20 |  | 0% | Tech/Econ | 5.985% | 0 | 0 | 0
Tech | College and University | Space Heating | Forced air furnace | TRC | New | NN3130 | Ceiling Insulation(R19 to R38) | Ceiling Insulation(R19 to R38) | NonEquip | 20 |  | 0% | Tech/Econ | 0.3325% | 0 | 0 | 0
Tech | College and University | Space Heating | Forced air furnace | TRC | New | NN3078 | Ceiling Insulation(R12 to R38) | Ceiling Insulation(R12 to R38) | NonEquip | 20 |  | 0% | Tech/Econ | 0.7205% | 0 | 0 | 0
Tech | College and University | Space Heating | Forced air furnace | TRC | New | NN3000 | Air Curtains | Air Curtains | NonEquip | 8 |  | 28.37% | Tech/Econ | 0.1737% | 0 | 0 | 0
Tech | College and University | Space Heating | Forced air furnace | TRC | Existing | NE5327 | Retro-Commissioning | Retro-Commissioning | NonEquip | 5 |  | 21.99% | Tech/Econ | 16% | 0 | 0 | 0
Tech | College and University | Space Heating | Forced air furnace | TRC | Existing | NE4313 | Water Cooled Refrigeration Heat Recovery | Water Cooled Refrigeration Heat Recovery | NonEquip | 20 |  | 55.99% | Tech/Econ | 10% | 0 | 0 | 0
Tech | College and University | Space Heating | Forced air furnace | TRC | Existing | NE4261 | Warehouse Loading Dock Seals | Warehouse Loading Dock Seals | NonEquip | 18 |  | 0% | Tech/Econ | 0.1207% | 0 | 0 | 0
Tech | College and University | Space Heating | Forced air furnace | TRC | Existing | NE4235 | Wall Insulation | Wall Insulation | NonEquip | 20 |  | 0% | Tech/Econ | 1.04% | 0 | 0 | 0
Tech | College and University | Space Heating | Forced air furnace | TRC | Existing | NE4157 | Smart Thermostat | Smart Thermostat | NonEquip | 11 |  | 45.33% | Tech/Econ | 10% | 0 | 0 | 0
Tech | College and University | Space Heating | Forced air furnace | TRC | Existing | NE4079 | Roof Insulation | Roof Insulation | NonEquip | 20 |  | 37.5% | Tech/Econ | 0.9683% | 0 | 0 | 0
Tech | College and University | Space Heating | Forced air furnace | TRC | Existing | NE4053 | Programmable Thermostat | Programmable Thermostat | NonEquip | 11 |  | 0% | Tech/Econ | 3.6% | 0 | 0 | 0
Tech | College and University | Space Heating | Forced air furnace | TRC | Existing | NE4001 | Low U-Value Windows | Low U-Value Windows | NonEquip | 20 |  | 10.75% | Tech/Econ | 46% | 0 | 0 | 0
Tech | College and University | Space Heating | Forced air furnace | TRC | Existing | NE3923 | Infiltration Reduction - Air Sealing | Infiltration Reduction - Air Sealing | NonEquip | 11 |  | 0% | Tech/Econ | 0.06036% | 0 | 0 | 0
Tech | College and University | Space Heating | Forced air furnace | TRC | Existing | NE3845 | Hotel Card Energy Control Systems | Hotel Card Energy Control Systems | NonEquip | 15 |  | 0% | Tech/Econ | 0% | 0 | 0 | 0
Tech | College and University | Space Heating | Forced air furnace | TRC | Existing | NE3767 | Green Roof | Green Roof | NonEquip | 15 |  | 0.126% | Tech/Econ | 0.7482% | 0 | 0 | 0
Tech | College and University | Space Heating | Forced air furnace | TRC | Existing | NE3715 | Floor Insulation | Floor Insulation | NonEquip | 20 |  | 6.749% | Tech/Econ | 0.254% | 0 | 0 | 0
Tech | College and University | Space Heating | Forced air furnace | TRC | Existing | NE3637 | Facility Energy Management System | Facility Energy Management System | NonEquip | 15 |  | 0.7167% | Tech/Econ | 20% | 0 | 0 | 0
Tech | College and University | Space Heating | Forced air furnace | TRC | Existing | NE3559 | ECM Motors on Furnaces | ECM Motors on Furnaces | NonEquip | 15 | Forced air furnace | 47.78% | Tech/Econ | 1.706% | 0 | 0 | 0
Tech | College and University | Space Heating | Forced air furnace | TRC | Existing | NE3533 | Duct Sealing Repair | Duct Sealing Repair | NonEquip | 15 |  | 0% | Tech/Econ | 12% | 0 | 0 | 0
Tech | College and University | Space Heating | Forced air furnace | TRC | Existing | NE3481 | Duct Insulation | Duct Insulation | NonEquip | 15 |  | 0% | Tech/Econ | 2.045% | 0 | 0 | 0
Tech | College and University | Space Heating | Forced air furnace | TRC | Existing | NE3429 | Destratification Fans | Destratification Fans | NonEquip | 10 |  | 0% | Tech/Econ | 15.61% | 0 | 0 | 0
Tech | College and University | Space Heating | Forced air furnace | TRC | Existing | NE3377 | Dedicated Outdoor Air System on VRF unit | Dedicated Outdoor Air System on VRF unit | NonEquip | 15 | Residential/split system heat pump | 0% | Tech/Econ | 10% | 0 | 0 | 0
Tech | College and University | Space Heating | Forced air furnace | TRC | Existing | NE3325 | Cool Roof | Cool Roof | NonEquip | 15 |  | 72.68% | Tech/Econ | 0.2689% | 0 | 0 | 0
Tech | College and University | Space Heating | Forced air furnace | TRC | Existing | NE3221 | Ceiling Insulation(R30 to R38) | Ceiling Insulation(R30 to R38) | NonEquip | 20 |  | 0% | Tech/Econ | 0.09785% | 0 | 0 | 0
Tech | College and University | Space Heating | Forced air furnace | TRC | Existing | NE3169 | Ceiling Insulation(R2 to R38) | Ceiling Insulation(R2 to R38) | NonEquip | 20 |  | 0% | Tech/Econ | 6.605% | 0 | 0 | 0
Tech | College and University | Space Heating | Forced air furnace | TRC | Existing | NE3117 | Ceiling Insulation(R19 to R38) | Ceiling Insulation(R19 to R38) | NonEquip | 20 |  | 0% | Tech/Econ | 0.3669% | 0 | 0 | 0
Tech | College and University | Space Heating | Forced air furnace | TRC | Existing | NE3065 | Ceiling Insulation(R12 to R38) | Ceiling Insulation(R12 to R38) | NonEquip | 20 |  | 0% | Tech/Econ | 0.795% | 0 | 0 | 0
Tech | College and University | Space Heating | Forced air furnace | TRC | Existing | NE2987 | Air Curtains | Air Curtains | NonEquip | 8 |  | 33.45% | Tech/Econ | 0.1737% | 0 | 0 | 0
Tech | College and University | Exterior Lighting | Exterior parking/lot lighting | TRC | New | NN5288 | Retro-Commissioning | Retro-Commissioning | NonEquip | 5 |  | 0% | Tech/Econ | 16% | 0 | 0 | 0
Tech | College and University | Exterior Lighting | Exterior parking/lot lighting | TRC | New | NN2974 | Outdoor Lighting Controls | Outdoor Lighting Controls | NonEquip | 8 | Exterior parking/lot lighting | 30.95% | Tech/Econ | 28% | 2267.3069 | 0 | 0
Tech | College and University | Exterior Lighting | Exterior parking/lot lighting | TRC | New | NN2948 | Bi-Level Lighting Control (Exterior) | Bi-Level Lighting Control (Exterior) | NonEquip | 9 | Exterior parking/lot lighting | 13.75% | Tech/Econ | 31% | 1165.3455 | 0 | 0
Tech | College and University | Exterior Lighting | Exterior parking/lot lighting | TRC | Existing | NE5275 | Retro-Commissioning | Retro-Commissioning | NonEquip | 5 |  | 21.99% | Tech/Econ | 16% | 112786.8766 | 0 | 0.54637
Tech | College and University | Exterior Lighting | Exterior parking/lot lighting | TRC | Existing | NE2961 | Outdoor Lighting Controls | Outdoor Lighting Controls | NonEquip | 8 | Exterior parking/lot lighting | 30.95% | Tech/Econ | 28% | 304125.5158 | 0 | 0
Tech | College and University | Exterior Lighting | Exterior parking/lot lighting | TRC | Existing | NE2935 | Bi-Level Lighting Control (Exterior) | Bi-Level Lighting Control (Exterior) | NonEquip | 9 | Exterior parking/lot lighting | 13.75% | Tech/Econ | 31% | 156313.7767 | 0 | 0
Tech | College and University | Exterior Lighting | Exterior parking/lot lighting | TRC | Turnover | ET705 | LED Parking Lighting | LED Parking Lighting | Equip | 18 | Exterior parking/lot lighting | 7.084% | Tech/Econ | 84% | 231944.8774 | 0 | 0
Tech | College and University | Exterior Lighting | Exterior parking/lot lighting | TRC | Turnover | ET510 | High Efficiency HID Lighting | High Efficiency HID Lighting | Equip | 13 | Exterior parking/lot lighting | 0% | Tech/Econ | 34.18% | 0 | 0 | 0
Tech | College and University | Exterior Lighting | Exterior parking/lot lighting | TRC | New | EN731 | LED Parking Lighting | LED Parking Lighting | Equip | 18 | Exterior parking/lot lighting | 7.084% | Tech/Econ | 84% | 1729.1881 | 0 | 0
Tech | College and University | Exterior Lighting | Exterior parking/lot lighting | TRC | New | EN536 | High Efficiency HID Lighting | High Efficiency HID Lighting | Equip | 13 | Exterior parking/lot lighting | 0% | Tech/Econ | 34.18% | 0 | 0 | 0
Tech | College and University | Exterior Lighting | Exterior marquis | TRC | New | NN5288 | Retro-Commissioning | Retro-Commissioning | NonEquip | 5 |  | 0% | Tech/Econ | 16% | 0 | 0 | 0
Tech | College and University | Exterior Lighting | Exterior marquis | TRC | New | NN2974 | Outdoor Lighting Controls | Outdoor Lighting Controls | NonEquip | 8 | Exterior parking/lot lighting | 0% | Tech/Econ | 28% | 0 | 0 | 0
Tech | College and University | Exterior Lighting | Exterior marquis | TRC | New | NN2948 | Bi-Level Lighting Control (Exterior) | Bi-Level Lighting Control (Exterior) | NonEquip | 9 | Exterior parking/lot lighting | 0% | Tech/Econ | 31% | 0 | 0 | 0
Tech | College and University | Exterior Lighting | Exterior marquis | TRC | Existing | NE5275 | Retro-Commissioning | Retro-Commissioning | NonEquip | 5 |  | 21.99% | Tech/Econ | 16% | 731.1127 | 0 | 0.0035417
Tech | College and University | Exterior Lighting | Exterior marquis | TRC | Existing | NE2961 | Outdoor Lighting Controls | Outdoor Lighting Controls | NonEquip | 8 | Exterior parking/lot lighting | 0% | Tech/Econ | 28% | 0 | 0 | 0
Tech | College and University | Exterior Lighting | Exterior marquis | TRC | Existing | NE2935 | Bi-Level Lighting Control (Exterior) | Bi-Level Lighting Control (Exterior) | NonEquip | 9 | Exterior parking/lot lighting | 0% | Tech/Econ | 31% | 0 | 0 | 0
Tech | College and University | Exterior Lighting | Exterior marquis | TRC | Turnover | ET627 | LED Exterior Lighting | LED Exterior Lighting | Equip | 13 | Exterior marquis | 4.624% | Tech/Econ | 60.51% | 598.1441 | 0 | 0
Tech | College and University | Exterior Lighting | Exterior marquis | TRC | Turnover | ET588 | LED Display Lighting (Exterior) | LED Display Lighting (Exterior) | Equip | 15 | Exterior marquis | 4.624% | Tech/Econ | 87.04% | 896.4487 | 0 | 0
Tech | College and University | Exterior Lighting | Exterior marquis | TRC | New | EN653 | LED Exterior Lighting | LED Exterior Lighting | Equip | 13 | Exterior marquis | 4.624% | Tech/Econ | 60.51% | 4.4593 | 0 | 0
Tech | College and University | Exterior Lighting | Exterior marquis | TRC | New | EN614 | LED Display Lighting (Exterior) | LED Display Lighting (Exterior) | Equip | 15 | Exterior marquis | 4.624% | Tech/Econ | 87.04% | 6.6832 | 0 | 0
Tech | College and University | Miscellaneous | Elevators/Escalators | TRC | New | NN5444 | Retro-Commissioning | Retro-Commissioning | NonEquip | 5 |  | 0% | Tech/Econ | 16% | 0 | 0 | 0
Tech | College and University | Miscellaneous | Elevators/Escalators | TRC | New | NN4534 | VSD Controlled Compressor | VSD Controlled Compressor | NonEquip | 15 | Others | 0% | Tech/Econ | 20.79% | 0 | 0 | 0
Tech | College and University | Miscellaneous | Elevators/Escalators | TRC | New | NN4508 | Regenerative Drive Elevator Motor | Regenerative Drive Elevator Motor | NonEquip | 13 | Elevators/Escalators | 11.17% | Tech/Econ | 6.211% | 42.0318 | 0.0054496 | 0.0045648
Tech | College and University | Miscellaneous | Elevators/Escalators | TRC | New | NN4482 | Engine Block Timer | Engine Block Timer | NonEquip | 5 | Others | 0% | Tech/Econ | 36% | 0 | 0 | 0
Tech | College and University | Miscellaneous | Elevators/Escalators | TRC | New | NN4456 | Efficient Motor Belts | Efficient Motor Belts | NonEquip | 10 | Others | 0% | Tech/Econ | 1.105% | 0 | 0 | 0
Tech | College and University | Miscellaneous | Elevators/Escalators | TRC | Existing | NE5431 | Retro-Commissioning | Retro-Commissioning | NonEquip | 5 |  | 21.99% | Tech/Econ | 16% | 28606.3111 | 12.0619 | 0.13858
Tech | College and University | Miscellaneous | Elevators/Escalators | TRC | Existing | NE4521 | VSD Controlled Compressor | VSD Controlled Compressor | NonEquip | 15 | Others | 0% | Tech/Econ | 20.79% | 0 | 0 | 0
Tech | College and University | Miscellaneous | Elevators/Escalators | TRC | Existing | NE4495 | Regenerative Drive Elevator Motor | Regenerative Drive Elevator Motor | NonEquip | 13 | Elevators/Escalators | 10.45% | Tech/Econ | 6.211% | 5092.0306 | 0.66021 | 0.55301
Tech | College and University | Miscellaneous | Elevators/Escalators | TRC | Existing | NE4469 | Engine Block Timer | Engine Block Timer | NonEquip | 5 | Others | 0% | Tech/Econ | 36% | 0 | 0 | 0
Tech | College and University | Miscellaneous | Elevators/Escalators | TRC | Existing | NE4443 | Efficient Motor Belts | Efficient Motor Belts | NonEquip | 10 | Others | 0% | Tech/Econ | 1.105% | 0 | 0 | 0
Tech | College and University | Office Equipment | Document production | TRC | New | NN4586 | Smart Strip Plug Outlet | Smart Strip Plug Outlet | NonEquip | 4 |  | 43.9% | Tech/Econ | 1.187% | 288.1583 | 0.042847 | 0.029778
Tech | College and University | Office Equipment | Document production | TRC | New | NN4560 | Network PC Power Management | Network PC Power Management | NonEquip | 5 | Computers | 0% | Tech/Econ | 56.5% | 0 | 0 | 0
Tech | College and University | Office Equipment | Document production | TRC | Existing | NE4573 | Smart Strip Plug Outlet | Smart Strip Plug Outlet | NonEquip | 4 |  | 43.9% | Tech/Econ | 1.187% | 38652.1544 | 5.7473 | 3.9943
Tech | College and University | Office Equipment | Document production | TRC | Existing | NE4547 | Network PC Power Management | Network PC Power Management | NonEquip | 5 | Computers | 0% | Tech/Econ | 56.5% | 0 | 0 | 0
Tech | College and University | Office Equipment | Document production | TRC | Turnover | ET2142 | ENERGY STAR Imaging Equipment | ENERGY STAR Imaging Equipment | Equip | 6 | Document production | 17.92% | Tech/Econ | 44.44% | 641854.8399 | 89.0101 | 59.7702
Tech | College and University | Office Equipment | Document production | TRC | New | EN2168 | ENERGY STAR Imaging Equipment | ENERGY STAR Imaging Equipment | Equip | 6 | Document production | 17.92% | Tech/Econ | 44.44% | 4785.1358 | 0.66359 | 0.4456
Tech | College and University | Space Cooling | District chilled water piped | TRC | New | NN5366 | Retro-Commissioning | Retro-Commissioning | NonEquip | 5 |  | 0% | Tech/Econ | 16% | 0 | 0 | 0
Tech | College and University | Space Cooling | District chilled water piped | TRC | New | NN4378 | Window Sun Protection | Window Sun Protection | NonEquip | 10 |  | 15.35% | Tech/Econ | 16% | 1971.8737 | 0.61398 | -0.034592
Tech | College and University | Space Cooling | District chilled water piped | TRC | New | NN4352 | Waterside Economizer | Waterside Economizer | NonEquip | 20 |  | 17.02% | Tech/Econ | 5.556% | 0 | 0 | 0
Tech | College and University | Space Cooling | District chilled water piped | TRC | New | NN4144 | Smart Thermostat | Smart Thermostat | NonEquip | 11 |  | 45.33% | Tech/Econ | 10% | 0 | 0 | 0
Tech | College and University | Space Cooling | District chilled water piped | TRC | New | NN4040 | Programmable Thermostat | Programmable Thermostat | NonEquip | 11 |  | 0% | Tech/Econ | 3.6% | 0 | 0 | 0
Tech | College and University | Space Cooling | District chilled water piped | TRC | New | NN3988 | Low U-Value Windows | Low U-Value Windows | NonEquip | 20 |  | 26.88% | Tech/Econ | 10% | 682.0821 | 0.25353 | 0
Tech | College and University | Space Cooling | District chilled water piped | TRC | New | NN3910 | HVAC tune-up_RTU | HVAC tune-up_RTU | NonEquip | 5 | Packaged air conditioning units (RTUs) | 0% | Tech/Econ | 5% | 0 | 0 | 0
Tech | College and University | Space Cooling | District chilled water piped | TRC | New | NN3884 | HVAC tune-up | HVAC tune-up | NonEquip | 5 | Residential-type central air conditioners | 0% | Tech/Econ | 5% | 0 | 0 | 0
Tech | College and University | Space Cooling | District chilled water piped | TRC | New | NN3806 | Green Roof | Green Roof | NonEquip | 15 |  | 0.63% | Tech/Econ | 1.451% | 0 | 0 | 0
Tech | College and University | Space Cooling | District chilled water piped | TRC | New | NN3676 | Facility Energy Management System | Facility Energy Management System | NonEquip | 15 |  | 4.276% | Tech/Econ | 20% | 782.3699 | 0.11582 | 0
Tech | College and University | Space Cooling | District chilled water piped | TRC | New | NN3624 | Facility Commissioning | Facility Commissioning | NonEquip | 10 |  | 71.67% | Tech/Econ | 16% | 10400.8389 | 1.5693 | 0.29443
Tech | College and University | Space Cooling | District chilled water piped | TRC | New | NN3598 | Energy Recovery Ventilation System (ERV) | Energy Recovery Ventilation System (ERV) | NonEquip | 15 | Packaged air conditioning units (RTUs) | 0% | Tech/Econ | 10.24% | 0 | 0 | 0
Tech | College and University | Space Cooling | District chilled water piped | TRC | New | NN3520 | Duct Sealing Repair | Duct Sealing Repair | NonEquip | 15 |  | 0% | Tech/Econ | 12% | 0 | 0 | 0
Tech | College and University | Space Cooling | District chilled water piped | TRC | New | NN3468 | Duct Insulation | Duct Insulation | NonEquip | 15 |  | 0% | Tech/Econ | 2.045% | 0 | 0 | 0
Tech | College and University | Space Cooling | District chilled water piped | TRC | New | NN3416 | Dedicated Outdoor Air System on VRF unit | Dedicated Outdoor Air System on VRF unit | NonEquip | 15 | Residential-type central air conditioners | 0% | Tech/Econ | 17.5% | 0 | 0 | 0
Tech | College and University | Space Cooling | District chilled water piped | TRC | New | NN3364 | Cool Roof | Cool Roof | NonEquip | 15 |  | 72.18% | Tech/Econ | 1.862% | 0 | 0 | 0
Tech | College and University | Space Cooling | District chilled water piped | TRC | New | NN3312 | Chilled Water System - Variable Speed Drives | Chilled Water System - Variable Speed Drives | NonEquip | 13 | Central chillers inside | 0% | Tech/Econ | 24.74% | 0 | 0 | 0
Tech | College and University | Space Cooling | District chilled water piped | TRC | New | NN3286 | Chilled Water Controls Optimization | Chilled Water Controls Optimization | NonEquip | 10 | Central chillers inside | 0% | Tech/Econ | 12.5% | 0 | 0 | 0
Tech | College and University | Space Cooling | District chilled water piped | TRC | New | NN3208 | Ceiling Insulation(R2 to R38) | Ceiling Insulation(R2 to R38) | NonEquip | 20 |  | 0% | Tech/Econ | 17.08% | 0 | 0 | 0
Tech | College and University | Space Cooling | District chilled water piped | TRC | New | NN3104 | Ceiling Insulation(R12 to R38) | Ceiling Insulation(R12 to R38) | NonEquip | 20 |  | 0% | Tech/Econ | 2.056% | 0 | 0 | 0
Tech | College and University | Space Cooling | District chilled water piped | TRC | New | NN3052 | Airside Economizer | Airside Economizer | NonEquip | 10 | Packaged air conditioning units (RTUs) | 0% | Tech/Econ | 5.556% | 0 | 0 | 0
Tech | College and University | Space Cooling | District chilled water piped | TRC | Existing | NE5353 | Retro-Commissioning | Retro-Commissioning | NonEquip | 5 |  | 21.99% | Tech/Econ | 16% | 361089.2352 | 152.2537 | 0
Tech | College and University | Space Cooling | District chilled water piped | TRC | Existing | NE4365 | Window Sun Protection | Window Sun Protection | NonEquip | 10 |  | 15.68% | Tech/Econ | 16% | 292173.1885 | 90.9736 | -5.1255
Tech | College and University | Space Cooling | District chilled water piped | TRC | Existing | NE4339 | Waterside Economizer | Waterside Economizer | NonEquip | 20 |  | 17.02% | Tech/Econ | 5.556% | 99967.1464 | 33.0669 | 0
Tech | College and University | Space Cooling | District chilled water piped | TRC | Existing | NE4209 | Wall Insulation | Wall Insulation | NonEquip | 20 |  | 0% | Tech/Econ | 18.43% | 0 | 0 | 0
Tech | College and University | Space Cooling | District chilled water piped | TRC | Existing | NE4131 | Smart Thermostat | Smart Thermostat | NonEquip | 11 |  | 45.33% | Tech/Econ | 10% | 514713.6102 | 43.0233 | 0
Tech | College and University | Space Cooling | District chilled water piped | TRC | Existing | NE4105 | Roof Insulation | Roof Insulation | NonEquip | 20 |  | 37.5% | Tech/Econ | 2.505% | 92999.0653 | 38.4626 | 0
Tech | College and University | Space Cooling | District chilled water piped | TRC | Existing | NE4027 | Programmable Thermostat | Programmable Thermostat | NonEquip | 11 |  | 0% | Tech/Econ | 3.6% | 0 | 0 | 0
Tech | College and University | Space Cooling | District chilled water piped | TRC | Existing | NE3975 | Low U-Value Windows | Low U-Value Windows | NonEquip | 20 |  | 10.75% | Tech/Econ | 46% | 606834.2095 | 225.5621 | 0
Tech | College and University | Space Cooling | District chilled water piped | TRC | Existing | NE3897 | HVAC tune-up_RTU | HVAC tune-up_RTU | NonEquip | 5 | Packaged air conditioning units (RTUs) | 0% | Tech/Econ | 5% | 0 | 0 | 0
Tech | College and University | Space Cooling | District chilled water piped | TRC | Existing | NE3871 | HVAC tune-up | HVAC tune-up | NonEquip | 5 | Residential-type central air conditioners | 0% | Tech/Econ | 5% | 0 | 0 | 0
Tech | College and University | Space Cooling | District chilled water piped | TRC | Existing | NE3793 | Green Roof | Green Roof | NonEquip | 15 |  | 0.126% | Tech/Econ | 1.451% | 176.9696 | 0.07518 | 0
Tech | College and University | Space Cooling | District chilled water piped | TRC | Existing | NE3741 | Floor Insulation | Floor Insulation | NonEquip | 20 |  | 6.749% | Tech/Econ | 0.6571% | 4291.1891 | 1.7748 | 0
Tech | College and University | Space Cooling | District chilled water piped | TRC | Existing | NE3663 | Facility Energy Management System | Facility Energy Management System | NonEquip | 15 |  | 0.7167% | Tech/Econ | 20% | 16719.5762 | 2.4752 | 0
Tech | College and University | Space Cooling | District chilled water piped | TRC | Existing | NE3585 | Energy Recovery Ventilation System (ERV) | Energy Recovery Ventilation System (ERV) | NonEquip | 15 | Packaged air conditioning units (RTUs) | 0% | Tech/Econ | 10.24% | 0 | 0 | 0
Tech | College and University | Space Cooling | District chilled water piped | TRC | Existing | NE3507 | Duct Sealing Repair | Duct Sealing Repair | NonEquip | 15 |  | 0% | Tech/Econ | 12% | 0 | 0 | 0
Tech | College and University | Space Cooling | District chilled water piped | TRC | Existing | NE3455 | Duct Insulation | Duct Insulation | NonEquip | 15 |  | 0% | Tech/Econ | 2.045% | 0 | 0 | 0
Tech | College and University | Space Cooling | District chilled water piped | TRC | Existing | NE3403 | Dedicated Outdoor Air System on VRF unit | Dedicated Outdoor Air System on VRF unit | NonEquip | 15 | Residential-type central air conditioners | 0% | Tech/Econ | 17.5% | 0 | 0 | 0
Tech | College and University | Space Cooling | District chilled water piped | TRC | Existing | NE3351 | Cool Roof | Cool Roof | NonEquip | 15 |  | 72.68% | Tech/Econ | 1.862% | 132715.8702 | 56.3803 | 0
Tech | College and University | Space Cooling | District chilled water piped | TRC | Existing | NE3299 | Chilled Water System - Variable Speed Drives | Chilled Water System - Variable Speed Drives | NonEquip | 13 | Central chillers inside | 0% | Tech/Econ | 24.74% | 0 | 0 | 0
Tech | College and University | Space Cooling | District chilled water piped | TRC | Existing | NE3273 | Chilled Water Controls Optimization | Chilled Water Controls Optimization | NonEquip | 10 | Central chillers inside | 0% | Tech/Econ | 12.5% | 0 | 0 | 0
Tech | College and University | Space Cooling | District chilled water piped | TRC | Existing | NE3195 | Ceiling Insulation(R2 to R38) | Ceiling Insulation(R2 to R38) | NonEquip | 20 |  | 0% | Tech/Econ | 17.08% | 0 | 0 | 0
Tech | College and University | Space Cooling | District chilled water piped | TRC | Existing | NE3143 | Ceiling Insulation(R19 to R38) | Ceiling Insulation(R19 to R38) | NonEquip | 20 |  | 0% | Tech/Econ | 0.9491% | 0 | 0 | 0
Tech | College and University | Space Cooling | District chilled water piped | TRC | Existing | NE3091 | Ceiling Insulation(R12 to R38) | Ceiling Insulation(R12 to R38) | NonEquip | 20 |  | 0% | Tech/Econ | 2.056% | 0 | 0 | 0
Tech | College and University | Space Cooling | District chilled water piped | TRC | Existing | NE3039 | Airside Economizer | Airside Economizer | NonEquip | 10 | Packaged air conditioning units (RTUs) | 0% | Tech/Econ | 5.556% | 0 | 0 | 0
Tech | College and University | Space Cooling | District chilled water piped | TRC | Turnover | ET939 | High Efficiency Chiller (Air Cooled, 50 tons) | High Efficiency Chiller (Air Cooled, 50 tons) | Equip | 20 | District chilled water piped | 28.37% | Tech/Econ | 8.759% | 269381.1525 | 62.4705 | 14.4098
Tech | College and University | Space Cooling | District chilled water piped | TRC | Turnover | ET1095 | High Efficiency Chiller (Water cooled-positive displacement, 100 tons) | High Efficiency Chiller (Water cooled-positive displacement, 100 tons) | Equip | 20 | District chilled water piped | 28.37% | Tech/Econ | 2.683% | 78714.1478 | 25.251 | 0.2486
Tech | College and University | Space Cooling | District chilled water piped | TRC | Turnover | ET1017 | High Efficiency Chiller (Water cooled-centrifugal, 200 tons) | High Efficiency Chiller (Water cooled-centrifugal, 200 tons) | Equip | 20 | District chilled water piped | 28.37% | Tech/Econ | 4.362% | 129592.3238 | 41.5724 | 0.40928
Tech | College and University | Space Cooling | District chilled water piped | TRC | New | EN965 | High Efficiency Chiller (Air Cooled, 50 tons) | High Efficiency Chiller (Air Cooled, 50 tons) | Equip | 20 | District chilled water piped | 28.37% | Tech/Econ | 8.759% | 1929.4373 | 0.44744 | 0.10321
Tech | College and University | Space Cooling | District chilled water piped | TRC | New | EN1121 | High Efficiency Chiller (Water cooled-positive displacement, 100 tons) | High Efficiency Chiller (Water cooled-positive displacement, 100 tons) | Equip | 20 | District chilled water piped | 28.37% | Tech/Econ | 2.683% | 569.1708 | 0.18259 | 0.0017976
Tech | College and University | Space Cooling | District chilled water piped | TRC | New | EN1043 | High Efficiency Chiller (Water cooled-centrifugal, 200 tons) | High Efficiency Chiller (Water cooled-centrifugal, 200 tons) | Equip | 20 | District chilled water piped | 28.37% | Tech/Econ | 4.362% | 937.0637 | 0.3006 | 0.0029595
Tech | College and University | Refrigeration | Display cases | TRC | New | NN5314 | Retro-Commissioning | Retro-Commissioning | NonEquip | 5 |  | 0% | Tech/Econ | 16% | 0 | 0 | 0
Tech | College and University | Refrigeration | Display cases | TRC | New | NN4898 | Strip Curtains for Walk-ins | Strip Curtains for Walk-ins | NonEquip | 4 | Walk-in cooler | 0% | Tech/Econ | 2.115% | 0 | 0 | 0
Tech | College and University | Refrigeration | Display cases | TRC | New | NN4872 | Refrigerated Display Case Lighting Controls | Refrigerated Display Case Lighting Controls | NonEquip | 8 | Display cases | 0% | Tech/Econ | 0.9365% | 0 | 0 | 0
Tech | College and University | Refrigeration | Display cases | TRC | New | NN4846 | PSC to ECM Evaporator Fan Motor (Walk-In, Refrigerator) | PSC to ECM Evaporator Fan Motor (Walk-In, Refrigerator) | NonEquip | 15 | Walk-in cooler | 0% | Tech/Econ | 37.5% | 0 | 0 | 0
Tech | College and University | Refrigeration | Display cases | TRC | New | NN4820 | PSC to ECM Evaporator Fan Motor (Reach-In) | PSC to ECM Evaporator Fan Motor (Reach-In) | NonEquip | 15 | Display cases | 68.68% | Tech/Econ | 37.5% | 48.4678 | 0.0062841 | 0.0052637
Tech | College and University | Refrigeration | Display cases | TRC | New | NN4794 | Night Covers for Display Cases | Night Covers for Display Cases | NonEquip | 5 | Display cases | 0% | Tech/Econ | 1.877% | 0 | 0 | 0
Tech | College and University | Refrigeration | Display cases | TRC | New | NN4768 | High R-Value Glass Doors | High R-Value Glass Doors | NonEquip | 12 | Display cases | 0% | Tech/Econ | 0% | 0 | 0 | 0
Tech | College and University | Refrigeration | Display cases | TRC | New | NN4742 | High Efficiency Refrigeration Compressor | High Efficiency Refrigeration Compressor | NonEquip | 13 | Display cases | 4.199% | Tech/Econ | 6.922% | 0.40612 | 5.2656e-05 | 4.4106e-05
Tech | College and University | Refrigeration | Display cases | TRC | New | NN4716 | Freezer-Cooler Replacement Gaskets | Freezer-Cooler Replacement Gaskets | NonEquip | 4 | Display cases | 0% | Tech/Econ | 0% | 0 | 0 | 0
Tech | College and University | Refrigeration | Display cases | TRC | New | NN4690 | Floating Head Pressure Controls | Floating Head Pressure Controls | NonEquip | 15 |  | 27.37% | Tech/Econ | 6.05% | 2.3071 | 0.00029913 | 0.00025056
Tech | College and University | Refrigeration | Display cases | TRC | New | NN4664 | Demand Defrost | Demand Defrost | NonEquip | 10 | Walk-in cooler | 0% | Tech/Econ | 30% | 0 | 0 | 0
Tech | College and University | Refrigeration | Display cases | TRC | New | NN4638 | Automatic Door Closer for Walk-in Coolers and Freezers | Automatic Door Closer for Walk-in Coolers and Freezers | NonEquip | 8 | Walk-in cooler | 0% | Tech/Econ | 3.131% | 0 | 0 | 0
Tech | College and University | Refrigeration | Display cases | TRC | New | NN4612 | Anti-Sweat Controls | Anti-Sweat Controls | NonEquip | 8 | Display cases | 0% | Tech/Econ | 85% | 0 | 0 | 0
Tech | College and University | Refrigeration | Display cases | TRC | Existing | NE5301 | Retro-Commissioning | Retro-Commissioning | NonEquip | 5 |  | 21.99% | Tech/Econ | 16% | 758.341 | 0.31976 | 0.0036736
Tech | College and University | Refrigeration | Display cases | TRC | Existing | NE4885 | Strip Curtains for Walk-ins | Strip Curtains for Walk-ins | NonEquip | 4 | Walk-in cooler | 0% | Tech/Econ | 2.115% | 0 | 0 | 0
Tech | College and University | Refrigeration | Display cases | TRC | Existing | NE4859 | Refrigerated Display Case Lighting Controls | Refrigerated Display Case Lighting Controls | NonEquip | 8 | Display cases | 0% | Tech/Econ | 2.524% | 0 | 0 | 0
Tech | College and University | Refrigeration | Display cases | TRC | Existing | NE4833 | PSC to ECM Evaporator Fan Motor (Walk-In, Refrigerator) | PSC to ECM Evaporator Fan Motor (Walk-In, Refrigerator) | NonEquip | 15 | Walk-in cooler | 0% | Tech/Econ | 37.5% | 0 | 0 | 0
Tech | College and University | Refrigeration | Display cases | TRC | Existing | NE4807 | PSC to ECM Evaporator Fan Motor (Reach-In) | PSC to ECM Evaporator Fan Motor (Reach-In) | NonEquip | 15 | Display cases | 17.17% | Tech/Econ | 37.5% | 1498.0704 | 0.19423 | 0.16269
Tech | College and University | Refrigeration | Display cases | TRC | Existing | NE4781 | Night Covers for Display Cases | Night Covers for Display Cases | NonEquip | 5 | Display cases | 0% | Tech/Econ | 1.877% | 0 | 0 | 0
Tech | College and University | Refrigeration | Display cases | TRC | Existing | NE4755 | High R-Value Glass Doors | High R-Value Glass Doors | NonEquip | 12 | Display cases | 0% | Tech/Econ | 23.81% | 0 | 0 | 0
Tech | College and University | Refrigeration | Display cases | TRC | Existing | NE4729 | High Efficiency Refrigeration Compressor | High Efficiency Refrigeration Compressor | NonEquip | 13 | Display cases | 14.15% | Tech/Econ | 6.922% | 213.2582 | 0.02765 | 0.02316
Tech | College and University | Refrigeration | Display cases | TRC | Existing | NE4703 | Freezer-Cooler Replacement Gaskets | Freezer-Cooler Replacement Gaskets | NonEquip | 4 | Display cases | 63.61% | Tech/Econ | 3.131% | 407.2863 | 0.052807 | 0.044232
Tech | College and University | Refrigeration | Display cases | TRC | Existing | NE4677 | Floating Head Pressure Controls | Floating Head Pressure Controls | NonEquip | 15 |  | 27.37% | Tech/Econ | 6.05% | 344.409 | 0.044654 | 0.037404
Tech | College and University | Refrigeration | Display cases | TRC | Existing | NE4651 | Demand Defrost | Demand Defrost | NonEquip | 10 | Walk-in cooler | 0% | Tech/Econ | 30% | 0 | 0 | 0
Tech | College and University | Refrigeration | Display cases | TRC | Existing | NE4625 | Automatic Door Closer for Walk-in Coolers and Freezers | Automatic Door Closer for Walk-in Coolers and Freezers | NonEquip | 8 | Walk-in cooler | 0% | Tech/Econ | 3.131% | 0 | 0 | 0
Tech | College and University | Refrigeration | Display cases | TRC | Existing | NE4599 | Anti-Sweat Controls | Anti-Sweat Controls | NonEquip | 8 | Display cases | 9.21% | Tech/Econ | 85% | 1976.0816 | 0.25621 | 0.21461
Tech | College and University | Refrigeration | Display cases | TRC | Turnover | ET2610 | Refrigerated Display Case LED Lighting | Refrigerated Display Case LED Lighting | Equip | 8 | Display cases | 0% | Tech/Econ | 6.613% | 0 | 0 | 0
Tech | College and University | Refrigeration | Display cases | TRC | Turnover | ET2454 | Energy Star Commercial Solid Door Refrigerator | Energy Star Commercial Solid Door Refrigerator | Equip | 12 | Display cases | 0% | Tech/Econ | 50.28% | 0 | 0 | 0
Tech | College and University | Refrigeration | Display cases | TRC | Turnover | ET2415 | Energy Star Commercial Solid Door Freezer | Energy Star Commercial Solid Door Freezer | Equip | 12 | Display cases | 0% | Tech/Econ | 42.11% | 0 | 0 | 0
Tech | College and University | Refrigeration | Display cases | TRC | Turnover | ET2376 | Energy Star Commercial Glass Door Refrigerator | Energy Star Commercial Glass Door Refrigerator | Equip | 12 | Display cases | 0% | Tech/Econ | 37.88% | 0 | 0 | 0
Tech | College and University | Refrigeration | Display cases | TRC | Turnover | ET2337 | Energy Star Commercial Glass Door Freezer | Energy Star Commercial Glass Door Freezer | Equip | 12 | Display cases | 0% | Tech/Econ | 40.57% | 0 | 0 | 0
Tech | College and University | Refrigeration | Display cases | TRC | New | EN2636 | Refrigerated Display Case LED Lighting | Refrigerated Display Case LED Lighting | Equip | 8 | Display cases | 0% | Tech/Econ | 0% | 0 | 0 | 0
Tech | College and University | Refrigeration | Display cases | TRC | New | EN2480 | Energy Star Commercial Solid Door Refrigerator | Energy Star Commercial Solid Door Refrigerator | Equip | 12 | Display cases | 0% | Tech/Econ | 50.28% | 0 | 0 | 0
Tech | College and University | Refrigeration | Display cases | TRC | New | EN2441 | Energy Star Commercial Solid Door Freezer | Energy Star Commercial Solid Door Freezer | Equip | 12 | Display cases | 0% | Tech/Econ | 42.11% | 0 | 0 | 0
Tech | College and University | Refrigeration | Display cases | TRC | New | EN2402 | Energy Star Commercial Glass Door Refrigerator | Energy Star Commercial Glass Door Refrigerator | Equip | 12 | Display cases | 0% | Tech/Econ | 37.88% | 0 | 0 | 0
Tech | College and University | Refrigeration | Display cases | TRC | New | EN2363 | Energy Star Commercial Glass Door Freezer | Energy Star Commercial Glass Door Freezer | Equip | 12 | Display cases | 0% | Tech/Econ | 40.57% | 0 | 0 | 0
Tech | College and University | Cooking | Cooking Other | TRC | Turnover | ET3 | Efficient Exhaust Hood | Efficient Exhaust Hood | Equip | 15 | Cooking Other | 10.93% | Tech/Econ | 42.5% | 8154.8723 | 1.7828 | 0.69975
Tech | College and University | Cooking | Cooking Other | TRC | Turnover | ET237 | Induction Cooktops | Induction Cooktops | Equip | 10 | Cooking Other | 4.728% | Tech/Econ | 18.82% | 1490.3621 | 0.32136 | 0.13233
Tech | College and University | Cooking | Cooking Other | TRC | Turnover | ET159 | Energy Star Hot Food Holding Cabinet | Energy Star Hot Food Holding Cabinet | Equip | 12 | Cooking Other | 26.95% | Tech/Econ | 52.67% | 29048.6301 | 5.3497 | 2.5885
Tech | College and University | Cooking | Cooking Other | TRC | Turnover | ET120 | Energy Star Griddle | Energy Star Griddle | Equip | 12 | Cooking Other | 41% | Tech/Econ | 12.08% | 8217.9813 | 1.3579 | 0.34752
Tech | College and University | Cooking | Cooking Other | TRC | New | EN29 | Efficient Exhaust Hood | Efficient Exhaust Hood | Equip | 15 | Cooking Other | 10.93% | Tech/Econ | 42.5% | 60.7959 | 0.013291 | 0.0052168
Tech | College and University | Cooking | Cooking Other | TRC | New | EN263 | Induction Cooktops | Induction Cooktops | Equip | 10 | Cooking Other | 4.728% | Tech/Econ | 18.82% | 11.1109 | 0.0023958 | 0.00098651
Tech | College and University | Cooking | Cooking Other | TRC | New | EN185 | Energy Star Hot Food Holding Cabinet | Energy Star Hot Food Holding Cabinet | Equip | 12 | Cooking Other | 26.95% | Tech/Econ | 52.67% | 216.5624 | 0.039883 | 0.019298
Tech | College and University | Cooking | Cooking Other | TRC | New | EN146 | Energy Star Griddle | Energy Star Griddle | Equip | 12 | Cooking Other | 41% | Tech/Econ | 12.08% | 61.2664 | 0.010123 | 0.0025909
Tech | College and University | Office Equipment | Computers | TRC | New | NN4586 | Smart Strip Plug Outlet | Smart Strip Plug Outlet | NonEquip | 4 |  | 43.9% | Tech/Econ | 1.187% | 82.2161 | 0.012225 | 0.0084962
Tech | College and University | Office Equipment | Computers | TRC | New | NN4560 | Network PC Power Management | Network PC Power Management | NonEquip | 5 | Computers | 22.4% | Tech/Econ | 56.5% | 2694.6373 | 0.36207 | 0.31259
Tech | College and University | Office Equipment | Computers | TRC | Existing | NE4573 | Smart Strip Plug Outlet | Smart Strip Plug Outlet | NonEquip | 4 |  | 43.9% | Tech/Econ | 1.187% | 11028.0728 | 1.6398 | 1.1396
Tech | College and University | Office Equipment | Computers | TRC | Existing | NE4547 | Network PC Power Management | Network PC Power Management | NonEquip | 5 | Computers | 22.4% | Tech/Econ | 56.5% | 361445.5418 | 48.567 | 41.9292
Tech | College and University | Office Equipment | Computers | TRC | Turnover | ET2181 | Energy Star PCs | Energy Star PCs | Equip | 4 | Computers | 35% | Tech/Econ | 43.34% | 378479.2049 | 72.6323 | 72.6323
Tech | College and University | Office Equipment | Computers | TRC | New | EN2207 | Energy Star PCs | Energy Star PCs | Equip | 4 | Computers | 35% | Tech/Econ | 43.34% | 2821.6261 | 0.54149 | 0.54149
Tech | College and University | Domestic Hot Water | Centralized water heaters | TRC | New | NN5418 | Retro-Commissioning | Retro-Commissioning | NonEquip | 5 |  | 0% | Tech/Econ | 16% | 0 | 0 | 0
Tech | College and University | Domestic Hot Water | Centralized water heaters | TRC | New | NN2922 | Thermostatic Shower Restriction Valve | Thermostatic Shower Restriction Valve | NonEquip | 10 | Centralized water heaters | 0% | Tech/Econ | 20.22% | 0 | 0 | 0
Tech | College and University | Domestic Hot Water | Centralized water heaters | TRC | New | NN2896 | Tank Wrap on Water Heater | Tank Wrap on Water Heater | NonEquip | 7 | Centralized water heaters | 0% | Tech/Econ | 1.526% | 0 | 0 | 0
Tech | College and University | Domestic Hot Water | Centralized water heaters | TRC | New | NN2870 | Low-Flow Pre-Rinse Sprayers | Low-Flow Pre-Rinse Sprayers | NonEquip | 5 | Centralized water heaters | 27.37% | Tech/Econ | 1.372% | 0 | 0 | 0
Tech | College and University | Domestic Hot Water | Centralized water heaters | TRC | New | NN2844 | Low Flow Shower Head | Low Flow Shower Head | NonEquip | 10 | Centralized water heaters | 74.65% | Tech/Econ | 4.097% | 0 | 0 | 0
Tech | College and University | Domestic Hot Water | Centralized water heaters | TRC | New | NN2818 | Hot Water Pipe Insulation | Hot Water Pipe Insulation | NonEquip | 13 | Centralized water heaters | 22.45% | Tech/Econ | 8.194% | 5.4656 | 0.00062392 | 0.00062392
Tech | College and University | Domestic Hot Water | Centralized water heaters | TRC | New | NN2792 | Hot Water Circulation Pump Control | Hot Water Circulation Pump Control | NonEquip | 15 | Centralized water heaters | 0% | Tech/Econ | 3.935% | 0 | 0 | 0
Tech | College and University | Domestic Hot Water | Centralized water heaters | TRC | New | NN2766 | Faucet Aerator | Faucet Aerator | NonEquip | 10 | Centralized water heaters | 23.64% | Tech/Econ | 1.682% | 0 | 0 | 0
Tech | College and University | Domestic Hot Water | Centralized water heaters | TRC | New | NN2740 | Drain Water Heat Recovery | Drain Water Heat Recovery | NonEquip | 15 | Centralized water heaters | 22.45% | Tech/Econ | 12.27% | 218.3098 | 0.022293 | 0.04948
Tech | College and University | Domestic Hot Water | Centralized water heaters | TRC | Existing | NE5405 | Retro-Commissioning | Retro-Commissioning | NonEquip | 5 |  | 21.99% | Tech/Econ | 16% | 31987.428 | 13.4875 | 0.15495
Tech | College and University | Domestic Hot Water | Centralized water heaters | TRC | Existing | NE2909 | Thermostatic Shower Restriction Valve | Thermostatic Shower Restriction Valve | NonEquip | 10 | Centralized water heaters | 74.65% | Tech/Econ | 19.34% | 153440.5085 | 10.7653 | 56.4772
Tech | College and University | Domestic Hot Water | Centralized water heaters | TRC | Existing | NE2883 | Tank Wrap on Water Heater | Tank Wrap on Water Heater | NonEquip | 7 | Centralized water heaters | 0% | Tech/Econ | 1.526% | 0 | 0 | 0
Tech | College and University | Domestic Hot Water | Centralized water heaters | TRC | Existing | NE2857 | Low-Flow Pre-Rinse Sprayers | Low-Flow Pre-Rinse Sprayers | NonEquip | 5 | Centralized water heaters | 27.37% | Tech/Econ | 1.308% | 2937.452 | 0.27081 | 0.70791
Tech | College and University | Domestic Hot Water | Centralized water heaters | TRC | Existing | NE2831 | Low Flow Shower Head | Low Flow Shower Head | NonEquip | 10 | Centralized water heaters | 74.65% | Tech/Econ | 3.919% | 25493.2105 | 1.7886 | 9.3833
Tech | College and University | Domestic Hot Water | Centralized water heaters | TRC | Existing | NE2805 | Hot Water Pipe Insulation | Hot Water Pipe Insulation | NonEquip | 13 | Centralized water heaters | 4.299% | Tech/Econ | 7.839% | 2946.3635 | 0.33634 | 0.33634
Tech | College and University | Domestic Hot Water | Centralized water heaters | TRC | Existing | NE2779 | Hot Water Circulation Pump Control | Hot Water Circulation Pump Control | NonEquip | 15 | Centralized water heaters | 70.18% | Tech/Econ | 3.765% | 22346.188 | 2.7828 | 2.7828
Tech | College and University | Domestic Hot Water | Centralized water heaters | TRC | Existing | NE2753 | Faucet Aerator | Faucet Aerator | NonEquip | 10 | Centralized water heaters | 23.64% | Tech/Econ | 1.609% | 3133.2345 | 0.28886 | 0.75509
Tech | College and University | Domestic Hot Water | Centralized water heaters | TRC | Existing | NE2727 | Drain Water Heat Recovery | Drain Water Heat Recovery | NonEquip | 15 | Centralized water heaters | 2.67% | Tech/Econ | 12.27% | 2874.3897 | 0.29352 | 0.65148
Tech | College and University | Domestic Hot Water | Centralized water heaters | TRC | Turnover | ET432 | Solar Water Heater | Solar Water Heater | Equip | 15 | Centralized water heaters | 18.91% | Tech/Econ | 76.67% | 241915.5669 | 18.0812 | 2.5385
Tech | College and University | Domestic Hot Water | Centralized water heaters | TRC | Turnover | ET354 | Heat Pump Water Heater | Heat Pump Water Heater | Equip | 10 | Centralized water heaters | 28.07% | Tech/Econ | 65.32% | 261534.9107 | 13.9111 | 75.2517
Tech | College and University | Domestic Hot Water | Centralized water heaters | TRC | Turnover | ET276 | Energy Star Commercial Dishwasher | Energy Star Commercial Dishwasher | Equip | 15 | Centralized water heaters | 29.7% | Tech/Econ | 29.58% | 102355.3563 | 7.4271 | -0.00079018
Tech | College and University | Domestic Hot Water | Centralized water heaters | TRC | New | EN458 | Solar Water Heater | Solar Water Heater | Equip | 15 | Centralized water heaters | 18.91% | Tech/Econ | 76.67% | 1803.5213 | 0.1348 | 0.018925
Tech | College and University | Domestic Hot Water | Centralized water heaters | TRC | New | EN380 | Heat Pump Water Heater | Heat Pump Water Heater | Equip | 10 | Centralized water heaters | 28.07% | Tech/Econ | 65.32% | 1949.7868 | 0.10371 | 0.56101
Tech | College and University | Domestic Hot Water | Centralized water heaters | TRC | New | EN302 | Energy Star Commercial Dishwasher | Energy Star Commercial Dishwasher | Equip | 15 | Centralized water heaters | 29.7% | Tech/Econ | 29.58% | 763.0764 | 0.05537 | -5.8909e-06
Tech | College and University | Space Cooling | Central chillers inside | TRC | New | NN5366 | Retro-Commissioning | Retro-Commissioning | NonEquip | 5 |  | 0% | Tech/Econ | 16% | 0 | 0 | 0
Tech | College and University | Space Cooling | Central chillers inside | TRC | New | NN4378 | Window Sun Protection | Window Sun Protection | NonEquip | 10 |  | 15.35% | Tech/Econ | 16% | 129.8064 | 0.040418 | -0.0022771
Tech | College and University | Space Cooling | Central chillers inside | TRC | New | NN4352 | Waterside Economizer | Waterside Economizer | NonEquip | 20 |  | 17.02% | Tech/Econ | 5.556% | 0 | 0 | 0
Tech | College and University | Space Cooling | Central chillers inside | TRC | New | NN4144 | Smart Thermostat | Smart Thermostat | NonEquip | 11 |  | 45.33% | Tech/Econ | 10% | 0 | 0 | 0
Tech | College and University | Space Cooling | Central chillers inside | TRC | New | NN4040 | Programmable Thermostat | Programmable Thermostat | NonEquip | 11 |  | 0% | Tech/Econ | 3.6% | 0 | 0 | 0
Tech | College and University | Space Cooling | Central chillers inside | TRC | New | NN3988 | Low U-Value Windows | Low U-Value Windows | NonEquip | 20 |  | 26.88% | Tech/Econ | 10% | 43.4409 | 0.016147 | 0
Tech | College and University | Space Cooling | Central chillers inside | TRC | New | NN3910 | HVAC tune-up_RTU | HVAC tune-up_RTU | NonEquip | 5 | Packaged air conditioning units (RTUs) | 0% | Tech/Econ | 5% | 0 | 0 | 0
Tech | College and University | Space Cooling | Central chillers inside | TRC | New | NN3884 | HVAC tune-up | HVAC tune-up | NonEquip | 5 | Residential-type central air conditioners | 0% | Tech/Econ | 5% | 0 | 0 | 0
Tech | College and University | Space Cooling | Central chillers inside | TRC | New | NN3806 | Green Roof | Green Roof | NonEquip | 15 |  | 0.63% | Tech/Econ | 1.451% | 0 | 0 | 0
Tech | College and University | Space Cooling | Central chillers inside | TRC | New | NN3676 | Facility Energy Management System | Facility Energy Management System | NonEquip | 15 |  | 4.276% | Tech/Econ | 20% | 51.5026 | 0.0076246 | 0
Tech | College and University | Space Cooling | Central chillers inside | TRC | New | NN3624 | Facility Commissioning | Facility Commissioning | NonEquip | 10 |  | 71.67% | Tech/Econ | 16% | 684.6766 | 0.1033 | 0.019382
Tech | College and University | Space Cooling | Central chillers inside | TRC | New | NN3598 | Energy Recovery Ventilation System (ERV) | Energy Recovery Ventilation System (ERV) | NonEquip | 15 | Packaged air conditioning units (RTUs) | 0% | Tech/Econ | 10.24% | 0 | 0 | 0
Tech | College and University | Space Cooling | Central chillers inside | TRC | New | NN3520 | Duct Sealing Repair | Duct Sealing Repair | NonEquip | 15 |  | 0% | Tech/Econ | 12% | 0 | 0 | 0
Tech | College and University | Space Cooling | Central chillers inside | TRC | New | NN3468 | Duct Insulation | Duct Insulation | NonEquip | 15 |  | 0% | Tech/Econ | 2.045% | 0 | 0 | 0
Tech | College and University | Space Cooling | Central chillers inside | TRC | New | NN3416 | Dedicated Outdoor Air System on VRF unit | Dedicated Outdoor Air System on VRF unit | NonEquip | 15 | Residential-type central air conditioners | 0% | Tech/Econ | 17.5% | 0 | 0 | 0
Tech | College and University | Space Cooling | Central chillers inside | TRC | New | NN3364 | Cool Roof | Cool Roof | NonEquip | 15 |  | 72.18% | Tech/Econ | 1.862% | 0 | 0 | 0
Tech | College and University | Space Cooling | Central chillers inside | TRC | New | NN3312 | Chilled Water System - Variable Speed Drives | Chilled Water System - Variable Speed Drives | NonEquip | 13 | Central chillers inside | 73.99% | Tech/Econ | 24.74% | 1349.3883 | 0.12551 | 0.028528
Tech | College and University | Space Cooling | Central chillers inside | TRC | New | NN3286 | Chilled Water Controls Optimization | Chilled Water Controls Optimization | NonEquip | 10 | Central chillers inside | 34.04% | Tech/Econ | 12.5% | 167.652 | 0.032113 | 0.0034806
Tech | College and University | Space Cooling | Central chillers inside | TRC | New | NN3208 | Ceiling Insulation(R2 to R38) | Ceiling Insulation(R2 to R38) | NonEquip | 20 |  | 0% | Tech/Econ | 17.08% | 0 | 0 | 0
Tech | College and University | Space Cooling | Central chillers inside | TRC | New | NN3104 | Ceiling Insulation(R12 to R38) | Ceiling Insulation(R12 to R38) | NonEquip | 20 |  | 0% | Tech/Econ | 2.056% | 0 | 0 | 0
Tech | College and University | Space Cooling | Central chillers inside | TRC | New | NN3052 | Airside Economizer | Airside Economizer | NonEquip | 10 | Packaged air conditioning units (RTUs) | 0% | Tech/Econ | 5.556% | 0 | 0 | 0
Tech | College and University | Space Cooling | Central chillers inside | TRC | Existing | NE5353 | Retro-Commissioning | Retro-Commissioning | NonEquip | 5 |  | 21.99% | Tech/Econ | 16% | 22758.6356 | 9.5962 | 0
Tech | College and University | Space Cooling | Central chillers inside | TRC | Existing | NE4365 | Window Sun Protection | Window Sun Protection | NonEquip | 10 |  | 15.68% | Tech/Econ | 16% | 19233.4613 | 5.9887 | -0.33741
Tech | College and University | Space Cooling | Central chillers inside | TRC | Existing | NE4339 | Waterside Economizer | Waterside Economizer | NonEquip | 20 |  | 17.02% | Tech/Econ | 5.556% | 6300.7025 | 2.0841 | 0
Tech | College and University | Space Cooling | Central chillers inside | TRC | Existing | NE4209 | Wall Insulation | Wall Insulation | NonEquip | 20 |  | 0% | Tech/Econ | 18.43% | 0 | 0 | 0
Tech | College and University | Space Cooling | Central chillers inside | TRC | Existing | NE4131 | Smart Thermostat | Smart Thermostat | NonEquip | 11 |  | 45.33% | Tech/Econ | 10% | 32441.2315 | 2.7117 | 0
Tech | College and University | Space Cooling | Central chillers inside | TRC | Existing | NE4105 | Roof Insulation | Roof Insulation | NonEquip | 20 |  | 37.5% | Tech/Econ | 2.505% | 5861.5202 | 2.4242 | 0
Tech | College and University | Space Cooling | Central chillers inside | TRC | Existing | NE4027 | Programmable Thermostat | Programmable Thermostat | NonEquip | 11 |  | 0% | Tech/Econ | 3.6% | 0 | 0 | 0
Tech | College and University | Space Cooling | Central chillers inside | TRC | Existing | NE3975 | Low U-Value Windows | Low U-Value Windows | NonEquip | 20 |  | 10.75% | Tech/Econ | 46% | 48898.0052 | 18.1755 | 0
Tech | College and University | Space Cooling | Central chillers inside | TRC | Existing | NE3897 | HVAC tune-up_RTU | HVAC tune-up_RTU | NonEquip | 5 | Packaged air conditioning units (RTUs) | 0% | Tech/Econ | 5% | 0 | 0 | 0
Tech | College and University | Space Cooling | Central chillers inside | TRC | Existing | NE3871 | HVAC tune-up | HVAC tune-up | NonEquip | 5 | Residential-type central air conditioners | 0% | Tech/Econ | 5% | 0 | 0 | 0
Tech | College and University | Space Cooling | Central chillers inside | TRC | Existing | NE3793 | Green Roof | Green Roof | NonEquip | 15 |  | 0.126% | Tech/Econ | 1.451% | 11.154 | 0.0047384 | 0
Tech | College and University | Space Cooling | Central chillers inside | TRC | Existing | NE3741 | Floor Insulation | Floor Insulation | NonEquip | 20 |  | 6.749% | Tech/Econ | 0.6571% | 270.4639 | 0.11186 | 0
Tech | College and University | Space Cooling | Central chillers inside | TRC | Existing | NE3663 | Facility Energy Management System | Facility Energy Management System | NonEquip | 15 |  | 0.7167% | Tech/Econ | 20% | 1100.6326 | 0.16294 | 0
Tech | College and University | Space Cooling | Central chillers inside | TRC | Existing | NE3585 | Energy Recovery Ventilation System (ERV) | Energy Recovery Ventilation System (ERV) | NonEquip | 15 | Packaged air conditioning units (RTUs) | 0% | Tech/Econ | 10.24% | 0 | 0 | 0
Tech | College and University | Space Cooling | Central chillers inside | TRC | Existing | NE3507 | Duct Sealing Repair | Duct Sealing Repair | NonEquip | 15 |  | 0% | Tech/Econ | 12% | 0 | 0 | 0
Tech | College and University | Space Cooling | Central chillers inside | TRC | Existing | NE3455 | Duct Insulation | Duct Insulation | NonEquip | 15 |  | 0% | Tech/Econ | 2.045% | 0 | 0 | 0
Tech | College and University | Space Cooling | Central chillers inside | TRC | Existing | NE3403 | Dedicated Outdoor Air System on VRF unit | Dedicated Outdoor Air System on VRF unit | NonEquip | 15 | Residential-type central air conditioners | 0% | Tech/Econ | 17.5% | 0 | 0 | 0
Tech | College and University | Space Cooling | Central chillers inside | TRC | Existing | NE3351 | Cool Roof | Cool Roof | NonEquip | 15 |  | 72.68% | Tech/Econ | 1.862% | 8364.7803 | 3.5535 | 0
Tech | College and University | Space Cooling | Central chillers inside | TRC | Existing | NE3299 | Chilled Water System - Variable Speed Drives | Chilled Water System - Variable Speed Drives | NonEquip | 13 | Central chillers inside | 73.99% | Tech/Econ | 24.74% | 172049.6492 | 16.003 | 3.6374
Tech | College and University | Space Cooling | Central chillers inside | TRC | Existing | NE3273 | Chilled Water Controls Optimization | Chilled Water Controls Optimization | NonEquip | 10 | Central chillers inside | 34.04% | Tech/Econ | 12.5% | 31809.7455 | 6.0931 | 0.6604
Tech | College and University | Space Cooling | Central chillers inside | TRC | Existing | NE3195 | Ceiling Insulation(R2 to R38) | Ceiling Insulation(R2 to R38) | NonEquip | 20 |  | 0% | Tech/Econ | 17.08% | 0 | 0 | 0
Tech | College and University | Space Cooling | Central chillers inside | TRC | Existing | NE3143 | Ceiling Insulation(R19 to R38) | Ceiling Insulation(R19 to R38) | NonEquip | 20 |  | 0% | Tech/Econ | 0.9491% | 0 | 0 | 0
Tech | College and University | Space Cooling | Central chillers inside | TRC | Existing | NE3091 | Ceiling Insulation(R12 to R38) | Ceiling Insulation(R12 to R38) | NonEquip | 20 |  | 0% | Tech/Econ | 2.056% | 0 | 0 | 0
Tech | College and University | Space Cooling | Central chillers inside | TRC | Existing | NE3039 | Airside Economizer | Airside Economizer | NonEquip | 10 | Packaged air conditioning units (RTUs) | 0% | Tech/Econ | 5.556% | 0 | 0 | 0
Tech | College and University | Space Cooling | Central chillers inside | TRC | Turnover | ET978 | High Efficiency Chiller (Water cooled-centrifugal, 200 tons) | High Efficiency Chiller (Water cooled-centrifugal, 200 tons) | Equip | 20 | Central chillers inside | 28.37% | Tech/Econ | 4.362% | 8167.9103 | 2.6202 | 0.025796
Tech | College and University | Space Cooling | Central chillers inside | TRC | Turnover | ET900 | High Efficiency Chiller (Air Cooled, 50 tons) | High Efficiency Chiller (Air Cooled, 50 tons) | Equip | 20 | Central chillers inside | 28.37% | Tech/Econ | 8.759% | 16978.4831 | 3.9374 | 0.90821
Tech | College and University | Space Cooling | Central chillers inside | TRC | Turnover | ET1056 | High Efficiency Chiller (Water cooled-positive displacement, 100 tons) | High Efficiency Chiller (Water cooled-positive displacement, 100 tons) | Equip | 20 | Central chillers inside | 28.37% | Tech/Econ | 2.683% | 4961.1741 | 1.5915 | 0.015668
Tech | College and University | Space Cooling | Central chillers inside | TRC | New | EN926 | High Efficiency Chiller (Air Cooled, 50 tons) | High Efficiency Chiller (Air Cooled, 50 tons) | Equip | 20 | Central chillers inside | 28.37% | Tech/Econ | 8.759% | 0 | 0 | 0
Tech | College and University | Space Cooling | Central chillers inside | TRC | New | EN1082 | High Efficiency Chiller (Water cooled-positive displacement, 100 tons) | High Efficiency Chiller (Water cooled-positive displacement, 100 tons) | Equip | 20 | Central chillers inside | 28.37% | Tech/Econ | 2.683% | 0 | 0 | 0
Tech | College and University | Space Cooling | Central chillers inside | TRC | New | EN1004 | High Efficiency Chiller (Water cooled-centrifugal, 200 tons) | High Efficiency Chiller (Water cooled-centrifugal, 200 tons) | Equip | 20 | Central chillers inside | 28.37% | Tech/Econ | 4.362% | 0 | 0 | 0
Tech | College and University | Ventilation and Circulation | Central air-handling unit | TRC | New | NN5392 | Retro-Commissioning | Retro-Commissioning | NonEquip | 5 |  | 0% | Tech/Econ | 16% | 0 | 0 | 0
Tech | College and University | Ventilation and Circulation | Central air-handling unit | TRC | New | NN4976 | VAV System | VAV System | NonEquip | 10 |  | 14.18% | Tech/Econ | 30% | 3482.3777 | 0.99113 | 1.0058
Tech | College and University | Ventilation and Circulation | Central air-handling unit | TRC | New | NN4950 | Demand Controlled Ventilation | Demand Controlled Ventilation | NonEquip | 10 |  | 23.39% | Tech/Econ | 50% | 10839.1937 | 1.1285 | 6.3536
Tech | College and University | Ventilation and Circulation | Central air-handling unit | TRC | New | NN4924 | CO Sensors for Parking Garage Exhaust | CO Sensors for Parking Garage Exhaust | NonEquip | 15 | Motor/Fan | 0% | Tech/Econ | 33% | 0 | 0 | 0
Tech | College and University | Ventilation and Circulation | Central air-handling unit | TRC | Existing | NE5379 | Retro-Commissioning | Retro-Commissioning | NonEquip | 5 |  | 21.99% | Tech/Econ | 16% | 369768.9796 | 155.9135 | 1.7912
Tech | College and University | Ventilation and Circulation | Central air-handling unit | TRC | Existing | NE4963 | VAV System | VAV System | NonEquip | 10 |  | 14.18% | Tech/Econ | 30% | 467109.2094 | 132.9459 | 134.918
Tech | College and University | Ventilation and Circulation | Central air-handling unit | TRC | Existing | NE4937 | Demand Controlled Ventilation | Demand Controlled Ventilation | NonEquip | 10 |  | 23.39% | Tech/Econ | 50% | 1453916.717 | 151.374 | 852.2359
Tech | College and University | Ventilation and Circulation | Central air-handling unit | TRC | Existing | NE4911 | CO Sensors for Parking Garage Exhaust | CO Sensors for Parking Garage Exhaust | NonEquip | 15 | Motor/Fan | 0% | Tech/Econ | 33% | 0 | 0 | 0
Tech | College and University | Interior Lighting | case lighting | TRC | New | NN5262 | Retro-Commissioning | Retro-Commissioning | NonEquip | 5 |  | 0% | Tech/Econ | 16% | 0 | 0 | 0
Tech | College and University | Interior Lighting | case lighting | TRC | New | NN4430 | Interior Lighting Controls | Interior Lighting Controls | NonEquip | 8 | Overhead (fluorescent/LED/CFL U-shape) | 0% | Tech/Econ | 28% | 0 | 0 | 0
Tech | College and University | Interior Lighting | case lighting | TRC | New | NN4404 | Bi-Level Lighting Control (Interior) | Bi-Level Lighting Control (Interior) | NonEquip | 8 | Overhead (fluorescent/LED/CFL U-shape) | 0% | Tech/Econ | 31% | 0 | 0 | 0
Tech | College and University | Interior Lighting | case lighting | TRC | New | NN3702 | Facility Energy Management System | Facility Energy Management System | NonEquip | 15 |  | 4.276% | Tech/Econ | 24% | 3.1482 | 0.00046607 | 0.0004026
Tech | College and University | Interior Lighting | case lighting | TRC | Existing | NE5249 | Retro-Commissioning | Retro-Commissioning | NonEquip | 5 |  | 21.99% | Tech/Econ | 16% | 1445.2571 | 0.60939 | 0.0070012
Tech | College and University | Interior Lighting | case lighting | TRC | Existing | NE4417 | Interior Lighting Controls | Interior Lighting Controls | NonEquip | 8 | Overhead (fluorescent/LED/CFL U-shape) | 0% | Tech/Econ | 28% | 0 | 0 | 0
Tech | College and University | Interior Lighting | case lighting | TRC | Existing | NE4391 | Bi-Level Lighting Control (Interior) | Bi-Level Lighting Control (Interior) | NonEquip | 8 | Overhead (fluorescent/LED/CFL U-shape) | 0% | Tech/Econ | 31% | 0 | 0 | 0
Tech | College and University | Interior Lighting | case lighting | TRC | Existing | NE3689 | Facility Energy Management System | Facility Energy Management System | NonEquip | 15 |  | 0.7167% | Tech/Econ | 24% | 70.7788 | 0.010478 | 0.0090514
Tech | College and University | Space Heating | Boilers | TRC | New | NN5340 | Retro-Commissioning | Retro-Commissioning | NonEquip | 5 |  | 0% | Tech/Econ | 16% | 0 | 0 | 0
Tech | College and University | Space Heating | Boilers | TRC | New | NN4326 | Water Cooled Refrigeration Heat Recovery | Water Cooled Refrigeration Heat Recovery | NonEquip | 20 |  | 4.199% | Tech/Econ | 10% | 1.5246 | 0 | 0.00016557
Tech | College and University | Space Heating | Boilers | TRC | New | NN4274 | Warehouse Loading Dock Seals | Warehouse Loading Dock Seals | NonEquip | 18 |  | 0% | Tech/Econ | 0.1094% | 0 | 0 | 0
Tech | College and University | Space Heating | Boilers | TRC | New | NN4248 | Wall Insulation | Wall Insulation | NonEquip | 20 |  | 0% | Tech/Econ | 0% | 0 | 0 | 0
Tech | College and University | Space Heating | Boilers | TRC | New | NN4170 | Smart Thermostat | Smart Thermostat | NonEquip | 11 |  | 45.33% | Tech/Econ | 10% | 16.3867 | 0 | 0.00040465
Tech | College and University | Space Heating | Boilers | TRC | New | NN4092 | Roof Insulation | Roof Insulation | NonEquip | 20 |  | 37.5% | Tech/Econ | 0.4387% | 0.28303 | 0 | 6.8951e-05
Tech | College and University | Space Heating | Boilers | TRC | New | NN4066 | Programmable Thermostat | Programmable Thermostat | NonEquip | 11 |  | 0% | Tech/Econ | 3.6% | 0 | 0 | 0
Tech | College and University | Space Heating | Boilers | TRC | New | NN4014 | Low U-Value Windows | Low U-Value Windows | NonEquip | 20 |  | 26.88% | Tech/Econ | 10% | 10.0267 | 0 | 4.1672e-05
Tech | College and University | Space Heating | Boilers | TRC | New | NN3936 | Infiltration Reduction - Air Sealing | Infiltration Reduction - Air Sealing | NonEquip | 11 |  | 0% | Tech/Econ | 0.0547% | 0 | 0 | 0
Tech | College and University | Space Heating | Boilers | TRC | New | NN3858 | Hotel Card Energy Control Systems | Hotel Card Energy Control Systems | NonEquip | 15 |  | 0% | Tech/Econ | 0% | 0 | 0 | 0
Tech | College and University | Space Heating | Boilers | TRC | New | NN3780 | Green Roof | Green Roof | NonEquip | 15 |  | 0.63% | Tech/Econ | 0.678% | 0.014743 | 0 | 0
Tech | College and University | Space Heating | Boilers | TRC | New | NN3728 | Floor Insulation | Floor Insulation | NonEquip | 20 |  | 16.87% | Tech/Econ | 0.2302% | 0 | 0 | 0
Tech | College and University | Space Heating | Boilers | TRC | New | NN3650 | Facility Energy Management System | Facility Energy Management System | NonEquip | 15 |  | 4.276% | Tech/Econ | 20% | 3.218 | 0 | 0.00041153
Tech | College and University | Space Heating | Boilers | TRC | New | NN3572 | ECM Motors on Furnaces | ECM Motors on Furnaces | NonEquip | 15 | Forced air furnace | 0% | Tech/Econ | 1.706% | 0 | 0 | 0
Tech | College and University | Space Heating | Boilers | TRC | New | NN3546 | Duct Sealing Repair | Duct Sealing Repair | NonEquip | 15 |  | 0% | Tech/Econ | 12% | 0 | 0 | 0
Tech | College and University | Space Heating | Boilers | TRC | New | NN3494 | Duct Insulation | Duct Insulation | NonEquip | 15 |  | 0% | Tech/Econ | 2.045% | 0 | 0 | 0
Tech | College and University | Space Heating | Boilers | TRC | New | NN3442 | Destratification Fans | Destratification Fans | NonEquip | 10 |  | 0% | Tech/Econ | 15.61% | 0 | 0 | 0
Tech | College and University | Space Heating | Boilers | TRC | New | NN3390 | Dedicated Outdoor Air System on VRF unit | Dedicated Outdoor Air System on VRF unit | NonEquip | 15 | Residential/split system heat pump | 0% | Tech/Econ | 10% | 0 | 0 | 0
Tech | College and University | Space Heating | Boilers | TRC | New | NN3338 | Cool Roof | Cool Roof | NonEquip | 15 |  | 72.18% | Tech/Econ | 0.2437% | 0 | 0 | 0
Tech | College and University | Space Heating | Boilers | TRC | New | NN3234 | Ceiling Insulation(R30 to R38) | Ceiling Insulation(R30 to R38) | NonEquip | 20 |  | 0% | Tech/Econ | 0.08867% | 0 | 0 | 0
Tech | College and University | Space Heating | Boilers | TRC | New | NN3182 | Ceiling Insulation(R2 to R38) | Ceiling Insulation(R2 to R38) | NonEquip | 20 |  | 0% | Tech/Econ | 5.985% | 0 | 0 | 0
Tech | College and University | Space Heating | Boilers | TRC | New | NN3130 | Ceiling Insulation(R19 to R38) | Ceiling Insulation(R19 to R38) | NonEquip | 20 |  | 0% | Tech/Econ | 0.3325% | 0 | 0 | 0
Tech | College and University | Space Heating | Boilers | TRC | New | NN3078 | Ceiling Insulation(R12 to R38) | Ceiling Insulation(R12 to R38) | NonEquip | 20 |  | 0% | Tech/Econ | 0.7205% | 0 | 0 | 0
Tech | College and University | Space Heating | Boilers | TRC | New | NN3000 | Air Curtains | Air Curtains | NonEquip | 8 |  | 28.37% | Tech/Econ | 0.1737% | 0 | 0 | 0
Tech | College and University | Space Heating | Boilers | TRC | Existing | NE5327 | Retro-Commissioning | Retro-Commissioning | NonEquip | 5 |  | 21.99% | Tech/Econ | 16% | 1685.5854 | 0 | 0.0081654
Tech | College and University | Space Heating | Boilers | TRC | Existing | NE4313 | Water Cooled Refrigeration Heat Recovery | Water Cooled Refrigeration Heat Recovery | NonEquip | 20 |  | 55.99% | Tech/Econ | 10% | 2588.1219 | 0 | 0.28108
Tech | College and University | Space Heating | Boilers | TRC | Existing | NE4261 | Warehouse Loading Dock Seals | Warehouse Loading Dock Seals | NonEquip | 18 |  | 0% | Tech/Econ | 0.1207% | 0 | 0 | 0
Tech | College and University | Space Heating | Boilers | TRC | Existing | NE4235 | Wall Insulation | Wall Insulation | NonEquip | 20 |  | 0% | Tech/Econ | 1.04% | 0 | 0 | 0
Tech | College and University | Space Heating | Boilers | TRC | Existing | NE4157 | Smart Thermostat | Smart Thermostat | NonEquip | 11 |  | 45.33% | Tech/Econ | 10% | 1977.8661 | 0 | 0.048841
Tech | College and University | Space Heating | Boilers | TRC | Existing | NE4079 | Roof Insulation | Roof Insulation | NonEquip | 20 |  | 37.5% | Tech/Econ | 0.9683% | 151.2555 | 0 | 0.036848
Tech | College and University | Space Heating | Boilers | TRC | Existing | NE4053 | Programmable Thermostat | Programmable Thermostat | NonEquip | 11 |  | 0% | Tech/Econ | 3.6% | 0 | 0 | 0
Tech | College and University | Space Heating | Boilers | TRC | Existing | NE4001 | Low U-Value Windows | Low U-Value Windows | NonEquip | 20 |  | 10.75% | Tech/Econ | 46% | 2496.0163 | 0 | 0.010374
Tech | College and University | Space Heating | Boilers | TRC | Existing | NE3923 | Infiltration Reduction - Air Sealing | Infiltration Reduction - Air Sealing | NonEquip | 11 |  | 0% | Tech/Econ | 0.06036% | 0 | 0 | 0
Tech | College and University | Space Heating | Boilers | TRC | Existing | NE3845 | Hotel Card Energy Control Systems | Hotel Card Energy Control Systems | NonEquip | 15 |  | 0% | Tech/Econ | 0% | 0 | 0 | 0
Tech | College and University | Space Heating | Boilers | TRC | Existing | NE3767 | Green Roof | Green Roof | NonEquip | 15 |  | 0.126% | Tech/Econ | 0.7482% | 0.39128 | 0 | 0
Tech | College and University | Space Heating | Boilers | TRC | Existing | NE3715 | Floor Insulation | Floor Insulation | NonEquip | 20 |  | 6.749% | Tech/Econ | 0.254% | 7.1023 | 0 | 0.0017302
Tech | College and University | Space Heating | Boilers | TRC | Existing | NE3637 | Facility Energy Management System | Facility Energy Management System | NonEquip | 15 |  | 0.7167% | Tech/Econ | 20% | 68.7706 | 0 | 0.0087946
Tech | College and University | Space Heating | Boilers | TRC | Existing | NE3559 | ECM Motors on Furnaces | ECM Motors on Furnaces | NonEquip | 15 | Forced air furnace | 0% | Tech/Econ | 1.706% | 0 | 0 | 0
Tech | College and University | Space Heating | Boilers | TRC | Existing | NE3533 | Duct Sealing Repair | Duct Sealing Repair | NonEquip | 15 |  | 0% | Tech/Econ | 12% | 0 | 0 | 0
Tech | College and University | Space Heating | Boilers | TRC | Existing | NE3481 | Duct Insulation | Duct Insulation | NonEquip | 15 |  | 0% | Tech/Econ | 2.045% | 0 | 0 | 0
Tech | College and University | Space Heating | Boilers | TRC | Existing | NE3429 | Destratification Fans | Destratification Fans | NonEquip | 10 |  | 0% | Tech/Econ | 15.61% | 0 | 0 | 0
Tech | College and University | Space Heating | Boilers | TRC | Existing | NE3377 | Dedicated Outdoor Air System on VRF unit | Dedicated Outdoor Air System on VRF unit | NonEquip | 15 | Residential/split system heat pump | 0% | Tech/Econ | 10% | 0 | 0 | 0
Tech | College and University | Space Heating | Boilers | TRC | Existing | NE3325 | Cool Roof | Cool Roof | NonEquip | 15 |  | 72.68% | Tech/Econ | 0.2689% | 81.1327 | 0 | 0
Tech | College and University | Space Heating | Boilers | TRC | Existing | NE3221 | Ceiling Insulation(R30 to R38) | Ceiling Insulation(R30 to R38) | NonEquip | 20 |  | 0% | Tech/Econ | 0.09785% | 0 | 0 | 0
Tech | College and University | Space Heating | Boilers | TRC | Existing | NE3169 | Ceiling Insulation(R2 to R38) | Ceiling Insulation(R2 to R38) | NonEquip | 20 |  | 0% | Tech/Econ | 6.605% | 0 | 0 | 0
Tech | College and University | Space Heating | Boilers | TRC | Existing | NE3117 | Ceiling Insulation(R19 to R38) | Ceiling Insulation(R19 to R38) | NonEquip | 20 |  | 0% | Tech/Econ | 0.3669% | 0 | 0 | 0
Tech | College and University | Space Heating | Boilers | TRC | Existing | NE3065 | Ceiling Insulation(R12 to R38) | Ceiling Insulation(R12 to R38) | NonEquip | 20 |  | 0% | Tech/Econ | 0.795% | 0 | 0 | 0
Tech | College and University | Space Heating | Boilers | TRC | Existing | NE2987 | Air Curtains | Air Curtains | NonEquip | 8 |  | 33.45% | Tech/Econ | 0.1737% | 24.0588 | 0 | 0.0026128
Tech | College and University | Domestic Hot Water | "Point-of-Use" water heaters | TRC | New | NN5418 | Retro-Commissioning | Retro-Commissioning | NonEquip | 5 |  | 0% | Tech/Econ | 16% | 0 | 0 | 0
Tech | College and University | Domestic Hot Water | "Point-of-Use" water heaters | TRC | New | NN2922 | Thermostatic Shower Restriction Valve | Thermostatic Shower Restriction Valve | NonEquip | 10 | Centralized water heaters | 0% | Tech/Econ | 20.22% | 0 | 0 | 0
Tech | College and University | Domestic Hot Water | "Point-of-Use" water heaters | TRC | New | NN2896 | Tank Wrap on Water Heater | Tank Wrap on Water Heater | NonEquip | 7 | Centralized water heaters | 0% | Tech/Econ | 1.526% | 0 | 0 | 0
Tech | College and University | Domestic Hot Water | "Point-of-Use" water heaters | TRC | New | NN2870 | Low-Flow Pre-Rinse Sprayers | Low-Flow Pre-Rinse Sprayers | NonEquip | 5 | Centralized water heaters | 0% | Tech/Econ | 1.372% | 0 | 0 | 0
Tech | College and University | Domestic Hot Water | "Point-of-Use" water heaters | TRC | New | NN2844 | Low Flow Shower Head | Low Flow Shower Head | NonEquip | 10 | Centralized water heaters | 0% | Tech/Econ | 4.097% | 0 | 0 | 0
Tech | College and University | Domestic Hot Water | "Point-of-Use" water heaters | TRC | New | NN2818 | Hot Water Pipe Insulation | Hot Water Pipe Insulation | NonEquip | 13 | Centralized water heaters | 0% | Tech/Econ | 8.194% | 0 | 0 | 0
Tech | College and University | Domestic Hot Water | "Point-of-Use" water heaters | TRC | New | NN2792 | Hot Water Circulation Pump Control | Hot Water Circulation Pump Control | NonEquip | 15 | Centralized water heaters | 0% | Tech/Econ | 3.935% | 0 | 0 | 0
Tech | College and University | Domestic Hot Water | "Point-of-Use" water heaters | TRC | New | NN2766 | Faucet Aerator | Faucet Aerator | NonEquip | 10 | Centralized water heaters | 0% | Tech/Econ | 1.682% | 0 | 0 | 0
Tech | College and University | Domestic Hot Water | "Point-of-Use" water heaters | TRC | New | NN2740 | Drain Water Heat Recovery | Drain Water Heat Recovery | NonEquip | 15 | Centralized water heaters | 0% | Tech/Econ | 12.27% | 0 | 0 | 0
Tech | College and University | Domestic Hot Water | "Point-of-Use" water heaters | TRC | Existing | NE5405 | Retro-Commissioning | Retro-Commissioning | NonEquip | 5 |  | 21.99% | Tech/Econ | 16% | 4160.2806 | 1.7542 | 0.020153
Tech | College and University | Domestic Hot Water | "Point-of-Use" water heaters | TRC | Existing | NE2909 | Thermostatic Shower Restriction Valve | Thermostatic Shower Restriction Valve | NonEquip | 10 | Centralized water heaters | 0% | Tech/Econ | 19.34% | 0 | 0 | 0
Tech | College and University | Domestic Hot Water | "Point-of-Use" water heaters | TRC | Existing | NE2883 | Tank Wrap on Water Heater | Tank Wrap on Water Heater | NonEquip | 7 | Centralized water heaters | 0% | Tech/Econ | 1.526% | 0 | 0 | 0
Tech | College and University | Domestic Hot Water | "Point-of-Use" water heaters | TRC | Existing | NE2857 | Low-Flow Pre-Rinse Sprayers | Low-Flow Pre-Rinse Sprayers | NonEquip | 5 | Centralized water heaters | 0% | Tech/Econ | 1.308% | 0 | 0 | 0
Tech | College and University | Domestic Hot Water | "Point-of-Use" water heaters | TRC | Existing | NE2831 | Low Flow Shower Head | Low Flow Shower Head | NonEquip | 10 | Centralized water heaters | 0% | Tech/Econ | 3.919% | 0 | 0 | 0
Tech | College and University | Domestic Hot Water | "Point-of-Use" water heaters | TRC | Existing | NE2805 | Hot Water Pipe Insulation | Hot Water Pipe Insulation | NonEquip | 13 | Centralized water heaters | 0% | Tech/Econ | 7.839% | 0 | 0 | 0
Tech | College and University | Domestic Hot Water | "Point-of-Use" water heaters | TRC | Existing | NE2779 | Hot Water Circulation Pump Control | Hot Water Circulation Pump Control | NonEquip | 15 | Centralized water heaters | 0% | Tech/Econ | 3.765% | 0 | 0 | 0
Tech | College and University | Domestic Hot Water | "Point-of-Use" water heaters | TRC | Existing | NE2753 | Faucet Aerator | Faucet Aerator | NonEquip | 10 | Centralized water heaters | 0% | Tech/Econ | 1.609% | 0 | 0 | 0
Tech | College and University | Domestic Hot Water | "Point-of-Use" water heaters | TRC | Existing | NE2727 | Drain Water Heat Recovery | Drain Water Heat Recovery | NonEquip | 15 | Centralized water heaters | 0% | Tech/Econ | 12.27% | 0 | 0 | 0
Tech | College and University | Domestic Hot Water | "Point-of-Use" water heaters | TRC | Turnover | ET393 | Instantaneous Hot Water System | Instantaneous Hot Water System | Equip | 20 | "Point-of-Use" water heaters | 94.56% | Tech/Econ | 5.847% | 6920.586 | 0.65397 | 1.5774
Tech | College and University | Domestic Hot Water | "Point-of-Use" water heaters | TRC | Turnover | ET315 | Energy Star Commercial Dishwasher | Energy Star Commercial Dishwasher | Equip | 15 | "Point-of-Use" water heaters | 29.7% | Tech/Econ | 29.42% | 11982.3295 | 0.86945 | -9.2503e-05
Tech | College and University | Domestic Hot Water | "Point-of-Use" water heaters | TRC | New | EN419 | Instantaneous Hot Water System | Instantaneous Hot Water System | Equip | 20 | "Point-of-Use" water heaters | 94.56% | Tech/Econ | 5.847% | 38.3561 | 0.0036245 | 0.0087423
Tech | College and University | Domestic Hot Water | "Point-of-Use" water heaters | TRC | New | EN341 | Energy Star Commercial Dishwasher | Energy Star Commercial Dishwasher | Equip | 15 | "Point-of-Use" water heaters | 29.7% | Tech/Econ | 29.42% | 89.3303 | 0.0064819 | -6.8962e-07
Tech | Grocery | Refrigeration | Walk-in cooler | TRC | New | NN5315 | Retro-Commissioning | Retro-Commissioning | NonEquip | 5 |  | 0% | Tech/Econ | 16% | 0 | 0 | 0
Tech | Grocery | Refrigeration | Walk-in cooler | TRC | New | NN4899 | Strip Curtains for Walk-ins | Strip Curtains for Walk-ins | NonEquip | 4 | Walk-in cooler | 19.91% | Tech/Econ | 2.115% | 0 | 0 | 0
Tech | Grocery | Refrigeration | Walk-in cooler | TRC | New | NN4873 | Refrigerated Display Case Lighting Controls | Refrigerated Display Case Lighting Controls | NonEquip | 8 | Display cases | 0% | Tech/Econ | 0.9365% | 0 | 0 | 0
Tech | Grocery | Refrigeration | Walk-in cooler | TRC | New | NN4847 | PSC to ECM Evaporator Fan Motor (Walk-In, Refrigerator) | PSC to ECM Evaporator Fan Motor (Walk-In, Refrigerator) | NonEquip | 15 | Walk-in cooler | 68.68% | Tech/Econ | 37.5% | 45427.514 | 6.3227 | 0.57921
Tech | Grocery | Refrigeration | Walk-in cooler | TRC | New | NN4821 | PSC to ECM Evaporator Fan Motor (Reach-In) | PSC to ECM Evaporator Fan Motor (Reach-In) | NonEquip | 15 | Display cases | 0% | Tech/Econ | 37.5% | 0 | 0 | 0
Tech | Grocery | Refrigeration | Walk-in cooler | TRC | New | NN4795 | Night Covers for Display Cases | Night Covers for Display Cases | NonEquip | 5 | Display cases | 0% | Tech/Econ | 1.877% | 0 | 0 | 0
Tech | Grocery | Refrigeration | Walk-in cooler | TRC | New | NN4769 | High R-Value Glass Doors | High R-Value Glass Doors | NonEquip | 12 | Display cases | 0% | Tech/Econ | 0% | 0 | 0 | 0
Tech | Grocery | Refrigeration | Walk-in cooler | TRC | New | NN4743 | High Efficiency Refrigeration Compressor | High Efficiency Refrigeration Compressor | NonEquip | 13 | Display cases | 0% | Tech/Econ | 6.922% | 0 | 0 | 0
Tech | Grocery | Refrigeration | Walk-in cooler | TRC | New | NN4717 | Freezer-Cooler Replacement Gaskets | Freezer-Cooler Replacement Gaskets | NonEquip | 4 | Display cases | 0% | Tech/Econ | 0% | 0 | 0 | 0
Tech | Grocery | Refrigeration | Walk-in cooler | TRC | New | NN4691 | Floating Head Pressure Controls | Floating Head Pressure Controls | NonEquip | 15 |  | 0% | Tech/Econ | 6.05% | 0 | 0 | 0
Tech | Grocery | Refrigeration | Walk-in cooler | TRC | New | NN4665 | Demand Defrost | Demand Defrost | NonEquip | 10 | Walk-in cooler | 0% | Tech/Econ | 30% | 0 | 0 | 0
Tech | Grocery | Refrigeration | Walk-in cooler | TRC | New | NN4639 | Automatic Door Closer for Walk-in Coolers and Freezers | Automatic Door Closer for Walk-in Coolers and Freezers | NonEquip | 8 | Walk-in cooler | 55.99% | Tech/Econ | 3.131% | 1283.9198 | 0.17839 | 0.03977
Tech | Grocery | Refrigeration | Walk-in cooler | TRC | New | NN4613 | Anti-Sweat Controls | Anti-Sweat Controls | NonEquip | 8 | Display cases | 0% | Tech/Econ | 85% | 0 | 0 | 0
Tech | Grocery | Refrigeration | Walk-in cooler | TRC | Existing | NE5302 | Retro-Commissioning | Retro-Commissioning | NonEquip | 5 |  | 21.99% | Tech/Econ | 16% | 369523.4667 | 114.0891 | 221.0593
Tech | Grocery | Refrigeration | Walk-in cooler | TRC | Existing | NE4886 | Strip Curtains for Walk-ins | Strip Curtains for Walk-ins | NonEquip | 4 | Walk-in cooler | 19.91% | Tech/Econ | 2.115% | 41926.4705 | 6.0617 | 1.6695
Tech | Grocery | Refrigeration | Walk-in cooler | TRC | Existing | NE4860 | Refrigerated Display Case Lighting Controls | Refrigerated Display Case Lighting Controls | NonEquip | 8 | Display cases | 0% | Tech/Econ | 2.524% | 0 | 0 | 0
Tech | Grocery | Refrigeration | Walk-in cooler | TRC | Existing | NE4834 | PSC to ECM Evaporator Fan Motor (Walk-In, Refrigerator) | PSC to ECM Evaporator Fan Motor (Walk-In, Refrigerator) | NonEquip | 15 | Walk-in cooler | 17.17% | Tech/Econ | 37.5% | 904520.4227 | 125.8938 | 11.5329
Tech | Grocery | Refrigeration | Walk-in cooler | TRC | Existing | NE4808 | PSC to ECM Evaporator Fan Motor (Reach-In) | PSC to ECM Evaporator Fan Motor (Reach-In) | NonEquip | 15 | Display cases | 0% | Tech/Econ | 37.5% | 0 | 0 | 0
Tech | Grocery | Refrigeration | Walk-in cooler | TRC | Existing | NE4782 | Night Covers for Display Cases | Night Covers for Display Cases | NonEquip | 5 | Display cases | 0% | Tech/Econ | 1.877% | 0 | 0 | 0
Tech | Grocery | Refrigeration | Walk-in cooler | TRC | Existing | NE4756 | High R-Value Glass Doors | High R-Value Glass Doors | NonEquip | 12 | Display cases | 0% | Tech/Econ | 23.81% | 0 | 0 | 0
Tech | Grocery | Refrigeration | Walk-in cooler | TRC | Existing | NE4730 | High Efficiency Refrigeration Compressor | High Efficiency Refrigeration Compressor | NonEquip | 13 | Display cases | 0% | Tech/Econ | 6.922% | 0 | 0 | 0
Tech | Grocery | Refrigeration | Walk-in cooler | TRC | Existing | NE4704 | Freezer-Cooler Replacement Gaskets | Freezer-Cooler Replacement Gaskets | NonEquip | 4 | Display cases | 0% | Tech/Econ | 3.131% | 0 | 0 | 0
Tech | Grocery | Refrigeration | Walk-in cooler | TRC | Existing | NE4678 | Floating Head Pressure Controls | Floating Head Pressure Controls | NonEquip | 15 |  | 0% | Tech/Econ | 6.05% | 0 | 0 | 0
Tech | Grocery | Refrigeration | Walk-in cooler | TRC | Existing | NE4652 | Demand Defrost | Demand Defrost | NonEquip | 10 | Walk-in cooler | 66.96% | Tech/Econ | 30% | 2640085.77 | 367.4549 | 33.6618
Tech | Grocery | Refrigeration | Walk-in cooler | TRC | Existing | NE4626 | Automatic Door Closer for Walk-in Coolers and Freezers | Automatic Door Closer for Walk-in Coolers and Freezers | NonEquip | 8 | Walk-in cooler | 55.99% | Tech/Econ | 3.131% | 177633.5878 | 24.6808 | 5.5023
Tech | Grocery | Refrigeration | Walk-in cooler | TRC | Existing | NE4600 | Anti-Sweat Controls | Anti-Sweat Controls | NonEquip | 8 | Display cases | 0% | Tech/Econ | 85% | 0 | 0 | 0
Tech | Grocery | Refrigeration | Vending and ice makers | TRC | New | NN5315 | Retro-Commissioning | Retro-Commissioning | NonEquip | 5 |  | 0% | Tech/Econ | 16% | 0 | 0 | 0
Tech | Grocery | Refrigeration | Vending and ice makers | TRC | New | NN4899 | Strip Curtains for Walk-ins | Strip Curtains for Walk-ins | NonEquip | 4 | Walk-in cooler | 0% | Tech/Econ | 2.115% | 0 | 0 | 0
Tech | Grocery | Refrigeration | Vending and ice makers | TRC | New | NN4873 | Refrigerated Display Case Lighting Controls | Refrigerated Display Case Lighting Controls | NonEquip | 8 | Display cases | 0% | Tech/Econ | 0.9365% | 0 | 0 | 0
Tech | Grocery | Refrigeration | Vending and ice makers | TRC | New | NN4847 | PSC to ECM Evaporator Fan Motor (Walk-In, Refrigerator) | PSC to ECM Evaporator Fan Motor (Walk-In, Refrigerator) | NonEquip | 15 | Walk-in cooler | 0% | Tech/Econ | 37.5% | 0 | 0 | 0
Tech | Grocery | Refrigeration | Vending and ice makers | TRC | New | NN4821 | PSC to ECM Evaporator Fan Motor (Reach-In) | PSC to ECM Evaporator Fan Motor (Reach-In) | NonEquip | 15 | Display cases | 0% | Tech/Econ | 37.5% | 0 | 0 | 0
Tech | Grocery | Refrigeration | Vending and ice makers | TRC | New | NN4795 | Night Covers for Display Cases | Night Covers for Display Cases | NonEquip | 5 | Display cases | 0% | Tech/Econ | 1.877% | 0 | 0 | 0
Tech | Grocery | Refrigeration | Vending and ice makers | TRC | New | NN4769 | High R-Value Glass Doors | High R-Value Glass Doors | NonEquip | 12 | Display cases | 0% | Tech/Econ | 0% | 0 | 0 | 0
Tech | Grocery | Refrigeration | Vending and ice makers | TRC | New | NN4743 | High Efficiency Refrigeration Compressor | High Efficiency Refrigeration Compressor | NonEquip | 13 | Display cases | 0% | Tech/Econ | 6.922% | 0 | 0 | 0
Tech | Grocery | Refrigeration | Vending and ice makers | TRC | New | NN4717 | Freezer-Cooler Replacement Gaskets | Freezer-Cooler Replacement Gaskets | NonEquip | 4 | Display cases | 0% | Tech/Econ | 0% | 0 | 0 | 0
Tech | Grocery | Refrigeration | Vending and ice makers | TRC | New | NN4691 | Floating Head Pressure Controls | Floating Head Pressure Controls | NonEquip | 15 |  | 0% | Tech/Econ | 6.05% | 0 | 0 | 0
Tech | Grocery | Refrigeration | Vending and ice makers | TRC | New | NN4665 | Demand Defrost | Demand Defrost | NonEquip | 10 | Walk-in cooler | 0% | Tech/Econ | 30% | 0 | 0 | 0
Tech | Grocery | Refrigeration | Vending and ice makers | TRC | New | NN4639 | Automatic Door Closer for Walk-in Coolers and Freezers | Automatic Door Closer for Walk-in Coolers and Freezers | NonEquip | 8 | Walk-in cooler | 0% | Tech/Econ | 3.131% | 0 | 0 | 0
Tech | Grocery | Refrigeration | Vending and ice makers | TRC | New | NN4613 | Anti-Sweat Controls | Anti-Sweat Controls | NonEquip | 8 | Display cases | 0% | Tech/Econ | 85% | 0 | 0 | 0
Tech | Grocery | Refrigeration | Vending and ice makers | TRC | Existing | NE5302 | Retro-Commissioning | Retro-Commissioning | NonEquip | 5 |  | 21.99% | Tech/Econ | 16% | 450963.4319 | 139.2334 | 269.7789
Tech | Grocery | Refrigeration | Vending and ice makers | TRC | Existing | NE4886 | Strip Curtains for Walk-ins | Strip Curtains for Walk-ins | NonEquip | 4 | Walk-in cooler | 0% | Tech/Econ | 2.115% | 0 | 0 | 0
Tech | Grocery | Refrigeration | Vending and ice makers | TRC | Existing | NE4860 | Refrigerated Display Case Lighting Controls | Refrigerated Display Case Lighting Controls | NonEquip | 8 | Display cases | 0% | Tech/Econ | 2.524% | 0 | 0 | 0
Tech | Grocery | Refrigeration | Vending and ice makers | TRC | Existing | NE4834 | PSC to ECM Evaporator Fan Motor (Walk-In, Refrigerator) | PSC to ECM Evaporator Fan Motor (Walk-In, Refrigerator) | NonEquip | 15 | Walk-in cooler | 0% | Tech/Econ | 37.5% | 0 | 0 | 0
Tech | Grocery | Refrigeration | Vending and ice makers | TRC | Existing | NE4808 | PSC to ECM Evaporator Fan Motor (Reach-In) | PSC to ECM Evaporator Fan Motor (Reach-In) | NonEquip | 15 | Display cases | 0% | Tech/Econ | 37.5% | 0 | 0 | 0
Tech | Grocery | Refrigeration | Vending and ice makers | TRC | Existing | NE4782 | Night Covers for Display Cases | Night Covers for Display Cases | NonEquip | 5 | Display cases | 0% | Tech/Econ | 1.877% | 0 | 0 | 0
Tech | Grocery | Refrigeration | Vending and ice makers | TRC | Existing | NE4756 | High R-Value Glass Doors | High R-Value Glass Doors | NonEquip | 12 | Display cases | 0% | Tech/Econ | 23.81% | 0 | 0 | 0
Tech | Grocery | Refrigeration | Vending and ice makers | TRC | Existing | NE4730 | High Efficiency Refrigeration Compressor | High Efficiency Refrigeration Compressor | NonEquip | 13 | Display cases | 0% | Tech/Econ | 6.922% | 0 | 0 | 0
Tech | Grocery | Refrigeration | Vending and ice makers | TRC | Existing | NE4704 | Freezer-Cooler Replacement Gaskets | Freezer-Cooler Replacement Gaskets | NonEquip | 4 | Display cases | 0% | Tech/Econ | 3.131% | 0 | 0 | 0
Tech | Grocery | Refrigeration | Vending and ice makers | TRC | Existing | NE4678 | Floating Head Pressure Controls | Floating Head Pressure Controls | NonEquip | 15 |  | 0% | Tech/Econ | 6.05% | 0 | 0 | 0
Tech | Grocery | Refrigeration | Vending and ice makers | TRC | Existing | NE4652 | Demand Defrost | Demand Defrost | NonEquip | 10 | Walk-in cooler | 0% | Tech/Econ | 30% | 0 | 0 | 0
Tech | Grocery | Refrigeration | Vending and ice makers | TRC | Existing | NE4626 | Automatic Door Closer for Walk-in Coolers and Freezers | Automatic Door Closer for Walk-in Coolers and Freezers | NonEquip | 8 | Walk-in cooler | 0% | Tech/Econ | 3.131% | 0 | 0 | 0
Tech | Grocery | Refrigeration | Vending and ice makers | TRC | Existing | NE4600 | Anti-Sweat Controls | Anti-Sweat Controls | NonEquip | 8 | Display cases | 0% | Tech/Econ | 85% | 0 | 0 | 0
Tech | Grocery | Refrigeration | Vending and ice makers | TRC | Turnover | ET2572 | Energy Star Vending Machine | Energy Star Vending Machine | Equip | 14 | Vending and ice makers | 62.25% | Tech/Econ | 36% | 3850834.481 | 602.2829 | 376.249
Tech | Grocery | Refrigeration | Vending and ice makers | TRC | Turnover | ET2494 | Energy Star Ice Maker | Energy Star Ice Maker | Equip | 8 | Vending and ice makers | 33.92% | Tech/Econ | 11.39% | 515013.8439 | 79.8148 | 50.3951
Tech | Grocery | Refrigeration | Vending and ice makers | TRC | New | EN2598 | Energy Star Vending Machine | Energy Star Vending Machine | Equip | 14 | Vending and ice makers | 62.25% | Tech/Econ | 36% | 48349.8861 | 7.5621 | 4.7241
Tech | Grocery | Refrigeration | Vending and ice makers | TRC | New | EN2520 | Energy Star Ice Maker | Energy Star Ice Maker | Equip | 8 | Vending and ice makers | 33.92% | Tech/Econ | 11.39% | 6466.3545 | 1.0021 | 0.63274
Tech | Grocery | Exterior Lighting | Street lighting | TRC | New | NN5289 | Retro-Commissioning | Retro-Commissioning | NonEquip | 5 |  | 0% | Tech/Econ | 16% | 0 | 0 | 0
Tech | Grocery | Exterior Lighting | Street lighting | TRC | New | NN2975 | Outdoor Lighting Controls | Outdoor Lighting Controls | NonEquip | 8 | Exterior parking/lot lighting | 0% | Tech/Econ | 28% | 0 | 0 | 0
Tech | Grocery | Exterior Lighting | Street lighting | TRC | New | NN2949 | Bi-Level Lighting Control (Exterior) | Bi-Level Lighting Control (Exterior) | NonEquip | 9 | Exterior parking/lot lighting | 0% | Tech/Econ | 31% | 0 | 0 | 0
Tech | Grocery | Exterior Lighting | Street lighting | TRC | Existing | NE5276 | Retro-Commissioning | Retro-Commissioning | NonEquip | 5 |  | 21.99% | Tech/Econ | 16% | 768.2303 | 0 | 0.45958
Tech | Grocery | Exterior Lighting | Street lighting | TRC | Existing | NE2962 | Outdoor Lighting Controls | Outdoor Lighting Controls | NonEquip | 8 | Exterior parking/lot lighting | 0% | Tech/Econ | 28% | 0 | 0 | 0
Tech | Grocery | Exterior Lighting | Street lighting | TRC | Existing | NE2936 | Bi-Level Lighting Control (Exterior) | Bi-Level Lighting Control (Exterior) | NonEquip | 9 | Exterior parking/lot lighting | 0% | Tech/Econ | 31% | 0 | 0 | 0
Tech | Grocery | Exterior Lighting | Street lighting | TRC | Turnover | ET784 | LED Traffic and Crosswalk Lighting | LED Traffic and Crosswalk Lighting | Equip | 10 | Street lighting | 0% | Tech/Econ | 37.14% | 0 | 0 | 0
Tech | Grocery | Exterior Lighting | Street lighting | TRC | Turnover | ET745 | LED Street Lights | LED Street Lights | Equip | 18 | Street lighting | 0% | Tech/Econ | 66.53% | 0 | 0 | 0
Tech | Grocery | Exterior Lighting | Street lighting | TRC | New | EN810 | LED Traffic and Crosswalk Lighting | LED Traffic and Crosswalk Lighting | Equip | 10 | Street lighting | 0% | Tech/Econ | 37.14% | 0 | 0 | 0
Tech | Grocery | Exterior Lighting | Street lighting | TRC | New | EN771 | LED Street Lights | LED Street Lights | Equip | 18 | Street lighting | 0% | Tech/Econ | 66.53% | 0 | 0 | 0
Tech | Grocery | Cooking | Steamer | TRC | Turnover | ET199 | Energy Star Steamer | Energy Star Steamer | Equip | 12 | Steamer | 0% | Tech/Econ | 56.63% | 0 | 0 | 0
Tech | Grocery | Cooking | Steamer | TRC | New | EN225 | Energy Star Steamer | Energy Star Steamer | Equip | 12 | Steamer | 0% | Tech/Econ | 56.63% | 0 | 0 | 0
Tech | Grocery | Exterior Lighting | Spot lighting/Security/Flood | TRC | New | NN5289 | Retro-Commissioning | Retro-Commissioning | NonEquip | 5 |  | 0% | Tech/Econ | 16% | 0 | 0 | 0
Tech | Grocery | Exterior Lighting | Spot lighting/Security/Flood | TRC | New | NN2975 | Outdoor Lighting Controls | Outdoor Lighting Controls | NonEquip | 8 | Exterior parking/lot lighting | 0% | Tech/Econ | 28% | 0 | 0 | 0
Tech | Grocery | Exterior Lighting | Spot lighting/Security/Flood | TRC | New | NN2949 | Bi-Level Lighting Control (Exterior) | Bi-Level Lighting Control (Exterior) | NonEquip | 9 | Exterior parking/lot lighting | 0% | Tech/Econ | 31% | 0 | 0 | 0
Tech | Grocery | Exterior Lighting | Spot lighting/Security/Flood | TRC | Existing | NE5276 | Retro-Commissioning | Retro-Commissioning | NonEquip | 5 |  | 21.99% | Tech/Econ | 16% | 662.5848 | 0 | 0.39638
Tech | Grocery | Exterior Lighting | Spot lighting/Security/Flood | TRC | Existing | NE2962 | Outdoor Lighting Controls | Outdoor Lighting Controls | NonEquip | 8 | Exterior parking/lot lighting | 0% | Tech/Econ | 28% | 0 | 0 | 0
Tech | Grocery | Exterior Lighting | Spot lighting/Security/Flood | TRC | Existing | NE2936 | Bi-Level Lighting Control (Exterior) | Bi-Level Lighting Control (Exterior) | NonEquip | 9 | Exterior parking/lot lighting | 0% | Tech/Econ | 31% | 0 | 0 | 0
Tech | Grocery | Exterior Lighting | Spot lighting/Security/Flood | TRC | Turnover | ET667 | LED Exterior Lighting | LED Exterior Lighting | Equip | 13 | Spot lighting/Security/Flood | 4.268% | Tech/Econ | 60.51% | 499.2756 | 0 | 0
Tech | Grocery | Exterior Lighting | Spot lighting/Security/Flood | TRC | Turnover | ET550 | LED - 9W Flood | LED - 9W Flood | Equip | 15 | Spot lighting/Security/Flood | 13.31% | Tech/Econ | 86.15% | 2503.4799 | 0 | 0
Tech | Grocery | Exterior Lighting | Spot lighting/Security/Flood | TRC | Turnover | ET472 | CFL - 15W Flood | CFL - 15W Flood | Equip | 7.8 | Spot lighting/Security/Flood | 0% | Tech/Econ | 76.92% | 0 | 0 | 0
Tech | Grocery | Exterior Lighting | Spot lighting/Security/Flood | TRC | New | EN693 | LED Exterior Lighting | LED Exterior Lighting | Equip | 13 | Spot lighting/Security/Flood | 4.624% | Tech/Econ | 60.51% | 1.9598 | 0 | 0
Tech | Grocery | Exterior Lighting | Spot lighting/Security/Flood | TRC | New | EN576 | LED - 9W Flood | LED - 9W Flood | Equip | 15 | Spot lighting/Security/Flood | 86.42% | Tech/Econ | 86.15% | 204.1129 | 0 | 0
Tech | Grocery | Exterior Lighting | Spot lighting/Security/Flood | TRC | New | EN498 | CFL - 15W Flood | CFL - 15W Flood | Equip | 7.8 | Spot lighting/Security/Flood | 0% | Tech/Econ | 76.92% | 0 | 0 | 0
Tech | Grocery | Interior Lighting | Spot lighting | TRC | New | NN5263 | Retro-Commissioning | Retro-Commissioning | NonEquip | 5 |  | 0% | Tech/Econ | 16% | 0 | 0 | 0
Tech | Grocery | Interior Lighting | Spot lighting | TRC | New | NN4431 | Interior Lighting Controls | Interior Lighting Controls | NonEquip | 8 | Overhead (fluorescent/LED/CFL U-shape) | 0% | Tech/Econ | 28% | 0 | 0 | 0
Tech | Grocery | Interior Lighting | Spot lighting | TRC | New | NN4405 | Bi-Level Lighting Control (Interior) | Bi-Level Lighting Control (Interior) | NonEquip | 8 | Overhead (fluorescent/LED/CFL U-shape) | 0% | Tech/Econ | 31% | 0 | 0 | 0
Tech | Grocery | Interior Lighting | Spot lighting | TRC | New | NN3703 | Facility Energy Management System | Facility Energy Management System | NonEquip | 15 |  | 4.276% | Tech/Econ | 24% | 0.18578 | 4.848e-05 | 2.2291e-05
Tech | Grocery | Interior Lighting | Spot lighting | TRC | Existing | NE5250 | Retro-Commissioning | Retro-Commissioning | NonEquip | 5 |  | 21.99% | Tech/Econ | 16% | 26.3789 | 0.0081444 | 0.015781
Tech | Grocery | Interior Lighting | Spot lighting | TRC | Existing | NE4418 | Interior Lighting Controls | Interior Lighting Controls | NonEquip | 8 | Overhead (fluorescent/LED/CFL U-shape) | 0% | Tech/Econ | 28% | 0 | 0 | 0
Tech | Grocery | Interior Lighting | Spot lighting | TRC | Existing | NE4392 | Bi-Level Lighting Control (Interior) | Bi-Level Lighting Control (Interior) | NonEquip | 8 | Overhead (fluorescent/LED/CFL U-shape) | 0% | Tech/Econ | 31% | 0 | 0 | 0
Tech | Grocery | Interior Lighting | Spot lighting | TRC | Existing | NE3690 | Facility Energy Management System | Facility Energy Management System | NonEquip | 15 |  | 7.167% | Tech/Econ | 24% | 13.1221 | 0.0034243 | 0.0015745
Tech | Grocery | Interior Lighting | Spot lighting | TRC | Turnover | ET1603 | LED Display Lighting (Interior) | LED Display Lighting (Interior) | Equip | 15 | Spot lighting | 2.129% | Tech/Econ | 87.04% | 26.7137 | 0.0064793 | 4.6654e-07
Tech | Grocery | Interior Lighting | Spot lighting | TRC | Turnover | ET1564 | LED - 14W | LED - 14W | Equip | 15 | Spot lighting | 86.42% | Tech/Econ | 53.33% | 652.1894 | 0.15708 | 4.2525e-05
Tech | Grocery | Interior Lighting | Spot lighting | TRC | Turnover | ET1447 | CFL-23W | CFL-23W | Equip | 7.8 | Spot lighting | 0% | Tech/Econ | 23.33% | 0 | 0 | 0
Tech | Grocery | Interior Lighting | Spot lighting | TRC | New | EN1629 | LED Display Lighting (Interior) | LED Display Lighting (Interior) | Equip | 15 | Spot lighting | 0% | Tech/Econ | 87.04% | 0 | 0 | 0
Tech | Grocery | Interior Lighting | Spot lighting | TRC | New | EN1590 | LED - 14W | LED - 14W | Equip | 15 | Spot lighting | 0% | Tech/Econ | 53.33% | 0 | 0 | 0
Tech | Grocery | Interior Lighting | Spot lighting | TRC | New | EN1473 | CFL-23W | CFL-23W | Equip | 7.8 | Spot lighting | 0% | Tech/Econ | 23.33% | 0 | 0 | 0
Tech | Grocery | Office Equipment | Servers | TRC | New | NN4587 | Smart Strip Plug Outlet | Smart Strip Plug Outlet | NonEquip | 4 |  | 43.9% | Tech/Econ | 1.187% | 11.2197 | 0.0016683 | 0.0011594
Tech | Grocery | Office Equipment | Servers | TRC | New | NN4561 | Network PC Power Management | Network PC Power Management | NonEquip | 5 | Computers | 0% | Tech/Econ | 56.5% | 0 | 0 | 0
Tech | Grocery | Office Equipment | Servers | TRC | Existing | NE4574 | Smart Strip Plug Outlet | Smart Strip Plug Outlet | NonEquip | 4 |  | 43.9% | Tech/Econ | 1.187% | 893.5918 | 0.13287 | 0.092344
Tech | Grocery | Office Equipment | Servers | TRC | Existing | NE4548 | Network PC Power Management | Network PC Power Management | NonEquip | 5 | Computers | 0% | Tech/Econ | 56.5% | 0 | 0 | 0
Tech | Grocery | Office Equipment | Servers | TRC | Turnover | ET2299 | Server Virtualization | Server Virtualization | Equip | 3 | Servers | 0% | Tech/Econ | 85.71% | 0 | 0 | 0
Tech | Grocery | Office Equipment | Servers | TRC | Turnover | ET2221 | Energy Star Servers | Energy Star Servers | Equip | 4 | Servers | 0% | Tech/Econ | 23.08% | 0 | 0 | 0
Tech | Grocery | Office Equipment | Servers | TRC | Turnover | ET1135 | High Efficiency Data Center Cooling | High Efficiency Data Center Cooling | Equip | 20 | Servers | 0% | Tech/Econ | 28% | 0 | 0 | 0
Tech | Grocery | Office Equipment | Servers | TRC | New | EN2325 | Server Virtualization | Server Virtualization | Equip | 3 | Servers | 0% | Tech/Econ | 85.71% | 0 | 0 | 0
Tech | Grocery | Office Equipment | Servers | TRC | New | EN2247 | Energy Star Servers | Energy Star Servers | Equip | 4 | Servers | 0% | Tech/Econ | 23.08% | 0 | 0 | 0
Tech | Grocery | Office Equipment | Servers | TRC | New | EN1161 | High Efficiency Data Center Cooling | High Efficiency Data Center Cooling | Equip | 20 | Servers | 0% | Tech/Econ | 28% | 0 | 0 | 0
Tech | Grocery | Space Cooling | Residential-type central air conditioners | TRC | New | NN5367 | Retro-Commissioning | Retro-Commissioning | NonEquip | 5 |  | 0% | Tech/Econ | 16% | 0 | 0 | 0
Tech | Grocery | Space Cooling | Residential-type central air conditioners | TRC | New | NN4379 | Window Sun Protection | Window Sun Protection | NonEquip | 10 |  | 15.35% | Tech/Econ | 16% | 0 | 0 | 0
Tech | Grocery | Space Cooling | Residential-type central air conditioners | TRC | New | NN4353 | Waterside Economizer | Waterside Economizer | NonEquip | 20 |  | 0% | Tech/Econ | 5.556% | 0 | 0 | 0
Tech | Grocery | Space Cooling | Residential-type central air conditioners | TRC | New | NN4301 | Warehouse Loading Dock Seals | Warehouse Loading Dock Seals | NonEquip | 18 |  | 0% | Tech/Econ | 0.7747% | 0 | 0 | 0
Tech | Grocery | Space Cooling | Residential-type central air conditioners | TRC | New | NN4145 | Smart Thermostat | Smart Thermostat | NonEquip | 11 |  | 31.48% | Tech/Econ | 10% | 0 | 0 | 0
Tech | Grocery | Space Cooling | Residential-type central air conditioners | TRC | New | NN4041 | Programmable Thermostat | Programmable Thermostat | NonEquip | 11 |  | 0% | Tech/Econ | 3.6% | 0 | 0 | 0
Tech | Grocery | Space Cooling | Residential-type central air conditioners | TRC | New | NN3989 | Low U-Value Windows | Low U-Value Windows | NonEquip | 20 |  | 20.9% | Tech/Econ | 10% | 0 | 0 | 0
Tech | Grocery | Space Cooling | Residential-type central air conditioners | TRC | New | NN3911 | HVAC tune-up_RTU | HVAC tune-up_RTU | NonEquip | 5 | Packaged air conditioning units (RTUs) | 0% | Tech/Econ | 5% | 0 | 0 | 0
Tech | Grocery | Space Cooling | Residential-type central air conditioners | TRC | New | NN3885 | HVAC tune-up | HVAC tune-up | NonEquip | 5 | Residential-type central air conditioners | 0% | Tech/Econ | 5% | 0 | 0 | 0
Tech | Grocery | Space Cooling | Residential-type central air conditioners | TRC | New | NN3677 | Facility Energy Management System | Facility Energy Management System | NonEquip | 15 |  | 4.276% | Tech/Econ | 20% | 0 | 0 | 0
Tech | Grocery | Space Cooling | Residential-type central air conditioners | TRC | New | NN3625 | Facility Commissioning | Facility Commissioning | NonEquip | 10 |  | 53.41% | Tech/Econ | 16% | 0 | 0 | 0
Tech | Grocery | Space Cooling | Residential-type central air conditioners | TRC | New | NN3599 | Energy Recovery Ventilation System (ERV) | Energy Recovery Ventilation System (ERV) | NonEquip | 15 | Packaged air conditioning units (RTUs) | 0% | Tech/Econ | 9.935% | 0 | 0 | 0
Tech | Grocery | Space Cooling | Residential-type central air conditioners | TRC | New | NN3521 | Duct Sealing Repair | Duct Sealing Repair | NonEquip | 15 |  | 0% | Tech/Econ | 12% | 0 | 0 | 0
Tech | Grocery | Space Cooling | Residential-type central air conditioners | TRC | New | NN3469 | Duct Insulation | Duct Insulation | NonEquip | 15 |  | 0% | Tech/Econ | 2.045% | 0 | 0 | 0
Tech | Grocery | Space Cooling | Residential-type central air conditioners | TRC | New | NN3417 | Dedicated Outdoor Air System on VRF unit | Dedicated Outdoor Air System on VRF unit | NonEquip | 15 | Residential-type central air conditioners | 58.91% | Tech/Econ | 17.5% | 0 | 0 | 0
Tech | Grocery | Space Cooling | Residential-type central air conditioners | TRC | New | NN3365 | Cool Roof | Cool Roof | NonEquip | 15 |  | 72.32% | Tech/Econ | 0.6634% | 0 | 0 | 0
Tech | Grocery | Space Cooling | Residential-type central air conditioners | TRC | New | NN3313 | Chilled Water System - Variable Speed Drives | Chilled Water System - Variable Speed Drives | NonEquip | 13 | Central chillers inside | 0% | Tech/Econ | 24.74% | 0 | 0 | 0
Tech | Grocery | Space Cooling | Residential-type central air conditioners | TRC | New | NN3209 | Ceiling Insulation(R2 to R38) | Ceiling Insulation(R2 to R38) | NonEquip | 20 |  | 0% | Tech/Econ | 6.088% | 0 | 0 | 0
Tech | Grocery | Space Cooling | Residential-type central air conditioners | TRC | New | NN3105 | Ceiling Insulation(R12 to R38) | Ceiling Insulation(R12 to R38) | NonEquip | 20 |  | 0% | Tech/Econ | 0.7328% | 0 | 0 | 0
Tech | Grocery | Space Cooling | Residential-type central air conditioners | TRC | New | NN3053 | Airside Economizer | Airside Economizer | NonEquip | 10 | Packaged air conditioning units (RTUs) | 0% | Tech/Econ | 5.556% | 0 | 0 | 0
Tech | Grocery | Space Cooling | Residential-type central air conditioners | TRC | Existing | NE5354 | Retro-Commissioning | Retro-Commissioning | NonEquip | 5 |  | 21.99% | Tech/Econ | 16% | 0 | 0 | 0
Tech | Grocery | Space Cooling | Residential-type central air conditioners | TRC | Existing | NE4366 | Window Sun Protection | Window Sun Protection | NonEquip | 10 |  | 12.19% | Tech/Econ | 16% | 0 | 0 | 0
Tech | Grocery | Space Cooling | Residential-type central air conditioners | TRC | Existing | NE4340 | Waterside Economizer | Waterside Economizer | NonEquip | 20 |  | 0% | Tech/Econ | 5.556% | 0 | 0 | 0
Tech | Grocery | Space Cooling | Residential-type central air conditioners | TRC | Existing | NE4288 | Warehouse Loading Dock Seals | Warehouse Loading Dock Seals | NonEquip | 18 |  | 0% | Tech/Econ | 0.7747% | 0 | 0 | 0
Tech | Grocery | Space Cooling | Residential-type central air conditioners | TRC | Existing | NE4210 | Wall Insulation | Wall Insulation | NonEquip | 20 |  | 0% | Tech/Econ | 4.992% | 0 | 0 | 0
Tech | Grocery | Space Cooling | Residential-type central air conditioners | TRC | Existing | NE4132 | Smart Thermostat | Smart Thermostat | NonEquip | 11 |  | 31.48% | Tech/Econ | 10% | 0 | 0 | 0
Tech | Grocery | Space Cooling | Residential-type central air conditioners | TRC | Existing | NE4106 | Roof Insulation | Roof Insulation | NonEquip | 20 |  | 58.5% | Tech/Econ | 0.8925% | 0 | 0 | 0
Tech | Grocery | Space Cooling | Residential-type central air conditioners | TRC | Existing | NE4028 | Programmable Thermostat | Programmable Thermostat | NonEquip | 11 |  | 0% | Tech/Econ | 3.6% | 0 | 0 | 0
Tech | Grocery | Space Cooling | Residential-type central air conditioners | TRC | Existing | NE3976 | Low U-Value Windows | Low U-Value Windows | NonEquip | 20 |  | 8.361% | Tech/Econ | 46% | 0 | 0 | 0
Tech | Grocery | Space Cooling | Residential-type central air conditioners | TRC | Existing | NE3950 | Infiltration Reduction - Air Sealing | Infiltration Reduction - Air Sealing | NonEquip | 11 |  | 0% | Tech/Econ | 0.3873% | 0 | 0 | 0
Tech | Grocery | Space Cooling | Residential-type central air conditioners | TRC | Existing | NE3898 | HVAC tune-up_RTU | HVAC tune-up_RTU | NonEquip | 5 | Packaged air conditioning units (RTUs) | 0% | Tech/Econ | 5% | 0 | 0 | 0
Tech | Grocery | Space Cooling | Residential-type central air conditioners | TRC | Existing | NE3872 | HVAC tune-up | HVAC tune-up | NonEquip | 5 | Residential-type central air conditioners | 0% | Tech/Econ | 5% | 0 | 0 | 0
Tech | Grocery | Space Cooling | Residential-type central air conditioners | TRC | Existing | NE3794 | Green Roof | Green Roof | NonEquip | 15 |  | 0.098% | Tech/Econ | 0.5172% | 0 | 0 | 0
Tech | Grocery | Space Cooling | Residential-type central air conditioners | TRC | Existing | NE3664 | Facility Energy Management System | Facility Energy Management System | NonEquip | 15 |  | 7.167% | Tech/Econ | 20% | 0 | 0 | 0
Tech | Grocery | Space Cooling | Residential-type central air conditioners | TRC | Existing | NE3586 | Energy Recovery Ventilation System (ERV) | Energy Recovery Ventilation System (ERV) | NonEquip | 15 | Packaged air conditioning units (RTUs) | 0% | Tech/Econ | 9.935% | 0 | 0 | 0
Tech | Grocery | Space Cooling | Residential-type central air conditioners | TRC | Existing | NE3508 | Duct Sealing Repair | Duct Sealing Repair | NonEquip | 15 |  | 0% | Tech/Econ | 12% | 0 | 0 | 0
Tech | Grocery | Space Cooling | Residential-type central air conditioners | TRC | Existing | NE3456 | Duct Insulation | Duct Insulation | NonEquip | 15 |  | 0% | Tech/Econ | 2.045% | 0 | 0 | 0
Tech | Grocery | Space Cooling | Residential-type central air conditioners | TRC | Existing | NE3404 | Dedicated Outdoor Air System on VRF unit | Dedicated Outdoor Air System on VRF unit | NonEquip | 15 | Residential-type central air conditioners | 58.91% | Tech/Econ | 17.5% | 0 | 0 | 0
Tech | Grocery | Space Cooling | Residential-type central air conditioners | TRC | Existing | NE3352 | Cool Roof | Cool Roof | NonEquip | 15 |  | 72.71% | Tech/Econ | 0.6634% | 0 | 0 | 0
Tech | Grocery | Space Cooling | Residential-type central air conditioners | TRC | Existing | NE3300 | Chilled Water System - Variable Speed Drives | Chilled Water System - Variable Speed Drives | NonEquip | 13 | Central chillers inside | 0% | Tech/Econ | 24.74% | 0 | 0 | 0
Tech | Grocery | Space Cooling | Residential-type central air conditioners | TRC | Existing | NE3196 | Ceiling Insulation(R2 to R38) | Ceiling Insulation(R2 to R38) | NonEquip | 20 |  | 0% | Tech/Econ | 6.088% | 0 | 0 | 0
Tech | Grocery | Space Cooling | Residential-type central air conditioners | TRC | Existing | NE3144 | Ceiling Insulation(R19 to R38) | Ceiling Insulation(R19 to R38) | NonEquip | 20 |  | 0% | Tech/Econ | 0.3382% | 0 | 0 | 0
Tech | Grocery | Space Cooling | Residential-type central air conditioners | TRC | Existing | NE3092 | Ceiling Insulation(R12 to R38) | Ceiling Insulation(R12 to R38) | NonEquip | 20 |  | 0% | Tech/Econ | 0.7328% | 0 | 0 | 0
Tech | Grocery | Space Cooling | Residential-type central air conditioners | TRC | Existing | NE3040 | Airside Economizer | Airside Economizer | NonEquip | 10 | Packaged air conditioning units (RTUs) | 0% | Tech/Econ | 5.556% | 0 | 0 | 0
Tech | Grocery | Space Cooling | Residential-type central air conditioners | TRC | Turnover | ET823 | Geothermal Heat Pump | Geothermal Heat Pump | Equip | 15 | Residential-type central air conditioners | 30.5% | Tech/Econ | 21.18% | 0 | 0 | 0
Tech | Grocery | Space Cooling | Residential-type central air conditioners | TRC | Turnover | ET1369 | Variable Refrigerant Flow (VRF) HVAC Systems | Variable Refrigerant Flow (VRF) HVAC Systems | Equip | 15 | Residential-type central air conditioners | 49.09% | Tech/Econ | 36.88% | 0 | 0 | 0
Tech | Grocery | Space Cooling | Residential-type central air conditioners | TRC | Turnover | ET1291 | High Efficiency PTHP | High Efficiency PTHP | Equip | 15 | Residential-type central air conditioners | 0% | Tech/Econ | 23.64% | 0 | 0 | 0
Tech | Grocery | Space Cooling | Residential-type central air conditioners | TRC | Turnover | ET1252 | High Efficiency PTAC | High Efficiency PTAC | Equip | 15 | Residential-type central air conditioners | 0% | Tech/Econ | 23.64% | 0 | 0 | 0
Tech | Grocery | Space Cooling | Residential-type central air conditioners | TRC | New | EN849 | Geothermal Heat Pump | Geothermal Heat Pump | Equip | 15 | Residential-type central air conditioners | 30.5% | Tech/Econ | 21.18% | 0 | 0 | 0
Tech | Grocery | Space Cooling | Residential-type central air conditioners | TRC | New | EN1395 | Variable Refrigerant Flow (VRF) HVAC Systems | Variable Refrigerant Flow (VRF) HVAC Systems | Equip | 15 | Residential-type central air conditioners | 49.09% | Tech/Econ | 36.88% | 0 | 0 | 0
Tech | Grocery | Space Cooling | Residential-type central air conditioners | TRC | New | EN1317 | High Efficiency PTHP | High Efficiency PTHP | Equip | 15 | Residential-type central air conditioners | 0% | Tech/Econ | 23.64% | 0 | 0 | 0
Tech | Grocery | Space Cooling | Residential-type central air conditioners | TRC | New | EN1278 | High Efficiency PTAC | High Efficiency PTAC | Equip | 15 | Residential-type central air conditioners | 0% | Tech/Econ | 23.64% | 0 | 0 | 0
Tech | Grocery | Space Heating | Residential/split system heat pump | TRC | New | NN5341 | Retro-Commissioning | Retro-Commissioning | NonEquip | 5 |  | 0% | Tech/Econ | 16% | 0 | 0 | 0
Tech | Grocery | Space Heating | Residential/split system heat pump | TRC | New | NN4327 | Water Cooled Refrigeration Heat Recovery | Water Cooled Refrigeration Heat Recovery | NonEquip | 20 |  | 0% | Tech/Econ | 10% | 0 | 0 | 0
Tech | Grocery | Space Heating | Residential/split system heat pump | TRC | New | NN4275 | Warehouse Loading Dock Seals | Warehouse Loading Dock Seals | NonEquip | 18 |  | 0% | Tech/Econ | 0.2714% | 0 | 0 | 0
Tech | Grocery | Space Heating | Residential/split system heat pump | TRC | New | NN4171 | Smart Thermostat | Smart Thermostat | NonEquip | 11 |  | 31.48% | Tech/Econ | 10% | 286.3626 | 0 | -0.00020137
Tech | Grocery | Space Heating | Residential/split system heat pump | TRC | New | NN4093 | Roof Insulation | Roof Insulation | NonEquip | 20 |  | 58.5% | Tech/Econ | 0.1563% | 0 | 0 | 0
Tech | Grocery | Space Heating | Residential/split system heat pump | TRC | New | NN4067 | Programmable Thermostat | Programmable Thermostat | NonEquip | 11 |  | 0% | Tech/Econ | 3.6% | 0 | 0 | 0
Tech | Grocery | Space Heating | Residential/split system heat pump | TRC | New | NN4015 | Low U-Value Windows | Low U-Value Windows | NonEquip | 20 |  | 20.9% | Tech/Econ | 10% | 194.2342 | 0 | 0.00080725
Tech | Grocery | Space Heating | Residential/split system heat pump | TRC | New | NN3937 | Infiltration Reduction - Air Sealing | Infiltration Reduction - Air Sealing | NonEquip | 11 |  | 0% | Tech/Econ | 0.1357% | 0 | 0 | 0
Tech | Grocery | Space Heating | Residential/split system heat pump | TRC | New | NN3781 | Green Roof | Green Roof | NonEquip | 15 |  | 0.49% | Tech/Econ | 0.2416% | 0 | 0 | 0
Tech | Grocery | Space Heating | Residential/split system heat pump | TRC | New | NN3729 | Floor Insulation | Floor Insulation | NonEquip | 20 |  | 49.87% | Tech/Econ | 0.08203% | 0 | 0 | 0
Tech | Grocery | Space Heating | Residential/split system heat pump | TRC | New | NN3651 | Facility Energy Management System | Facility Energy Management System | NonEquip | 15 |  | 4.276% | Tech/Econ | 20% | 84.4487 | 0 | 0.010133
Tech | Grocery | Space Heating | Residential/split system heat pump | TRC | New | NN3573 | ECM Motors on Furnaces | ECM Motors on Furnaces | NonEquip | 15 | Forced air furnace | 0% | Tech/Econ | 1.706% | 0 | 0 | 0
Tech | Grocery | Space Heating | Residential/split system heat pump | TRC | New | NN3547 | Duct Sealing Repair | Duct Sealing Repair | NonEquip | 15 |  | 0% | Tech/Econ | 12% | 0 | 0 | 0
Tech | Grocery | Space Heating | Residential/split system heat pump | TRC | New | NN3495 | Duct Insulation | Duct Insulation | NonEquip | 15 |  | 0% | Tech/Econ | 2.045% | 0 | 0 | 0
Tech | Grocery | Space Heating | Residential/split system heat pump | TRC | New | NN3443 | Destratification Fans | Destratification Fans | NonEquip | 10 |  | 0% | Tech/Econ | 12.54% | 0 | 0 | 0
Tech | Grocery | Space Heating | Residential/split system heat pump | TRC | New | NN3391 | Dedicated Outdoor Air System on VRF unit | Dedicated Outdoor Air System on VRF unit | NonEquip | 15 | Residential/split system heat pump | 58.91% | Tech/Econ | 10% | 498.38 | 0 | 0.15328
Tech | Grocery | Space Heating | Residential/split system heat pump | TRC | New | NN3339 | Cool Roof | Cool Roof | NonEquip | 15 |  | 72.32% | Tech/Econ | 0.08686% | 0 | 0 | 0
Tech | Grocery | Space Heating | Residential/split system heat pump | TRC | New | NN3183 | Ceiling Insulation(R2 to R38) | Ceiling Insulation(R2 to R38) | NonEquip | 20 |  | 0% | Tech/Econ | 2.133% | 0 | 0 | 0
Tech | Grocery | Space Heating | Residential/split system heat pump | TRC | New | NN3131 | Ceiling Insulation(R19 to R38) | Ceiling Insulation(R19 to R38) | NonEquip | 20 |  | 0% | Tech/Econ | 0.1185% | 0 | 0 | 0
Tech | Grocery | Space Heating | Residential/split system heat pump | TRC | New | NN3079 | Ceiling Insulation(R12 to R38) | Ceiling Insulation(R12 to R38) | NonEquip | 20 |  | 0% | Tech/Econ | 0.2567% | 0 | 0 | 0
Tech | Grocery | Space Heating | Residential/split system heat pump | TRC | New | NN3001 | Air Curtains | Air Curtains | NonEquip | 8 |  | 47.78% | Tech/Econ | 0.4308% | 16.4545 | 0 | 0.00065519
Tech | Grocery | Space Heating | Residential/split system heat pump | TRC | Existing | NE5328 | Retro-Commissioning | Retro-Commissioning | NonEquip | 5 |  | 21.99% | Tech/Econ | 16% | 23688.7639 | 0 | 14.1713
Tech | Grocery | Space Heating | Residential/split system heat pump | TRC | Existing | NE4314 | Water Cooled Refrigeration Heat Recovery | Water Cooled Refrigeration Heat Recovery | NonEquip | 20 |  | 0% | Tech/Econ | 10% | 0 | 0 | 0
Tech | Grocery | Space Heating | Residential/split system heat pump | TRC | Existing | NE4262 | Warehouse Loading Dock Seals | Warehouse Loading Dock Seals | NonEquip | 18 |  | 0% | Tech/Econ | 0.2995% | 0 | 0 | 0
Tech | Grocery | Space Heating | Residential/split system heat pump | TRC | Existing | NE4236 | Wall Insulation | Wall Insulation | NonEquip | 20 |  | 0% | Tech/Econ | 0.2818% | 0 | 0 | 0
Tech | Grocery | Space Heating | Residential/split system heat pump | TRC | Existing | NE4158 | Smart Thermostat | Smart Thermostat | NonEquip | 11 |  | 31.48% | Tech/Econ | 10% | 22079.8489 | 0 | -0.015527
Tech | Grocery | Space Heating | Residential/split system heat pump | TRC | Existing | NE4080 | Roof Insulation | Roof Insulation | NonEquip | 20 |  | 58.5% | Tech/Econ | 0.345% | 1309.5987 | 0 | 0.61119
Tech | Grocery | Space Heating | Residential/split system heat pump | TRC | Existing | NE4054 | Programmable Thermostat | Programmable Thermostat | NonEquip | 11 |  | 0% | Tech/Econ | 3.6% | 0 | 0 | 0
Tech | Grocery | Space Heating | Residential/split system heat pump | TRC | Existing | NE4002 | Low U-Value Windows | Low U-Value Windows | NonEquip | 20 |  | 8.361% | Tech/Econ | 46% | 35731.8909 | 0 | 0.1485
Tech | Grocery | Space Heating | Residential/split system heat pump | TRC | Existing | NE3924 | Infiltration Reduction - Air Sealing | Infiltration Reduction - Air Sealing | NonEquip | 11 |  | 0% | Tech/Econ | 0.1497% | 0 | 0 | 0
Tech | Grocery | Space Heating | Residential/split system heat pump | TRC | Existing | NE3846 | Hotel Card Energy Control Systems | Hotel Card Energy Control Systems | NonEquip | 15 |  | 0% | Tech/Econ | 0% | 0 | 0 | 0
Tech | Grocery | Space Heating | Residential/split system heat pump | TRC | Existing | NE3768 | Green Roof | Green Roof | NonEquip | 15 |  | 0.098% | Tech/Econ | 0.2666% | 1.6918 | 0 | 0
Tech | Grocery | Space Heating | Residential/split system heat pump | TRC | Existing | NE3716 | Floor Insulation | Floor Insulation | NonEquip | 20 |  | 19.95% | Tech/Econ | 0.09052% | 116.8432 | 0 | 0.054531
Tech | Grocery | Space Heating | Residential/split system heat pump | TRC | Existing | NE3638 | Facility Energy Management System | Facility Energy Management System | NonEquip | 15 |  | 7.167% | Tech/Econ | 20% | 10839.6419 | 0 | 1.3006
Tech | Grocery | Space Heating | Residential/split system heat pump | TRC | Existing | NE3560 | ECM Motors on Furnaces | ECM Motors on Furnaces | NonEquip | 15 | Forced air furnace | 0% | Tech/Econ | 1.706% | 0 | 0 | 0
Tech | Grocery | Space Heating | Residential/split system heat pump | TRC | Existing | NE3534 | Duct Sealing Repair | Duct Sealing Repair | NonEquip | 15 |  | 0% | Tech/Econ | 12% | 0 | 0 | 0
Tech | Grocery | Space Heating | Residential/split system heat pump | TRC | Existing | NE3482 | Duct Insulation | Duct Insulation | NonEquip | 15 |  | 0% | Tech/Econ | 2.045% | 0 | 0 | 0
Tech | Grocery | Space Heating | Residential/split system heat pump | TRC | Existing | NE3430 | Destratification Fans | Destratification Fans | NonEquip | 10 |  | 0% | Tech/Econ | 12.54% | 0 | 0 | 0
Tech | Grocery | Space Heating | Residential/split system heat pump | TRC | Existing | NE3378 | Dedicated Outdoor Air System on VRF unit | Dedicated Outdoor Air System on VRF unit | NonEquip | 15 | Residential/split system heat pump | 58.91% | Tech/Econ | 10% | 43913.9417 | 0 | 13.5061
Tech | Grocery | Space Heating | Residential/split system heat pump | TRC | Existing | NE3326 | Cool Roof | Cool Roof | NonEquip | 15 |  | 72.71% | Tech/Econ | 0.09584% | 451.2129 | 0 | 0
Tech | Grocery | Space Heating | Residential/split system heat pump | TRC | Existing | NE3222 | Ceiling Insulation(R30 to R38) | Ceiling Insulation(R30 to R38) | NonEquip | 20 |  | 0% | Tech/Econ | 0.03487% | 0 | 0 | 0
Tech | Grocery | Space Heating | Residential/split system heat pump | TRC | Existing | NE3170 | Ceiling Insulation(R2 to R38) | Ceiling Insulation(R2 to R38) | NonEquip | 20 |  | 0% | Tech/Econ | 2.354% | 0 | 0 | 0
Tech | Grocery | Space Heating | Residential/split system heat pump | TRC | Existing | NE3118 | Ceiling Insulation(R19 to R38) | Ceiling Insulation(R19 to R38) | NonEquip | 20 |  | 0% | Tech/Econ | 0.1308% | 0 | 0 | 0
Tech | Grocery | Space Heating | Residential/split system heat pump | TRC | Existing | NE3066 | Ceiling Insulation(R12 to R38) | Ceiling Insulation(R12 to R38) | NonEquip | 20 |  | 0% | Tech/Econ | 0.2833% | 0 | 0 | 0
Tech | Grocery | Space Heating | Residential/split system heat pump | TRC | Existing | NE2988 | Air Curtains | Air Curtains | NonEquip | 8 |  | 28.17% | Tech/Econ | 0.4308% | 788.2954 | 0 | 0.031389
Tech | Grocery | Space Heating | Residential/split system heat pump | TRC | Turnover | ET862 | Geothermal Heat Pump | Geothermal Heat Pump | Equip | 15 | Residential/split system heat pump | 30.5% | Tech/Econ | 2.941% | 6094.1804 | 0 | 2.013
Tech | Grocery | Space Heating | Residential/split system heat pump | TRC | Turnover | ET1408 | Variable Refrigerant Flow (VRF) HVAC Systems | Variable Refrigerant Flow (VRF) HVAC Systems | Equip | 15 | Residential/split system heat pump | 49.09% | Tech/Econ | 31.25% | 137048.4397 | 0 | 42.1505
Tech | Grocery | Space Heating | Residential/split system heat pump | TRC | Turnover | ET1330 | High Efficiency PTHP | High Efficiency PTHP | Equip | 15 | Residential/split system heat pump | 0% | Tech/Econ | 9.375% | 0 | 0 | 0
Tech | Grocery | Space Heating | Residential/split system heat pump | TRC | New | EN888 | Geothermal Heat Pump | Geothermal Heat Pump | Equip | 15 | Residential/split system heat pump | 30.5% | Tech/Econ | 2.941% | 0 | 0 | 0
Tech | Grocery | Space Heating | Residential/split system heat pump | TRC | New | EN1434 | Variable Refrigerant Flow (VRF) HVAC Systems | Variable Refrigerant Flow (VRF) HVAC Systems | Equip | 15 | Residential/split system heat pump | 49.09% | Tech/Econ | 31.25% | 1789.5686 | 0 | 0.5504
Tech | Grocery | Space Heating | Residential/split system heat pump | TRC | New | EN1356 | High Efficiency PTHP | High Efficiency PTHP | Equip | 15 | Residential/split system heat pump | 0% | Tech/Econ | 9.375% | 0 | 0 | 0
Tech | Grocery | Refrigeration | Residential style | TRC | New | NN5315 | Retro-Commissioning | Retro-Commissioning | NonEquip | 5 |  | 0% | Tech/Econ | 16% | 0 | 0 | 0
Tech | Grocery | Refrigeration | Residential style | TRC | New | NN4899 | Strip Curtains for Walk-ins | Strip Curtains for Walk-ins | NonEquip | 4 | Walk-in cooler | 0% | Tech/Econ | 2.115% | 0 | 0 | 0
Tech | Grocery | Refrigeration | Residential style | TRC | New | NN4873 | Refrigerated Display Case Lighting Controls | Refrigerated Display Case Lighting Controls | NonEquip | 8 | Display cases | 0% | Tech/Econ | 0.9365% | 0 | 0 | 0
Tech | Grocery | Refrigeration | Residential style | TRC | New | NN4847 | PSC to ECM Evaporator Fan Motor (Walk-In, Refrigerator) | PSC to ECM Evaporator Fan Motor (Walk-In, Refrigerator) | NonEquip | 15 | Walk-in cooler | 0% | Tech/Econ | 37.5% | 0 | 0 | 0
Tech | Grocery | Refrigeration | Residential style | TRC | New | NN4821 | PSC to ECM Evaporator Fan Motor (Reach-In) | PSC to ECM Evaporator Fan Motor (Reach-In) | NonEquip | 15 | Display cases | 0% | Tech/Econ | 37.5% | 0 | 0 | 0
Tech | Grocery | Refrigeration | Residential style | TRC | New | NN4795 | Night Covers for Display Cases | Night Covers for Display Cases | NonEquip | 5 | Display cases | 0% | Tech/Econ | 1.877% | 0 | 0 | 0
Tech | Grocery | Refrigeration | Residential style | TRC | New | NN4769 | High R-Value Glass Doors | High R-Value Glass Doors | NonEquip | 12 | Display cases | 0% | Tech/Econ | 0% | 0 | 0 | 0
Tech | Grocery | Refrigeration | Residential style | TRC | New | NN4743 | High Efficiency Refrigeration Compressor | High Efficiency Refrigeration Compressor | NonEquip | 13 | Display cases | 0% | Tech/Econ | 6.922% | 0 | 0 | 0
Tech | Grocery | Refrigeration | Residential style | TRC | New | NN4717 | Freezer-Cooler Replacement Gaskets | Freezer-Cooler Replacement Gaskets | NonEquip | 4 | Display cases | 0% | Tech/Econ | 0% | 0 | 0 | 0
Tech | Grocery | Refrigeration | Residential style | TRC | New | NN4691 | Floating Head Pressure Controls | Floating Head Pressure Controls | NonEquip | 15 |  | 0% | Tech/Econ | 6.05% | 0 | 0 | 0
Tech | Grocery | Refrigeration | Residential style | TRC | New | NN4665 | Demand Defrost | Demand Defrost | NonEquip | 10 | Walk-in cooler | 0% | Tech/Econ | 30% | 0 | 0 | 0
Tech | Grocery | Refrigeration | Residential style | TRC | New | NN4639 | Automatic Door Closer for Walk-in Coolers and Freezers | Automatic Door Closer for Walk-in Coolers and Freezers | NonEquip | 8 | Walk-in cooler | 0% | Tech/Econ | 3.131% | 0 | 0 | 0
Tech | Grocery | Refrigeration | Residential style | TRC | New | NN4613 | Anti-Sweat Controls | Anti-Sweat Controls | NonEquip | 8 | Display cases | 0% | Tech/Econ | 85% | 0 | 0 | 0
Tech | Grocery | Refrigeration | Residential style | TRC | Existing | NE5302 | Retro-Commissioning | Retro-Commissioning | NonEquip | 5 |  | 21.99% | Tech/Econ | 16% | 7987.7491 | 2.4662 | 4.7785
Tech | Grocery | Refrigeration | Residential style | TRC | Existing | NE4886 | Strip Curtains for Walk-ins | Strip Curtains for Walk-ins | NonEquip | 4 | Walk-in cooler | 0% | Tech/Econ | 2.115% | 0 | 0 | 0
Tech | Grocery | Refrigeration | Residential style | TRC | Existing | NE4860 | Refrigerated Display Case Lighting Controls | Refrigerated Display Case Lighting Controls | NonEquip | 8 | Display cases | 0% | Tech/Econ | 2.524% | 0 | 0 | 0
Tech | Grocery | Refrigeration | Residential style | TRC | Existing | NE4834 | PSC to ECM Evaporator Fan Motor (Walk-In, Refrigerator) | PSC to ECM Evaporator Fan Motor (Walk-In, Refrigerator) | NonEquip | 15 | Walk-in cooler | 0% | Tech/Econ | 37.5% | 0 | 0 | 0
Tech | Grocery | Refrigeration | Residential style | TRC | Existing | NE4808 | PSC to ECM Evaporator Fan Motor (Reach-In) | PSC to ECM Evaporator Fan Motor (Reach-In) | NonEquip | 15 | Display cases | 0% | Tech/Econ | 37.5% | 0 | 0 | 0
Tech | Grocery | Refrigeration | Residential style | TRC | Existing | NE4782 | Night Covers for Display Cases | Night Covers for Display Cases | NonEquip | 5 | Display cases | 0% | Tech/Econ | 1.877% | 0 | 0 | 0
Tech | Grocery | Refrigeration | Residential style | TRC | Existing | NE4756 | High R-Value Glass Doors | High R-Value Glass Doors | NonEquip | 12 | Display cases | 0% | Tech/Econ | 23.81% | 0 | 0 | 0
Tech | Grocery | Refrigeration | Residential style | TRC | Existing | NE4730 | High Efficiency Refrigeration Compressor | High Efficiency Refrigeration Compressor | NonEquip | 13 | Display cases | 0% | Tech/Econ | 6.922% | 0 | 0 | 0
Tech | Grocery | Refrigeration | Residential style | TRC | Existing | NE4704 | Freezer-Cooler Replacement Gaskets | Freezer-Cooler Replacement Gaskets | NonEquip | 4 | Display cases | 0% | Tech/Econ | 3.131% | 0 | 0 | 0
Tech | Grocery | Refrigeration | Residential style | TRC | Existing | NE4678 | Floating Head Pressure Controls | Floating Head Pressure Controls | NonEquip | 15 |  | 0% | Tech/Econ | 6.05% | 0 | 0 | 0
Tech | Grocery | Refrigeration | Residential style | TRC | Existing | NE4652 | Demand Defrost | Demand Defrost | NonEquip | 10 | Walk-in cooler | 0% | Tech/Econ | 30% | 0 | 0 | 0
Tech | Grocery | Refrigeration | Residential style | TRC | Existing | NE4626 | Automatic Door Closer for Walk-in Coolers and Freezers | Automatic Door Closer for Walk-in Coolers and Freezers | NonEquip | 8 | Walk-in cooler | 0% | Tech/Econ | 3.131% | 0 | 0 | 0
Tech | Grocery | Refrigeration | Residential style | TRC | Existing | NE4600 | Anti-Sweat Controls | Anti-Sweat Controls | NonEquip | 8 | Display cases | 0% | Tech/Econ | 85% | 0 | 0 | 0
Tech | Grocery | Refrigeration | Residential style | TRC | Turnover | ET2533 | Energy Star Refrigerator | Energy Star Refrigerator | Equip | 12 | Residential style | 45.6% | Tech/Econ | 21.99% | 25301.4183 | 3.3312 | 2.6212
Tech | Grocery | Refrigeration | Residential style | TRC | New | EN2559 | Energy Star Refrigerator | Energy Star Refrigerator | Equip | 12 | Residential style | 53.2% | Tech/Econ | 21.99% | 370.6229 | 0.048796 | 0.038396
Tech | Grocery | Miscellaneous | Pool pump | TRC | New | NN5445 | Retro-Commissioning | Retro-Commissioning | NonEquip | 5 |  | 0% | Tech/Econ | 16% | 0 | 0 | 0
Tech | Grocery | Miscellaneous | Pool pump | TRC | New | NN4535 | VSD Controlled Compressor | VSD Controlled Compressor | NonEquip | 15 | Others | 0% | Tech/Econ | 20.79% | 0 | 0 | 0
Tech | Grocery | Miscellaneous | Pool pump | TRC | New | NN4509 | Regenerative Drive Elevator Motor | Regenerative Drive Elevator Motor | NonEquip | 13 | Elevators/Escalators | 0% | Tech/Econ | 6.211% | 0 | 0 | 0
Tech | Grocery | Miscellaneous | Pool pump | TRC | New | NN4483 | Engine Block Timer | Engine Block Timer | NonEquip | 5 | Others | 0% | Tech/Econ | 36% | 0 | 0 | 0
Tech | Grocery | Miscellaneous | Pool pump | TRC | New | NN4457 | Efficient Motor Belts | Efficient Motor Belts | NonEquip | 10 | Others | 0% | Tech/Econ | 1.105% | 0 | 0 | 0
Tech | Grocery | Miscellaneous | Pool pump | TRC | Existing | NE5432 | Retro-Commissioning | Retro-Commissioning | NonEquip | 5 |  | 21.99% | Tech/Econ | 16% | 0 | 0 | 0
Tech | Grocery | Miscellaneous | Pool pump | TRC | Existing | NE4522 | VSD Controlled Compressor | VSD Controlled Compressor | NonEquip | 15 | Others | 0% | Tech/Econ | 20.79% | 0 | 0 | 0
Tech | Grocery | Miscellaneous | Pool pump | TRC | Existing | NE4496 | Regenerative Drive Elevator Motor | Regenerative Drive Elevator Motor | NonEquip | 13 | Elevators/Escalators | 0% | Tech/Econ | 6.211% | 0 | 0 | 0
Tech | Grocery | Miscellaneous | Pool pump | TRC | Existing | NE4470 | Engine Block Timer | Engine Block Timer | NonEquip | 5 | Others | 0% | Tech/Econ | 36% | 0 | 0 | 0
Tech | Grocery | Miscellaneous | Pool pump | TRC | Existing | NE4444 | Efficient Motor Belts | Efficient Motor Belts | NonEquip | 10 | Others | 0% | Tech/Econ | 1.105% | 0 | 0 | 0
Tech | Grocery | Miscellaneous | Pool pump | TRC | Turnover | ET2107 | Variable Speed Pool Pump | Variable Speed Pool Pump | Equip | 10 | Pool pump | 0% | Tech/Econ | 64.36% | 0 | 0 | 0
Tech | Grocery | Miscellaneous | Pool pump | TRC | Turnover | ET2068 | Two Speed Pool Pump | Two Speed Pool Pump | Equip | 10 | Pool pump | 0% | Tech/Econ | 61.79% | 0 | 0 | 0
Tech | Grocery | Miscellaneous | Pool pump | TRC | Turnover | ET2032 | Solar Powered Pool Pump | Solar Powered Pool Pump | Equip | 10 | Pool pump | 0% | Tech/Econ | 81% | 0 | 0 | 0
Tech | Grocery | Miscellaneous | Pool pump | TRC | Turnover | ET1993 | Solar Pool Heater | Solar Pool Heater | Equip | 15 | Pool pump | 0% | Tech/Econ | 86.11% | 0 | 0 | 0
Tech | Grocery | Miscellaneous | Pool pump | TRC | Turnover | ET1954 | Heat Pump Pool Heater | Heat Pump Pool Heater | Equip | 15 | Pool pump | 0% | Tech/Econ | 80% | 0 | 0 | 0
Tech | Grocery | Miscellaneous | Pool pump | TRC | New | EN2131 | Variable Speed Pool Pump | Variable Speed Pool Pump | Equip | 10 | Pool pump | 0% | Tech/Econ | 64.36% | 0 | 0 | 0
Tech | Grocery | Miscellaneous | Pool pump | TRC | New | EN2094 | Two Speed Pool Pump | Two Speed Pool Pump | Equip | 10 | Pool pump | 0% | Tech/Econ | 61.79% | 0 | 0 | 0
Tech | Grocery | Miscellaneous | Pool pump | TRC | New | EN2056 | Solar Powered Pool Pump | Solar Powered Pool Pump | Equip | 10 | Pool pump | 0% | Tech/Econ | 81% | 0 | 0 | 0
Tech | Grocery | Miscellaneous | Pool pump | TRC | New | EN2019 | Solar Pool Heater | Solar Pool Heater | Equip | 15 | Pool pump | 0% | Tech/Econ | 86.11% | 0 | 0 | 0
Tech | Grocery | Miscellaneous | Pool pump | TRC | New | EN1980 | Heat Pump Pool Heater | Heat Pump Pool Heater | Equip | 15 | Pool pump | 0% | Tech/Econ | 80% | 0 | 0 | 0
Tech | Grocery | Space Heating | Packaged central unit | TRC | New | NN5341 | Retro-Commissioning | Retro-Commissioning | NonEquip | 5 |  | 0% | Tech/Econ | 16% | 0 | 0 | 0
Tech | Grocery | Space Heating | Packaged central unit | TRC | New | NN4327 | Water Cooled Refrigeration Heat Recovery | Water Cooled Refrigeration Heat Recovery | NonEquip | 20 |  | 0% | Tech/Econ | 10% | 0 | 0 | 0
Tech | Grocery | Space Heating | Packaged central unit | TRC | New | NN4275 | Warehouse Loading Dock Seals | Warehouse Loading Dock Seals | NonEquip | 18 |  | 0% | Tech/Econ | 0.2714% | 0 | 0 | 0
Tech | Grocery | Space Heating | Packaged central unit | TRC | New | NN4249 | Wall Insulation | Wall Insulation | NonEquip | 20 |  | 0% | Tech/Econ | 0% | 0 | 0 | 0
Tech | Grocery | Space Heating | Packaged central unit | TRC | New | NN4171 | Smart Thermostat | Smart Thermostat | NonEquip | 11 |  | 31.48% | Tech/Econ | 10% | 2376.5945 | 0 | -0.0016713
Tech | Grocery | Space Heating | Packaged central unit | TRC | New | NN4093 | Roof Insulation | Roof Insulation | NonEquip | 20 |  | 58.5% | Tech/Econ | 0.1563% | 0 | 0 | 0
Tech | Grocery | Space Heating | Packaged central unit | TRC | New | NN4067 | Programmable Thermostat | Programmable Thermostat | NonEquip | 11 |  | 0% | Tech/Econ | 3.6% | 0 | 0 | 0
Tech | Grocery | Space Heating | Packaged central unit | TRC | New | NN4015 | Low U-Value Windows | Low U-Value Windows | NonEquip | 20 |  | 20.9% | Tech/Econ | 10% | 1611.9978 | 0 | 0.0066996
Tech | Grocery | Space Heating | Packaged central unit | TRC | New | NN3937 | Infiltration Reduction - Air Sealing | Infiltration Reduction - Air Sealing | NonEquip | 11 |  | 0% | Tech/Econ | 0.1357% | 0 | 0 | 0
Tech | Grocery | Space Heating | Packaged central unit | TRC | New | NN3781 | Green Roof | Green Roof | NonEquip | 15 |  | 0.49% | Tech/Econ | 0.2416% | 0 | 0 | 0
Tech | Grocery | Space Heating | Packaged central unit | TRC | New | NN3729 | Floor Insulation | Floor Insulation | NonEquip | 20 |  | 49.87% | Tech/Econ | 0.08203% | 0 | 0 | 0
Tech | Grocery | Space Heating | Packaged central unit | TRC | New | NN3651 | Facility Energy Management System | Facility Energy Management System | NonEquip | 15 |  | 4.276% | Tech/Econ | 20% | 665.1834 | 0 | 0.079813
Tech | Grocery | Space Heating | Packaged central unit | TRC | New | NN3573 | ECM Motors on Furnaces | ECM Motors on Furnaces | NonEquip | 15 | Forced air furnace | 0% | Tech/Econ | 1.706% | 0 | 0 | 0
Tech | Grocery | Space Heating | Packaged central unit | TRC | New | NN3547 | Duct Sealing Repair | Duct Sealing Repair | NonEquip | 15 |  | 0% | Tech/Econ | 12% | 0 | 0 | 0
Tech | Grocery | Space Heating | Packaged central unit | TRC | New | NN3495 | Duct Insulation | Duct Insulation | NonEquip | 15 |  | 0% | Tech/Econ | 2.045% | 0 | 0 | 0
Tech | Grocery | Space Heating | Packaged central unit | TRC | New | NN3443 | Destratification Fans | Destratification Fans | NonEquip | 10 |  | 0% | Tech/Econ | 12.54% | 0 | 0 | 0
Tech | Grocery | Space Heating | Packaged central unit | TRC | New | NN3391 | Dedicated Outdoor Air System on VRF unit | Dedicated Outdoor Air System on VRF unit | NonEquip | 15 | Residential/split system heat pump | 0% | Tech/Econ | 10% | 0 | 0 | 0
Tech | Grocery | Space Heating | Packaged central unit | TRC | New | NN3339 | Cool Roof | Cool Roof | NonEquip | 15 |  | 72.32% | Tech/Econ | 0.08686% | 0 | 0 | 0
Tech | Grocery | Space Heating | Packaged central unit | TRC | New | NN3235 | Ceiling Insulation(R30 to R38) | Ceiling Insulation(R30 to R38) | NonEquip | 20 |  | 0% | Tech/Econ | 0.0316% | 0 | 0 | 0
Tech | Grocery | Space Heating | Packaged central unit | TRC | New | NN3183 | Ceiling Insulation(R2 to R38) | Ceiling Insulation(R2 to R38) | NonEquip | 20 |  | 0% | Tech/Econ | 2.133% | 0 | 0 | 0
Tech | Grocery | Space Heating | Packaged central unit | TRC | New | NN3131 | Ceiling Insulation(R19 to R38) | Ceiling Insulation(R19 to R38) | NonEquip | 20 |  | 0% | Tech/Econ | 0.1185% | 0 | 0 | 0
Tech | Grocery | Space Heating | Packaged central unit | TRC | New | NN3079 | Ceiling Insulation(R12 to R38) | Ceiling Insulation(R12 to R38) | NonEquip | 20 |  | 0% | Tech/Econ | 0.2567% | 0 | 0 | 0
Tech | Grocery | Space Heating | Packaged central unit | TRC | New | NN3001 | Air Curtains | Air Curtains | NonEquip | 8 |  | 47.78% | Tech/Econ | 0.4308% | 132.6466 | 0 | 0.0052818
Tech | Grocery | Space Heating | Packaged central unit | TRC | Existing | NE5328 | Retro-Commissioning | Retro-Commissioning | NonEquip | 5 |  | 21.99% | Tech/Econ | 16% | 194333.6424 | 0 | 116.2558
Tech | Grocery | Space Heating | Packaged central unit | TRC | Existing | NE4314 | Water Cooled Refrigeration Heat Recovery | Water Cooled Refrigeration Heat Recovery | NonEquip | 20 |  | 0% | Tech/Econ | 10% | 0 | 0 | 0
Tech | Grocery | Space Heating | Packaged central unit | TRC | Existing | NE4262 | Warehouse Loading Dock Seals | Warehouse Loading Dock Seals | NonEquip | 18 |  | 0% | Tech/Econ | 0.2995% | 0 | 0 | 0
Tech | Grocery | Space Heating | Packaged central unit | TRC | Existing | NE4236 | Wall Insulation | Wall Insulation | NonEquip | 20 |  | 0% | Tech/Econ | 0.2818% | 0 | 0 | 0
Tech | Grocery | Space Heating | Packaged central unit | TRC | Existing | NE4158 | Smart Thermostat | Smart Thermostat | NonEquip | 11 |  | 31.48% | Tech/Econ | 10% | 184805.6285 | 0 | -0.12996
Tech | Grocery | Space Heating | Packaged central unit | TRC | Existing | NE4080 | Roof Insulation | Roof Insulation | NonEquip | 20 |  | 58.5% | Tech/Econ | 0.345% | 10743.4515 | 0 | 5.014
Tech | Grocery | Space Heating | Packaged central unit | TRC | Existing | NE4054 | Programmable Thermostat | Programmable Thermostat | NonEquip | 11 |  | 0% | Tech/Econ | 3.6% | 0 | 0 | 0
Tech | Grocery | Space Heating | Packaged central unit | TRC | Existing | NE4002 | Low U-Value Windows | Low U-Value Windows | NonEquip | 20 |  | 8.361% | Tech/Econ | 46% | 238271.2733 | 0 | 0.99027
Tech | Grocery | Space Heating | Packaged central unit | TRC | Existing | NE3924 | Infiltration Reduction - Air Sealing | Infiltration Reduction - Air Sealing | NonEquip | 11 |  | 0% | Tech/Econ | 0.1497% | 0 | 0 | 0
Tech | Grocery | Space Heating | Packaged central unit | TRC | Existing | NE3846 | Hotel Card Energy Control Systems | Hotel Card Energy Control Systems | NonEquip | 15 |  | 0% | Tech/Econ | 0% | 0 | 0 | 0
Tech | Grocery | Space Heating | Packaged central unit | TRC | Existing | NE3768 | Green Roof | Green Roof | NonEquip | 15 |  | 0.098% | Tech/Econ | 0.2666% | 13.8791 | 0 | 0
Tech | Grocery | Space Heating | Packaged central unit | TRC | Existing | NE3716 | Floor Insulation | Floor Insulation | NonEquip | 20 |  | 19.95% | Tech/Econ | 0.09052% | 958.5376 | 0 | 0.44735
Tech | Grocery | Space Heating | Packaged central unit | TRC | Existing | NE3638 | Facility Energy Management System | Facility Energy Management System | NonEquip | 15 |  | 7.167% | Tech/Econ | 20% | 85381.4259 | 0 | 10.2447
Tech | Grocery | Space Heating | Packaged central unit | TRC | Existing | NE3560 | ECM Motors on Furnaces | ECM Motors on Furnaces | NonEquip | 15 | Forced air furnace | 0% | Tech/Econ | 1.706% | 0 | 0 | 0
Tech | Grocery | Space Heating | Packaged central unit | TRC | Existing | NE3534 | Duct Sealing Repair | Duct Sealing Repair | NonEquip | 15 |  | 0% | Tech/Econ | 12% | 0 | 0 | 0
Tech | Grocery | Space Heating | Packaged central unit | TRC | Existing | NE3482 | Duct Insulation | Duct Insulation | NonEquip | 15 |  | 0% | Tech/Econ | 2.045% | 0 | 0 | 0
Tech | Grocery | Space Heating | Packaged central unit | TRC | Existing | NE3430 | Destratification Fans | Destratification Fans | NonEquip | 10 |  | 0% | Tech/Econ | 12.54% | 0 | 0 | 0
Tech | Grocery | Space Heating | Packaged central unit | TRC | Existing | NE3378 | Dedicated Outdoor Air System on VRF unit | Dedicated Outdoor Air System on VRF unit | NonEquip | 15 | Residential/split system heat pump | 0% | Tech/Econ | 10% | 0 | 0 | 0
Tech | Grocery | Space Heating | Packaged central unit | TRC | Existing | NE3326 | Cool Roof | Cool Roof | NonEquip | 15 |  | 72.71% | Tech/Econ | 0.09584% | 3701.5794 | 0 | 0
Tech | Grocery | Space Heating | Packaged central unit | TRC | Existing | NE3222 | Ceiling Insulation(R30 to R38) | Ceiling Insulation(R30 to R38) | NonEquip | 20 |  | 0% | Tech/Econ | 0.03487% | 0 | 0 | 0
Tech | Grocery | Space Heating | Packaged central unit | TRC | Existing | NE3170 | Ceiling Insulation(R2 to R38) | Ceiling Insulation(R2 to R38) | NonEquip | 20 |  | 0% | Tech/Econ | 2.354% | 0 | 0 | 0
Tech | Grocery | Space Heating | Packaged central unit | TRC | Existing | NE3118 | Ceiling Insulation(R19 to R38) | Ceiling Insulation(R19 to R38) | NonEquip | 20 |  | 0% | Tech/Econ | 0.1308% | 0 | 0 | 0
Tech | Grocery | Space Heating | Packaged central unit | TRC | Existing | NE3066 | Ceiling Insulation(R12 to R38) | Ceiling Insulation(R12 to R38) | NonEquip | 20 |  | 0% | Tech/Econ | 0.2833% | 0 | 0 | 0
Tech | Grocery | Space Heating | Packaged central unit | TRC | Existing | NE2988 | Air Curtains | Air Curtains | NonEquip | 8 |  | 28.17% | Tech/Econ | 0.4308% | 6466.8769 | 0 | 0.2575
Tech | Grocery | Space Heating | Packaged central unit | TRC | Turnover | ET1213 | High Efficiency DX 135k- less than 240k BTU | High Efficiency DX 135k- less than 240k BTU | Equip | 15 | Packaged central unit | 94.56% | Tech/Econ | 3.03% | 162948.6525 | 0 | 0
Tech | Grocery | Space Heating | Packaged central unit | TRC | New | EN1239 | High Efficiency DX 135k- less than 240k BTU | High Efficiency DX 135k- less than 240k BTU | Equip | 15 | Packaged central unit | 94.56% | Tech/Econ | 3.03% | 2095.5145 | 0 | 0
Tech | Grocery | Space Cooling | Packaged air conditioning units (RTUs) | TRC | New | NN5367 | Retro-Commissioning | Retro-Commissioning | NonEquip | 5 |  | 0% | Tech/Econ | 16% | 0 | 0 | 0
Tech | Grocery | Space Cooling | Packaged air conditioning units (RTUs) | TRC | New | NN4379 | Window Sun Protection | Window Sun Protection | NonEquip | 10 |  | 15.35% | Tech/Econ | 16% | 6100.4288 | 1.8995 | -0.10702
Tech | Grocery | Space Cooling | Packaged air conditioning units (RTUs) | TRC | New | NN4353 | Waterside Economizer | Waterside Economizer | NonEquip | 20 |  | 0% | Tech/Econ | 5.556% | 0 | 0 | 0
Tech | Grocery | Space Cooling | Packaged air conditioning units (RTUs) | TRC | New | NN4301 | Warehouse Loading Dock Seals | Warehouse Loading Dock Seals | NonEquip | 18 |  | 0% | Tech/Econ | 0.7747% | 0 | 0 | 0
Tech | Grocery | Space Cooling | Packaged air conditioning units (RTUs) | TRC | New | NN4145 | Smart Thermostat | Smart Thermostat | NonEquip | 11 |  | 31.48% | Tech/Econ | 10% | 6535.7019 | 2.422 | 0
Tech | Grocery | Space Cooling | Packaged air conditioning units (RTUs) | TRC | New | NN4119 | Roof Insulation | Roof Insulation | NonEquip | 20 |  | 58.5% | Tech/Econ | 0.4462% | 0 | 0 | 0
Tech | Grocery | Space Cooling | Packaged air conditioning units (RTUs) | TRC | New | NN4041 | Programmable Thermostat | Programmable Thermostat | NonEquip | 11 |  | 0% | Tech/Econ | 3.6% | 0 | 0 | 0
Tech | Grocery | Space Cooling | Packaged air conditioning units (RTUs) | TRC | New | NN3989 | Low U-Value Windows | Low U-Value Windows | NonEquip | 20 |  | 20.9% | Tech/Econ | 10% | 0 | 0 | 0
Tech | Grocery | Space Cooling | Packaged air conditioning units (RTUs) | TRC | New | NN3963 | Infiltration Reduction - Air Sealing | Infiltration Reduction - Air Sealing | NonEquip | 11 |  | 0% | Tech/Econ | 0.3873% | 0 | 0 | 0
Tech | Grocery | Space Cooling | Packaged air conditioning units (RTUs) | TRC | New | NN3911 | HVAC tune-up_RTU | HVAC tune-up_RTU | NonEquip | 5 | Packaged air conditioning units (RTUs) | 0% | Tech/Econ | 5% | 0 | 0 | 0
Tech | Grocery | Space Cooling | Packaged air conditioning units (RTUs) | TRC | New | NN3885 | HVAC tune-up | HVAC tune-up | NonEquip | 5 | Residential-type central air conditioners | 0% | Tech/Econ | 5% | 0 | 0 | 0
Tech | Grocery | Space Cooling | Packaged air conditioning units (RTUs) | TRC | New | NN3807 | Green Roof | Green Roof | NonEquip | 15 |  | 0.49% | Tech/Econ | 0.5172% | 0 | 0 | 0
Tech | Grocery | Space Cooling | Packaged air conditioning units (RTUs) | TRC | New | NN3677 | Facility Energy Management System | Facility Energy Management System | NonEquip | 15 |  | 4.276% | Tech/Econ | 20% | 2343.102 | 0.61146 | 0
Tech | Grocery | Space Cooling | Packaged air conditioning units (RTUs) | TRC | New | NN3625 | Facility Commissioning | Facility Commissioning | NonEquip | 10 |  | 53.41% | Tech/Econ | 16% | 23211.8898 | 4.064 | 0.092719
Tech | Grocery | Space Cooling | Packaged air conditioning units (RTUs) | TRC | New | NN3599 | Energy Recovery Ventilation System (ERV) | Energy Recovery Ventilation System (ERV) | NonEquip | 15 | Packaged air conditioning units (RTUs) | 48.99% | Tech/Econ | 9.935% | 11476.7188 | 16.828 | 3.2612
Tech | Grocery | Space Cooling | Packaged air conditioning units (RTUs) | TRC | New | NN3521 | Duct Sealing Repair | Duct Sealing Repair | NonEquip | 15 |  | 0% | Tech/Econ | 12% | 0 | 0 | 0
Tech | Grocery | Space Cooling | Packaged air conditioning units (RTUs) | TRC | New | NN3469 | Duct Insulation | Duct Insulation | NonEquip | 15 |  | 0% | Tech/Econ | 2.045% | 0 | 0 | 0
Tech | Grocery | Space Cooling | Packaged air conditioning units (RTUs) | TRC | New | NN3417 | Dedicated Outdoor Air System on VRF unit | Dedicated Outdoor Air System on VRF unit | NonEquip | 15 | Residential-type central air conditioners | 0% | Tech/Econ | 17.5% | 0 | 0 | 0
Tech | Grocery | Space Cooling | Packaged air conditioning units (RTUs) | TRC | New | NN3365 | Cool Roof | Cool Roof | NonEquip | 15 |  | 72.32% | Tech/Econ | 0.6634% | 0 | 0 | 0
Tech | Grocery | Space Cooling | Packaged air conditioning units (RTUs) | TRC | New | NN3313 | Chilled Water System - Variable Speed Drives | Chilled Water System - Variable Speed Drives | NonEquip | 13 | Central chillers inside | 0% | Tech/Econ | 24.74% | 0 | 0 | 0
Tech | Grocery | Space Cooling | Packaged air conditioning units (RTUs) | TRC | New | NN3209 | Ceiling Insulation(R2 to R38) | Ceiling Insulation(R2 to R38) | NonEquip | 20 |  | 0% | Tech/Econ | 6.088% | 0 | 0 | 0
Tech | Grocery | Space Cooling | Packaged air conditioning units (RTUs) | TRC | New | NN3105 | Ceiling Insulation(R12 to R38) | Ceiling Insulation(R12 to R38) | NonEquip | 20 |  | 0% | Tech/Econ | 0.7328% | 0 | 0 | 0
Tech | Grocery | Space Cooling | Packaged air conditioning units (RTUs) | TRC | New | NN3053 | Airside Economizer | Airside Economizer | NonEquip | 10 | Packaged air conditioning units (RTUs) | 4.552% | Tech/Econ | 5.556% | 567.336 | -0.10324 | 0.00070712
Tech | Grocery | Space Cooling | Packaged air conditioning units (RTUs) | TRC | Existing | NE5354 | Retro-Commissioning | Retro-Commissioning | NonEquip | 5 |  | 21.99% | Tech/Econ | 16% | 628730.8644 | 194.1185 | 0
Tech | Grocery | Space Cooling | Packaged air conditioning units (RTUs) | TRC | Existing | NE4366 | Window Sun Protection | Window Sun Protection | NonEquip | 10 |  | 12.19% | Tech/Econ | 16% | 403493.6244 | 125.6353 | -7.0783
Tech | Grocery | Space Cooling | Packaged air conditioning units (RTUs) | TRC | Existing | NE4340 | Waterside Economizer | Waterside Economizer | NonEquip | 20 |  | 0% | Tech/Econ | 5.556% | 0 | 0 | 0
Tech | Grocery | Space Cooling | Packaged air conditioning units (RTUs) | TRC | Existing | NE4288 | Warehouse Loading Dock Seals | Warehouse Loading Dock Seals | NonEquip | 18 |  | 0% | Tech/Econ | 0.7747% | 0 | 0 | 0
Tech | Grocery | Space Cooling | Packaged air conditioning units (RTUs) | TRC | Existing | NE4210 | Wall Insulation | Wall Insulation | NonEquip | 20 |  | 0% | Tech/Econ | 4.992% | 0 | 0 | 0
Tech | Grocery | Space Cooling | Packaged air conditioning units (RTUs) | TRC | Existing | NE4132 | Smart Thermostat | Smart Thermostat | NonEquip | 11 |  | 31.48% | Tech/Econ | 10% | 638275.6069 | 236.532 | 0
Tech | Grocery | Space Cooling | Packaged air conditioning units (RTUs) | TRC | Existing | NE4106 | Roof Insulation | Roof Insulation | NonEquip | 20 |  | 58.5% | Tech/Econ | 0.8925% | 90016.5357 | 18.3697 | 0
Tech | Grocery | Space Cooling | Packaged air conditioning units (RTUs) | TRC | Existing | NE4028 | Programmable Thermostat | Programmable Thermostat | NonEquip | 11 |  | 0% | Tech/Econ | 3.6% | 0 | 0 | 0
Tech | Grocery | Space Cooling | Packaged air conditioning units (RTUs) | TRC | Existing | NE3976 | Low U-Value Windows | Low U-Value Windows | NonEquip | 20 |  | 8.361% | Tech/Econ | 46% | 839308.2572 | 311.9734 | 0
Tech | Grocery | Space Cooling | Packaged air conditioning units (RTUs) | TRC | Existing | NE3950 | Infiltration Reduction - Air Sealing | Infiltration Reduction - Air Sealing | NonEquip | 11 |  | 0% | Tech/Econ | 0.3873% | 0 | 0 | 0
Tech | Grocery | Space Cooling | Packaged air conditioning units (RTUs) | TRC | Existing | NE3898 | HVAC tune-up_RTU | HVAC tune-up_RTU | NonEquip | 5 | Packaged air conditioning units (RTUs) | 0% | Tech/Econ | 5% | 0 | 0 | 0
Tech | Grocery | Space Cooling | Packaged air conditioning units (RTUs) | TRC | Existing | NE3872 | HVAC tune-up | HVAC tune-up | NonEquip | 5 | Residential-type central air conditioners | 0% | Tech/Econ | 5% | 0 | 0 | 0
Tech | Grocery | Space Cooling | Packaged air conditioning units (RTUs) | TRC | Existing | NE3794 | Green Roof | Green Roof | NonEquip | 15 |  | 0.098% | Tech/Econ | 0.5172% | 86.5217 | 0.036756 | 0
Tech | Grocery | Space Cooling | Packaged air conditioning units (RTUs) | TRC | Existing | NE3664 | Facility Energy Management System | Facility Energy Management System | NonEquip | 15 |  | 7.167% | Tech/Econ | 20% | 300755.2485 | 78.4851 | 0
Tech | Grocery | Space Cooling | Packaged air conditioning units (RTUs) | TRC | Existing | NE3586 | Energy Recovery Ventilation System (ERV) | Energy Recovery Ventilation System (ERV) | NonEquip | 15 | Packaged air conditioning units (RTUs) | 48.99% | Tech/Econ | 9.935% | 955918.9383 | 1401.6367 | 271.6328
Tech | Grocery | Space Cooling | Packaged air conditioning units (RTUs) | TRC | Existing | NE3508 | Duct Sealing Repair | Duct Sealing Repair | NonEquip | 15 |  | 0% | Tech/Econ | 12% | 0 | 0 | 0
Tech | Grocery | Space Cooling | Packaged air conditioning units (RTUs) | TRC | Existing | NE3456 | Duct Insulation | Duct Insulation | NonEquip | 15 |  | 0% | Tech/Econ | 2.045% | 0 | 0 | 0
Tech | Grocery | Space Cooling | Packaged air conditioning units (RTUs) | TRC | Existing | NE3404 | Dedicated Outdoor Air System on VRF unit | Dedicated Outdoor Air System on VRF unit | NonEquip | 15 | Residential-type central air conditioners | 0% | Tech/Econ | 17.5% | 0 | 0 | 0
Tech | Grocery | Space Cooling | Packaged air conditioning units (RTUs) | TRC | Existing | NE3352 | Cool Roof | Cool Roof | NonEquip | 15 |  | 72.71% | Tech/Econ | 0.6634% | 82726.4884 | 35.1439 | 0
Tech | Grocery | Space Cooling | Packaged air conditioning units (RTUs) | TRC | Existing | NE3300 | Chilled Water System - Variable Speed Drives | Chilled Water System - Variable Speed Drives | NonEquip | 13 | Central chillers inside | 0% | Tech/Econ | 24.74% | 0 | 0 | 0
Tech | Grocery | Space Cooling | Packaged air conditioning units (RTUs) | TRC | Existing | NE3196 | Ceiling Insulation(R2 to R38) | Ceiling Insulation(R2 to R38) | NonEquip | 20 |  | 0% | Tech/Econ | 6.088% | 0 | 0 | 0
Tech | Grocery | Space Cooling | Packaged air conditioning units (RTUs) | TRC | Existing | NE3144 | Ceiling Insulation(R19 to R38) | Ceiling Insulation(R19 to R38) | NonEquip | 20 |  | 0% | Tech/Econ | 0.3382% | 0 | 0 | 0
Tech | Grocery | Space Cooling | Packaged air conditioning units (RTUs) | TRC | Existing | NE3092 | Ceiling Insulation(R12 to R38) | Ceiling Insulation(R12 to R38) | NonEquip | 20 |  | 0% | Tech/Econ | 0.7328% | 0 | 0 | 0
Tech | Grocery | Space Cooling | Packaged air conditioning units (RTUs) | TRC | Existing | NE3040 | Airside Economizer | Airside Economizer | NonEquip | 10 | Packaged air conditioning units (RTUs) | 4.552% | Tech/Econ | 5.556% | 47254.5562 | -8.5993 | 0.058897
Tech | Grocery | Space Cooling | Packaged air conditioning units (RTUs) | TRC | Turnover | ET1174 | High Efficiency DX 135k- less than 240k BTU | High Efficiency DX 135k- less than 240k BTU | Equip | 15 | Packaged air conditioning units (RTUs) | 94.56% | Tech/Econ | 4.348% | 766231.7767 | 316.8475 | 0
Tech | Grocery | Space Cooling | Packaged air conditioning units (RTUs) | TRC | New | EN1200 | High Efficiency DX 135k- less than 240k BTU | High Efficiency DX 135k- less than 240k BTU | Equip | 15 | Packaged air conditioning units (RTUs) | 94.56% | Tech/Econ | 4.348% | 4519.4138 | 1.8688 | 0
Tech | Grocery | Interior Lighting | Overhead (fluorescent/LED/CFL U-shape) | TRC | New | NN5263 | Retro-Commissioning | Retro-Commissioning | NonEquip | 5 |  | 0% | Tech/Econ | 16% | 0 | 0 | 0
Tech | Grocery | Interior Lighting | Overhead (fluorescent/LED/CFL U-shape) | TRC | New | NN4431 | Interior Lighting Controls | Interior Lighting Controls | NonEquip | 8 | Overhead (fluorescent/LED/CFL U-shape) | 7.543% | Tech/Econ | 28% | 3468.4976 | 0 | 0
Tech | Grocery | Interior Lighting | Overhead (fluorescent/LED/CFL U-shape) | TRC | New | NN4405 | Bi-Level Lighting Control (Interior) | Bi-Level Lighting Control (Interior) | NonEquip | 8 | Overhead (fluorescent/LED/CFL U-shape) | 22.45% | Tech/Econ | 31% | 12286.2651 | 0.15178 | 0
Tech | Grocery | Interior Lighting | Overhead (fluorescent/LED/CFL U-shape) | TRC | New | NN3703 | Facility Energy Management System | Facility Energy Management System | NonEquip | 15 |  | 4.276% | Tech/Econ | 24% | 1649.6292 | 0.43049 | 0.19793
Tech | Grocery | Interior Lighting | Overhead (fluorescent/LED/CFL U-shape) | TRC | Existing | NE5250 | Retro-Commissioning | Retro-Commissioning | NonEquip | 5 |  | 21.99% | Tech/Econ | 16% | 365198.6931 | 112.7538 | 218.4721
Tech | Grocery | Interior Lighting | Overhead (fluorescent/LED/CFL U-shape) | TRC | Existing | NE4418 | Interior Lighting Controls | Interior Lighting Controls | NonEquip | 8 | Overhead (fluorescent/LED/CFL U-shape) | 7.543% | Tech/Econ | 28% | 242770.9021 | 0 | 0
Tech | Grocery | Interior Lighting | Overhead (fluorescent/LED/CFL U-shape) | TRC | Existing | NE4392 | Bi-Level Lighting Control (Interior) | Bi-Level Lighting Control (Interior) | NonEquip | 8 | Overhead (fluorescent/LED/CFL U-shape) | 22.45% | Tech/Econ | 31% | 859953.795 | 10.6235 | 0
Tech | Grocery | Interior Lighting | Overhead (fluorescent/LED/CFL U-shape) | TRC | Existing | NE3690 | Facility Energy Management System | Facility Energy Management System | NonEquip | 15 |  | 7.167% | Tech/Econ | 24% | 181666.3349 | 47.4077 | 21.7976
Tech | Grocery | Interior Lighting | Overhead (fluorescent/LED/CFL U-shape) | TRC | Turnover | ET1798 | Premium T8 - Lamp Replacement | Premium T8 - Lamp Replacement | Equip | 8 | Overhead (fluorescent/LED/CFL U-shape) | 0% | Tech/Econ | 12.5% | 0 | 0 | 0
Tech | Grocery | Interior Lighting | Overhead (fluorescent/LED/CFL U-shape) | TRC | Turnover | ET1759 | Premium T8 - Fixture Replacement | Premium T8 - Fixture Replacement | Equip | 8 | Overhead (fluorescent/LED/CFL U-shape) | 0% | Tech/Econ | 12.5% | 0 | 0 | 0
Tech | Grocery | Interior Lighting | Overhead (fluorescent/LED/CFL U-shape) | TRC | Turnover | ET1720 | LED Linear - Lamp Replacement | LED Linear - Lamp Replacement | Equip | 15 | Overhead (fluorescent/LED/CFL U-shape) | 24.1% | Tech/Econ | 25.43% | 689456.7527 | 166.3138 | 0.027856
Tech | Grocery | Interior Lighting | Overhead (fluorescent/LED/CFL U-shape) | TRC | Turnover | ET1681 | LED Linear - Fixture Replacement | LED Linear - Fixture Replacement | Equip | 15 | Overhead (fluorescent/LED/CFL U-shape) | 24.1% | Tech/Econ | 50.28% | 1703600.349 | 415.4583 | 0.022761
Tech | Grocery | Interior Lighting | Overhead (fluorescent/LED/CFL U-shape) | TRC | New | EN1824 | Premium T8 - Lamp Replacement | Premium T8 - Lamp Replacement | Equip | 8 | Overhead (fluorescent/LED/CFL U-shape) | 0% | Tech/Econ | 12.5% | 0 | 0 | 0
Tech | Grocery | Interior Lighting | Overhead (fluorescent/LED/CFL U-shape) | TRC | New | EN1785 | Premium T8 - Fixture Replacement | Premium T8 - Fixture Replacement | Equip | 8 | Overhead (fluorescent/LED/CFL U-shape) | 0% | Tech/Econ | 12.5% | 0 | 0 | 0
Tech | Grocery | Interior Lighting | Overhead (fluorescent/LED/CFL U-shape) | TRC | New | EN1746 | LED Linear - Lamp Replacement | LED Linear - Lamp Replacement | Equip | 15 | Overhead (fluorescent/LED/CFL U-shape) | 0% | Tech/Econ | 25.43% | 0 | 0 | 0
Tech | Grocery | Interior Lighting | Overhead (fluorescent/LED/CFL U-shape) | TRC | New | EN1707 | LED Linear - Fixture Replacement | LED Linear - Fixture Replacement | Equip | 15 | Overhead (fluorescent/LED/CFL U-shape) | 0% | Tech/Econ | 50.28% | 0 | 0 | 0
Tech | Grocery | Cooking | Oven | TRC | Turnover | ET43 | Energy Star Commercial Oven | Energy Star Commercial Oven | Equip | 12 | Oven | 0% | Tech/Econ | 34.83% | 0 | 0 | 0
Tech | Grocery | Cooking | Oven | TRC | New | EN69 | Energy Star Commercial Oven | Energy Star Commercial Oven | Equip | 12 | Oven | 0% | Tech/Econ | 34.83% | 0 | 0 | 0
Tech | Grocery | Miscellaneous | Others | TRC | New | NN5445 | Retro-Commissioning | Retro-Commissioning | NonEquip | 5 |  | 0% | Tech/Econ | 16% | 0 | 0 | 0
Tech | Grocery | Miscellaneous | Others | TRC | New | NN4535 | VSD Controlled Compressor | VSD Controlled Compressor | NonEquip | 15 | Others | 23.37% | Tech/Econ | 20.79% | 3439.3791 | 0.5186 | 0.24273
Tech | Grocery | Miscellaneous | Others | TRC | New | NN4509 | Regenerative Drive Elevator Motor | Regenerative Drive Elevator Motor | NonEquip | 13 | Elevators/Escalators | 0% | Tech/Econ | 6.211% | 0 | 0 | 0
Tech | Grocery | Miscellaneous | Others | TRC | New | NN4483 | Engine Block Timer | Engine Block Timer | NonEquip | 5 | Others | 0% | Tech/Econ | 36% | 0 | 0 | 0
Tech | Grocery | Miscellaneous | Others | TRC | New | NN4457 | Efficient Motor Belts | Efficient Motor Belts | NonEquip | 10 | Others | 9.954% | Tech/Econ | 1.105% | 72.2689 | 0.009907 | 0.0024463
Tech | Grocery | Miscellaneous | Others | TRC | Existing | NE5432 | Retro-Commissioning | Retro-Commissioning | NonEquip | 5 |  | 21.99% | Tech/Econ | 16% | 184116.7303 | 56.8454 | 110.1438
Tech | Grocery | Miscellaneous | Others | TRC | Existing | NE4522 | VSD Controlled Compressor | VSD Controlled Compressor | NonEquip | 15 | Others | 23.37% | Tech/Econ | 20.79% | 273929.9051 | 41.3043 | 19.3321
Tech | Grocery | Miscellaneous | Others | TRC | Existing | NE4496 | Regenerative Drive Elevator Motor | Regenerative Drive Elevator Motor | NonEquip | 13 | Elevators/Escalators | 0% | Tech/Econ | 6.211% | 0 | 0 | 0
Tech | Grocery | Miscellaneous | Others | TRC | Existing | NE4470 | Engine Block Timer | Engine Block Timer | NonEquip | 5 | Others | 0% | Tech/Econ | 36% | 0 | 0 | 0
Tech | Grocery | Miscellaneous | Others | TRC | Existing | NE4444 | Efficient Motor Belts | Efficient Motor Belts | NonEquip | 10 | Others | 9.954% | Tech/Econ | 1.105% | 5553.364 | 0.76129 | 0.18798
Tech | Grocery | Miscellaneous | Others | TRC | Turnover | ET1915 | ENERGY STAR Water Cooler | ENERGY STAR Water Cooler | Equip | 10 | Others | 0% | Tech/Econ | 68.49% | 0 | 0 | 0
Tech | Grocery | Miscellaneous | Others | TRC | Turnover | ET1876 | ENERGY STAR Commercial Clothes Washer | ENERGY STAR Commercial Clothes Washer | Equip | 7 | Others | 0% | Tech/Econ | 27.27% | 0 | 0 | 0
Tech | Grocery | Miscellaneous | Others | TRC | Turnover | ET1837 | Efficient Battery Charger | Efficient Battery Charger | Equip | 7 | Others | 17.92% | Tech/Econ | 13.68% | 131456.9302 | 72.0312 | 0
Tech | Grocery | Miscellaneous | Others | TRC | New | EN1941 | ENERGY STAR Water Cooler | ENERGY STAR Water Cooler | Equip | 10 | Others | 0% | Tech/Econ | 68.49% | 0 | 0 | 0
Tech | Grocery | Miscellaneous | Others | TRC | New | EN1902 | ENERGY STAR Commercial Clothes Washer | ENERGY STAR Commercial Clothes Washer | Equip | 7 | Others | 0% | Tech/Econ | 27.27% | 0 | 0 | 0
Tech | Grocery | Miscellaneous | Others | TRC | New | EN1863 | Efficient Battery Charger | Efficient Battery Charger | Equip | 7 | Others | 17.92% | Tech/Econ | 13.68% | 1650.5325 | 0.9044 | 0
Tech | Grocery | Office Equipment | Other office | TRC | New | NN4587 | Smart Strip Plug Outlet | Smart Strip Plug Outlet | NonEquip | 4 |  | 43.9% | Tech/Econ | 1.187% | 365.8853 | 0.054405 | 0.037811
Tech | Grocery | Office Equipment | Other office | TRC | New | NN4561 | Network PC Power Management | Network PC Power Management | NonEquip | 5 | Computers | 0% | Tech/Econ | 56.5% | 0 | 0 | 0
Tech | Grocery | Office Equipment | Other office | TRC | Existing | NE4574 | Smart Strip Plug Outlet | Smart Strip Plug Outlet | NonEquip | 4 |  | 43.9% | Tech/Econ | 1.187% | 29140.9961 | 4.3331 | 3.0114
Tech | Grocery | Office Equipment | Other office | TRC | Existing | NE4548 | Network PC Power Management | Network PC Power Management | NonEquip | 5 | Computers | 0% | Tech/Econ | 56.5% | 0 | 0 | 0
Tech | Grocery | Office Equipment | Other office | TRC | Turnover | ET2260 | Energy Star Uninterruptable Power Supply | Energy Star Uninterruptable Power Supply | Equip | 10 | Other office | 0% | Tech/Econ | 1.878% | 0 | 0 | 0
Tech | Grocery | Office Equipment | Other office | TRC | New | EN2286 | Energy Star Uninterruptable Power Supply | Energy Star Uninterruptable Power Supply | Equip | 10 | Other office | 0% | Tech/Econ | 1.878% | 0 | 0 | 0
Tech | Grocery | Ventilation and Circulation | Motor/Fan | TRC | New | NN5393 | Retro-Commissioning | Retro-Commissioning | NonEquip | 5 |  | 0% | Tech/Econ | 16% | 0 | 0 | 0
Tech | Grocery | Ventilation and Circulation | Motor/Fan | TRC | New | NN4977 | VAV System | VAV System | NonEquip | 10 |  | 0% | Tech/Econ | 30% | 0 | 0 | 0
Tech | Grocery | Ventilation and Circulation | Motor/Fan | TRC | New | NN4951 | Demand Controlled Ventilation | Demand Controlled Ventilation | NonEquip | 10 |  | 23.39% | Tech/Econ | 9.434% | 12.1897 | 0.0012691 | 0.0071452
Tech | Grocery | Ventilation and Circulation | Motor/Fan | TRC | New | NN4925 | CO Sensors for Parking Garage Exhaust | CO Sensors for Parking Garage Exhaust | NonEquip | 15 | Motor/Fan | 0% | Tech/Econ | 33% | 0 | 0 | 0
Tech | Grocery | Ventilation and Circulation | Motor/Fan | TRC | Existing | NE5380 | Retro-Commissioning | Retro-Commissioning | NonEquip | 5 |  | 21.99% | Tech/Econ | 16% | 1508.8344 | 0.46585 | 0.90263
Tech | Grocery | Ventilation and Circulation | Motor/Fan | TRC | Existing | NE4964 | VAV System | VAV System | NonEquip | 10 |  | 0% | Tech/Econ | 30% | 0 | 0 | 0
Tech | Grocery | Ventilation and Circulation | Motor/Fan | TRC | Existing | NE4938 | Demand Controlled Ventilation | Demand Controlled Ventilation | NonEquip | 10 |  | 23.39% | Tech/Econ | 9.434% | 970.8507 | 0.10108 | 0.56908
Tech | Grocery | Ventilation and Circulation | Motor/Fan | TRC | Existing | NE4912 | CO Sensors for Parking Garage Exhaust | CO Sensors for Parking Garage Exhaust | NonEquip | 15 | Motor/Fan | 0% | Tech/Econ | 33% | 0 | 0 | 0
Tech | Grocery | Ventilation and Circulation | Motor/Fan | TRC | Turnover | ET2689 | High Speed Fans | High Speed Fans | Equip | 7 | Motor/Fan | 9.456% | Tech/Econ | 10.99% | 461.8416 | 0.06428 | 0.0058886
Tech | Grocery | Ventilation and Circulation | Motor/Fan | TRC | Turnover | ET2650 | 10HP Open Drip-Proof(ODP) Motor | 10HP Open Drip-Proof(ODP) Motor | Equip | 15 | Motor/Fan | 29.73% | Tech/Econ | 1.079% | 137.9781 | 0.018915 | 0.0046706
Tech | Grocery | Ventilation and Circulation | Motor/Fan | TRC | New | EN2715 | High Speed Fans | High Speed Fans | Equip | 7 | Motor/Fan | 9.456% | Tech/Econ | 10.99% | 5.7987 | 0.00080709 | 7.3935e-05
Tech | Grocery | Ventilation and Circulation | Motor/Fan | TRC | New | EN2676 | 10HP Open Drip-Proof(ODP) Motor | 10HP Open Drip-Proof(ODP) Motor | Equip | 15 | Motor/Fan | 37.16% | Tech/Econ | 1.079% | 2.1655 | 0.00029686 | 7.3303e-05
Tech | Grocery | Miscellaneous | Medical equipment | TRC | New | NN5445 | Retro-Commissioning | Retro-Commissioning | NonEquip | 5 |  | 0% | Tech/Econ | 16% | 0 | 0 | 0
Tech | Grocery | Miscellaneous | Medical equipment | TRC | New | NN4535 | VSD Controlled Compressor | VSD Controlled Compressor | NonEquip | 15 | Others | 0% | Tech/Econ | 20.79% | 0 | 0 | 0
Tech | Grocery | Miscellaneous | Medical equipment | TRC | New | NN4509 | Regenerative Drive Elevator Motor | Regenerative Drive Elevator Motor | NonEquip | 13 | Elevators/Escalators | 0% | Tech/Econ | 6.211% | 0 | 0 | 0
Tech | Grocery | Miscellaneous | Medical equipment | TRC | New | NN4483 | Engine Block Timer | Engine Block Timer | NonEquip | 5 | Others | 0% | Tech/Econ | 36% | 0 | 0 | 0
Tech | Grocery | Miscellaneous | Medical equipment | TRC | New | NN4457 | Efficient Motor Belts | Efficient Motor Belts | NonEquip | 10 | Others | 0% | Tech/Econ | 1.105% | 0 | 0 | 0
Tech | Grocery | Miscellaneous | Medical equipment | TRC | Existing | NE5432 | Retro-Commissioning | Retro-Commissioning | NonEquip | 5 |  | 21.99% | Tech/Econ | 16% | 0 | 0 | 0
Tech | Grocery | Miscellaneous | Medical equipment | TRC | Existing | NE4522 | VSD Controlled Compressor | VSD Controlled Compressor | NonEquip | 15 | Others | 0% | Tech/Econ | 20.79% | 0 | 0 | 0
Tech | Grocery | Miscellaneous | Medical equipment | TRC | Existing | NE4496 | Regenerative Drive Elevator Motor | Regenerative Drive Elevator Motor | NonEquip | 13 | Elevators/Escalators | 0% | Tech/Econ | 6.211% | 0 | 0 | 0
Tech | Grocery | Miscellaneous | Medical equipment | TRC | Existing | NE4470 | Engine Block Timer | Engine Block Timer | NonEquip | 5 | Others | 0% | Tech/Econ | 36% | 0 | 0 | 0
Tech | Grocery | Miscellaneous | Medical equipment | TRC | Existing | NE4444 | Efficient Motor Belts | Efficient Motor Belts | NonEquip | 10 | Others | 0% | Tech/Econ | 1.105% | 0 | 0 | 0
Tech | Grocery | Refrigeration | Large cold storage | TRC | New | NN5315 | Retro-Commissioning | Retro-Commissioning | NonEquip | 5 |  | 0% | Tech/Econ | 16% | 0 | 0 | 0
Tech | Grocery | Refrigeration | Large cold storage | TRC | New | NN4899 | Strip Curtains for Walk-ins | Strip Curtains for Walk-ins | NonEquip | 4 | Walk-in cooler | 0% | Tech/Econ | 2.115% | 0 | 0 | 0
Tech | Grocery | Refrigeration | Large cold storage | TRC | New | NN4873 | Refrigerated Display Case Lighting Controls | Refrigerated Display Case Lighting Controls | NonEquip | 8 | Display cases | 0% | Tech/Econ | 0.9365% | 0 | 0 | 0
Tech | Grocery | Refrigeration | Large cold storage | TRC | New | NN4847 | PSC to ECM Evaporator Fan Motor (Walk-In, Refrigerator) | PSC to ECM Evaporator Fan Motor (Walk-In, Refrigerator) | NonEquip | 15 | Walk-in cooler | 0% | Tech/Econ | 37.5% | 0 | 0 | 0
Tech | Grocery | Refrigeration | Large cold storage | TRC | New | NN4821 | PSC to ECM Evaporator Fan Motor (Reach-In) | PSC to ECM Evaporator Fan Motor (Reach-In) | NonEquip | 15 | Display cases | 0% | Tech/Econ | 37.5% | 0 | 0 | 0
Tech | Grocery | Refrigeration | Large cold storage | TRC | New | NN4795 | Night Covers for Display Cases | Night Covers for Display Cases | NonEquip | 5 | Display cases | 0% | Tech/Econ | 1.877% | 0 | 0 | 0
Tech | Grocery | Refrigeration | Large cold storage | TRC | New | NN4769 | High R-Value Glass Doors | High R-Value Glass Doors | NonEquip | 12 | Display cases | 0% | Tech/Econ | 0% | 0 | 0 | 0
Tech | Grocery | Refrigeration | Large cold storage | TRC | New | NN4743 | High Efficiency Refrigeration Compressor | High Efficiency Refrigeration Compressor | NonEquip | 13 | Display cases | 0% | Tech/Econ | 6.922% | 0 | 0 | 0
Tech | Grocery | Refrigeration | Large cold storage | TRC | New | NN4717 | Freezer-Cooler Replacement Gaskets | Freezer-Cooler Replacement Gaskets | NonEquip | 4 | Display cases | 0% | Tech/Econ | 0% | 0 | 0 | 0
Tech | Grocery | Refrigeration | Large cold storage | TRC | New | NN4691 | Floating Head Pressure Controls | Floating Head Pressure Controls | NonEquip | 15 |  | 0% | Tech/Econ | 6.05% | 0 | 0 | 0
Tech | Grocery | Refrigeration | Large cold storage | TRC | New | NN4665 | Demand Defrost | Demand Defrost | NonEquip | 10 | Walk-in cooler | 0% | Tech/Econ | 30% | 0 | 0 | 0
Tech | Grocery | Refrigeration | Large cold storage | TRC | New | NN4639 | Automatic Door Closer for Walk-in Coolers and Freezers | Automatic Door Closer for Walk-in Coolers and Freezers | NonEquip | 8 | Walk-in cooler | 0% | Tech/Econ | 3.131% | 0 | 0 | 0
Tech | Grocery | Refrigeration | Large cold storage | TRC | New | NN4613 | Anti-Sweat Controls | Anti-Sweat Controls | NonEquip | 8 | Display cases | 0% | Tech/Econ | 85% | 0 | 0 | 0
Tech | Grocery | Refrigeration | Large cold storage | TRC | Existing | NE5302 | Retro-Commissioning | Retro-Commissioning | NonEquip | 5 |  | 21.99% | Tech/Econ | 16% | 20650.2739 | 6.3757 | 12.3536
Tech | Grocery | Refrigeration | Large cold storage | TRC | Existing | NE4886 | Strip Curtains for Walk-ins | Strip Curtains for Walk-ins | NonEquip | 4 | Walk-in cooler | 0% | Tech/Econ | 2.115% | 0 | 0 | 0
Tech | Grocery | Refrigeration | Large cold storage | TRC | Existing | NE4860 | Refrigerated Display Case Lighting Controls | Refrigerated Display Case Lighting Controls | NonEquip | 8 | Display cases | 0% | Tech/Econ | 2.524% | 0 | 0 | 0
Tech | Grocery | Refrigeration | Large cold storage | TRC | Existing | NE4834 | PSC to ECM Evaporator Fan Motor (Walk-In, Refrigerator) | PSC to ECM Evaporator Fan Motor (Walk-In, Refrigerator) | NonEquip | 15 | Walk-in cooler | 0% | Tech/Econ | 37.5% | 0 | 0 | 0
Tech | Grocery | Refrigeration | Large cold storage | TRC | Existing | NE4808 | PSC to ECM Evaporator Fan Motor (Reach-In) | PSC to ECM Evaporator Fan Motor (Reach-In) | NonEquip | 15 | Display cases | 0% | Tech/Econ | 37.5% | 0 | 0 | 0
Tech | Grocery | Refrigeration | Large cold storage | TRC | Existing | NE4782 | Night Covers for Display Cases | Night Covers for Display Cases | NonEquip | 5 | Display cases | 0% | Tech/Econ | 1.877% | 0 | 0 | 0
Tech | Grocery | Refrigeration | Large cold storage | TRC | Existing | NE4756 | High R-Value Glass Doors | High R-Value Glass Doors | NonEquip | 12 | Display cases | 0% | Tech/Econ | 23.81% | 0 | 0 | 0
Tech | Grocery | Refrigeration | Large cold storage | TRC | Existing | NE4730 | High Efficiency Refrigeration Compressor | High Efficiency Refrigeration Compressor | NonEquip | 13 | Display cases | 0% | Tech/Econ | 6.922% | 0 | 0 | 0
Tech | Grocery | Refrigeration | Large cold storage | TRC | Existing | NE4704 | Freezer-Cooler Replacement Gaskets | Freezer-Cooler Replacement Gaskets | NonEquip | 4 | Display cases | 0% | Tech/Econ | 3.131% | 0 | 0 | 0
Tech | Grocery | Refrigeration | Large cold storage | TRC | Existing | NE4678 | Floating Head Pressure Controls | Floating Head Pressure Controls | NonEquip | 15 |  | 0% | Tech/Econ | 6.05% | 0 | 0 | 0
Tech | Grocery | Refrigeration | Large cold storage | TRC | Existing | NE4652 | Demand Defrost | Demand Defrost | NonEquip | 10 | Walk-in cooler | 0% | Tech/Econ | 30% | 0 | 0 | 0
Tech | Grocery | Refrigeration | Large cold storage | TRC | Existing | NE4626 | Automatic Door Closer for Walk-in Coolers and Freezers | Automatic Door Closer for Walk-in Coolers and Freezers | NonEquip | 8 | Walk-in cooler | 0% | Tech/Econ | 3.131% | 0 | 0 | 0
Tech | Grocery | Refrigeration | Large cold storage | TRC | Existing | NE4600 | Anti-Sweat Controls | Anti-Sweat Controls | NonEquip | 8 | Display cases | 0% | Tech/Econ | 85% | 0 | 0 | 0
Tech | Grocery | Miscellaneous | Laboratory equipment | TRC | New | NN5445 | Retro-Commissioning | Retro-Commissioning | NonEquip | 5 |  | 0% | Tech/Econ | 16% | 0 | 0 | 0
Tech | Grocery | Miscellaneous | Laboratory equipment | TRC | New | NN4535 | VSD Controlled Compressor | VSD Controlled Compressor | NonEquip | 15 | Others | 0% | Tech/Econ | 20.79% | 0 | 0 | 0
Tech | Grocery | Miscellaneous | Laboratory equipment | TRC | New | NN4509 | Regenerative Drive Elevator Motor | Regenerative Drive Elevator Motor | NonEquip | 13 | Elevators/Escalators | 0% | Tech/Econ | 6.211% | 0 | 0 | 0
Tech | Grocery | Miscellaneous | Laboratory equipment | TRC | New | NN4483 | Engine Block Timer | Engine Block Timer | NonEquip | 5 | Others | 0% | Tech/Econ | 36% | 0 | 0 | 0
Tech | Grocery | Miscellaneous | Laboratory equipment | TRC | New | NN4457 | Efficient Motor Belts | Efficient Motor Belts | NonEquip | 10 | Others | 0% | Tech/Econ | 1.105% | 0 | 0 | 0
Tech | Grocery | Miscellaneous | Laboratory equipment | TRC | Existing | NE5432 | Retro-Commissioning | Retro-Commissioning | NonEquip | 5 |  | 21.99% | Tech/Econ | 16% | 0 | 0 | 0
Tech | Grocery | Miscellaneous | Laboratory equipment | TRC | Existing | NE4522 | VSD Controlled Compressor | VSD Controlled Compressor | NonEquip | 15 | Others | 0% | Tech/Econ | 20.79% | 0 | 0 | 0
Tech | Grocery | Miscellaneous | Laboratory equipment | TRC | Existing | NE4496 | Regenerative Drive Elevator Motor | Regenerative Drive Elevator Motor | NonEquip | 13 | Elevators/Escalators | 0% | Tech/Econ | 6.211% | 0 | 0 | 0
Tech | Grocery | Miscellaneous | Laboratory equipment | TRC | Existing | NE4470 | Engine Block Timer | Engine Block Timer | NonEquip | 5 | Others | 0% | Tech/Econ | 36% | 0 | 0 | 0
Tech | Grocery | Miscellaneous | Laboratory equipment | TRC | Existing | NE4444 | Efficient Motor Belts | Efficient Motor Belts | NonEquip | 10 | Others | 0% | Tech/Econ | 1.105% | 0 | 0 | 0
Tech | Grocery | Ventilation and Circulation | Individual room ventilation | TRC | New | NN5393 | Retro-Commissioning | Retro-Commissioning | NonEquip | 5 |  | 0% | Tech/Econ | 16% | 0 | 0 | 0
Tech | Grocery | Ventilation and Circulation | Individual room ventilation | TRC | New | NN4977 | VAV System | VAV System | NonEquip | 10 |  | 0% | Tech/Econ | 30% | 0 | 0 | 0
Tech | Grocery | Ventilation and Circulation | Individual room ventilation | TRC | New | NN4951 | Demand Controlled Ventilation | Demand Controlled Ventilation | NonEquip | 10 |  | 23.39% | Tech/Econ | 9.434% | 0 | 0 | 0
Tech | Grocery | Ventilation and Circulation | Individual room ventilation | TRC | New | NN4925 | CO Sensors for Parking Garage Exhaust | CO Sensors for Parking Garage Exhaust | NonEquip | 15 | Motor/Fan | 0% | Tech/Econ | 33% | 0 | 0 | 0
Tech | Grocery | Ventilation and Circulation | Individual room ventilation | TRC | Existing | NE5380 | Retro-Commissioning | Retro-Commissioning | NonEquip | 5 |  | 21.99% | Tech/Econ | 16% | 0 | 0 | 0
Tech | Grocery | Ventilation and Circulation | Individual room ventilation | TRC | Existing | NE4964 | VAV System | VAV System | NonEquip | 10 |  | 0% | Tech/Econ | 30% | 0 | 0 | 0
Tech | Grocery | Ventilation and Circulation | Individual room ventilation | TRC | Existing | NE4938 | Demand Controlled Ventilation | Demand Controlled Ventilation | NonEquip | 10 |  | 23.39% | Tech/Econ | 9.434% | 0 | 0 | 0
Tech | Grocery | Ventilation and Circulation | Individual room ventilation | TRC | Existing | NE4912 | CO Sensors for Parking Garage Exhaust | CO Sensors for Parking Garage Exhaust | NonEquip | 15 | Motor/Fan | 0% | Tech/Econ | 33% | 0 | 0 | 0
Tech | Grocery | Space Heating | Individual room heating | TRC | New | NN5341 | Retro-Commissioning | Retro-Commissioning | NonEquip | 5 |  | 0% | Tech/Econ | 16% | 0 | 0 | 0
Tech | Grocery | Space Heating | Individual room heating | TRC | New | NN4327 | Water Cooled Refrigeration Heat Recovery | Water Cooled Refrigeration Heat Recovery | NonEquip | 20 |  | 0% | Tech/Econ | 10% | 0 | 0 | 0
Tech | Grocery | Space Heating | Individual room heating | TRC | New | NN4275 | Warehouse Loading Dock Seals | Warehouse Loading Dock Seals | NonEquip | 18 |  | 0% | Tech/Econ | 0.2714% | 0 | 0 | 0
Tech | Grocery | Space Heating | Individual room heating | TRC | New | NN4249 | Wall Insulation | Wall Insulation | NonEquip | 20 |  | 0% | Tech/Econ | 0% | 0 | 0 | 0
Tech | Grocery | Space Heating | Individual room heating | TRC | New | NN4171 | Smart Thermostat | Smart Thermostat | NonEquip | 11 |  | 31.48% | Tech/Econ | 10% | 0 | 0 | 0
Tech | Grocery | Space Heating | Individual room heating | TRC | New | NN4093 | Roof Insulation | Roof Insulation | NonEquip | 20 |  | 58.5% | Tech/Econ | 0.1563% | 0 | 0 | 0
Tech | Grocery | Space Heating | Individual room heating | TRC | New | NN4067 | Programmable Thermostat | Programmable Thermostat | NonEquip | 11 |  | 0% | Tech/Econ | 3.6% | 0 | 0 | 0
Tech | Grocery | Space Heating | Individual room heating | TRC | New | NN4015 | Low U-Value Windows | Low U-Value Windows | NonEquip | 20 |  | 20.9% | Tech/Econ | 10% | 0 | 0 | 0
Tech | Grocery | Space Heating | Individual room heating | TRC | New | NN3937 | Infiltration Reduction - Air Sealing | Infiltration Reduction - Air Sealing | NonEquip | 11 |  | 0% | Tech/Econ | 0.1357% | 0 | 0 | 0
Tech | Grocery | Space Heating | Individual room heating | TRC | New | NN3859 | Hotel Card Energy Control Systems | Hotel Card Energy Control Systems | NonEquip | 15 |  | 0% | Tech/Econ | 0% | 0 | 0 | 0
Tech | Grocery | Space Heating | Individual room heating | TRC | New | NN3781 | Green Roof | Green Roof | NonEquip | 15 |  | 0.49% | Tech/Econ | 0.2416% | 0 | 0 | 0
Tech | Grocery | Space Heating | Individual room heating | TRC | New | NN3729 | Floor Insulation | Floor Insulation | NonEquip | 20 |  | 49.87% | Tech/Econ | 0.08203% | 0 | 0 | 0
Tech | Grocery | Space Heating | Individual room heating | TRC | New | NN3651 | Facility Energy Management System | Facility Energy Management System | NonEquip | 15 |  | 4.276% | Tech/Econ | 20% | 0 | 0 | 0
Tech | Grocery | Space Heating | Individual room heating | TRC | New | NN3573 | ECM Motors on Furnaces | ECM Motors on Furnaces | NonEquip | 15 | Forced air furnace | 0% | Tech/Econ | 1.706% | 0 | 0 | 0
Tech | Grocery | Space Heating | Individual room heating | TRC | New | NN3547 | Duct Sealing Repair | Duct Sealing Repair | NonEquip | 15 |  | 0% | Tech/Econ | 12% | 0 | 0 | 0
Tech | Grocery | Space Heating | Individual room heating | TRC | New | NN3495 | Duct Insulation | Duct Insulation | NonEquip | 15 |  | 0% | Tech/Econ | 2.045% | 0 | 0 | 0
Tech | Grocery | Space Heating | Individual room heating | TRC | New | NN3443 | Destratification Fans | Destratification Fans | NonEquip | 10 |  | 0% | Tech/Econ | 12.54% | 0 | 0 | 0
Tech | Grocery | Space Heating | Individual room heating | TRC | New | NN3391 | Dedicated Outdoor Air System on VRF unit | Dedicated Outdoor Air System on VRF unit | NonEquip | 15 | Residential/split system heat pump | 0% | Tech/Econ | 10% | 0 | 0 | 0
Tech | Grocery | Space Heating | Individual room heating | TRC | New | NN3339 | Cool Roof | Cool Roof | NonEquip | 15 |  | 72.32% | Tech/Econ | 0.08686% | 0 | 0 | 0
Tech | Grocery | Space Heating | Individual room heating | TRC | New | NN3235 | Ceiling Insulation(R30 to R38) | Ceiling Insulation(R30 to R38) | NonEquip | 20 |  | 0% | Tech/Econ | 0.0316% | 0 | 0 | 0
Tech | Grocery | Space Heating | Individual room heating | TRC | New | NN3183 | Ceiling Insulation(R2 to R38) | Ceiling Insulation(R2 to R38) | NonEquip | 20 |  | 0% | Tech/Econ | 2.133% | 0 | 0 | 0
Tech | Grocery | Space Heating | Individual room heating | TRC | New | NN3131 | Ceiling Insulation(R19 to R38) | Ceiling Insulation(R19 to R38) | NonEquip | 20 |  | 0% | Tech/Econ | 0.1185% | 0 | 0 | 0
Tech | Grocery | Space Heating | Individual room heating | TRC | New | NN3079 | Ceiling Insulation(R12 to R38) | Ceiling Insulation(R12 to R38) | NonEquip | 20 |  | 0% | Tech/Econ | 0.2567% | 0 | 0 | 0
Tech | Grocery | Space Heating | Individual room heating | TRC | New | NN3001 | Air Curtains | Air Curtains | NonEquip | 8 |  | 47.78% | Tech/Econ | 0.4308% | 0 | 0 | 0
Tech | Grocery | Space Heating | Individual room heating | TRC | Existing | NE5328 | Retro-Commissioning | Retro-Commissioning | NonEquip | 5 |  | 21.99% | Tech/Econ | 16% | 0 | 0 | 0
Tech | Grocery | Space Heating | Individual room heating | TRC | Existing | NE4314 | Water Cooled Refrigeration Heat Recovery | Water Cooled Refrigeration Heat Recovery | NonEquip | 20 |  | 0% | Tech/Econ | 10% | 0 | 0 | 0
Tech | Grocery | Space Heating | Individual room heating | TRC | Existing | NE4262 | Warehouse Loading Dock Seals | Warehouse Loading Dock Seals | NonEquip | 18 |  | 0% | Tech/Econ | 0.2995% | 0 | 0 | 0
Tech | Grocery | Space Heating | Individual room heating | TRC | Existing | NE4236 | Wall Insulation | Wall Insulation | NonEquip | 20 |  | 0% | Tech/Econ | 0.2818% | 0 | 0 | 0
Tech | Grocery | Space Heating | Individual room heating | TRC | Existing | NE4158 | Smart Thermostat | Smart Thermostat | NonEquip | 11 |  | 31.48% | Tech/Econ | 10% | 0 | 0 | 0
Tech | Grocery | Space Heating | Individual room heating | TRC | Existing | NE4080 | Roof Insulation | Roof Insulation | NonEquip | 20 |  | 58.5% | Tech/Econ | 0.345% | 0 | 0 | 0
Tech | Grocery | Space Heating | Individual room heating | TRC | Existing | NE4054 | Programmable Thermostat | Programmable Thermostat | NonEquip | 11 |  | 0% | Tech/Econ | 3.6% | 0 | 0 | 0
Tech | Grocery | Space Heating | Individual room heating | TRC | Existing | NE4002 | Low U-Value Windows | Low U-Value Windows | NonEquip | 20 |  | 8.361% | Tech/Econ | 46% | 0 | 0 | 0
Tech | Grocery | Space Heating | Individual room heating | TRC | Existing | NE3924 | Infiltration Reduction - Air Sealing | Infiltration Reduction - Air Sealing | NonEquip | 11 |  | 0% | Tech/Econ | 0.1497% | 0 | 0 | 0
Tech | Grocery | Space Heating | Individual room heating | TRC | Existing | NE3846 | Hotel Card Energy Control Systems | Hotel Card Energy Control Systems | NonEquip | 15 |  | 0% | Tech/Econ | 0% | 0 | 0 | 0
Tech | Grocery | Space Heating | Individual room heating | TRC | Existing | NE3768 | Green Roof | Green Roof | NonEquip | 15 |  | 0.098% | Tech/Econ | 0.2666% | 0 | 0 | 0
Tech | Grocery | Space Heating | Individual room heating | TRC | Existing | NE3716 | Floor Insulation | Floor Insulation | NonEquip | 20 |  | 19.95% | Tech/Econ | 0.09052% | 0 | 0 | 0
Tech | Grocery | Space Heating | Individual room heating | TRC | Existing | NE3638 | Facility Energy Management System | Facility Energy Management System | NonEquip | 15 |  | 7.167% | Tech/Econ | 20% | 0 | 0 | 0
Tech | Grocery | Space Heating | Individual room heating | TRC | Existing | NE3560 | ECM Motors on Furnaces | ECM Motors on Furnaces | NonEquip | 15 | Forced air furnace | 0% | Tech/Econ | 1.706% | 0 | 0 | 0
Tech | Grocery | Space Heating | Individual room heating | TRC | Existing | NE3534 | Duct Sealing Repair | Duct Sealing Repair | NonEquip | 15 |  | 0% | Tech/Econ | 12% | 0 | 0 | 0
Tech | Grocery | Space Heating | Individual room heating | TRC | Existing | NE3482 | Duct Insulation | Duct Insulation | NonEquip | 15 |  | 0% | Tech/Econ | 2.045% | 0 | 0 | 0
Tech | Grocery | Space Heating | Individual room heating | TRC | Existing | NE3430 | Destratification Fans | Destratification Fans | NonEquip | 10 |  | 0% | Tech/Econ | 12.54% | 0 | 0 | 0
Tech | Grocery | Space Heating | Individual room heating | TRC | Existing | NE3378 | Dedicated Outdoor Air System on VRF unit | Dedicated Outdoor Air System on VRF unit | NonEquip | 15 | Residential/split system heat pump | 0% | Tech/Econ | 10% | 0 | 0 | 0
Tech | Grocery | Space Heating | Individual room heating | TRC | Existing | NE3326 | Cool Roof | Cool Roof | NonEquip | 15 |  | 72.71% | Tech/Econ | 0.09584% | 0 | 0 | 0
Tech | Grocery | Space Heating | Individual room heating | TRC | Existing | NE3222 | Ceiling Insulation(R30 to R38) | Ceiling Insulation(R30 to R38) | NonEquip | 20 |  | 0% | Tech/Econ | 0.03487% | 0 | 0 | 0
Tech | Grocery | Space Heating | Individual room heating | TRC | Existing | NE3170 | Ceiling Insulation(R2 to R38) | Ceiling Insulation(R2 to R38) | NonEquip | 20 |  | 0% | Tech/Econ | 2.354% | 0 | 0 | 0
Tech | Grocery | Space Heating | Individual room heating | TRC | Existing | NE3118 | Ceiling Insulation(R19 to R38) | Ceiling Insulation(R19 to R38) | NonEquip | 20 |  | 0% | Tech/Econ | 0.1308% | 0 | 0 | 0
Tech | Grocery | Space Heating | Individual room heating | TRC | Existing | NE3066 | Ceiling Insulation(R12 to R38) | Ceiling Insulation(R12 to R38) | NonEquip | 20 |  | 0% | Tech/Econ | 0.2833% | 0 | 0 | 0
Tech | Grocery | Space Heating | Individual room heating | TRC | Existing | NE2988 | Air Curtains | Air Curtains | NonEquip | 8 |  | 28.17% | Tech/Econ | 0.4308% | 0 | 0 | 0
Tech | Grocery | Space Cooling | Individual room air conditioners | TRC | New | NN5367 | Retro-Commissioning | Retro-Commissioning | NonEquip | 5 |  | 0% | Tech/Econ | 16% | 0 | 0 | 0
Tech | Grocery | Space Cooling | Individual room air conditioners | TRC | New | NN4379 | Window Sun Protection | Window Sun Protection | NonEquip | 10 |  | 15.35% | Tech/Econ | 16% | 148.7098 | 0.046304 | -0.0026088
Tech | Grocery | Space Cooling | Individual room air conditioners | TRC | New | NN4353 | Waterside Economizer | Waterside Economizer | NonEquip | 20 |  | 0% | Tech/Econ | 5.556% | 0 | 0 | 0
Tech | Grocery | Space Cooling | Individual room air conditioners | TRC | New | NN4301 | Warehouse Loading Dock Seals | Warehouse Loading Dock Seals | NonEquip | 18 |  | 0% | Tech/Econ | 0.7747% | 0 | 0 | 0
Tech | Grocery | Space Cooling | Individual room air conditioners | TRC | New | NN4145 | Smart Thermostat | Smart Thermostat | NonEquip | 11 |  | 31.48% | Tech/Econ | 10% | 159.3204 | 0.059041 | 0
Tech | Grocery | Space Cooling | Individual room air conditioners | TRC | New | NN4119 | Roof Insulation | Roof Insulation | NonEquip | 20 |  | 58.5% | Tech/Econ | 0.4462% | 0 | 0 | 0
Tech | Grocery | Space Cooling | Individual room air conditioners | TRC | New | NN4041 | Programmable Thermostat | Programmable Thermostat | NonEquip | 11 |  | 0% | Tech/Econ | 3.6% | 0 | 0 | 0
Tech | Grocery | Space Cooling | Individual room air conditioners | TRC | New | NN3989 | Low U-Value Windows | Low U-Value Windows | NonEquip | 20 |  | 20.9% | Tech/Econ | 10% | 0 | 0 | 0
Tech | Grocery | Space Cooling | Individual room air conditioners | TRC | New | NN3963 | Infiltration Reduction - Air Sealing | Infiltration Reduction - Air Sealing | NonEquip | 11 |  | 0% | Tech/Econ | 0.3873% | 0 | 0 | 0
Tech | Grocery | Space Cooling | Individual room air conditioners | TRC | New | NN3911 | HVAC tune-up_RTU | HVAC tune-up_RTU | NonEquip | 5 | Packaged air conditioning units (RTUs) | 0% | Tech/Econ | 5% | 0 | 0 | 0
Tech | Grocery | Space Cooling | Individual room air conditioners | TRC | New | NN3885 | HVAC tune-up | HVAC tune-up | NonEquip | 5 | Residential-type central air conditioners | 0% | Tech/Econ | 5% | 0 | 0 | 0
Tech | Grocery | Space Cooling | Individual room air conditioners | TRC | New | NN3807 | Green Roof | Green Roof | NonEquip | 15 |  | 0.49% | Tech/Econ | 0.5172% | 0 | 0 | 0
Tech | Grocery | Space Cooling | Individual room air conditioners | TRC | New | NN3677 | Facility Energy Management System | Facility Energy Management System | NonEquip | 15 |  | 4.276% | Tech/Econ | 20% | 57.1177 | 0.014905 | 0
Tech | Grocery | Space Cooling | Individual room air conditioners | TRC | New | NN3625 | Facility Commissioning | Facility Commissioning | NonEquip | 10 |  | 53.41% | Tech/Econ | 16% | 565.8349 | 0.099068 | 0.0022602
Tech | Grocery | Space Cooling | Individual room air conditioners | TRC | New | NN3599 | Energy Recovery Ventilation System (ERV) | Energy Recovery Ventilation System (ERV) | NonEquip | 15 | Packaged air conditioning units (RTUs) | 0% | Tech/Econ | 9.935% | 0 | 0 | 0
Tech | Grocery | Space Cooling | Individual room air conditioners | TRC | New | NN3521 | Duct Sealing Repair | Duct Sealing Repair | NonEquip | 15 |  | 0% | Tech/Econ | 12% | 0 | 0 | 0
Tech | Grocery | Space Cooling | Individual room air conditioners | TRC | New | NN3469 | Duct Insulation | Duct Insulation | NonEquip | 15 |  | 0% | Tech/Econ | 2.045% | 0 | 0 | 0
Tech | Grocery | Space Cooling | Individual room air conditioners | TRC | New | NN3417 | Dedicated Outdoor Air System on VRF unit | Dedicated Outdoor Air System on VRF unit | NonEquip | 15 | Residential-type central air conditioners | 0% | Tech/Econ | 17.5% | 0 | 0 | 0
Tech | Grocery | Space Cooling | Individual room air conditioners | TRC | New | NN3365 | Cool Roof | Cool Roof | NonEquip | 15 |  | 72.32% | Tech/Econ | 0.6634% | 0 | 0 | 0
Tech | Grocery | Space Cooling | Individual room air conditioners | TRC | New | NN3313 | Chilled Water System - Variable Speed Drives | Chilled Water System - Variable Speed Drives | NonEquip | 13 | Central chillers inside | 0% | Tech/Econ | 24.74% | 0 | 0 | 0
Tech | Grocery | Space Cooling | Individual room air conditioners | TRC | New | NN3209 | Ceiling Insulation(R2 to R38) | Ceiling Insulation(R2 to R38) | NonEquip | 20 |  | 0% | Tech/Econ | 6.088% | 0 | 0 | 0
Tech | Grocery | Space Cooling | Individual room air conditioners | TRC | New | NN3157 | Ceiling Insulation(R19 to R38) | Ceiling Insulation(R19 to R38) | NonEquip | 20 |  | 0% | Tech/Econ | 0.3382% | 0 | 0 | 0
Tech | Grocery | Space Cooling | Individual room air conditioners | TRC | New | NN3105 | Ceiling Insulation(R12 to R38) | Ceiling Insulation(R12 to R38) | NonEquip | 20 |  | 0% | Tech/Econ | 0.7328% | 0 | 0 | 0
Tech | Grocery | Space Cooling | Individual room air conditioners | TRC | New | NN3053 | Airside Economizer | Airside Economizer | NonEquip | 10 | Packaged air conditioning units (RTUs) | 0% | Tech/Econ | 5.556% | 0 | 0 | 0
Tech | Grocery | Space Cooling | Individual room air conditioners | TRC | Existing | NE5354 | Retro-Commissioning | Retro-Commissioning | NonEquip | 5 |  | 21.99% | Tech/Econ | 16% | 17391.483 | 5.3696 | 0
Tech | Grocery | Space Cooling | Individual room air conditioners | TRC | Existing | NE4366 | Window Sun Protection | Window Sun Protection | NonEquip | 10 |  | 12.19% | Tech/Econ | 16% | 9835.9401 | 3.0626 | -0.17255
Tech | Grocery | Space Cooling | Individual room air conditioners | TRC | Existing | NE4340 | Waterside Economizer | Waterside Economizer | NonEquip | 20 |  | 0% | Tech/Econ | 5.556% | 0 | 0 | 0
Tech | Grocery | Space Cooling | Individual room air conditioners | TRC | Existing | NE4288 | Warehouse Loading Dock Seals | Warehouse Loading Dock Seals | NonEquip | 18 |  | 0% | Tech/Econ | 0.7747% | 0 | 0 | 0
Tech | Grocery | Space Cooling | Individual room air conditioners | TRC | Existing | NE4210 | Wall Insulation | Wall Insulation | NonEquip | 20 |  | 0% | Tech/Econ | 4.992% | 0 | 0 | 0
Tech | Grocery | Space Cooling | Individual room air conditioners | TRC | Existing | NE4132 | Smart Thermostat | Smart Thermostat | NonEquip | 11 |  | 31.48% | Tech/Econ | 10% | 15011.7892 | 5.5631 | 0
Tech | Grocery | Space Cooling | Individual room air conditioners | TRC | Existing | NE4106 | Roof Insulation | Roof Insulation | NonEquip | 20 |  | 58.5% | Tech/Econ | 0.8925% | 2411.5954 | 0.49214 | 0
Tech | Grocery | Space Cooling | Individual room air conditioners | TRC | Existing | NE4028 | Programmable Thermostat | Programmable Thermostat | NonEquip | 11 |  | 0% | Tech/Econ | 3.6% | 0 | 0 | 0
Tech | Grocery | Space Cooling | Individual room air conditioners | TRC | Existing | NE3976 | Low U-Value Windows | Low U-Value Windows | NonEquip | 20 |  | 8.361% | Tech/Econ | 46% | 20459.7674 | 7.605 | 0
Tech | Grocery | Space Cooling | Individual room air conditioners | TRC | Existing | NE3950 | Infiltration Reduction - Air Sealing | Infiltration Reduction - Air Sealing | NonEquip | 11 |  | 0% | Tech/Econ | 0.3873% | 0 | 0 | 0
Tech | Grocery | Space Cooling | Individual room air conditioners | TRC | Existing | NE3898 | HVAC tune-up_RTU | HVAC tune-up_RTU | NonEquip | 5 | Packaged air conditioning units (RTUs) | 0% | Tech/Econ | 5% | 0 | 0 | 0
Tech | Grocery | Space Cooling | Individual room air conditioners | TRC | Existing | NE3872 | HVAC tune-up | HVAC tune-up | NonEquip | 5 | Residential-type central air conditioners | 0% | Tech/Econ | 5% | 0 | 0 | 0
Tech | Grocery | Space Cooling | Individual room air conditioners | TRC | Existing | NE3794 | Green Roof | Green Roof | NonEquip | 15 |  | 0.098% | Tech/Econ | 0.5172% | 2.318 | 0.00098472 | 0
Tech | Grocery | Space Cooling | Individual room air conditioners | TRC | Existing | NE3664 | Facility Energy Management System | Facility Energy Management System | NonEquip | 15 |  | 7.167% | Tech/Econ | 20% | 7331.4928 | 1.9132 | 0
Tech | Grocery | Space Cooling | Individual room air conditioners | TRC | Existing | NE3586 | Energy Recovery Ventilation System (ERV) | Energy Recovery Ventilation System (ERV) | NonEquip | 15 | Packaged air conditioning units (RTUs) | 0% | Tech/Econ | 9.935% | 0 | 0 | 0
Tech | Grocery | Space Cooling | Individual room air conditioners | TRC | Existing | NE3508 | Duct Sealing Repair | Duct Sealing Repair | NonEquip | 15 |  | 0% | Tech/Econ | 12% | 0 | 0 | 0
Tech | Grocery | Space Cooling | Individual room air conditioners | TRC | Existing | NE3456 | Duct Insulation | Duct Insulation | NonEquip | 15 |  | 0% | Tech/Econ | 2.045% | 0 | 0 | 0
Tech | Grocery | Space Cooling | Individual room air conditioners | TRC | Existing | NE3404 | Dedicated Outdoor Air System on VRF unit | Dedicated Outdoor Air System on VRF unit | NonEquip | 15 | Residential-type central air conditioners | 0% | Tech/Econ | 17.5% | 0 | 0 | 0
Tech | Grocery | Space Cooling | Individual room air conditioners | TRC | Existing | NE3352 | Cool Roof | Cool Roof | NonEquip | 15 |  | 72.71% | Tech/Econ | 0.6634% | 2216.2908 | 0.94152 | 0
Tech | Grocery | Space Cooling | Individual room air conditioners | TRC | Existing | NE3300 | Chilled Water System - Variable Speed Drives | Chilled Water System - Variable Speed Drives | NonEquip | 13 | Central chillers inside | 0% | Tech/Econ | 24.74% | 0 | 0 | 0
Tech | Grocery | Space Cooling | Individual room air conditioners | TRC | Existing | NE3196 | Ceiling Insulation(R2 to R38) | Ceiling Insulation(R2 to R38) | NonEquip | 20 |  | 0% | Tech/Econ | 6.088% | 0 | 0 | 0
Tech | Grocery | Space Cooling | Individual room air conditioners | TRC | Existing | NE3144 | Ceiling Insulation(R19 to R38) | Ceiling Insulation(R19 to R38) | NonEquip | 20 |  | 0% | Tech/Econ | 0.3382% | 0 | 0 | 0
Tech | Grocery | Space Cooling | Individual room air conditioners | TRC | Existing | NE3092 | Ceiling Insulation(R12 to R38) | Ceiling Insulation(R12 to R38) | NonEquip | 20 |  | 0% | Tech/Econ | 0.7328% | 0 | 0 | 0
Tech | Grocery | Space Cooling | Individual room air conditioners | TRC | Existing | NE3040 | Airside Economizer | Airside Economizer | NonEquip | 10 | Packaged air conditioning units (RTUs) | 0% | Tech/Econ | 5.556% | 0 | 0 | 0
Tech | Grocery | Interior Lighting | High bay | TRC | New | NN5263 | Retro-Commissioning | Retro-Commissioning | NonEquip | 5 |  | 0% | Tech/Econ | 16% | 0 | 0 | 0
Tech | Grocery | Interior Lighting | High bay | TRC | New | NN4431 | Interior Lighting Controls | Interior Lighting Controls | NonEquip | 8 | Overhead (fluorescent/LED/CFL U-shape) | 0% | Tech/Econ | 28% | 0 | 0 | 0
Tech | Grocery | Interior Lighting | High bay | TRC | New | NN4405 | Bi-Level Lighting Control (Interior) | Bi-Level Lighting Control (Interior) | NonEquip | 8 | Overhead (fluorescent/LED/CFL U-shape) | 0% | Tech/Econ | 31% | 0 | 0 | 0
Tech | Grocery | Interior Lighting | High bay | TRC | New | NN3703 | Facility Energy Management System | Facility Energy Management System | NonEquip | 15 |  | 4.276% | Tech/Econ | 24% | 2972.4051 | 0.77568 | 0.35665
Tech | Grocery | Interior Lighting | High bay | TRC | Existing | NE5250 | Retro-Commissioning | Retro-Commissioning | NonEquip | 5 |  | 21.99% | Tech/Econ | 16% | 700993.9441 | 216.4294 | 419.3542
Tech | Grocery | Interior Lighting | High bay | TRC | Existing | NE4418 | Interior Lighting Controls | Interior Lighting Controls | NonEquip | 8 | Overhead (fluorescent/LED/CFL U-shape) | 0% | Tech/Econ | 28% | 0 | 0 | 0
Tech | Grocery | Interior Lighting | High bay | TRC | Existing | NE4392 | Bi-Level Lighting Control (Interior) | Bi-Level Lighting Control (Interior) | NonEquip | 8 | Overhead (fluorescent/LED/CFL U-shape) | 0% | Tech/Econ | 31% | 0 | 0 | 0
Tech | Grocery | Interior Lighting | High bay | TRC | Existing | NE3690 | Facility Energy Management System | Facility Energy Management System | NonEquip | 15 |  | 7.167% | Tech/Econ | 24% | 348706.0689 | 90.9984 | 41.8402
Tech | Grocery | Interior Lighting | High bay | TRC | Turnover | ET1642 | LED Linear - Fixture Replacement | LED Linear - Fixture Replacement | Equip | 15 | High bay | 24.1% | Tech/Econ | 50.28% | 2795651.853 | 681.7777 | 0.037351
Tech | Grocery | Interior Lighting | High bay | TRC | Turnover | ET1525 | High Bay LED | High Bay LED | Equip | 15 | High bay | 0% | Tech/Econ | 64.78% | 0 | 0 | 0
Tech | Grocery | Interior Lighting | High bay | TRC | Turnover | ET1486 | High Bay Fluorescent (T5) | High Bay Fluorescent (T5) | Equip | 15 | High bay | 0% | Tech/Econ | 64.14% | 0 | 0 | 0
Tech | Grocery | Interior Lighting | High bay | TRC | New | EN1668 | LED Linear - Fixture Replacement | LED Linear - Fixture Replacement | Equip | 15 | High bay | 0% | Tech/Econ | 50.28% | 0 | 0 | 0
Tech | Grocery | Interior Lighting | High bay | TRC | New | EN1551 | High Bay LED | High Bay LED | Equip | 15 | High bay | 0% | Tech/Econ | 64.78% | 0 | 0 | 0
Tech | Grocery | Interior Lighting | High bay | TRC | New | EN1512 | High Bay Fluorescent (T5) | High Bay Fluorescent (T5) | Equip | 15 | High bay | 0% | Tech/Econ | 64.14% | 0 | 0 | 0
Tech | Grocery | Cooking | Fryer | TRC | Turnover | ET82 | Energy Star Fryer | Energy Star Fryer | Equip | 12 | Fryer | 0% | Tech/Econ | 17.46% | 0 | 0 | 0
Tech | Grocery | Cooking | Fryer | TRC | New | EN108 | Energy Star Fryer | Energy Star Fryer | Equip | 12 | Fryer | 0% | Tech/Econ | 17.46% | 0 | 0 | 0
Tech | Grocery | Space Heating | Forced air furnace | TRC | New | NN5341 | Retro-Commissioning | Retro-Commissioning | NonEquip | 5 |  | 0% | Tech/Econ | 16% | 0 | 0 | 0
Tech | Grocery | Space Heating | Forced air furnace | TRC | New | NN4327 | Water Cooled Refrigeration Heat Recovery | Water Cooled Refrigeration Heat Recovery | NonEquip | 20 |  | 0% | Tech/Econ | 10% | 0 | 0 | 0
Tech | Grocery | Space Heating | Forced air furnace | TRC | New | NN4275 | Warehouse Loading Dock Seals | Warehouse Loading Dock Seals | NonEquip | 18 |  | 0% | Tech/Econ | 0.2714% | 0 | 0 | 0
Tech | Grocery | Space Heating | Forced air furnace | TRC | New | NN4249 | Wall Insulation | Wall Insulation | NonEquip | 20 |  | 0% | Tech/Econ | 0% | 0 | 0 | 0
Tech | Grocery | Space Heating | Forced air furnace | TRC | New | NN4171 | Smart Thermostat | Smart Thermostat | NonEquip | 11 |  | 31.48% | Tech/Econ | 10% | 24.7963 | 0 | -1.7437e-05
Tech | Grocery | Space Heating | Forced air furnace | TRC | New | NN4093 | Roof Insulation | Roof Insulation | NonEquip | 20 |  | 58.5% | Tech/Econ | 0.1563% | 0 | 0 | 0
Tech | Grocery | Space Heating | Forced air furnace | TRC | New | NN4067 | Programmable Thermostat | Programmable Thermostat | NonEquip | 11 |  | 0% | Tech/Econ | 3.6% | 0 | 0 | 0
Tech | Grocery | Space Heating | Forced air furnace | TRC | New | NN4015 | Low U-Value Windows | Low U-Value Windows | NonEquip | 20 |  | 20.9% | Tech/Econ | 10% | 16.8189 | 0 | 6.99e-05
Tech | Grocery | Space Heating | Forced air furnace | TRC | New | NN3937 | Infiltration Reduction - Air Sealing | Infiltration Reduction - Air Sealing | NonEquip | 11 |  | 0% | Tech/Econ | 0.1357% | 0 | 0 | 0
Tech | Grocery | Space Heating | Forced air furnace | TRC | New | NN3859 | Hotel Card Energy Control Systems | Hotel Card Energy Control Systems | NonEquip | 15 |  | 0% | Tech/Econ | 0% | 0 | 0 | 0
Tech | Grocery | Space Heating | Forced air furnace | TRC | New | NN3781 | Green Roof | Green Roof | NonEquip | 15 |  | 0.49% | Tech/Econ | 0.2416% | 0 | 0 | 0
Tech | Grocery | Space Heating | Forced air furnace | TRC | New | NN3729 | Floor Insulation | Floor Insulation | NonEquip | 20 |  | 49.87% | Tech/Econ | 0.08203% | 0 | 0 | 0
Tech | Grocery | Space Heating | Forced air furnace | TRC | New | NN3651 | Facility Energy Management System | Facility Energy Management System | NonEquip | 15 |  | 4.276% | Tech/Econ | 20% | 6.9402 | 0 | 0.00083274
Tech | Grocery | Space Heating | Forced air furnace | TRC | New | NN3573 | ECM Motors on Furnaces | ECM Motors on Furnaces | NonEquip | 15 | Forced air furnace | 47.78% | Tech/Econ | 1.706% | 6.2206 | 0 | 0.00071011
Tech | Grocery | Space Heating | Forced air furnace | TRC | New | NN3547 | Duct Sealing Repair | Duct Sealing Repair | NonEquip | 15 |  | 0% | Tech/Econ | 12% | 0 | 0 | 0
Tech | Grocery | Space Heating | Forced air furnace | TRC | New | NN3495 | Duct Insulation | Duct Insulation | NonEquip | 15 |  | 0% | Tech/Econ | 2.045% | 0 | 0 | 0
Tech | Grocery | Space Heating | Forced air furnace | TRC | New | NN3443 | Destratification Fans | Destratification Fans | NonEquip | 10 |  | 0% | Tech/Econ | 12.54% | 0 | 0 | 0
Tech | Grocery | Space Heating | Forced air furnace | TRC | New | NN3391 | Dedicated Outdoor Air System on VRF unit | Dedicated Outdoor Air System on VRF unit | NonEquip | 15 | Residential/split system heat pump | 0% | Tech/Econ | 10% | 0 | 0 | 0
Tech | Grocery | Space Heating | Forced air furnace | TRC | New | NN3339 | Cool Roof | Cool Roof | NonEquip | 15 |  | 72.32% | Tech/Econ | 0.08686% | 0 | 0 | 0
Tech | Grocery | Space Heating | Forced air furnace | TRC | New | NN3235 | Ceiling Insulation(R30 to R38) | Ceiling Insulation(R30 to R38) | NonEquip | 20 |  | 0% | Tech/Econ | 0.0316% | 0 | 0 | 0
Tech | Grocery | Space Heating | Forced air furnace | TRC | New | NN3183 | Ceiling Insulation(R2 to R38) | Ceiling Insulation(R2 to R38) | NonEquip | 20 |  | 0% | Tech/Econ | 2.133% | 0 | 0 | 0
Tech | Grocery | Space Heating | Forced air furnace | TRC | New | NN3131 | Ceiling Insulation(R19 to R38) | Ceiling Insulation(R19 to R38) | NonEquip | 20 |  | 0% | Tech/Econ | 0.1185% | 0 | 0 | 0
Tech | Grocery | Space Heating | Forced air furnace | TRC | New | NN3079 | Ceiling Insulation(R12 to R38) | Ceiling Insulation(R12 to R38) | NonEquip | 20 |  | 0% | Tech/Econ | 0.2567% | 0 | 0 | 0
Tech | Grocery | Space Heating | Forced air furnace | TRC | New | NN3001 | Air Curtains | Air Curtains | NonEquip | 8 |  | 47.78% | Tech/Econ | 0.4308% | 1.4132 | 0 | 5.6271e-05
Tech | Grocery | Space Heating | Forced air furnace | TRC | Existing | NE5328 | Retro-Commissioning | Retro-Commissioning | NonEquip | 5 |  | 21.99% | Tech/Econ | 16% | 2155.2444 | 0 | 1.2893
Tech | Grocery | Space Heating | Forced air furnace | TRC | Existing | NE4314 | Water Cooled Refrigeration Heat Recovery | Water Cooled Refrigeration Heat Recovery | NonEquip | 20 |  | 0% | Tech/Econ | 10% | 0 | 0 | 0
Tech | Grocery | Space Heating | Forced air furnace | TRC | Existing | NE4262 | Warehouse Loading Dock Seals | Warehouse Loading Dock Seals | NonEquip | 18 |  | 0% | Tech/Econ | 0.2995% | 0 | 0 | 0
Tech | Grocery | Space Heating | Forced air furnace | TRC | Existing | NE4236 | Wall Insulation | Wall Insulation | NonEquip | 20 |  | 0% | Tech/Econ | 0.2818% | 0 | 0 | 0
Tech | Grocery | Space Heating | Forced air furnace | TRC | Existing | NE4158 | Smart Thermostat | Smart Thermostat | NonEquip | 11 |  | 31.48% | Tech/Econ | 10% | 1860.3402 | 0 | -0.0013082
Tech | Grocery | Space Heating | Forced air furnace | TRC | Existing | NE4080 | Roof Insulation | Roof Insulation | NonEquip | 20 |  | 58.5% | Tech/Econ | 0.345% | 114.4583 | 0 | 0.053418
Tech | Grocery | Space Heating | Forced air furnace | TRC | Existing | NE4054 | Programmable Thermostat | Programmable Thermostat | NonEquip | 11 |  | 0% | Tech/Econ | 3.6% | 0 | 0 | 0
Tech | Grocery | Space Heating | Forced air furnace | TRC | Existing | NE4002 | Low U-Value Windows | Low U-Value Windows | NonEquip | 20 |  | 8.361% | Tech/Econ | 46% | 2486.0156 | 0 | 0.010332
Tech | Grocery | Space Heating | Forced air furnace | TRC | Existing | NE3924 | Infiltration Reduction - Air Sealing | Infiltration Reduction - Air Sealing | NonEquip | 11 |  | 0% | Tech/Econ | 0.1497% | 0 | 0 | 0
Tech | Grocery | Space Heating | Forced air furnace | TRC | Existing | NE3846 | Hotel Card Energy Control Systems | Hotel Card Energy Control Systems | NonEquip | 15 |  | 0% | Tech/Econ | 0% | 0 | 0 | 0
Tech | Grocery | Space Heating | Forced air furnace | TRC | Existing | NE3768 | Green Roof | Green Roof | NonEquip | 15 |  | 0.098% | Tech/Econ | 0.2666% | 0.14787 | 0 | 0
Tech | Grocery | Space Heating | Forced air furnace | TRC | Existing | NE3716 | Floor Insulation | Floor Insulation | NonEquip | 20 |  | 19.95% | Tech/Econ | 0.09052% | 10.212 | 0 | 0.004766
Tech | Grocery | Space Heating | Forced air furnace | TRC | Existing | NE3638 | Facility Energy Management System | Facility Energy Management System | NonEquip | 15 |  | 7.167% | Tech/Econ | 20% | 890.8315 | 0 | 0.10689
Tech | Grocery | Space Heating | Forced air furnace | TRC | Existing | NE3560 | ECM Motors on Furnaces | ECM Motors on Furnaces | NonEquip | 15 | Forced air furnace | 47.78% | Tech/Econ | 1.706% | 466.6989 | 0 | 0.053276
Tech | Grocery | Space Heating | Forced air furnace | TRC | Existing | NE3534 | Duct Sealing Repair | Duct Sealing Repair | NonEquip | 15 |  | 0% | Tech/Econ | 12% | 0 | 0 | 0
Tech | Grocery | Space Heating | Forced air furnace | TRC | Existing | NE3482 | Duct Insulation | Duct Insulation | NonEquip | 15 |  | 0% | Tech/Econ | 2.045% | 0 | 0 | 0
Tech | Grocery | Space Heating | Forced air furnace | TRC | Existing | NE3430 | Destratification Fans | Destratification Fans | NonEquip | 10 |  | 0% | Tech/Econ | 12.54% | 0 | 0 | 0
Tech | Grocery | Space Heating | Forced air furnace | TRC | Existing | NE3378 | Dedicated Outdoor Air System on VRF unit | Dedicated Outdoor Air System on VRF unit | NonEquip | 15 | Residential/split system heat pump | 0% | Tech/Econ | 10% | 0 | 0 | 0
Tech | Grocery | Space Heating | Forced air furnace | TRC | Existing | NE3326 | Cool Roof | Cool Roof | NonEquip | 15 |  | 72.71% | Tech/Econ | 0.09584% | 39.4358 | 0 | 0
Tech | Grocery | Space Heating | Forced air furnace | TRC | Existing | NE3222 | Ceiling Insulation(R30 to R38) | Ceiling Insulation(R30 to R38) | NonEquip | 20 |  | 0% | Tech/Econ | 0.03487% | 0 | 0 | 0
Tech | Grocery | Space Heating | Forced air furnace | TRC | Existing | NE3170 | Ceiling Insulation(R2 to R38) | Ceiling Insulation(R2 to R38) | NonEquip | 20 |  | 0% | Tech/Econ | 2.354% | 0 | 0 | 0
Tech | Grocery | Space Heating | Forced air furnace | TRC | Existing | NE3118 | Ceiling Insulation(R19 to R38) | Ceiling Insulation(R19 to R38) | NonEquip | 20 |  | 0% | Tech/Econ | 0.1308% | 0 | 0 | 0
Tech | Grocery | Space Heating | Forced air furnace | TRC | Existing | NE3066 | Ceiling Insulation(R12 to R38) | Ceiling Insulation(R12 to R38) | NonEquip | 20 |  | 0% | Tech/Econ | 0.2833% | 0 | 0 | 0
Tech | Grocery | Space Heating | Forced air furnace | TRC | Existing | NE2988 | Air Curtains | Air Curtains | NonEquip | 8 |  | 28.17% | Tech/Econ | 0.4308% | 68.8967 | 0 | 0.0027434
Tech | Grocery | Exterior Lighting | Exterior parking/lot lighting | TRC | New | NN5289 | Retro-Commissioning | Retro-Commissioning | NonEquip | 5 |  | 0% | Tech/Econ | 16% | 0 | 0 | 0
Tech | Grocery | Exterior Lighting | Exterior parking/lot lighting | TRC | New | NN2975 | Outdoor Lighting Controls | Outdoor Lighting Controls | NonEquip | 8 | Exterior parking/lot lighting | 30.95% | Tech/Econ | 28% | 0 | 0 | 0
Tech | Grocery | Exterior Lighting | Exterior parking/lot lighting | TRC | New | NN2949 | Bi-Level Lighting Control (Exterior) | Bi-Level Lighting Control (Exterior) | NonEquip | 9 | Exterior parking/lot lighting | 8.579% | Tech/Econ | 31% | 183.0192 | 0 | 0
Tech | Grocery | Exterior Lighting | Exterior parking/lot lighting | TRC | Existing | NE5276 | Retro-Commissioning | Retro-Commissioning | NonEquip | 5 |  | 21.99% | Tech/Econ | 16% | 135324.8827 | 0 | 80.9551
Tech | Grocery | Exterior Lighting | Exterior parking/lot lighting | TRC | Existing | NE2962 | Outdoor Lighting Controls | Outdoor Lighting Controls | NonEquip | 8 | Exterior parking/lot lighting | 30.95% | Tech/Econ | 28% | 364898.3895 | 0 | 0
Tech | Grocery | Exterior Lighting | Exterior parking/lot lighting | TRC | Existing | NE2936 | Bi-Level Lighting Control (Exterior) | Bi-Level Lighting Control (Exterior) | NonEquip | 9 | Exterior parking/lot lighting | 8.579% | Tech/Econ | 31% | 115056.1756 | 0 | 0
Tech | Grocery | Exterior Lighting | Exterior parking/lot lighting | TRC | Turnover | ET706 | LED Parking Lighting | LED Parking Lighting | Equip | 18 | Exterior parking/lot lighting | 6.728% | Tech/Econ | 84% | 259140.9035 | 0 | 0
Tech | Grocery | Exterior Lighting | Exterior parking/lot lighting | TRC | Turnover | ET511 | High Efficiency HID Lighting | High Efficiency HID Lighting | Equip | 13 | Exterior parking/lot lighting | 0% | Tech/Econ | 34.18% | 0 | 0 | 0
Tech | Grocery | Exterior Lighting | Exterior parking/lot lighting | TRC | New | EN732 | LED Parking Lighting | LED Parking Lighting | Equip | 18 | Exterior parking/lot lighting | 94.94% | Tech/Econ | 84% | 45912.8509 | 0 | 0
Tech | Grocery | Exterior Lighting | Exterior parking/lot lighting | TRC | New | EN537 | High Efficiency HID Lighting | High Efficiency HID Lighting | Equip | 13 | Exterior parking/lot lighting | 0% | Tech/Econ | 34.18% | 0 | 0 | 0
Tech | Grocery | Exterior Lighting | Exterior marquis | TRC | New | NN5289 | Retro-Commissioning | Retro-Commissioning | NonEquip | 5 |  | 0% | Tech/Econ | 16% | 0 | 0 | 0
Tech | Grocery | Exterior Lighting | Exterior marquis | TRC | New | NN2975 | Outdoor Lighting Controls | Outdoor Lighting Controls | NonEquip | 8 | Exterior parking/lot lighting | 0% | Tech/Econ | 28% | 0 | 0 | 0
Tech | Grocery | Exterior Lighting | Exterior marquis | TRC | New | NN2949 | Bi-Level Lighting Control (Exterior) | Bi-Level Lighting Control (Exterior) | NonEquip | 9 | Exterior parking/lot lighting | 0% | Tech/Econ | 31% | 0 | 0 | 0
Tech | Grocery | Exterior Lighting | Exterior marquis | TRC | Existing | NE5276 | Retro-Commissioning | Retro-Commissioning | NonEquip | 5 |  | 21.99% | Tech/Econ | 16% | 720.5877 | 0 | 0.43108
Tech | Grocery | Exterior Lighting | Exterior marquis | TRC | Existing | NE2962 | Outdoor Lighting Controls | Outdoor Lighting Controls | NonEquip | 8 | Exterior parking/lot lighting | 0% | Tech/Econ | 28% | 0 | 0 | 0
Tech | Grocery | Exterior Lighting | Exterior marquis | TRC | Existing | NE2936 | Bi-Level Lighting Control (Exterior) | Bi-Level Lighting Control (Exterior) | NonEquip | 9 | Exterior parking/lot lighting | 0% | Tech/Econ | 31% | 0 | 0 | 0
Tech | Grocery | Exterior Lighting | Exterior marquis | TRC | Turnover | ET628 | LED Exterior Lighting | LED Exterior Lighting | Equip | 13 | Exterior marquis | 4.268% | Tech/Econ | 60.51% | 542.9824 | 0 | 0
Tech | Grocery | Exterior Lighting | Exterior marquis | TRC | Turnover | ET589 | LED Display Lighting (Exterior) | LED Display Lighting (Exterior) | Equip | 15 | Exterior marquis | 4.268% | Tech/Econ | 87.04% | 811.1604 | 0 | 0
Tech | Grocery | Exterior Lighting | Exterior marquis | TRC | New | EN654 | LED Exterior Lighting | LED Exterior Lighting | Equip | 13 | Exterior marquis | 4.624% | Tech/Econ | 60.51% | 7.3619 | 0 | 0
Tech | Grocery | Exterior Lighting | Exterior marquis | TRC | New | EN615 | LED Display Lighting (Exterior) | LED Display Lighting (Exterior) | Equip | 15 | Exterior marquis | 4.624% | Tech/Econ | 87.04% | 11.0334 | 0 | 0
Tech | Grocery | Miscellaneous | Elevators/Escalators | TRC | New | NN5445 | Retro-Commissioning | Retro-Commissioning | NonEquip | 5 |  | 0% | Tech/Econ | 16% | 0 | 0 | 0
Tech | Grocery | Miscellaneous | Elevators/Escalators | TRC | New | NN4535 | VSD Controlled Compressor | VSD Controlled Compressor | NonEquip | 15 | Others | 0% | Tech/Econ | 20.79% | 0 | 0 | 0
Tech | Grocery | Miscellaneous | Elevators/Escalators | TRC | New | NN4509 | Regenerative Drive Elevator Motor | Regenerative Drive Elevator Motor | NonEquip | 13 | Elevators/Escalators | 0% | Tech/Econ | 6.211% | 0 | 0 | 0
Tech | Grocery | Miscellaneous | Elevators/Escalators | TRC | New | NN4483 | Engine Block Timer | Engine Block Timer | NonEquip | 5 | Others | 0% | Tech/Econ | 36% | 0 | 0 | 0
Tech | Grocery | Miscellaneous | Elevators/Escalators | TRC | New | NN4457 | Efficient Motor Belts | Efficient Motor Belts | NonEquip | 10 | Others | 0% | Tech/Econ | 1.105% | 0 | 0 | 0
Tech | Grocery | Miscellaneous | Elevators/Escalators | TRC | Existing | NE5432 | Retro-Commissioning | Retro-Commissioning | NonEquip | 5 |  | 21.99% | Tech/Econ | 16% | 0 | 0 | 0
Tech | Grocery | Miscellaneous | Elevators/Escalators | TRC | Existing | NE4522 | VSD Controlled Compressor | VSD Controlled Compressor | NonEquip | 15 | Others | 0% | Tech/Econ | 20.79% | 0 | 0 | 0
Tech | Grocery | Miscellaneous | Elevators/Escalators | TRC | Existing | NE4496 | Regenerative Drive Elevator Motor | Regenerative Drive Elevator Motor | NonEquip | 13 | Elevators/Escalators | 0% | Tech/Econ | 6.211% | 0 | 0 | 0
Tech | Grocery | Miscellaneous | Elevators/Escalators | TRC | Existing | NE4470 | Engine Block Timer | Engine Block Timer | NonEquip | 5 | Others | 0% | Tech/Econ | 36% | 0 | 0 | 0
Tech | Grocery | Miscellaneous | Elevators/Escalators | TRC | Existing | NE4444 | Efficient Motor Belts | Efficient Motor Belts | NonEquip | 10 | Others | 0% | Tech/Econ | 1.105% | 0 | 0 | 0
Tech | Grocery | Office Equipment | Document production | TRC | New | NN4587 | Smart Strip Plug Outlet | Smart Strip Plug Outlet | NonEquip | 4 |  | 43.9% | Tech/Econ | 1.187% | 149.7924 | 0.022273 | 0.01548
Tech | Grocery | Office Equipment | Document production | TRC | New | NN4561 | Network PC Power Management | Network PC Power Management | NonEquip | 5 | Computers | 0% | Tech/Econ | 56.5% | 0 | 0 | 0
Tech | Grocery | Office Equipment | Document production | TRC | Existing | NE4574 | Smart Strip Plug Outlet | Smart Strip Plug Outlet | NonEquip | 4 |  | 43.9% | Tech/Econ | 1.187% | 11930.2409 | 1.774 | 1.2329
Tech | Grocery | Office Equipment | Document production | TRC | Existing | NE4548 | Network PC Power Management | Network PC Power Management | NonEquip | 5 | Computers | 0% | Tech/Econ | 56.5% | 0 | 0 | 0
Tech | Grocery | Office Equipment | Document production | TRC | Turnover | ET2143 | ENERGY STAR Imaging Equipment | ENERGY STAR Imaging Equipment | Equip | 6 | Document production | 17.92% | Tech/Econ | 44.44% | 198112.7049 | 27.4735 | 18.4485
Tech | Grocery | Office Equipment | Document production | TRC | New | EN2169 | ENERGY STAR Imaging Equipment | ENERGY STAR Imaging Equipment | Equip | 6 | Document production | 17.92% | Tech/Econ | 44.44% | 2487.4418 | 0.34495 | 0.23163
Tech | Grocery | Space Cooling | District chilled water piped | TRC | New | NN5367 | Retro-Commissioning | Retro-Commissioning | NonEquip | 5 |  | 0% | Tech/Econ | 16% | 0 | 0 | 0
Tech | Grocery | Space Cooling | District chilled water piped | TRC | New | NN4379 | Window Sun Protection | Window Sun Protection | NonEquip | 10 |  | 15.35% | Tech/Econ | 16% | 0 | 0 | 0
Tech | Grocery | Space Cooling | District chilled water piped | TRC | New | NN4353 | Waterside Economizer | Waterside Economizer | NonEquip | 20 |  | 0% | Tech/Econ | 5.556% | 0 | 0 | 0
Tech | Grocery | Space Cooling | District chilled water piped | TRC | New | NN4301 | Warehouse Loading Dock Seals | Warehouse Loading Dock Seals | NonEquip | 18 |  | 0% | Tech/Econ | 0.7747% | 0 | 0 | 0
Tech | Grocery | Space Cooling | District chilled water piped | TRC | New | NN4145 | Smart Thermostat | Smart Thermostat | NonEquip | 11 |  | 31.48% | Tech/Econ | 10% | 0 | 0 | 0
Tech | Grocery | Space Cooling | District chilled water piped | TRC | New | NN4041 | Programmable Thermostat | Programmable Thermostat | NonEquip | 11 |  | 0% | Tech/Econ | 3.6% | 0 | 0 | 0
Tech | Grocery | Space Cooling | District chilled water piped | TRC | New | NN3989 | Low U-Value Windows | Low U-Value Windows | NonEquip | 20 |  | 20.9% | Tech/Econ | 10% | 0 | 0 | 0
Tech | Grocery | Space Cooling | District chilled water piped | TRC | New | NN3911 | HVAC tune-up_RTU | HVAC tune-up_RTU | NonEquip | 5 | Packaged air conditioning units (RTUs) | 0% | Tech/Econ | 5% | 0 | 0 | 0
Tech | Grocery | Space Cooling | District chilled water piped | TRC | New | NN3885 | HVAC tune-up | HVAC tune-up | NonEquip | 5 | Residential-type central air conditioners | 0% | Tech/Econ | 5% | 0 | 0 | 0
Tech | Grocery | Space Cooling | District chilled water piped | TRC | New | NN3807 | Green Roof | Green Roof | NonEquip | 15 |  | 0.49% | Tech/Econ | 0.5172% | 0 | 0 | 0
Tech | Grocery | Space Cooling | District chilled water piped | TRC | New | NN3677 | Facility Energy Management System | Facility Energy Management System | NonEquip | 15 |  | 4.276% | Tech/Econ | 20% | 0 | 0 | 0
Tech | Grocery | Space Cooling | District chilled water piped | TRC | New | NN3625 | Facility Commissioning | Facility Commissioning | NonEquip | 10 |  | 53.41% | Tech/Econ | 16% | 0 | 0 | 0
Tech | Grocery | Space Cooling | District chilled water piped | TRC | New | NN3599 | Energy Recovery Ventilation System (ERV) | Energy Recovery Ventilation System (ERV) | NonEquip | 15 | Packaged air conditioning units (RTUs) | 0% | Tech/Econ | 9.935% | 0 | 0 | 0
Tech | Grocery | Space Cooling | District chilled water piped | TRC | New | NN3521 | Duct Sealing Repair | Duct Sealing Repair | NonEquip | 15 |  | 0% | Tech/Econ | 12% | 0 | 0 | 0
Tech | Grocery | Space Cooling | District chilled water piped | TRC | New | NN3469 | Duct Insulation | Duct Insulation | NonEquip | 15 |  | 0% | Tech/Econ | 2.045% | 0 | 0 | 0
Tech | Grocery | Space Cooling | District chilled water piped | TRC | New | NN3417 | Dedicated Outdoor Air System on VRF unit | Dedicated Outdoor Air System on VRF unit | NonEquip | 15 | Residential-type central air conditioners | 0% | Tech/Econ | 17.5% | 0 | 0 | 0
Tech | Grocery | Space Cooling | District chilled water piped | TRC | New | NN3365 | Cool Roof | Cool Roof | NonEquip | 15 |  | 72.32% | Tech/Econ | 0.6634% | 0 | 0 | 0
Tech | Grocery | Space Cooling | District chilled water piped | TRC | New | NN3313 | Chilled Water System - Variable Speed Drives | Chilled Water System - Variable Speed Drives | NonEquip | 13 | Central chillers inside | 0% | Tech/Econ | 24.74% | 0 | 0 | 0
Tech | Grocery | Space Cooling | District chilled water piped | TRC | New | NN3209 | Ceiling Insulation(R2 to R38) | Ceiling Insulation(R2 to R38) | NonEquip | 20 |  | 0% | Tech/Econ | 6.088% | 0 | 0 | 0
Tech | Grocery | Space Cooling | District chilled water piped | TRC | New | NN3105 | Ceiling Insulation(R12 to R38) | Ceiling Insulation(R12 to R38) | NonEquip | 20 |  | 0% | Tech/Econ | 0.7328% | 0 | 0 | 0
Tech | Grocery | Space Cooling | District chilled water piped | TRC | New | NN3053 | Airside Economizer | Airside Economizer | NonEquip | 10 | Packaged air conditioning units (RTUs) | 0% | Tech/Econ | 5.556% | 0 | 0 | 0
Tech | Grocery | Space Cooling | District chilled water piped | TRC | Existing | NE5354 | Retro-Commissioning | Retro-Commissioning | NonEquip | 5 |  | 21.99% | Tech/Econ | 16% | 0 | 0 | 0
Tech | Grocery | Space Cooling | District chilled water piped | TRC | Existing | NE4366 | Window Sun Protection | Window Sun Protection | NonEquip | 10 |  | 12.19% | Tech/Econ | 16% | 0 | 0 | 0
Tech | Grocery | Space Cooling | District chilled water piped | TRC | Existing | NE4340 | Waterside Economizer | Waterside Economizer | NonEquip | 20 |  | 0% | Tech/Econ | 5.556% | 0 | 0 | 0
Tech | Grocery | Space Cooling | District chilled water piped | TRC | Existing | NE4288 | Warehouse Loading Dock Seals | Warehouse Loading Dock Seals | NonEquip | 18 |  | 0% | Tech/Econ | 0.7747% | 0 | 0 | 0
Tech | Grocery | Space Cooling | District chilled water piped | TRC | Existing | NE4210 | Wall Insulation | Wall Insulation | NonEquip | 20 |  | 0% | Tech/Econ | 4.992% | 0 | 0 | 0
Tech | Grocery | Space Cooling | District chilled water piped | TRC | Existing | NE4132 | Smart Thermostat | Smart Thermostat | NonEquip | 11 |  | 31.48% | Tech/Econ | 10% | 0 | 0 | 0
Tech | Grocery | Space Cooling | District chilled water piped | TRC | Existing | NE4106 | Roof Insulation | Roof Insulation | NonEquip | 20 |  | 58.5% | Tech/Econ | 0.8925% | 0 | 0 | 0
Tech | Grocery | Space Cooling | District chilled water piped | TRC | Existing | NE4028 | Programmable Thermostat | Programmable Thermostat | NonEquip | 11 |  | 0% | Tech/Econ | 3.6% | 0 | 0 | 0
Tech | Grocery | Space Cooling | District chilled water piped | TRC | Existing | NE3976 | Low U-Value Windows | Low U-Value Windows | NonEquip | 20 |  | 8.361% | Tech/Econ | 46% | 0 | 0 | 0
Tech | Grocery | Space Cooling | District chilled water piped | TRC | Existing | NE3950 | Infiltration Reduction - Air Sealing | Infiltration Reduction - Air Sealing | NonEquip | 11 |  | 0% | Tech/Econ | 0.3873% | 0 | 0 | 0
Tech | Grocery | Space Cooling | District chilled water piped | TRC | Existing | NE3898 | HVAC tune-up_RTU | HVAC tune-up_RTU | NonEquip | 5 | Packaged air conditioning units (RTUs) | 0% | Tech/Econ | 5% | 0 | 0 | 0
Tech | Grocery | Space Cooling | District chilled water piped | TRC | Existing | NE3872 | HVAC tune-up | HVAC tune-up | NonEquip | 5 | Residential-type central air conditioners | 0% | Tech/Econ | 5% | 0 | 0 | 0
Tech | Grocery | Space Cooling | District chilled water piped | TRC | Existing | NE3794 | Green Roof | Green Roof | NonEquip | 15 |  | 0.098% | Tech/Econ | 0.5172% | 0 | 0 | 0
Tech | Grocery | Space Cooling | District chilled water piped | TRC | Existing | NE3664 | Facility Energy Management System | Facility Energy Management System | NonEquip | 15 |  | 7.167% | Tech/Econ | 20% | 0 | 0 | 0
Tech | Grocery | Space Cooling | District chilled water piped | TRC | Existing | NE3586 | Energy Recovery Ventilation System (ERV) | Energy Recovery Ventilation System (ERV) | NonEquip | 15 | Packaged air conditioning units (RTUs) | 0% | Tech/Econ | 9.935% | 0 | 0 | 0
Tech | Grocery | Space Cooling | District chilled water piped | TRC | Existing | NE3508 | Duct Sealing Repair | Duct Sealing Repair | NonEquip | 15 |  | 0% | Tech/Econ | 12% | 0 | 0 | 0
Tech | Grocery | Space Cooling | District chilled water piped | TRC | Existing | NE3456 | Duct Insulation | Duct Insulation | NonEquip | 15 |  | 0% | Tech/Econ | 2.045% | 0 | 0 | 0
Tech | Grocery | Space Cooling | District chilled water piped | TRC | Existing | NE3404 | Dedicated Outdoor Air System on VRF unit | Dedicated Outdoor Air System on VRF unit | NonEquip | 15 | Residential-type central air conditioners | 0% | Tech/Econ | 17.5% | 0 | 0 | 0
Tech | Grocery | Space Cooling | District chilled water piped | TRC | Existing | NE3352 | Cool Roof | Cool Roof | NonEquip | 15 |  | 72.71% | Tech/Econ | 0.6634% | 0 | 0 | 0
Tech | Grocery | Space Cooling | District chilled water piped | TRC | Existing | NE3300 | Chilled Water System - Variable Speed Drives | Chilled Water System - Variable Speed Drives | NonEquip | 13 | Central chillers inside | 0% | Tech/Econ | 24.74% | 0 | 0 | 0
Tech | Grocery | Space Cooling | District chilled water piped | TRC | Existing | NE3196 | Ceiling Insulation(R2 to R38) | Ceiling Insulation(R2 to R38) | NonEquip | 20 |  | 0% | Tech/Econ | 6.088% | 0 | 0 | 0
Tech | Grocery | Space Cooling | District chilled water piped | TRC | Existing | NE3144 | Ceiling Insulation(R19 to R38) | Ceiling Insulation(R19 to R38) | NonEquip | 20 |  | 0% | Tech/Econ | 0.3382% | 0 | 0 | 0
Tech | Grocery | Space Cooling | District chilled water piped | TRC | Existing | NE3092 | Ceiling Insulation(R12 to R38) | Ceiling Insulation(R12 to R38) | NonEquip | 20 |  | 0% | Tech/Econ | 0.7328% | 0 | 0 | 0
Tech | Grocery | Space Cooling | District chilled water piped | TRC | Existing | NE3040 | Airside Economizer | Airside Economizer | NonEquip | 10 | Packaged air conditioning units (RTUs) | 0% | Tech/Econ | 5.556% | 0 | 0 | 0
Tech | Grocery | Space Cooling | District chilled water piped | TRC | Turnover | ET940 | High Efficiency Chiller (Air Cooled, 50 tons) | High Efficiency Chiller (Air Cooled, 50 tons) | Equip | 20 | District chilled water piped | 28.37% | Tech/Econ | 8.759% | 0 | 0 | 0
Tech | Grocery | Space Cooling | District chilled water piped | TRC | Turnover | ET1096 | High Efficiency Chiller (Water cooled-positive displacement, 100 tons) | High Efficiency Chiller (Water cooled-positive displacement, 100 tons) | Equip | 20 | District chilled water piped | 28.37% | Tech/Econ | 2.683% | 0 | 0 | 0
Tech | Grocery | Space Cooling | District chilled water piped | TRC | Turnover | ET1018 | High Efficiency Chiller (Water cooled-centrifugal, 200 tons) | High Efficiency Chiller (Water cooled-centrifugal, 200 tons) | Equip | 20 | District chilled water piped | 28.37% | Tech/Econ | 4.362% | 0 | 0 | 0
Tech | Grocery | Space Cooling | District chilled water piped | TRC | New | EN966 | High Efficiency Chiller (Air Cooled, 50 tons) | High Efficiency Chiller (Air Cooled, 50 tons) | Equip | 20 | District chilled water piped | 28.37% | Tech/Econ | 8.759% | 0 | 0 | 0
Tech | Grocery | Space Cooling | District chilled water piped | TRC | New | EN1122 | High Efficiency Chiller (Water cooled-positive displacement, 100 tons) | High Efficiency Chiller (Water cooled-positive displacement, 100 tons) | Equip | 20 | District chilled water piped | 28.37% | Tech/Econ | 2.683% | 0 | 0 | 0
Tech | Grocery | Space Cooling | District chilled water piped | TRC | New | EN1044 | High Efficiency Chiller (Water cooled-centrifugal, 200 tons) | High Efficiency Chiller (Water cooled-centrifugal, 200 tons) | Equip | 20 | District chilled water piped | 28.37% | Tech/Econ | 4.362% | 0 | 0 | 0
Tech | Grocery | Refrigeration | Display cases | TRC | New | NN5315 | Retro-Commissioning | Retro-Commissioning | NonEquip | 5 |  | 0% | Tech/Econ | 16% | 0 | 0 | 0
Tech | Grocery | Refrigeration | Display cases | TRC | New | NN4899 | Strip Curtains for Walk-ins | Strip Curtains for Walk-ins | NonEquip | 4 | Walk-in cooler | 0% | Tech/Econ | 2.115% | 0 | 0 | 0
Tech | Grocery | Refrigeration | Display cases | TRC | New | NN4873 | Refrigerated Display Case Lighting Controls | Refrigerated Display Case Lighting Controls | NonEquip | 8 | Display cases | 50% | Tech/Econ | 0.9365% | 0 | 0 | 0
Tech | Grocery | Refrigeration | Display cases | TRC | New | NN4847 | PSC to ECM Evaporator Fan Motor (Walk-In, Refrigerator) | PSC to ECM Evaporator Fan Motor (Walk-In, Refrigerator) | NonEquip | 15 | Walk-in cooler | 0% | Tech/Econ | 37.5% | 0 | 0 | 0
Tech | Grocery | Refrigeration | Display cases | TRC | New | NN4821 | PSC to ECM Evaporator Fan Motor (Reach-In) | PSC to ECM Evaporator Fan Motor (Reach-In) | NonEquip | 15 | Display cases | 68.68% | Tech/Econ | 37.5% | 0 | 0 | 0
Tech | Grocery | Refrigeration | Display cases | TRC | New | NN4795 | Night Covers for Display Cases | Night Covers for Display Cases | NonEquip | 5 | Display cases | 33.84% | Tech/Econ | 1.877% | 0 | 0 | 0
Tech | Grocery | Refrigeration | Display cases | TRC | New | NN4769 | High R-Value Glass Doors | High R-Value Glass Doors | NonEquip | 12 | Display cases | 76.15% | Tech/Econ | 0% | 0 | 0 | 0
Tech | Grocery | Refrigeration | Display cases | TRC | New | NN4743 | High Efficiency Refrigeration Compressor | High Efficiency Refrigeration Compressor | NonEquip | 13 | Display cases | 37.79% | Tech/Econ | 6.922% | 0 | 0 | 0
Tech | Grocery | Refrigeration | Display cases | TRC | New | NN4717 | Freezer-Cooler Replacement Gaskets | Freezer-Cooler Replacement Gaskets | NonEquip | 4 | Display cases | 0% | Tech/Econ | 0% | 0 | 0 | 0
Tech | Grocery | Refrigeration | Display cases | TRC | New | NN4691 | Floating Head Pressure Controls | Floating Head Pressure Controls | NonEquip | 15 |  | 0% | Tech/Econ | 6.05% | 0 | 0 | 0
Tech | Grocery | Refrigeration | Display cases | TRC | New | NN4665 | Demand Defrost | Demand Defrost | NonEquip | 10 | Walk-in cooler | 0% | Tech/Econ | 30% | 0 | 0 | 0
Tech | Grocery | Refrigeration | Display cases | TRC | New | NN4639 | Automatic Door Closer for Walk-in Coolers and Freezers | Automatic Door Closer for Walk-in Coolers and Freezers | NonEquip | 8 | Walk-in cooler | 0% | Tech/Econ | 3.131% | 0 | 0 | 0
Tech | Grocery | Refrigeration | Display cases | TRC | New | NN4613 | Anti-Sweat Controls | Anti-Sweat Controls | NonEquip | 8 | Display cases | 0% | Tech/Econ | 85% | 0 | 0 | 0
Tech | Grocery | Refrigeration | Display cases | TRC | Existing | NE5302 | Retro-Commissioning | Retro-Commissioning | NonEquip | 5 |  | 21.99% | Tech/Econ | 16% | 449986.0054 | 138.9316 | 269.1942
Tech | Grocery | Refrigeration | Display cases | TRC | Existing | NE4886 | Strip Curtains for Walk-ins | Strip Curtains for Walk-ins | NonEquip | 4 | Walk-in cooler | 0% | Tech/Econ | 2.115% | 0 | 0 | 0
Tech | Grocery | Refrigeration | Display cases | TRC | Existing | NE4860 | Refrigerated Display Case Lighting Controls | Refrigerated Display Case Lighting Controls | NonEquip | 8 | Display cases | 50% | Tech/Econ | 2.524% | 144559.7221 | 19.8575 | 18.5555
Tech | Grocery | Refrigeration | Display cases | TRC | Existing | NE4834 | PSC to ECM Evaporator Fan Motor (Walk-In, Refrigerator) | PSC to ECM Evaporator Fan Motor (Walk-In, Refrigerator) | NonEquip | 15 | Walk-in cooler | 0% | Tech/Econ | 37.5% | 0 | 0 | 0
Tech | Grocery | Refrigeration | Display cases | TRC | Existing | NE4808 | PSC to ECM Evaporator Fan Motor (Reach-In) | PSC to ECM Evaporator Fan Motor (Reach-In) | NonEquip | 15 | Display cases | 17.17% | Tech/Econ | 37.5% | 1075149.186 | 149.6424 | 13.7084
Tech | Grocery | Refrigeration | Display cases | TRC | Existing | NE4782 | Night Covers for Display Cases | Night Covers for Display Cases | NonEquip | 5 | Display cases | 42.3% | Tech/Econ | 1.877% | 89804.9303 | 13.4893 | 6.0286
Tech | Grocery | Refrigeration | Display cases | TRC | Existing | NE4756 | High R-Value Glass Doors | High R-Value Glass Doors | NonEquip | 12 | Display cases | 76.15% | Tech/Econ | 23.81% | 2832405.345 | 413.6465 | 142.2728
Tech | Grocery | Refrigeration | Display cases | TRC | Existing | NE4730 | High Efficiency Refrigeration Compressor | High Efficiency Refrigeration Compressor | NonEquip | 13 | Display cases | 74.65% | Tech/Econ | 6.922% | 637689.4657 | 96.1534 | 45.0038
Tech | Grocery | Refrigeration | Display cases | TRC | Existing | NE4704 | Freezer-Cooler Replacement Gaskets | Freezer-Cooler Replacement Gaskets | NonEquip | 4 | Display cases | 66.96% | Tech/Econ | 3.131% | 245312.5529 | 35.7251 | 11.6315
Tech | Grocery | Refrigeration | Display cases | TRC | Existing | NE4678 | Floating Head Pressure Controls | Floating Head Pressure Controls | NonEquip | 15 |  | 0% | Tech/Econ | 6.05% | 0 | 0 | 0
Tech | Grocery | Refrigeration | Display cases | TRC | Existing | NE4652 | Demand Defrost | Demand Defrost | NonEquip | 10 | Walk-in cooler | 0% | Tech/Econ | 30% | 0 | 0 | 0
Tech | Grocery | Refrigeration | Display cases | TRC | Existing | NE4626 | Automatic Door Closer for Walk-in Coolers and Freezers | Automatic Door Closer for Walk-in Coolers and Freezers | NonEquip | 8 | Walk-in cooler | 0% | Tech/Econ | 3.131% | 0 | 0 | 0
Tech | Grocery | Refrigeration | Display cases | TRC | Existing | NE4600 | Anti-Sweat Controls | Anti-Sweat Controls | NonEquip | 8 | Display cases | 13.66% | Tech/Econ | 85% | 4583835.15 | 366.3336 | 368.3052
Tech | Grocery | Refrigeration | Display cases | TRC | Turnover | ET2455 | Energy Star Commercial Solid Door Refrigerator | Energy Star Commercial Solid Door Refrigerator | Equip | 12 | Display cases | 66.59% | Tech/Econ | 50.28% | 11679739.88 | 1744.5142 | 779.5557
Tech | Grocery | Refrigeration | Display cases | TRC | Turnover | ET2416 | Energy Star Commercial Solid Door Freezer | Energy Star Commercial Solid Door Freezer | Equip | 12 | Display cases | 66.59% | Tech/Econ | 42.11% | 6507402.554 | 971.9614 | 434.3318
Tech | Grocery | Refrigeration | Display cases | TRC | New | EN2481 | Energy Star Commercial Solid Door Refrigerator | Energy Star Commercial Solid Door Refrigerator | Equip | 12 | Display cases | 66.59% | Tech/Econ | 50.28% | 165916.6244 | 24.7817 | 11.074
Tech | Grocery | Refrigeration | Display cases | TRC | New | EN2442 | Energy Star Commercial Solid Door Freezer | Energy Star Commercial Solid Door Freezer | Equip | 12 | Display cases | 66.59% | Tech/Econ | 42.11% | 46372.9892 | 6.9264 | 3.0951
Tech | Grocery | Cooking | Cooking Other | TRC | Turnover | ET4 | Efficient Exhaust Hood | Efficient Exhaust Hood | Equip | 15 | Cooking Other | 0% | Tech/Econ | 42.5% | 0 | 0 | 0
Tech | Grocery | Cooking | Cooking Other | TRC | Turnover | ET238 | Induction Cooktops | Induction Cooktops | Equip | 10 | Cooking Other | 0% | Tech/Econ | 18.82% | 0 | 0 | 0
Tech | Grocery | Cooking | Cooking Other | TRC | Turnover | ET160 | Energy Star Hot Food Holding Cabinet | Energy Star Hot Food Holding Cabinet | Equip | 12 | Cooking Other | 0% | Tech/Econ | 52.67% | 0 | 0 | 0
Tech | Grocery | Cooking | Cooking Other | TRC | Turnover | ET121 | Energy Star Griddle | Energy Star Griddle | Equip | 12 | Cooking Other | 0% | Tech/Econ | 12.08% | 0 | 0 | 0
Tech | Grocery | Cooking | Cooking Other | TRC | New | EN30 | Efficient Exhaust Hood | Efficient Exhaust Hood | Equip | 15 | Cooking Other | 0% | Tech/Econ | 42.5% | 0 | 0 | 0
Tech | Grocery | Cooking | Cooking Other | TRC | New | EN264 | Induction Cooktops | Induction Cooktops | Equip | 10 | Cooking Other | 0% | Tech/Econ | 18.82% | 0 | 0 | 0
Tech | Grocery | Cooking | Cooking Other | TRC | New | EN186 | Energy Star Hot Food Holding Cabinet | Energy Star Hot Food Holding Cabinet | Equip | 12 | Cooking Other | 0% | Tech/Econ | 52.67% | 0 | 0 | 0
Tech | Grocery | Cooking | Cooking Other | TRC | New | EN147 | Energy Star Griddle | Energy Star Griddle | Equip | 12 | Cooking Other | 0% | Tech/Econ | 12.08% | 0 | 0 | 0
Tech | Grocery | Office Equipment | Computers | TRC | New | NN4587 | Smart Strip Plug Outlet | Smart Strip Plug Outlet | NonEquip | 4 |  | 43.9% | Tech/Econ | 1.187% | 90.0233 | 0.013386 | 0.009303
Tech | Grocery | Office Equipment | Computers | TRC | New | NN4561 | Network PC Power Management | Network PC Power Management | NonEquip | 5 | Computers | 0% | Tech/Econ | 56.5% | 0 | 0 | 0
Tech | Grocery | Office Equipment | Computers | TRC | Existing | NE4574 | Smart Strip Plug Outlet | Smart Strip Plug Outlet | NonEquip | 4 |  | 43.9% | Tech/Econ | 1.187% | 7169.9234 | 1.0661 | 0.74094
Tech | Grocery | Office Equipment | Computers | TRC | Existing | NE4548 | Network PC Power Management | Network PC Power Management | NonEquip | 5 | Computers | 0% | Tech/Econ | 56.5% | 0 | 0 | 0
Tech | Grocery | Office Equipment | Computers | TRC | Turnover | ET2182 | Energy Star PCs | Energy Star PCs | Equip | 4 | Computers | 35% | Tech/Econ | 43.34% | 246069.0056 | 35.0447 | 13.5931
Tech | Grocery | Office Equipment | Computers | TRC | New | EN2208 | Energy Star PCs | Energy Star PCs | Equip | 4 | Computers | 35% | Tech/Econ | 43.34% | 3089.5663 | 0.44001 | 0.17067
Tech | Grocery | Domestic Hot Water | Centralized water heaters | TRC | New | NN5419 | Retro-Commissioning | Retro-Commissioning | NonEquip | 5 |  | 0% | Tech/Econ | 16% | 0 | 0 | 0
Tech | Grocery | Domestic Hot Water | Centralized water heaters | TRC | New | NN2923 | Thermostatic Shower Restriction Valve | Thermostatic Shower Restriction Valve | NonEquip | 10 | Centralized water heaters | 0% | Tech/Econ | 5.962% | 0 | 0 | 0
Tech | Grocery | Domestic Hot Water | Centralized water heaters | TRC | New | NN2897 | Tank Wrap on Water Heater | Tank Wrap on Water Heater | NonEquip | 7 | Centralized water heaters | 55.99% | Tech/Econ | 1.755% | 0 | 0 | 0
Tech | Grocery | Domestic Hot Water | Centralized water heaters | TRC | New | NN2871 | Low-Flow Pre-Rinse Sprayers | Low-Flow Pre-Rinse Sprayers | NonEquip | 5 | Centralized water heaters | 27.37% | Tech/Econ | 15.77% | 382.3821 | 0.035252 | 0.092152
Tech | Grocery | Domestic Hot Water | Centralized water heaters | TRC | New | NN2845 | Low Flow Shower Head | Low Flow Shower Head | NonEquip | 10 | Centralized water heaters | 0% | Tech/Econ | 1.208% | 0 | 0 | 0
Tech | Grocery | Domestic Hot Water | Centralized water heaters | TRC | New | NN2819 | Hot Water Pipe Insulation | Hot Water Pipe Insulation | NonEquip | 13 | Centralized water heaters | 22.45% | Tech/Econ | 9.424% | 24.7875 | 0.0019506 | 0.0033721
Tech | Grocery | Domestic Hot Water | Centralized water heaters | TRC | New | NN2793 | Hot Water Circulation Pump Control | Hot Water Circulation Pump Control | NonEquip | 15 | Centralized water heaters | 0% | Tech/Econ | 4.526% | 0 | 0 | 0
Tech | Grocery | Domestic Hot Water | Centralized water heaters | TRC | New | NN2767 | Faucet Aerator | Faucet Aerator | NonEquip | 10 | Centralized water heaters | 23.64% | Tech/Econ | 1.707% | 0 | 0 | 0
Tech | Grocery | Domestic Hot Water | Centralized water heaters | TRC | New | NN2741 | Drain Water Heat Recovery | Drain Water Heat Recovery | NonEquip | 15 | Centralized water heaters | 22.45% | Tech/Econ | 12.27% | 233.4971 | 0.014112 | 0.098013
Tech | Grocery | Domestic Hot Water | Centralized water heaters | TRC | Existing | NE5406 | Retro-Commissioning | Retro-Commissioning | NonEquip | 5 |  | 21.99% | Tech/Econ | 16% | 24814.3515 | 7.6613 | 14.8446
Tech | Grocery | Domestic Hot Water | Centralized water heaters | TRC | Existing | NE2910 | Thermostatic Shower Restriction Valve | Thermostatic Shower Restriction Valve | NonEquip | 10 | Centralized water heaters | 0% | Tech/Econ | 5.703% | 0 | 0 | 0
Tech | Grocery | Domestic Hot Water | Centralized water heaters | TRC | Existing | NE2884 | Tank Wrap on Water Heater | Tank Wrap on Water Heater | NonEquip | 7 | Centralized water heaters | 55.99% | Tech/Econ | 1.755% | 6173.1621 | 0.61836 | 0.6309
Tech | Grocery | Domestic Hot Water | Centralized water heaters | TRC | Existing | NE2858 | Low-Flow Pre-Rinse Sprayers | Low-Flow Pre-Rinse Sprayers | NonEquip | 5 | Centralized water heaters | 27.37% | Tech/Econ | 15.04% | 28019.6084 | 2.5831 | 6.7526
Tech | Grocery | Domestic Hot Water | Centralized water heaters | TRC | Existing | NE2832 | Low Flow Shower Head | Low Flow Shower Head | NonEquip | 10 | Centralized water heaters | 0% | Tech/Econ | 1.156% | 0 | 0 | 0
Tech | Grocery | Domestic Hot Water | Centralized water heaters | TRC | Existing | NE2806 | Hot Water Pipe Insulation | Hot Water Pipe Insulation | NonEquip | 13 | Centralized water heaters | 4.299% | Tech/Econ | 9.015% | 2520.2675 | 0.19832 | 0.34286
Tech | Grocery | Domestic Hot Water | Centralized water heaters | TRC | Existing | NE2780 | Hot Water Circulation Pump Control | Hot Water Circulation Pump Control | NonEquip | 15 | Centralized water heaters | 70.18% | Tech/Econ | 4.329% | 19680.6274 | 0 | 0
Tech | Grocery | Domestic Hot Water | Centralized water heaters | TRC | Existing | NE2754 | Faucet Aerator | Faucet Aerator | NonEquip | 10 | Centralized water heaters | 23.64% | Tech/Econ | 1.633% | 2401.0994 | 0.12743 | 1.0874
Tech | Grocery | Domestic Hot Water | Centralized water heaters | TRC | Existing | NE2728 | Drain Water Heat Recovery | Drain Water Heat Recovery | NonEquip | 15 | Centralized water heaters | 2.67% | Tech/Econ | 12.27% | 2138.002 | 0.12922 | 0.89745
Tech | Grocery | Domestic Hot Water | Centralized water heaters | TRC | Turnover | ET433 | Solar Water Heater | Solar Water Heater | Equip | 15 | Centralized water heaters | 28.37% | Tech/Econ | 76.67% | 223165.107 | 16.6798 | 2.3417
Tech | Grocery | Domestic Hot Water | Centralized water heaters | TRC | Turnover | ET355 | Heat Pump Water Heater | Heat Pump Water Heater | Equip | 10 | Centralized water heaters | 18.61% | Tech/Econ | 65.32% | 97609.0665 | 6.8482 | 35.9272
Tech | Grocery | Domestic Hot Water | Centralized water heaters | TRC | Turnover | ET277 | Energy Star Commercial Dishwasher | Energy Star Commercial Dishwasher | Equip | 15 | Centralized water heaters | 0% | Tech/Econ | 29.58% | 0 | 0 | 0
Tech | Grocery | Domestic Hot Water | Centralized water heaters | TRC | New | EN459 | Solar Water Heater | Solar Water Heater | Equip | 15 | Centralized water heaters | 28.37% | Tech/Econ | 76.67% | 2801.992 | 0.20943 | 0.029402
Tech | Grocery | Domestic Hot Water | Centralized water heaters | TRC | New | EN381 | Heat Pump Water Heater | Heat Pump Water Heater | Equip | 10 | Centralized water heaters | 18.61% | Tech/Econ | 65.32% | 1225.5492 | 0.085984 | 0.45109
Tech | Grocery | Domestic Hot Water | Centralized water heaters | TRC | New | EN303 | Energy Star Commercial Dishwasher | Energy Star Commercial Dishwasher | Equip | 15 | Centralized water heaters | 0% | Tech/Econ | 29.58% | 0 | 0 | 0
Tech | Grocery | Space Cooling | Central chillers inside | TRC | New | NN5367 | Retro-Commissioning | Retro-Commissioning | NonEquip | 5 |  | 0% | Tech/Econ | 16% | 0 | 0 | 0
Tech | Grocery | Space Cooling | Central chillers inside | TRC | New | NN4379 | Window Sun Protection | Window Sun Protection | NonEquip | 10 |  | 15.35% | Tech/Econ | 16% | 0 | 0 | 0
Tech | Grocery | Space Cooling | Central chillers inside | TRC | New | NN4353 | Waterside Economizer | Waterside Economizer | NonEquip | 20 |  | 0% | Tech/Econ | 5.556% | 0 | 0 | 0
Tech | Grocery | Space Cooling | Central chillers inside | TRC | New | NN4301 | Warehouse Loading Dock Seals | Warehouse Loading Dock Seals | NonEquip | 18 |  | 0% | Tech/Econ | 0.7747% | 0 | 0 | 0
Tech | Grocery | Space Cooling | Central chillers inside | TRC | New | NN4145 | Smart Thermostat | Smart Thermostat | NonEquip | 11 |  | 31.48% | Tech/Econ | 10% | 0 | 0 | 0
Tech | Grocery | Space Cooling | Central chillers inside | TRC | New | NN4041 | Programmable Thermostat | Programmable Thermostat | NonEquip | 11 |  | 0% | Tech/Econ | 3.6% | 0 | 0 | 0
Tech | Grocery | Space Cooling | Central chillers inside | TRC | New | NN3989 | Low U-Value Windows | Low U-Value Windows | NonEquip | 20 |  | 20.9% | Tech/Econ | 10% | 0 | 0 | 0
Tech | Grocery | Space Cooling | Central chillers inside | TRC | New | NN3911 | HVAC tune-up_RTU | HVAC tune-up_RTU | NonEquip | 5 | Packaged air conditioning units (RTUs) | 0% | Tech/Econ | 5% | 0 | 0 | 0
Tech | Grocery | Space Cooling | Central chillers inside | TRC | New | NN3885 | HVAC tune-up | HVAC tune-up | NonEquip | 5 | Residential-type central air conditioners | 0% | Tech/Econ | 5% | 0 | 0 | 0
Tech | Grocery | Space Cooling | Central chillers inside | TRC | New | NN3807 | Green Roof | Green Roof | NonEquip | 15 |  | 0.49% | Tech/Econ | 0.5172% | 0 | 0 | 0
Tech | Grocery | Space Cooling | Central chillers inside | TRC | New | NN3677 | Facility Energy Management System | Facility Energy Management System | NonEquip | 15 |  | 4.276% | Tech/Econ | 20% | 0 | 0 | 0
Tech | Grocery | Space Cooling | Central chillers inside | TRC | New | NN3625 | Facility Commissioning | Facility Commissioning | NonEquip | 10 |  | 53.41% | Tech/Econ | 16% | 0 | 0 | 0
Tech | Grocery | Space Cooling | Central chillers inside | TRC | New | NN3599 | Energy Recovery Ventilation System (ERV) | Energy Recovery Ventilation System (ERV) | NonEquip | 15 | Packaged air conditioning units (RTUs) | 0% | Tech/Econ | 9.935% | 0 | 0 | 0
Tech | Grocery | Space Cooling | Central chillers inside | TRC | New | NN3521 | Duct Sealing Repair | Duct Sealing Repair | NonEquip | 15 |  | 0% | Tech/Econ | 12% | 0 | 0 | 0
Tech | Grocery | Space Cooling | Central chillers inside | TRC | New | NN3469 | Duct Insulation | Duct Insulation | NonEquip | 15 |  | 0% | Tech/Econ | 2.045% | 0 | 0 | 0
Tech | Grocery | Space Cooling | Central chillers inside | TRC | New | NN3417 | Dedicated Outdoor Air System on VRF unit | Dedicated Outdoor Air System on VRF unit | NonEquip | 15 | Residential-type central air conditioners | 0% | Tech/Econ | 17.5% | 0 | 0 | 0
Tech | Grocery | Space Cooling | Central chillers inside | TRC | New | NN3365 | Cool Roof | Cool Roof | NonEquip | 15 |  | 72.32% | Tech/Econ | 0.6634% | 0 | 0 | 0
Tech | Grocery | Space Cooling | Central chillers inside | TRC | New | NN3313 | Chilled Water System - Variable Speed Drives | Chilled Water System - Variable Speed Drives | NonEquip | 13 | Central chillers inside | 74.38% | Tech/Econ | 24.74% | 0 | 0 | 0
Tech | Grocery | Space Cooling | Central chillers inside | TRC | New | NN3209 | Ceiling Insulation(R2 to R38) | Ceiling Insulation(R2 to R38) | NonEquip | 20 |  | 0% | Tech/Econ | 6.088% | 0 | 0 | 0
Tech | Grocery | Space Cooling | Central chillers inside | TRC | New | NN3105 | Ceiling Insulation(R12 to R38) | Ceiling Insulation(R12 to R38) | NonEquip | 20 |  | 0% | Tech/Econ | 0.7328% | 0 | 0 | 0
Tech | Grocery | Space Cooling | Central chillers inside | TRC | New | NN3053 | Airside Economizer | Airside Economizer | NonEquip | 10 | Packaged air conditioning units (RTUs) | 0% | Tech/Econ | 5.556% | 0 | 0 | 0
Tech | Grocery | Space Cooling | Central chillers inside | TRC | Existing | NE5354 | Retro-Commissioning | Retro-Commissioning | NonEquip | 5 |  | 21.99% | Tech/Econ | 16% | 0 | 0 | 0
Tech | Grocery | Space Cooling | Central chillers inside | TRC | Existing | NE4366 | Window Sun Protection | Window Sun Protection | NonEquip | 10 |  | 12.19% | Tech/Econ | 16% | 0 | 0 | 0
Tech | Grocery | Space Cooling | Central chillers inside | TRC | Existing | NE4340 | Waterside Economizer | Waterside Economizer | NonEquip | 20 |  | 0% | Tech/Econ | 5.556% | 0 | 0 | 0
Tech | Grocery | Space Cooling | Central chillers inside | TRC | Existing | NE4288 | Warehouse Loading Dock Seals | Warehouse Loading Dock Seals | NonEquip | 18 |  | 0% | Tech/Econ | 0.7747% | 0 | 0 | 0
Tech | Grocery | Space Cooling | Central chillers inside | TRC | Existing | NE4210 | Wall Insulation | Wall Insulation | NonEquip | 20 |  | 0% | Tech/Econ | 4.992% | 0 | 0 | 0
Tech | Grocery | Space Cooling | Central chillers inside | TRC | Existing | NE4132 | Smart Thermostat | Smart Thermostat | NonEquip | 11 |  | 31.48% | Tech/Econ | 10% | 0 | 0 | 0
Tech | Grocery | Space Cooling | Central chillers inside | TRC | Existing | NE4106 | Roof Insulation | Roof Insulation | NonEquip | 20 |  | 58.5% | Tech/Econ | 0.8925% | 0 | 0 | 0
Tech | Grocery | Space Cooling | Central chillers inside | TRC | Existing | NE4028 | Programmable Thermostat | Programmable Thermostat | NonEquip | 11 |  | 0% | Tech/Econ | 3.6% | 0 | 0 | 0
Tech | Grocery | Space Cooling | Central chillers inside | TRC | Existing | NE3976 | Low U-Value Windows | Low U-Value Windows | NonEquip | 20 |  | 8.361% | Tech/Econ | 46% | 0 | 0 | 0
Tech | Grocery | Space Cooling | Central chillers inside | TRC | Existing | NE3950 | Infiltration Reduction - Air Sealing | Infiltration Reduction - Air Sealing | NonEquip | 11 |  | 0% | Tech/Econ | 0.3873% | 0 | 0 | 0
Tech | Grocery | Space Cooling | Central chillers inside | TRC | Existing | NE3898 | HVAC tune-up_RTU | HVAC tune-up_RTU | NonEquip | 5 | Packaged air conditioning units (RTUs) | 0% | Tech/Econ | 5% | 0 | 0 | 0
Tech | Grocery | Space Cooling | Central chillers inside | TRC | Existing | NE3872 | HVAC tune-up | HVAC tune-up | NonEquip | 5 | Residential-type central air conditioners | 0% | Tech/Econ | 5% | 0 | 0 | 0
Tech | Grocery | Space Cooling | Central chillers inside | TRC | Existing | NE3794 | Green Roof | Green Roof | NonEquip | 15 |  | 0.098% | Tech/Econ | 0.5172% | 0 | 0 | 0
Tech | Grocery | Space Cooling | Central chillers inside | TRC | Existing | NE3664 | Facility Energy Management System | Facility Energy Management System | NonEquip | 15 |  | 7.167% | Tech/Econ | 20% | 0 | 0 | 0
Tech | Grocery | Space Cooling | Central chillers inside | TRC | Existing | NE3586 | Energy Recovery Ventilation System (ERV) | Energy Recovery Ventilation System (ERV) | NonEquip | 15 | Packaged air conditioning units (RTUs) | 0% | Tech/Econ | 9.935% | 0 | 0 | 0
Tech | Grocery | Space Cooling | Central chillers inside | TRC | Existing | NE3508 | Duct Sealing Repair | Duct Sealing Repair | NonEquip | 15 |  | 0% | Tech/Econ | 12% | 0 | 0 | 0
Tech | Grocery | Space Cooling | Central chillers inside | TRC | Existing | NE3456 | Duct Insulation | Duct Insulation | NonEquip | 15 |  | 0% | Tech/Econ | 2.045% | 0 | 0 | 0
Tech | Grocery | Space Cooling | Central chillers inside | TRC | Existing | NE3404 | Dedicated Outdoor Air System on VRF unit | Dedicated Outdoor Air System on VRF unit | NonEquip | 15 | Residential-type central air conditioners | 0% | Tech/Econ | 17.5% | 0 | 0 | 0
Tech | Grocery | Space Cooling | Central chillers inside | TRC | Existing | NE3352 | Cool Roof | Cool Roof | NonEquip | 15 |  | 72.71% | Tech/Econ | 0.6634% | 0 | 0 | 0
Tech | Grocery | Space Cooling | Central chillers inside | TRC | Existing | NE3300 | Chilled Water System - Variable Speed Drives | Chilled Water System - Variable Speed Drives | NonEquip | 13 | Central chillers inside | 74.38% | Tech/Econ | 24.74% | 0 | 0 | 0
Tech | Grocery | Space Cooling | Central chillers inside | TRC | Existing | NE3196 | Ceiling Insulation(R2 to R38) | Ceiling Insulation(R2 to R38) | NonEquip | 20 |  | 0% | Tech/Econ | 6.088% | 0 | 0 | 0
Tech | Grocery | Space Cooling | Central chillers inside | TRC | Existing | NE3144 | Ceiling Insulation(R19 to R38) | Ceiling Insulation(R19 to R38) | NonEquip | 20 |  | 0% | Tech/Econ | 0.3382% | 0 | 0 | 0
Tech | Grocery | Space Cooling | Central chillers inside | TRC | Existing | NE3092 | Ceiling Insulation(R12 to R38) | Ceiling Insulation(R12 to R38) | NonEquip | 20 |  | 0% | Tech/Econ | 0.7328% | 0 | 0 | 0
Tech | Grocery | Space Cooling | Central chillers inside | TRC | Existing | NE3040 | Airside Economizer | Airside Economizer | NonEquip | 10 | Packaged air conditioning units (RTUs) | 0% | Tech/Econ | 5.556% | 0 | 0 | 0
Tech | Grocery | Space Cooling | Central chillers inside | TRC | Turnover | ET979 | High Efficiency Chiller (Water cooled-centrifugal, 200 tons) | High Efficiency Chiller (Water cooled-centrifugal, 200 tons) | Equip | 20 | Central chillers inside | 28.37% | Tech/Econ | 4.362% | 0 | 0 | 0
Tech | Grocery | Space Cooling | Central chillers inside | TRC | Turnover | ET901 | High Efficiency Chiller (Air Cooled, 50 tons) | High Efficiency Chiller (Air Cooled, 50 tons) | Equip | 20 | Central chillers inside | 28.37% | Tech/Econ | 8.759% | 0 | 0 | 0
Tech | Grocery | Space Cooling | Central chillers inside | TRC | Turnover | ET1057 | High Efficiency Chiller (Water cooled-positive displacement, 100 tons) | High Efficiency Chiller (Water cooled-positive displacement, 100 tons) | Equip | 20 | Central chillers inside | 28.37% | Tech/Econ | 2.683% | 0 | 0 | 0
Tech | Grocery | Space Cooling | Central chillers inside | TRC | New | EN927 | High Efficiency Chiller (Air Cooled, 50 tons) | High Efficiency Chiller (Air Cooled, 50 tons) | Equip | 20 | Central chillers inside | 28.37% | Tech/Econ | 8.759% | 0 | 0 | 0
Tech | Grocery | Space Cooling | Central chillers inside | TRC | New | EN1083 | High Efficiency Chiller (Water cooled-positive displacement, 100 tons) | High Efficiency Chiller (Water cooled-positive displacement, 100 tons) | Equip | 20 | Central chillers inside | 28.37% | Tech/Econ | 2.683% | 0 | 0 | 0
Tech | Grocery | Space Cooling | Central chillers inside | TRC | New | EN1005 | High Efficiency Chiller (Water cooled-centrifugal, 200 tons) | High Efficiency Chiller (Water cooled-centrifugal, 200 tons) | Equip | 20 | Central chillers inside | 28.37% | Tech/Econ | 4.362% | 0 | 0 | 0
Tech | Grocery | Ventilation and Circulation | Central air-handling unit | TRC | New | NN5393 | Retro-Commissioning | Retro-Commissioning | NonEquip | 5 |  | 0% | Tech/Econ | 16% | 0 | 0 | 0
Tech | Grocery | Ventilation and Circulation | Central air-handling unit | TRC | New | NN4977 | VAV System | VAV System | NonEquip | 10 |  | 0% | Tech/Econ | 30% | 0 | 0 | 0
Tech | Grocery | Ventilation and Circulation | Central air-handling unit | TRC | New | NN4951 | Demand Controlled Ventilation | Demand Controlled Ventilation | NonEquip | 10 |  | 23.39% | Tech/Econ | 9.434% | 1844.749 | 0.19207 | 1.0813
Tech | Grocery | Ventilation and Circulation | Central air-handling unit | TRC | New | NN4925 | CO Sensors for Parking Garage Exhaust | CO Sensors for Parking Garage Exhaust | NonEquip | 15 | Motor/Fan | 0% | Tech/Econ | 33% | 0 | 0 | 0
Tech | Grocery | Ventilation and Circulation | Central air-handling unit | TRC | Existing | NE5380 | Retro-Commissioning | Retro-Commissioning | NonEquip | 5 |  | 21.99% | Tech/Econ | 16% | 234245.9075 | 72.3226 | 140.1325
Tech | Grocery | Ventilation and Circulation | Central air-handling unit | TRC | Existing | NE4964 | VAV System | VAV System | NonEquip | 10 |  | 0% | Tech/Econ | 30% | 0 | 0 | 0
Tech | Grocery | Ventilation and Circulation | Central air-handling unit | TRC | Existing | NE4938 | Demand Controlled Ventilation | Demand Controlled Ventilation | NonEquip | 10 |  | 23.39% | Tech/Econ | 9.434% | 141756.0836 | 14.7589 | 83.0925
Tech | Grocery | Ventilation and Circulation | Central air-handling unit | TRC | Existing | NE4912 | CO Sensors for Parking Garage Exhaust | CO Sensors for Parking Garage Exhaust | NonEquip | 15 | Motor/Fan | 0% | Tech/Econ | 33% | 0 | 0 | 0
Tech | Grocery | Interior Lighting | case lighting | TRC | New | NN5263 | Retro-Commissioning | Retro-Commissioning | NonEquip | 5 |  | 0% | Tech/Econ | 16% | 0 | 0 | 0
Tech | Grocery | Interior Lighting | case lighting | TRC | New | NN4431 | Interior Lighting Controls | Interior Lighting Controls | NonEquip | 8 | Overhead (fluorescent/LED/CFL U-shape) | 0% | Tech/Econ | 28% | 0 | 0 | 0
Tech | Grocery | Interior Lighting | case lighting | TRC | New | NN4405 | Bi-Level Lighting Control (Interior) | Bi-Level Lighting Control (Interior) | NonEquip | 8 | Overhead (fluorescent/LED/CFL U-shape) | 0% | Tech/Econ | 31% | 0 | 0 | 0
Tech | Grocery | Interior Lighting | case lighting | TRC | New | NN3703 | Facility Energy Management System | Facility Energy Management System | NonEquip | 15 |  | 4.276% | Tech/Econ | 24% | 0.18578 | 4.848e-05 | 2.2291e-05
Tech | Grocery | Interior Lighting | case lighting | TRC | Existing | NE5250 | Retro-Commissioning | Retro-Commissioning | NonEquip | 5 |  | 21.99% | Tech/Econ | 16% | 49.8538 | 0.015392 | 0.029824
Tech | Grocery | Interior Lighting | case lighting | TRC | Existing | NE4418 | Interior Lighting Controls | Interior Lighting Controls | NonEquip | 8 | Overhead (fluorescent/LED/CFL U-shape) | 0% | Tech/Econ | 28% | 0 | 0 | 0
Tech | Grocery | Interior Lighting | case lighting | TRC | Existing | NE4392 | Bi-Level Lighting Control (Interior) | Bi-Level Lighting Control (Interior) | NonEquip | 8 | Overhead (fluorescent/LED/CFL U-shape) | 0% | Tech/Econ | 31% | 0 | 0 | 0
Tech | Grocery | Interior Lighting | case lighting | TRC | Existing | NE3690 | Facility Energy Management System | Facility Energy Management System | NonEquip | 15 |  | 7.167% | Tech/Econ | 24% | 24.7995 | 0.0064717 | 0.0029756
Tech | Grocery | Space Heating | Boilers | TRC | New | NN5341 | Retro-Commissioning | Retro-Commissioning | NonEquip | 5 |  | 0% | Tech/Econ | 16% | 0 | 0 | 0
Tech | Grocery | Space Heating | Boilers | TRC | New | NN4327 | Water Cooled Refrigeration Heat Recovery | Water Cooled Refrigeration Heat Recovery | NonEquip | 20 |  | 0% | Tech/Econ | 10% | 0 | 0 | 0
Tech | Grocery | Space Heating | Boilers | TRC | New | NN4275 | Warehouse Loading Dock Seals | Warehouse Loading Dock Seals | NonEquip | 18 |  | 0% | Tech/Econ | 0.2714% | 0 | 0 | 0
Tech | Grocery | Space Heating | Boilers | TRC | New | NN4249 | Wall Insulation | Wall Insulation | NonEquip | 20 |  | 0% | Tech/Econ | 0% | 0 | 0 | 0
Tech | Grocery | Space Heating | Boilers | TRC | New | NN4171 | Smart Thermostat | Smart Thermostat | NonEquip | 11 |  | 31.48% | Tech/Econ | 10% | 0 | 0 | 0
Tech | Grocery | Space Heating | Boilers | TRC | New | NN4093 | Roof Insulation | Roof Insulation | NonEquip | 20 |  | 58.5% | Tech/Econ | 0.1563% | 0 | 0 | 0
Tech | Grocery | Space Heating | Boilers | TRC | New | NN4067 | Programmable Thermostat | Programmable Thermostat | NonEquip | 11 |  | 0% | Tech/Econ | 3.6% | 0 | 0 | 0
Tech | Grocery | Space Heating | Boilers | TRC | New | NN4015 | Low U-Value Windows | Low U-Value Windows | NonEquip | 20 |  | 20.9% | Tech/Econ | 10% | 0 | 0 | 0
Tech | Grocery | Space Heating | Boilers | TRC | New | NN3937 | Infiltration Reduction - Air Sealing | Infiltration Reduction - Air Sealing | NonEquip | 11 |  | 0% | Tech/Econ | 0.1357% | 0 | 0 | 0
Tech | Grocery | Space Heating | Boilers | TRC | New | NN3859 | Hotel Card Energy Control Systems | Hotel Card Energy Control Systems | NonEquip | 15 |  | 0% | Tech/Econ | 0% | 0 | 0 | 0
Tech | Grocery | Space Heating | Boilers | TRC | New | NN3781 | Green Roof | Green Roof | NonEquip | 15 |  | 0.49% | Tech/Econ | 0.2416% | 0 | 0 | 0
Tech | Grocery | Space Heating | Boilers | TRC | New | NN3729 | Floor Insulation | Floor Insulation | NonEquip | 20 |  | 49.87% | Tech/Econ | 0.08203% | 0 | 0 | 0
Tech | Grocery | Space Heating | Boilers | TRC | New | NN3651 | Facility Energy Management System | Facility Energy Management System | NonEquip | 15 |  | 4.276% | Tech/Econ | 20% | 0 | 0 | 0
Tech | Grocery | Space Heating | Boilers | TRC | New | NN3573 | ECM Motors on Furnaces | ECM Motors on Furnaces | NonEquip | 15 | Forced air furnace | 0% | Tech/Econ | 1.706% | 0 | 0 | 0
Tech | Grocery | Space Heating | Boilers | TRC | New | NN3547 | Duct Sealing Repair | Duct Sealing Repair | NonEquip | 15 |  | 0% | Tech/Econ | 12% | 0 | 0 | 0
Tech | Grocery | Space Heating | Boilers | TRC | New | NN3495 | Duct Insulation | Duct Insulation | NonEquip | 15 |  | 0% | Tech/Econ | 2.045% | 0 | 0 | 0
Tech | Grocery | Space Heating | Boilers | TRC | New | NN3443 | Destratification Fans | Destratification Fans | NonEquip | 10 |  | 0% | Tech/Econ | 12.54% | 0 | 0 | 0
Tech | Grocery | Space Heating | Boilers | TRC | New | NN3391 | Dedicated Outdoor Air System on VRF unit | Dedicated Outdoor Air System on VRF unit | NonEquip | 15 | Residential/split system heat pump | 0% | Tech/Econ | 10% | 0 | 0 | 0
Tech | Grocery | Space Heating | Boilers | TRC | New | NN3339 | Cool Roof | Cool Roof | NonEquip | 15 |  | 72.32% | Tech/Econ | 0.08686% | 0 | 0 | 0
Tech | Grocery | Space Heating | Boilers | TRC | New | NN3235 | Ceiling Insulation(R30 to R38) | Ceiling Insulation(R30 to R38) | NonEquip | 20 |  | 0% | Tech/Econ | 0.0316% | 0 | 0 | 0
Tech | Grocery | Space Heating | Boilers | TRC | New | NN3183 | Ceiling Insulation(R2 to R38) | Ceiling Insulation(R2 to R38) | NonEquip | 20 |  | 0% | Tech/Econ | 2.133% | 0 | 0 | 0
Tech | Grocery | Space Heating | Boilers | TRC | New | NN3131 | Ceiling Insulation(R19 to R38) | Ceiling Insulation(R19 to R38) | NonEquip | 20 |  | 0% | Tech/Econ | 0.1185% | 0 | 0 | 0
Tech | Grocery | Space Heating | Boilers | TRC | New | NN3079 | Ceiling Insulation(R12 to R38) | Ceiling Insulation(R12 to R38) | NonEquip | 20 |  | 0% | Tech/Econ | 0.2567% | 0 | 0 | 0
Tech | Grocery | Space Heating | Boilers | TRC | New | NN3001 | Air Curtains | Air Curtains | NonEquip | 8 |  | 47.78% | Tech/Econ | 0.4308% | 0 | 0 | 0
Tech | Grocery | Space Heating | Boilers | TRC | Existing | NE5328 | Retro-Commissioning | Retro-Commissioning | NonEquip | 5 |  | 21.99% | Tech/Econ | 16% | 0 | 0 | 0
Tech | Grocery | Space Heating | Boilers | TRC | Existing | NE4314 | Water Cooled Refrigeration Heat Recovery | Water Cooled Refrigeration Heat Recovery | NonEquip | 20 |  | 0% | Tech/Econ | 10% | 0 | 0 | 0
Tech | Grocery | Space Heating | Boilers | TRC | Existing | NE4262 | Warehouse Loading Dock Seals | Warehouse Loading Dock Seals | NonEquip | 18 |  | 0% | Tech/Econ | 0.2995% | 0 | 0 | 0
Tech | Grocery | Space Heating | Boilers | TRC | Existing | NE4236 | Wall Insulation | Wall Insulation | NonEquip | 20 |  | 0% | Tech/Econ | 0.2818% | 0 | 0 | 0
Tech | Grocery | Space Heating | Boilers | TRC | Existing | NE4158 | Smart Thermostat | Smart Thermostat | NonEquip | 11 |  | 31.48% | Tech/Econ | 10% | 0 | 0 | 0
Tech | Grocery | Space Heating | Boilers | TRC | Existing | NE4080 | Roof Insulation | Roof Insulation | NonEquip | 20 |  | 58.5% | Tech/Econ | 0.345% | 0 | 0 | 0
Tech | Grocery | Space Heating | Boilers | TRC | Existing | NE4054 | Programmable Thermostat | Programmable Thermostat | NonEquip | 11 |  | 0% | Tech/Econ | 3.6% | 0 | 0 | 0
Tech | Grocery | Space Heating | Boilers | TRC | Existing | NE4002 | Low U-Value Windows | Low U-Value Windows | NonEquip | 20 |  | 8.361% | Tech/Econ | 46% | 0 | 0 | 0
Tech | Grocery | Space Heating | Boilers | TRC | Existing | NE3924 | Infiltration Reduction - Air Sealing | Infiltration Reduction - Air Sealing | NonEquip | 11 |  | 0% | Tech/Econ | 0.1497% | 0 | 0 | 0
Tech | Grocery | Space Heating | Boilers | TRC | Existing | NE3846 | Hotel Card Energy Control Systems | Hotel Card Energy Control Systems | NonEquip | 15 |  | 0% | Tech/Econ | 0% | 0 | 0 | 0
Tech | Grocery | Space Heating | Boilers | TRC | Existing | NE3768 | Green Roof | Green Roof | NonEquip | 15 |  | 0.098% | Tech/Econ | 0.2666% | 0 | 0 | 0
Tech | Grocery | Space Heating | Boilers | TRC | Existing | NE3716 | Floor Insulation | Floor Insulation | NonEquip | 20 |  | 19.95% | Tech/Econ | 0.09052% | 0 | 0 | 0
Tech | Grocery | Space Heating | Boilers | TRC | Existing | NE3638 | Facility Energy Management System | Facility Energy Management System | NonEquip | 15 |  | 7.167% | Tech/Econ | 20% | 0 | 0 | 0
Tech | Grocery | Space Heating | Boilers | TRC | Existing | NE3560 | ECM Motors on Furnaces | ECM Motors on Furnaces | NonEquip | 15 | Forced air furnace | 0% | Tech/Econ | 1.706% | 0 | 0 | 0
Tech | Grocery | Space Heating | Boilers | TRC | Existing | NE3534 | Duct Sealing Repair | Duct Sealing Repair | NonEquip | 15 |  | 0% | Tech/Econ | 12% | 0 | 0 | 0
Tech | Grocery | Space Heating | Boilers | TRC | Existing | NE3482 | Duct Insulation | Duct Insulation | NonEquip | 15 |  | 0% | Tech/Econ | 2.045% | 0 | 0 | 0
Tech | Grocery | Space Heating | Boilers | TRC | Existing | NE3430 | Destratification Fans | Destratification Fans | NonEquip | 10 |  | 0% | Tech/Econ | 12.54% | 0 | 0 | 0
Tech | Grocery | Space Heating | Boilers | TRC | Existing | NE3378 | Dedicated Outdoor Air System on VRF unit | Dedicated Outdoor Air System on VRF unit | NonEquip | 15 | Residential/split system heat pump | 0% | Tech/Econ | 10% | 0 | 0 | 0
Tech | Grocery | Space Heating | Boilers | TRC | Existing | NE3326 | Cool Roof | Cool Roof | NonEquip | 15 |  | 72.71% | Tech/Econ | 0.09584% | 0 | 0 | 0
Tech | Grocery | Space Heating | Boilers | TRC | Existing | NE3222 | Ceiling Insulation(R30 to R38) | Ceiling Insulation(R30 to R38) | NonEquip | 20 |  | 0% | Tech/Econ | 0.03487% | 0 | 0 | 0
Tech | Grocery | Space Heating | Boilers | TRC | Existing | NE3170 | Ceiling Insulation(R2 to R38) | Ceiling Insulation(R2 to R38) | NonEquip | 20 |  | 0% | Tech/Econ | 2.354% | 0 | 0 | 0
Tech | Grocery | Space Heating | Boilers | TRC | Existing | NE3118 | Ceiling Insulation(R19 to R38) | Ceiling Insulation(R19 to R38) | NonEquip | 20 |  | 0% | Tech/Econ | 0.1308% | 0 | 0 | 0
Tech | Grocery | Space Heating | Boilers | TRC | Existing | NE3066 | Ceiling Insulation(R12 to R38) | Ceiling Insulation(R12 to R38) | NonEquip | 20 |  | 0% | Tech/Econ | 0.2833% | 0 | 0 | 0
Tech | Grocery | Space Heating | Boilers | TRC | Existing | NE2988 | Air Curtains | Air Curtains | NonEquip | 8 |  | 28.17% | Tech/Econ | 0.4308% | 0 | 0 | 0
Tech | Grocery | Domestic Hot Water | "Point-of-Use" water heaters | TRC | New | NN5419 | Retro-Commissioning | Retro-Commissioning | NonEquip | 5 |  | 0% | Tech/Econ | 16% | 0 | 0 | 0
Tech | Grocery | Domestic Hot Water | "Point-of-Use" water heaters | TRC | New | NN2923 | Thermostatic Shower Restriction Valve | Thermostatic Shower Restriction Valve | NonEquip | 10 | Centralized water heaters | 0% | Tech/Econ | 5.962% | 0 | 0 | 0
Tech | Grocery | Domestic Hot Water | "Point-of-Use" water heaters | TRC | New | NN2897 | Tank Wrap on Water Heater | Tank Wrap on Water Heater | NonEquip | 7 | Centralized water heaters | 0% | Tech/Econ | 1.755% | 0 | 0 | 0
Tech | Grocery | Domestic Hot Water | "Point-of-Use" water heaters | TRC | New | NN2871 | Low-Flow Pre-Rinse Sprayers | Low-Flow Pre-Rinse Sprayers | NonEquip | 5 | Centralized water heaters | 0% | Tech/Econ | 15.77% | 0 | 0 | 0
Tech | Grocery | Domestic Hot Water | "Point-of-Use" water heaters | TRC | New | NN2845 | Low Flow Shower Head | Low Flow Shower Head | NonEquip | 10 | Centralized water heaters | 0% | Tech/Econ | 1.208% | 0 | 0 | 0
Tech | Grocery | Domestic Hot Water | "Point-of-Use" water heaters | TRC | New | NN2819 | Hot Water Pipe Insulation | Hot Water Pipe Insulation | NonEquip | 13 | Centralized water heaters | 0% | Tech/Econ | 9.424% | 0 | 0 | 0
Tech | Grocery | Domestic Hot Water | "Point-of-Use" water heaters | TRC | New | NN2793 | Hot Water Circulation Pump Control | Hot Water Circulation Pump Control | NonEquip | 15 | Centralized water heaters | 0% | Tech/Econ | 4.526% | 0 | 0 | 0
Tech | Grocery | Domestic Hot Water | "Point-of-Use" water heaters | TRC | New | NN2767 | Faucet Aerator | Faucet Aerator | NonEquip | 10 | Centralized water heaters | 0% | Tech/Econ | 1.707% | 0 | 0 | 0
Tech | Grocery | Domestic Hot Water | "Point-of-Use" water heaters | TRC | New | NN2741 | Drain Water Heat Recovery | Drain Water Heat Recovery | NonEquip | 15 | Centralized water heaters | 0% | Tech/Econ | 12.27% | 0 | 0 | 0
Tech | Grocery | Domestic Hot Water | "Point-of-Use" water heaters | TRC | Existing | NE5406 | Retro-Commissioning | Retro-Commissioning | NonEquip | 5 |  | 21.99% | Tech/Econ | 16% | 1067.2711 | 0.32952 | 0.63847
Tech | Grocery | Domestic Hot Water | "Point-of-Use" water heaters | TRC | Existing | NE2910 | Thermostatic Shower Restriction Valve | Thermostatic Shower Restriction Valve | NonEquip | 10 | Centralized water heaters | 0% | Tech/Econ | 5.703% | 0 | 0 | 0
Tech | Grocery | Domestic Hot Water | "Point-of-Use" water heaters | TRC | Existing | NE2884 | Tank Wrap on Water Heater | Tank Wrap on Water Heater | NonEquip | 7 | Centralized water heaters | 0% | Tech/Econ | 1.755% | 0 | 0 | 0
Tech | Grocery | Domestic Hot Water | "Point-of-Use" water heaters | TRC | Existing | NE2858 | Low-Flow Pre-Rinse Sprayers | Low-Flow Pre-Rinse Sprayers | NonEquip | 5 | Centralized water heaters | 0% | Tech/Econ | 15.04% | 0 | 0 | 0
Tech | Grocery | Domestic Hot Water | "Point-of-Use" water heaters | TRC | Existing | NE2832 | Low Flow Shower Head | Low Flow Shower Head | NonEquip | 10 | Centralized water heaters | 0% | Tech/Econ | 1.156% | 0 | 0 | 0
Tech | Grocery | Domestic Hot Water | "Point-of-Use" water heaters | TRC | Existing | NE2806 | Hot Water Pipe Insulation | Hot Water Pipe Insulation | NonEquip | 13 | Centralized water heaters | 0% | Tech/Econ | 9.015% | 0 | 0 | 0
Tech | Grocery | Domestic Hot Water | "Point-of-Use" water heaters | TRC | Existing | NE2780 | Hot Water Circulation Pump Control | Hot Water Circulation Pump Control | NonEquip | 15 | Centralized water heaters | 0% | Tech/Econ | 4.329% | 0 | 0 | 0
Tech | Grocery | Domestic Hot Water | "Point-of-Use" water heaters | TRC | Existing | NE2754 | Faucet Aerator | Faucet Aerator | NonEquip | 10 | Centralized water heaters | 0% | Tech/Econ | 1.633% | 0 | 0 | 0
Tech | Grocery | Domestic Hot Water | "Point-of-Use" water heaters | TRC | Existing | NE2728 | Drain Water Heat Recovery | Drain Water Heat Recovery | NonEquip | 15 | Centralized water heaters | 0% | Tech/Econ | 12.27% | 0 | 0 | 0
Tech | Grocery | Domestic Hot Water | "Point-of-Use" water heaters | TRC | Turnover | ET394 | Instantaneous Hot Water System | Instantaneous Hot Water System | Equip | 20 | "Point-of-Use" water heaters | 94.56% | Tech/Econ | 5.847% | 1775.395 | 0.19751 | 0.20609
Tech | Grocery | Domestic Hot Water | "Point-of-Use" water heaters | TRC | Turnover | ET316 | Energy Star Commercial Dishwasher | Energy Star Commercial Dishwasher | Equip | 15 | "Point-of-Use" water heaters | 0% | Tech/Econ | 29.42% | 0 | 0 | 0
Tech | Grocery | Domestic Hot Water | "Point-of-Use" water heaters | TRC | New | EN420 | Instantaneous Hot Water System | Instantaneous Hot Water System | Equip | 20 | "Point-of-Use" water heaters | 94.56% | Tech/Econ | 5.847% | 22.2913 | 0.0024799 | 0.0025876
Tech | Grocery | Domestic Hot Water | "Point-of-Use" water heaters | TRC | New | EN342 | Energy Star Commercial Dishwasher | Energy Star Commercial Dishwasher | Equip | 15 | "Point-of-Use" water heaters | 0% | Tech/Econ | 29.42% | 0 | 0 | 0
Tech | Healthcare | Refrigeration | Walk-in cooler | TRC | New | NN5316 | Retro-Commissioning | Retro-Commissioning | NonEquip | 5 |  | 0% | Tech/Econ | 16% | 0 | 0 | 0
Tech | Healthcare | Refrigeration | Walk-in cooler | TRC | New | NN4900 | Strip Curtains for Walk-ins | Strip Curtains for Walk-ins | NonEquip | 4 | Walk-in cooler | 3.76% | Tech/Econ | 2.115% | 0 | 0 | 0
Tech | Healthcare | Refrigeration | Walk-in cooler | TRC | New | NN4874 | Refrigerated Display Case Lighting Controls | Refrigerated Display Case Lighting Controls | NonEquip | 8 | Display cases | 0% | Tech/Econ | 0.9365% | 0 | 0 | 0
Tech | Healthcare | Refrigeration | Walk-in cooler | TRC | New | NN4848 | PSC to ECM Evaporator Fan Motor (Walk-In, Refrigerator) | PSC to ECM Evaporator Fan Motor (Walk-In, Refrigerator) | NonEquip | 15 | Walk-in cooler | 68.68% | Tech/Econ | 37.5% | 0 | 0 | 0
Tech | Healthcare | Refrigeration | Walk-in cooler | TRC | New | NN4822 | PSC to ECM Evaporator Fan Motor (Reach-In) | PSC to ECM Evaporator Fan Motor (Reach-In) | NonEquip | 15 | Display cases | 0% | Tech/Econ | 37.5% | 0 | 0 | 0
Tech | Healthcare | Refrigeration | Walk-in cooler | TRC | New | NN4796 | Night Covers for Display Cases | Night Covers for Display Cases | NonEquip | 5 | Display cases | 0% | Tech/Econ | 1.877% | 0 | 0 | 0
Tech | Healthcare | Refrigeration | Walk-in cooler | TRC | New | NN4770 | High R-Value Glass Doors | High R-Value Glass Doors | NonEquip | 12 | Display cases | 0% | Tech/Econ | 0% | 0 | 0 | 0
Tech | Healthcare | Refrigeration | Walk-in cooler | TRC | New | NN4744 | High Efficiency Refrigeration Compressor | High Efficiency Refrigeration Compressor | NonEquip | 13 | Display cases | 0% | Tech/Econ | 6.922% | 0 | 0 | 0
Tech | Healthcare | Refrigeration | Walk-in cooler | TRC | New | NN4718 | Freezer-Cooler Replacement Gaskets | Freezer-Cooler Replacement Gaskets | NonEquip | 4 | Display cases | 0% | Tech/Econ | 0% | 0 | 0 | 0
Tech | Healthcare | Refrigeration | Walk-in cooler | TRC | New | NN4692 | Floating Head Pressure Controls | Floating Head Pressure Controls | NonEquip | 15 |  | 26.46% | Tech/Econ | 6.05% | 0 | 0 | 0
Tech | Healthcare | Refrigeration | Walk-in cooler | TRC | New | NN4666 | Demand Defrost | Demand Defrost | NonEquip | 10 | Walk-in cooler | 0% | Tech/Econ | 30% | 0 | 0 | 0
Tech | Healthcare | Refrigeration | Walk-in cooler | TRC | New | NN4640 | Automatic Door Closer for Walk-in Coolers and Freezers | Automatic Door Closer for Walk-in Coolers and Freezers | NonEquip | 8 | Walk-in cooler | 55.99% | Tech/Econ | 3.131% | 0 | 0 | 0
Tech | Healthcare | Refrigeration | Walk-in cooler | TRC | New | NN4614 | Anti-Sweat Controls | Anti-Sweat Controls | NonEquip | 8 | Display cases | 0% | Tech/Econ | 85% | 0 | 0 | 0
Tech | Healthcare | Refrigeration | Walk-in cooler | TRC | Existing | NE5303 | Retro-Commissioning | Retro-Commissioning | NonEquip | 5 |  | 21.99% | Tech/Econ | 16% | 0 | 0 | 0
Tech | Healthcare | Refrigeration | Walk-in cooler | TRC | Existing | NE4887 | Strip Curtains for Walk-ins | Strip Curtains for Walk-ins | NonEquip | 4 | Walk-in cooler | 3.76% | Tech/Econ | 2.115% | 0 | 0 | 0
Tech | Healthcare | Refrigeration | Walk-in cooler | TRC | Existing | NE4861 | Refrigerated Display Case Lighting Controls | Refrigerated Display Case Lighting Controls | NonEquip | 8 | Display cases | 0% | Tech/Econ | 2.524% | 0 | 0 | 0
Tech | Healthcare | Refrigeration | Walk-in cooler | TRC | Existing | NE4835 | PSC to ECM Evaporator Fan Motor (Walk-In, Refrigerator) | PSC to ECM Evaporator Fan Motor (Walk-In, Refrigerator) | NonEquip | 15 | Walk-in cooler | 17.17% | Tech/Econ | 37.5% | 0 | 0 | 0
Tech | Healthcare | Refrigeration | Walk-in cooler | TRC | Existing | NE4809 | PSC to ECM Evaporator Fan Motor (Reach-In) | PSC to ECM Evaporator Fan Motor (Reach-In) | NonEquip | 15 | Display cases | 0% | Tech/Econ | 37.5% | 0 | 0 | 0
Tech | Healthcare | Refrigeration | Walk-in cooler | TRC | Existing | NE4783 | Night Covers for Display Cases | Night Covers for Display Cases | NonEquip | 5 | Display cases | 0% | Tech/Econ | 1.877% | 0 | 0 | 0
Tech | Healthcare | Refrigeration | Walk-in cooler | TRC | Existing | NE4757 | High R-Value Glass Doors | High R-Value Glass Doors | NonEquip | 12 | Display cases | 0% | Tech/Econ | 23.81% | 0 | 0 | 0
Tech | Healthcare | Refrigeration | Walk-in cooler | TRC | Existing | NE4731 | High Efficiency Refrigeration Compressor | High Efficiency Refrigeration Compressor | NonEquip | 13 | Display cases | 0% | Tech/Econ | 6.922% | 0 | 0 | 0
Tech | Healthcare | Refrigeration | Walk-in cooler | TRC | Existing | NE4705 | Freezer-Cooler Replacement Gaskets | Freezer-Cooler Replacement Gaskets | NonEquip | 4 | Display cases | 0% | Tech/Econ | 3.131% | 0 | 0 | 0
Tech | Healthcare | Refrigeration | Walk-in cooler | TRC | Existing | NE4679 | Floating Head Pressure Controls | Floating Head Pressure Controls | NonEquip | 15 |  | 26.46% | Tech/Econ | 6.05% | 0 | 0 | 0
Tech | Healthcare | Refrigeration | Walk-in cooler | TRC | Existing | NE4653 | Demand Defrost | Demand Defrost | NonEquip | 10 | Walk-in cooler | 63.61% | Tech/Econ | 30% | 0 | 0 | 0
Tech | Healthcare | Refrigeration | Walk-in cooler | TRC | Existing | NE4627 | Automatic Door Closer for Walk-in Coolers and Freezers | Automatic Door Closer for Walk-in Coolers and Freezers | NonEquip | 8 | Walk-in cooler | 55.99% | Tech/Econ | 3.131% | 0 | 0 | 0
Tech | Healthcare | Refrigeration | Walk-in cooler | TRC | Existing | NE4601 | Anti-Sweat Controls | Anti-Sweat Controls | NonEquip | 8 | Display cases | 0% | Tech/Econ | 85% | 0 | 0 | 0
Tech | Healthcare | Refrigeration | Vending and ice makers | TRC | New | NN5316 | Retro-Commissioning | Retro-Commissioning | NonEquip | 5 |  | 0% | Tech/Econ | 16% | 0 | 0 | 0
Tech | Healthcare | Refrigeration | Vending and ice makers | TRC | New | NN4900 | Strip Curtains for Walk-ins | Strip Curtains for Walk-ins | NonEquip | 4 | Walk-in cooler | 0% | Tech/Econ | 2.115% | 0 | 0 | 0
Tech | Healthcare | Refrigeration | Vending and ice makers | TRC | New | NN4874 | Refrigerated Display Case Lighting Controls | Refrigerated Display Case Lighting Controls | NonEquip | 8 | Display cases | 0% | Tech/Econ | 0.9365% | 0 | 0 | 0
Tech | Healthcare | Refrigeration | Vending and ice makers | TRC | New | NN4848 | PSC to ECM Evaporator Fan Motor (Walk-In, Refrigerator) | PSC to ECM Evaporator Fan Motor (Walk-In, Refrigerator) | NonEquip | 15 | Walk-in cooler | 0% | Tech/Econ | 37.5% | 0 | 0 | 0
Tech | Healthcare | Refrigeration | Vending and ice makers | TRC | New | NN4822 | PSC to ECM Evaporator Fan Motor (Reach-In) | PSC to ECM Evaporator Fan Motor (Reach-In) | NonEquip | 15 | Display cases | 0% | Tech/Econ | 37.5% | 0 | 0 | 0
Tech | Healthcare | Refrigeration | Vending and ice makers | TRC | New | NN4796 | Night Covers for Display Cases | Night Covers for Display Cases | NonEquip | 5 | Display cases | 0% | Tech/Econ | 1.877% | 0 | 0 | 0
Tech | Healthcare | Refrigeration | Vending and ice makers | TRC | New | NN4770 | High R-Value Glass Doors | High R-Value Glass Doors | NonEquip | 12 | Display cases | 0% | Tech/Econ | 0% | 0 | 0 | 0
Tech | Healthcare | Refrigeration | Vending and ice makers | TRC | New | NN4744 | High Efficiency Refrigeration Compressor | High Efficiency Refrigeration Compressor | NonEquip | 13 | Display cases | 0% | Tech/Econ | 6.922% | 0 | 0 | 0
Tech | Healthcare | Refrigeration | Vending and ice makers | TRC | New | NN4718 | Freezer-Cooler Replacement Gaskets | Freezer-Cooler Replacement Gaskets | NonEquip | 4 | Display cases | 0% | Tech/Econ | 0% | 0 | 0 | 0
Tech | Healthcare | Refrigeration | Vending and ice makers | TRC | New | NN4692 | Floating Head Pressure Controls | Floating Head Pressure Controls | NonEquip | 15 |  | 26.46% | Tech/Econ | 6.05% | 131.1912 | 0.01701 | 0.014248
Tech | Healthcare | Refrigeration | Vending and ice makers | TRC | New | NN4666 | Demand Defrost | Demand Defrost | NonEquip | 10 | Walk-in cooler | 0% | Tech/Econ | 30% | 0 | 0 | 0
Tech | Healthcare | Refrigeration | Vending and ice makers | TRC | New | NN4640 | Automatic Door Closer for Walk-in Coolers and Freezers | Automatic Door Closer for Walk-in Coolers and Freezers | NonEquip | 8 | Walk-in cooler | 0% | Tech/Econ | 3.131% | 0 | 0 | 0
Tech | Healthcare | Refrigeration | Vending and ice makers | TRC | New | NN4614 | Anti-Sweat Controls | Anti-Sweat Controls | NonEquip | 8 | Display cases | 0% | Tech/Econ | 85% | 0 | 0 | 0
Tech | Healthcare | Refrigeration | Vending and ice makers | TRC | Existing | NE5303 | Retro-Commissioning | Retro-Commissioning | NonEquip | 5 |  | 21.99% | Tech/Econ | 16% | 32106.3187 | 5.3676 | 16.6417
Tech | Healthcare | Refrigeration | Vending and ice makers | TRC | Existing | NE4887 | Strip Curtains for Walk-ins | Strip Curtains for Walk-ins | NonEquip | 4 | Walk-in cooler | 0% | Tech/Econ | 2.115% | 0 | 0 | 0
Tech | Healthcare | Refrigeration | Vending and ice makers | TRC | Existing | NE4861 | Refrigerated Display Case Lighting Controls | Refrigerated Display Case Lighting Controls | NonEquip | 8 | Display cases | 0% | Tech/Econ | 2.524% | 0 | 0 | 0
Tech | Healthcare | Refrigeration | Vending and ice makers | TRC | Existing | NE4835 | PSC to ECM Evaporator Fan Motor (Walk-In, Refrigerator) | PSC to ECM Evaporator Fan Motor (Walk-In, Refrigerator) | NonEquip | 15 | Walk-in cooler | 0% | Tech/Econ | 37.5% | 0 | 0 | 0
Tech | Healthcare | Refrigeration | Vending and ice makers | TRC | Existing | NE4809 | PSC to ECM Evaporator Fan Motor (Reach-In) | PSC to ECM Evaporator Fan Motor (Reach-In) | NonEquip | 15 | Display cases | 0% | Tech/Econ | 37.5% | 0 | 0 | 0
Tech | Healthcare | Refrigeration | Vending and ice makers | TRC | Existing | NE4783 | Night Covers for Display Cases | Night Covers for Display Cases | NonEquip | 5 | Display cases | 0% | Tech/Econ | 1.877% | 0 | 0 | 0
Tech | Healthcare | Refrigeration | Vending and ice makers | TRC | Existing | NE4757 | High R-Value Glass Doors | High R-Value Glass Doors | NonEquip | 12 | Display cases | 0% | Tech/Econ | 23.81% | 0 | 0 | 0
Tech | Healthcare | Refrigeration | Vending and ice makers | TRC | Existing | NE4731 | High Efficiency Refrigeration Compressor | High Efficiency Refrigeration Compressor | NonEquip | 13 | Display cases | 0% | Tech/Econ | 6.922% | 0 | 0 | 0
Tech | Healthcare | Refrigeration | Vending and ice makers | TRC | Existing | NE4705 | Freezer-Cooler Replacement Gaskets | Freezer-Cooler Replacement Gaskets | NonEquip | 4 | Display cases | 0% | Tech/Econ | 3.131% | 0 | 0 | 0
Tech | Healthcare | Refrigeration | Vending and ice makers | TRC | Existing | NE4679 | Floating Head Pressure Controls | Floating Head Pressure Controls | NonEquip | 15 |  | 26.46% | Tech/Econ | 6.05% | 14095.3942 | 1.8275 | 1.5308
Tech | Healthcare | Refrigeration | Vending and ice makers | TRC | Existing | NE4653 | Demand Defrost | Demand Defrost | NonEquip | 10 | Walk-in cooler | 0% | Tech/Econ | 30% | 0 | 0 | 0
Tech | Healthcare | Refrigeration | Vending and ice makers | TRC | Existing | NE4627 | Automatic Door Closer for Walk-in Coolers and Freezers | Automatic Door Closer for Walk-in Coolers and Freezers | NonEquip | 8 | Walk-in cooler | 0% | Tech/Econ | 3.131% | 0 | 0 | 0
Tech | Healthcare | Refrigeration | Vending and ice makers | TRC | Existing | NE4601 | Anti-Sweat Controls | Anti-Sweat Controls | NonEquip | 8 | Display cases | 0% | Tech/Econ | 85% | 0 | 0 | 0
Tech | Healthcare | Refrigeration | Vending and ice makers | TRC | Turnover | ET2573 | Energy Star Vending Machine | Energy Star Vending Machine | Equip | 14 | Vending and ice makers | 4.15% | Tech/Econ | 36% | 14375.4605 | 2.256 | 1.4021
Tech | Healthcare | Refrigeration | Vending and ice makers | TRC | Turnover | ET2495 | Energy Star Ice Maker | Energy Star Ice Maker | Equip | 8 | Vending and ice makers | 32.68% | Tech/Econ | 11.39% | 35281.5122 | 4.5744 | 3.8317
Tech | Healthcare | Refrigeration | Vending and ice makers | TRC | New | EN2599 | Energy Star Vending Machine | Energy Star Vending Machine | Equip | 14 | Vending and ice makers | 4.15% | Tech/Econ | 36% | 129.0905 | 0.020258 | 0.012591
Tech | Healthcare | Refrigeration | Vending and ice makers | TRC | New | EN2521 | Energy Star Ice Maker | Energy Star Ice Maker | Equip | 8 | Vending and ice makers | 32.68% | Tech/Econ | 11.39% | 316.8252 | 0.041078 | 0.034408
Tech | Healthcare | Exterior Lighting | Street lighting | TRC | New | NN5290 | Retro-Commissioning | Retro-Commissioning | NonEquip | 5 |  | 0% | Tech/Econ | 16% | 0 | 0 | 0
Tech | Healthcare | Exterior Lighting | Street lighting | TRC | New | NN2976 | Outdoor Lighting Controls | Outdoor Lighting Controls | NonEquip | 8 | Exterior parking/lot lighting | 0% | Tech/Econ | 28% | 0 | 0 | 0
Tech | Healthcare | Exterior Lighting | Street lighting | TRC | New | NN2950 | Bi-Level Lighting Control (Exterior) | Bi-Level Lighting Control (Exterior) | NonEquip | 9 | Exterior parking/lot lighting | 0% | Tech/Econ | 31% | 0 | 0 | 0
Tech | Healthcare | Exterior Lighting | Street lighting | TRC | Existing | NE5277 | Retro-Commissioning | Retro-Commissioning | NonEquip | 5 |  | 21.99% | Tech/Econ | 16% | 813.7626 | 0 | 0.4218
Tech | Healthcare | Exterior Lighting | Street lighting | TRC | Existing | NE2963 | Outdoor Lighting Controls | Outdoor Lighting Controls | NonEquip | 8 | Exterior parking/lot lighting | 0% | Tech/Econ | 28% | 0 | 0 | 0
Tech | Healthcare | Exterior Lighting | Street lighting | TRC | Existing | NE2937 | Bi-Level Lighting Control (Exterior) | Bi-Level Lighting Control (Exterior) | NonEquip | 9 | Exterior parking/lot lighting | 0% | Tech/Econ | 31% | 0 | 0 | 0
Tech | Healthcare | Exterior Lighting | Street lighting | TRC | Turnover | ET785 | LED Traffic and Crosswalk Lighting | LED Traffic and Crosswalk Lighting | Equip | 10 | Street lighting | 0% | Tech/Econ | 37.14% | 0 | 0 | 0
Tech | Healthcare | Exterior Lighting | Street lighting | TRC | Turnover | ET746 | LED Street Lights | LED Street Lights | Equip | 18 | Street lighting | 0% | Tech/Econ | 66.53% | 0 | 0 | 0
Tech | Healthcare | Exterior Lighting | Street lighting | TRC | New | EN811 | LED Traffic and Crosswalk Lighting | LED Traffic and Crosswalk Lighting | Equip | 10 | Street lighting | 0% | Tech/Econ | 37.14% | 0 | 0 | 0
Tech | Healthcare | Exterior Lighting | Street lighting | TRC | New | EN772 | LED Street Lights | LED Street Lights | Equip | 18 | Street lighting | 0% | Tech/Econ | 66.53% | 0 | 0 | 0
Tech | Healthcare | Cooking | Steamer | TRC | Turnover | ET200 | Energy Star Steamer | Energy Star Steamer | Equip | 12 | Steamer | 11.72% | Tech/Econ | 56.63% | 2082.9044 | 0.30606 | 0.17771
Tech | Healthcare | Cooking | Steamer | TRC | New | EN226 | Energy Star Steamer | Energy Star Steamer | Equip | 12 | Steamer | 11.72% | Tech/Econ | 56.63% | 18.7043 | 0.0027484 | 0.0015958
Tech | Healthcare | Exterior Lighting | Spot lighting/Security/Flood | TRC | New | NN5290 | Retro-Commissioning | Retro-Commissioning | NonEquip | 5 |  | 0% | Tech/Econ | 16% | 0 | 0 | 0
Tech | Healthcare | Exterior Lighting | Spot lighting/Security/Flood | TRC | New | NN2976 | Outdoor Lighting Controls | Outdoor Lighting Controls | NonEquip | 8 | Exterior parking/lot lighting | 0% | Tech/Econ | 28% | 0 | 0 | 0
Tech | Healthcare | Exterior Lighting | Spot lighting/Security/Flood | TRC | New | NN2950 | Bi-Level Lighting Control (Exterior) | Bi-Level Lighting Control (Exterior) | NonEquip | 9 | Exterior parking/lot lighting | 0% | Tech/Econ | 31% | 0 | 0 | 0
Tech | Healthcare | Exterior Lighting | Spot lighting/Security/Flood | TRC | Existing | NE5277 | Retro-Commissioning | Retro-Commissioning | NonEquip | 5 |  | 21.99% | Tech/Econ | 16% | 700.305 | 0 | 0.36299
Tech | Healthcare | Exterior Lighting | Spot lighting/Security/Flood | TRC | Existing | NE2963 | Outdoor Lighting Controls | Outdoor Lighting Controls | NonEquip | 8 | Exterior parking/lot lighting | 0% | Tech/Econ | 28% | 0 | 0 | 0
Tech | Healthcare | Exterior Lighting | Spot lighting/Security/Flood | TRC | Existing | NE2937 | Bi-Level Lighting Control (Exterior) | Bi-Level Lighting Control (Exterior) | NonEquip | 9 | Exterior parking/lot lighting | 0% | Tech/Econ | 31% | 0 | 0 | 0
Tech | Healthcare | Exterior Lighting | Spot lighting/Security/Flood | TRC | Turnover | ET668 | LED Exterior Lighting | LED Exterior Lighting | Equip | 13 | Spot lighting/Security/Flood | 4.624% | Tech/Econ | 60.51% | 572.9395 | 0 | 0
Tech | Healthcare | Exterior Lighting | Spot lighting/Security/Flood | TRC | Turnover | ET551 | LED - 9W Flood | LED - 9W Flood | Equip | 15 | Spot lighting/Security/Flood | 13.31% | Tech/Econ | 86.15% | 2651.8588 | 0 | 0
Tech | Healthcare | Exterior Lighting | Spot lighting/Security/Flood | TRC | Turnover | ET473 | CFL - 15W Flood | CFL - 15W Flood | Equip | 7.8 | Spot lighting/Security/Flood | 0% | Tech/Econ | 76.92% | 0 | 0 | 0
Tech | Healthcare | Exterior Lighting | Spot lighting/Security/Flood | TRC | New | EN694 | LED Exterior Lighting | LED Exterior Lighting | Equip | 13 | Spot lighting/Security/Flood | 4.624% | Tech/Econ | 60.51% | 1.4847 | 0 | 0
Tech | Healthcare | Exterior Lighting | Spot lighting/Security/Flood | TRC | New | EN577 | LED - 9W Flood | LED - 9W Flood | Equip | 15 | Spot lighting/Security/Flood | 86.42% | Tech/Econ | 86.15% | 154.6353 | 0 | 0
Tech | Healthcare | Exterior Lighting | Spot lighting/Security/Flood | TRC | New | EN499 | CFL - 15W Flood | CFL - 15W Flood | Equip | 7.8 | Spot lighting/Security/Flood | 0% | Tech/Econ | 76.92% | 0 | 0 | 0
Tech | Healthcare | Interior Lighting | Spot lighting | TRC | New | NN5264 | Retro-Commissioning | Retro-Commissioning | NonEquip | 5 |  | 0% | Tech/Econ | 16% | 0 | 0 | 0
Tech | Healthcare | Interior Lighting | Spot lighting | TRC | New | NN4432 | Interior Lighting Controls | Interior Lighting Controls | NonEquip | 8 | Overhead (fluorescent/LED/CFL U-shape) | 0% | Tech/Econ | 28% | 0 | 0 | 0
Tech | Healthcare | Interior Lighting | Spot lighting | TRC | New | NN4406 | Bi-Level Lighting Control (Interior) | Bi-Level Lighting Control (Interior) | NonEquip | 8 | Overhead (fluorescent/LED/CFL U-shape) | 0% | Tech/Econ | 31% | 0 | 0 | 0
Tech | Healthcare | Interior Lighting | Spot lighting | TRC | New | NN3704 | Facility Energy Management System | Facility Energy Management System | NonEquip | 15 |  | 4.276% | Tech/Econ | 24% | 4.415 | 0.00092535 | 7.9572e-05
Tech | Healthcare | Interior Lighting | Spot lighting | TRC | Existing | NE5251 | Retro-Commissioning | Retro-Commissioning | NonEquip | 5 |  | 21.99% | Tech/Econ | 16% | 890.7903 | 0.14892 | 0.46172
Tech | Healthcare | Interior Lighting | Spot lighting | TRC | Existing | NE4419 | Interior Lighting Controls | Interior Lighting Controls | NonEquip | 8 | Overhead (fluorescent/LED/CFL U-shape) | 0% | Tech/Econ | 28% | 0 | 0 | 0
Tech | Healthcare | Interior Lighting | Spot lighting | TRC | Existing | NE4393 | Bi-Level Lighting Control (Interior) | Bi-Level Lighting Control (Interior) | NonEquip | 8 | Overhead (fluorescent/LED/CFL U-shape) | 0% | Tech/Econ | 31% | 0 | 0 | 0
Tech | Healthcare | Interior Lighting | Spot lighting | TRC | Existing | NE3691 | Facility Energy Management System | Facility Energy Management System | NonEquip | 15 |  | 0.5043% | Tech/Econ | 24% | 30.6833 | 0.006431 | 0.00055301
Tech | Healthcare | Interior Lighting | Spot lighting | TRC | Turnover | ET1604 | LED Display Lighting (Interior) | LED Display Lighting (Interior) | Equip | 15 | Spot lighting | 2.129% | Tech/Econ | 87.04% | 887.6518 | 0.21798 | 0.049241
Tech | Healthcare | Interior Lighting | Spot lighting | TRC | Turnover | ET1565 | LED - 14W | LED - 14W | Equip | 15 | Spot lighting | 86.42% | Tech/Econ | 53.33% | 21671.2085 | 5.1997 | 1.2022
Tech | Healthcare | Interior Lighting | Spot lighting | TRC | Turnover | ET1448 | CFL-23W | CFL-23W | Equip | 7.8 | Spot lighting | 0% | Tech/Econ | 23.33% | 0 | 0 | 0
Tech | Healthcare | Interior Lighting | Spot lighting | TRC | New | EN1630 | LED Display Lighting (Interior) | LED Display Lighting (Interior) | Equip | 15 | Spot lighting | 0% | Tech/Econ | 87.04% | 0 | 0 | 0
Tech | Healthcare | Interior Lighting | Spot lighting | TRC | New | EN1591 | LED - 14W | LED - 14W | Equip | 15 | Spot lighting | 0% | Tech/Econ | 53.33% | 0 | 0 | 0
Tech | Healthcare | Interior Lighting | Spot lighting | TRC | New | EN1474 | CFL-23W | CFL-23W | Equip | 7.8 | Spot lighting | 0% | Tech/Econ | 23.33% | 0 | 0 | 0
Tech | Healthcare | Office Equipment | Servers | TRC | New | NN4588 | Smart Strip Plug Outlet | Smart Strip Plug Outlet | NonEquip | 4 |  | 43.9% | Tech/Econ | 1.187% | 12.5534 | 0.0018666 | 0.0012973
Tech | Healthcare | Office Equipment | Servers | TRC | New | NN4562 | Network PC Power Management | Network PC Power Management | NonEquip | 5 | Computers | 0% | Tech/Econ | 56.5% | 0 | 0 | 0
Tech | Healthcare | Office Equipment | Servers | TRC | Existing | NE4575 | Smart Strip Plug Outlet | Smart Strip Plug Outlet | NonEquip | 4 |  | 43.9% | Tech/Econ | 1.187% | 1419.7438 | 0.21111 | 0.14672
Tech | Healthcare | Office Equipment | Servers | TRC | Existing | NE4549 | Network PC Power Management | Network PC Power Management | NonEquip | 5 | Computers | 0% | Tech/Econ | 56.5% | 0 | 0 | 0
Tech | Healthcare | Office Equipment | Servers | TRC | Turnover | ET2300 | Server Virtualization | Server Virtualization | Equip | 3 | Servers | 37.33% | Tech/Econ | 85.71% | 149852.9008 | 22.304 | 15.513
Tech | Healthcare | Office Equipment | Servers | TRC | Turnover | ET2222 | Energy Star Servers | Energy Star Servers | Equip | 4 | Servers | 47.28% | Tech/Econ | 23.08% | 33372.7973 | 4.9672 | 3.4548
Tech | Healthcare | Office Equipment | Servers | TRC | Turnover | ET1136 | High Efficiency Data Center Cooling | High Efficiency Data Center Cooling | Equip | 20 | Servers | 14.18% | Tech/Econ | 28% | 12650.1158 | 2.9001 | 1.675
Tech | Healthcare | Office Equipment | Servers | TRC | New | EN2326 | Server Virtualization | Server Virtualization | Equip | 3 | Servers | 38.55% | Tech/Econ | 85.71% | 1389.7073 | 0.20684 | 0.14386
Tech | Healthcare | Office Equipment | Servers | TRC | New | EN2248 | Energy Star Servers | Energy Star Servers | Equip | 4 | Servers | 47.28% | Tech/Econ | 23.08% | 294.9768 | 0.043904 | 0.030536
Tech | Healthcare | Office Equipment | Servers | TRC | New | EN1162 | High Efficiency Data Center Cooling | High Efficiency Data Center Cooling | Equip | 20 | Servers | 14.18% | Tech/Econ | 28% | 111.8479 | 0.025642 | 0.01481
Tech | Healthcare | Space Cooling | Residential-type central air conditioners | TRC | New | NN5368 | Retro-Commissioning | Retro-Commissioning | NonEquip | 5 |  | 0% | Tech/Econ | 16% | 0 | 0 | 0
Tech | Healthcare | Space Cooling | Residential-type central air conditioners | TRC | New | NN4380 | Window Sun Protection | Window Sun Protection | NonEquip | 10 |  | 15.35% | Tech/Econ | 16% | 118.8162 | 0.036996 | -0.0020844
Tech | Healthcare | Space Cooling | Residential-type central air conditioners | TRC | New | NN4354 | Waterside Economizer | Waterside Economizer | NonEquip | 20 |  | 0% | Tech/Econ | 5.556% | 0 | 0 | 0
Tech | Healthcare | Space Cooling | Residential-type central air conditioners | TRC | New | NN4146 | Smart Thermostat | Smart Thermostat | NonEquip | 11 |  | 45.33% | Tech/Econ | 10% | 0 | 0 | 0
Tech | Healthcare | Space Cooling | Residential-type central air conditioners | TRC | New | NN4042 | Programmable Thermostat | Programmable Thermostat | NonEquip | 11 |  | 0% | Tech/Econ | 3.6% | 0 | 0 | 0
Tech | Healthcare | Space Cooling | Residential-type central air conditioners | TRC | New | NN3990 | Low U-Value Windows | Low U-Value Windows | NonEquip | 20 |  | 20.9% | Tech/Econ | 10% | 41.0992 | 0.015277 | 0
Tech | Healthcare | Space Cooling | Residential-type central air conditioners | TRC | New | NN3912 | HVAC tune-up_RTU | HVAC tune-up_RTU | NonEquip | 5 | Packaged air conditioning units (RTUs) | 0% | Tech/Econ | 5% | 0 | 0 | 0
Tech | Healthcare | Space Cooling | Residential-type central air conditioners | TRC | New | NN3886 | HVAC tune-up | HVAC tune-up | NonEquip | 5 | Residential-type central air conditioners | 0% | Tech/Econ | 5% | 0 | 0 | 0
Tech | Healthcare | Space Cooling | Residential-type central air conditioners | TRC | New | NN3678 | Facility Energy Management System | Facility Energy Management System | NonEquip | 15 |  | 4.276% | Tech/Econ | 20% | 48.888 | 0.010247 | 0
Tech | Healthcare | Space Cooling | Residential-type central air conditioners | TRC | New | NN3626 | Facility Commissioning | Facility Commissioning | NonEquip | 10 |  | 71.67% | Tech/Econ | 16% | 626.7074 | 0.10973 | 0.0025034
Tech | Healthcare | Space Cooling | Residential-type central air conditioners | TRC | New | NN3600 | Energy Recovery Ventilation System (ERV) | Energy Recovery Ventilation System (ERV) | NonEquip | 15 | Packaged air conditioning units (RTUs) | 0% | Tech/Econ | 9.935% | 0 | 0 | 0
Tech | Healthcare | Space Cooling | Residential-type central air conditioners | TRC | New | NN3522 | Duct Sealing Repair | Duct Sealing Repair | NonEquip | 15 |  | 0% | Tech/Econ | 12% | 0 | 0 | 0
Tech | Healthcare | Space Cooling | Residential-type central air conditioners | TRC | New | NN3470 | Duct Insulation | Duct Insulation | NonEquip | 15 |  | 0% | Tech/Econ | 2.045% | 0 | 0 | 0
Tech | Healthcare | Space Cooling | Residential-type central air conditioners | TRC | New | NN3418 | Dedicated Outdoor Air System on VRF unit | Dedicated Outdoor Air System on VRF unit | NonEquip | 15 | Residential-type central air conditioners | 58.91% | Tech/Econ | 17.5% | 202.4093 | 0.061591 | 0
Tech | Healthcare | Space Cooling | Residential-type central air conditioners | TRC | New | NN3366 | Cool Roof | Cool Roof | NonEquip | 15 |  | 72.32% | Tech/Econ | 1.364% | 0 | 0 | 0
Tech | Healthcare | Space Cooling | Residential-type central air conditioners | TRC | New | NN3314 | Chilled Water System - Variable Speed Drives | Chilled Water System - Variable Speed Drives | NonEquip | 13 | Central chillers inside | 0% | Tech/Econ | 24.74% | 0 | 0 | 0
Tech | Healthcare | Space Cooling | Residential-type central air conditioners | TRC | New | NN3288 | Chilled Water Controls Optimization | Chilled Water Controls Optimization | NonEquip | 10 | Central chillers inside | 0% | Tech/Econ | 12.5% | 0 | 0 | 0
Tech | Healthcare | Space Cooling | Residential-type central air conditioners | TRC | New | NN3210 | Ceiling Insulation(R2 to R38) | Ceiling Insulation(R2 to R38) | NonEquip | 20 |  | 0% | Tech/Econ | 12.52% | 0 | 0 | 0
Tech | Healthcare | Space Cooling | Residential-type central air conditioners | TRC | New | NN3106 | Ceiling Insulation(R12 to R38) | Ceiling Insulation(R12 to R38) | NonEquip | 20 |  | 0% | Tech/Econ | 1.507% | 0 | 0 | 0
Tech | Healthcare | Space Cooling | Residential-type central air conditioners | TRC | New | NN3054 | Airside Economizer | Airside Economizer | NonEquip | 10 | Packaged air conditioning units (RTUs) | 0% | Tech/Econ | 5.556% | 0 | 0 | 0
Tech | Healthcare | Space Cooling | Residential-type central air conditioners | TRC | Existing | NE5355 | Retro-Commissioning | Retro-Commissioning | NonEquip | 5 |  | 21.99% | Tech/Econ | 16% | 19296.0932 | 3.226 | 0
Tech | Healthcare | Space Cooling | Residential-type central air conditioners | TRC | Existing | NE4367 | Window Sun Protection | Window Sun Protection | NonEquip | 10 |  | 12.19% | Tech/Econ | 16% | 10323.7363 | 3.2145 | -0.18111
Tech | Healthcare | Space Cooling | Residential-type central air conditioners | TRC | Existing | NE4341 | Waterside Economizer | Waterside Economizer | NonEquip | 20 |  | 0% | Tech/Econ | 5.556% | 0 | 0 | 0
Tech | Healthcare | Space Cooling | Residential-type central air conditioners | TRC | Existing | NE4211 | Wall Insulation | Wall Insulation | NonEquip | 20 |  | 26.6% | Tech/Econ | 6.832% | 8488.066 | 0.16985 | 0
Tech | Healthcare | Space Cooling | Residential-type central air conditioners | TRC | Existing | NE4133 | Smart Thermostat | Smart Thermostat | NonEquip | 11 |  | 45.33% | Tech/Econ | 10% | 22174.8142 | 0.2633 | 0
Tech | Healthcare | Space Cooling | Residential-type central air conditioners | TRC | Existing | NE4107 | Roof Insulation | Roof Insulation | NonEquip | 20 |  | 37.5% | Tech/Econ | 1.835% | 3155.332 | 0.063139 | 0
Tech | Healthcare | Space Cooling | Residential-type central air conditioners | TRC | Existing | NE4029 | Programmable Thermostat | Programmable Thermostat | NonEquip | 11 |  | 0% | Tech/Econ | 3.6% | 0 | 0 | 0
Tech | Healthcare | Space Cooling | Residential-type central air conditioners | TRC | Existing | NE3977 | Low U-Value Windows | Low U-Value Windows | NonEquip | 20 |  | 8.361% | Tech/Econ | 46% | 31961.8214 | 11.8803 | 0
Tech | Healthcare | Space Cooling | Residential-type central air conditioners | TRC | Existing | NE3899 | HVAC tune-up_RTU | HVAC tune-up_RTU | NonEquip | 5 | Packaged air conditioning units (RTUs) | 0% | Tech/Econ | 5% | 0 | 0 | 0
Tech | Healthcare | Space Cooling | Residential-type central air conditioners | TRC | Existing | NE3873 | HVAC tune-up | HVAC tune-up | NonEquip | 5 | Residential-type central air conditioners | 0% | Tech/Econ | 5% | 0 | 0 | 0
Tech | Healthcare | Space Cooling | Residential-type central air conditioners | TRC | Existing | NE3795 | Green Roof | Green Roof | NonEquip | 15 |  | 0.098% | Tech/Econ | 1.063% | 4.6748 | 0.001986 | 0
Tech | Healthcare | Space Cooling | Residential-type central air conditioners | TRC | Existing | NE3743 | Floor Insulation | Floor Insulation | NonEquip | 20 |  | 5.25% | Tech/Econ | 0.4814% | 113.1769 | 0.0022647 | 0
Tech | Healthcare | Space Cooling | Residential-type central air conditioners | TRC | Existing | NE3665 | Facility Energy Management System | Facility Energy Management System | NonEquip | 15 |  | 0.5043% | Tech/Econ | 20% | 617.4219 | 0.12941 | 0
Tech | Healthcare | Space Cooling | Residential-type central air conditioners | TRC | Existing | NE3587 | Energy Recovery Ventilation System (ERV) | Energy Recovery Ventilation System (ERV) | NonEquip | 15 | Packaged air conditioning units (RTUs) | 0% | Tech/Econ | 9.935% | 0 | 0 | 0
Tech | Healthcare | Space Cooling | Residential-type central air conditioners | TRC | Existing | NE3509 | Duct Sealing Repair | Duct Sealing Repair | NonEquip | 15 |  | 0% | Tech/Econ | 12% | 0 | 0 | 0
Tech | Healthcare | Space Cooling | Residential-type central air conditioners | TRC | Existing | NE3457 | Duct Insulation | Duct Insulation | NonEquip | 15 |  | 0% | Tech/Econ | 2.045% | 0 | 0 | 0
Tech | Healthcare | Space Cooling | Residential-type central air conditioners | TRC | Existing | NE3405 | Dedicated Outdoor Air System on VRF unit | Dedicated Outdoor Air System on VRF unit | NonEquip | 15 | Residential-type central air conditioners | 58.91% | Tech/Econ | 17.5% | 63044.8452 | 19.184 | 0
Tech | Healthcare | Space Cooling | Residential-type central air conditioners | TRC | Existing | NE3353 | Cool Roof | Cool Roof | NonEquip | 15 |  | 72.71% | Tech/Econ | 1.364% | 4492.7522 | 1.9086 | 0
Tech | Healthcare | Space Cooling | Residential-type central air conditioners | TRC | Existing | NE3301 | Chilled Water System - Variable Speed Drives | Chilled Water System - Variable Speed Drives | NonEquip | 13 | Central chillers inside | 0% | Tech/Econ | 24.74% | 0 | 0 | 0
Tech | Healthcare | Space Cooling | Residential-type central air conditioners | TRC | Existing | NE3275 | Chilled Water Controls Optimization | Chilled Water Controls Optimization | NonEquip | 10 | Central chillers inside | 0% | Tech/Econ | 12.5% | 0 | 0 | 0
Tech | Healthcare | Space Cooling | Residential-type central air conditioners | TRC | Existing | NE3197 | Ceiling Insulation(R2 to R38) | Ceiling Insulation(R2 to R38) | NonEquip | 20 |  | 45.6% | Tech/Econ | 12.52% | 29612.2156 | 0.59255 | 0
Tech | Healthcare | Space Cooling | Residential-type central air conditioners | TRC | Existing | NE3145 | Ceiling Insulation(R19 to R38) | Ceiling Insulation(R19 to R38) | NonEquip | 20 |  | 22.8% | Tech/Econ | 0.6954% | 711.1479 | 0.01423 | 0
Tech | Healthcare | Space Cooling | Residential-type central air conditioners | TRC | Existing | NE3093 | Ceiling Insulation(R12 to R38) | Ceiling Insulation(R12 to R38) | NonEquip | 20 |  | 34.2% | Tech/Econ | 1.507% | 2346.4945 | 0.046954 | 0
Tech | Healthcare | Space Cooling | Residential-type central air conditioners | TRC | Existing | NE3041 | Airside Economizer | Airside Economizer | NonEquip | 10 | Packaged air conditioning units (RTUs) | 0% | Tech/Econ | 5.556% | 0 | 0 | 0
Tech | Healthcare | Space Cooling | Residential-type central air conditioners | TRC | Turnover | ET824 | Geothermal Heat Pump | Geothermal Heat Pump | Equip | 15 | Residential-type central air conditioners | 30.5% | Tech/Econ | 21.18% | 42262.0528 | 18.1746 | 0
Tech | Healthcare | Space Cooling | Residential-type central air conditioners | TRC | Turnover | ET1370 | Variable Refrigerant Flow (VRF) HVAC Systems | Variable Refrigerant Flow (VRF) HVAC Systems | Equip | 15 | Residential-type central air conditioners | 49.09% | Tech/Econ | 36.88% | 144654.392 | 44.0171 | 0
Tech | Healthcare | Space Cooling | Residential-type central air conditioners | TRC | Turnover | ET1292 | High Efficiency PTHP | High Efficiency PTHP | Equip | 15 | Residential-type central air conditioners | 0% | Tech/Econ | 23.64% | 0 | 0 | 0
Tech | Healthcare | Space Cooling | Residential-type central air conditioners | TRC | Turnover | ET1253 | High Efficiency PTAC | High Efficiency PTAC | Equip | 15 | Residential-type central air conditioners | 0% | Tech/Econ | 23.64% | 0 | 0 | 0
Tech | Healthcare | Space Cooling | Residential-type central air conditioners | TRC | New | EN850 | Geothermal Heat Pump | Geothermal Heat Pump | Equip | 15 | Residential-type central air conditioners | 30.5% | Tech/Econ | 21.18% | 394.6906 | 0.16973 | 0
Tech | Healthcare | Space Cooling | Residential-type central air conditioners | TRC | New | EN1396 | Variable Refrigerant Flow (VRF) HVAC Systems | Variable Refrigerant Flow (VRF) HVAC Systems | Equip | 15 | Residential-type central air conditioners | 49.09% | Tech/Econ | 36.88% | 1350.9454 | 0.41108 | 0
Tech | Healthcare | Space Cooling | Residential-type central air conditioners | TRC | New | EN1318 | High Efficiency PTHP | High Efficiency PTHP | Equip | 15 | Residential-type central air conditioners | 0% | Tech/Econ | 23.64% | 0 | 0 | 0
Tech | Healthcare | Space Cooling | Residential-type central air conditioners | TRC | New | EN1279 | High Efficiency PTAC | High Efficiency PTAC | Equip | 15 | Residential-type central air conditioners | 0% | Tech/Econ | 23.64% | 0 | 0 | 0
Tech | Healthcare | Space Heating | Residential/split system heat pump | TRC | New | NN5342 | Retro-Commissioning | Retro-Commissioning | NonEquip | 5 |  | 0% | Tech/Econ | 16% | 0 | 0 | 0
Tech | Healthcare | Space Heating | Residential/split system heat pump | TRC | New | NN4328 | Water Cooled Refrigeration Heat Recovery | Water Cooled Refrigeration Heat Recovery | NonEquip | 20 |  | 0% | Tech/Econ | 10% | 0 | 0 | 0
Tech | Healthcare | Space Heating | Residential/split system heat pump | TRC | New | NN4276 | Warehouse Loading Dock Seals | Warehouse Loading Dock Seals | NonEquip | 18 |  | 0% | Tech/Econ | 0.1555% | 0 | 0 | 0
Tech | Healthcare | Space Heating | Residential/split system heat pump | TRC | New | NN4172 | Smart Thermostat | Smart Thermostat | NonEquip | 11 |  | 45.33% | Tech/Econ | 10% | 437.7698 | 0 | -0.071932
Tech | Healthcare | Space Heating | Residential/split system heat pump | TRC | New | NN4094 | Roof Insulation | Roof Insulation | NonEquip | 20 |  | 37.5% | Tech/Econ | 0.3214% | 7.9879 | 0 | 0.0036032
Tech | Healthcare | Space Heating | Residential/split system heat pump | TRC | New | NN4068 | Programmable Thermostat | Programmable Thermostat | NonEquip | 11 |  | 0% | Tech/Econ | 3.6% | 0 | 0 | 0
Tech | Healthcare | Space Heating | Residential/split system heat pump | TRC | New | NN4016 | Low U-Value Windows | Low U-Value Windows | NonEquip | 20 |  | 20.9% | Tech/Econ | 10% | 182.924 | 0 | 0.00076025
Tech | Healthcare | Space Heating | Residential/split system heat pump | TRC | New | NN3938 | Infiltration Reduction - Air Sealing | Infiltration Reduction - Air Sealing | NonEquip | 11 |  | 0% | Tech/Econ | 0.07774% | 0 | 0 | 0
Tech | Healthcare | Space Heating | Residential/split system heat pump | TRC | New | NN3782 | Green Roof | Green Roof | NonEquip | 15 |  | 0.49% | Tech/Econ | 0.4968% | 0.20856 | 0 | 0
Tech | Healthcare | Space Heating | Residential/split system heat pump | TRC | New | NN3730 | Floor Insulation | Floor Insulation | NonEquip | 20 |  | 13.12% | Tech/Econ | 0.1687% | 0 | 0 | 0
Tech | Healthcare | Space Heating | Residential/split system heat pump | TRC | New | NN3652 | Facility Energy Management System | Facility Energy Management System | NonEquip | 15 |  | 4.276% | Tech/Econ | 20% | 83.3074 | 0 | 0.0015015
Tech | Healthcare | Space Heating | Residential/split system heat pump | TRC | New | NN3574 | ECM Motors on Furnaces | ECM Motors on Furnaces | NonEquip | 15 | Forced air furnace | 0% | Tech/Econ | 1.706% | 0 | 0 | 0
Tech | Healthcare | Space Heating | Residential/split system heat pump | TRC | New | NN3548 | Duct Sealing Repair | Duct Sealing Repair | NonEquip | 15 |  | 0% | Tech/Econ | 12% | 0 | 0 | 0
Tech | Healthcare | Space Heating | Residential/split system heat pump | TRC | New | NN3496 | Duct Insulation | Duct Insulation | NonEquip | 15 |  | 0% | Tech/Econ | 2.045% | 0 | 0 | 0
Tech | Healthcare | Space Heating | Residential/split system heat pump | TRC | New | NN3444 | Destratification Fans | Destratification Fans | NonEquip | 10 |  | 0% | Tech/Econ | 14.56% | 0 | 0 | 0
Tech | Healthcare | Space Heating | Residential/split system heat pump | TRC | New | NN3392 | Dedicated Outdoor Air System on VRF unit | Dedicated Outdoor Air System on VRF unit | NonEquip | 15 | Residential/split system heat pump | 58.91% | Tech/Econ | 10% | 469.3596 | 0 | 0.14436
Tech | Healthcare | Space Heating | Residential/split system heat pump | TRC | New | NN3340 | Cool Roof | Cool Roof | NonEquip | 15 |  | 72.32% | Tech/Econ | 0.1786% | 0 | 0 | 0
Tech | Healthcare | Space Heating | Residential/split system heat pump | TRC | New | NN3184 | Ceiling Insulation(R2 to R38) | Ceiling Insulation(R2 to R38) | NonEquip | 20 |  | 0% | Tech/Econ | 4.385% | 0 | 0 | 0
Tech | Healthcare | Space Heating | Residential/split system heat pump | TRC | New | NN3132 | Ceiling Insulation(R19 to R38) | Ceiling Insulation(R19 to R38) | NonEquip | 20 |  | 0% | Tech/Econ | 0.2436% | 0 | 0 | 0
Tech | Healthcare | Space Heating | Residential/split system heat pump | TRC | New | NN3080 | Ceiling Insulation(R12 to R38) | Ceiling Insulation(R12 to R38) | NonEquip | 20 |  | 0% | Tech/Econ | 0.5279% | 0 | 0 | 0
Tech | Healthcare | Space Heating | Residential/split system heat pump | TRC | New | NN3002 | Air Curtains | Air Curtains | NonEquip | 8 |  | 28.37% | Tech/Econ | 0.2468% | 0 | 0 | 0
Tech | Healthcare | Space Heating | Residential/split system heat pump | TRC | Existing | NE5329 | Retro-Commissioning | Retro-Commissioning | NonEquip | 5 |  | 21.99% | Tech/Econ | 16% | 31921.7693 | 0 | 16.546
Tech | Healthcare | Space Heating | Residential/split system heat pump | TRC | Existing | NE4315 | Water Cooled Refrigeration Heat Recovery | Water Cooled Refrigeration Heat Recovery | NonEquip | 20 |  | 0% | Tech/Econ | 10% | 0 | 0 | 0
Tech | Healthcare | Space Heating | Residential/split system heat pump | TRC | Existing | NE4263 | Warehouse Loading Dock Seals | Warehouse Loading Dock Seals | NonEquip | 18 |  | 0% | Tech/Econ | 0.1716% | 0 | 0 | 0
Tech | Healthcare | Space Heating | Residential/split system heat pump | TRC | Existing | NE4237 | Wall Insulation | Wall Insulation | NonEquip | 20 |  | 26.6% | Tech/Econ | 0.3857% | 893.8939 | 0 | 0.40322
Tech | Healthcare | Space Heating | Residential/split system heat pump | TRC | Existing | NE4159 | Smart Thermostat | Smart Thermostat | NonEquip | 11 |  | 45.33% | Tech/Econ | 10% | 47231.4549 | 0 | -7.7608
Tech | Healthcare | Space Heating | Residential/split system heat pump | TRC | Existing | NE4081 | Roof Insulation | Roof Insulation | NonEquip | 20 |  | 37.5% | Tech/Econ | 0.7094% | 2328.7267 | 0 | 1.0504
Tech | Healthcare | Space Heating | Residential/split system heat pump | TRC | Existing | NE4055 | Programmable Thermostat | Programmable Thermostat | NonEquip | 11 |  | 0% | Tech/Econ | 3.6% | 0 | 0 | 0
Tech | Healthcare | Space Heating | Residential/split system heat pump | TRC | Existing | NE4003 | Low U-Value Windows | Low U-Value Windows | NonEquip | 20 |  | 8.361% | Tech/Econ | 46% | 49284.9702 | 0 | 0.20483
Tech | Healthcare | Space Heating | Residential/split system heat pump | TRC | Existing | NE3925 | Infiltration Reduction - Air Sealing | Infiltration Reduction - Air Sealing | NonEquip | 11 |  | 44.79% | Tech/Econ | 0.08579% | 333.483 | 0 | 0.21904
Tech | Healthcare | Space Heating | Residential/split system heat pump | TRC | Existing | NE3847 | Hotel Card Energy Control Systems | Hotel Card Energy Control Systems | NonEquip | 15 |  | 0% | Tech/Econ | 0% | 0 | 0 | 0
Tech | Healthcare | Space Heating | Residential/split system heat pump | TRC | Existing | NE3769 | Green Roof | Green Roof | NonEquip | 15 |  | 0.098% | Tech/Econ | 0.5482% | 4.6806 | 0 | 0
Tech | Healthcare | Space Heating | Residential/split system heat pump | TRC | Existing | NE3717 | Floor Insulation | Floor Insulation | NonEquip | 20 |  | 5.25% | Tech/Econ | 0.1861% | 84.7963 | 0 | 0.03825
Tech | Healthcare | Space Heating | Residential/split system heat pump | TRC | Existing | NE3639 | Facility Energy Management System | Facility Energy Management System | NonEquip | 15 |  | 0.5043% | Tech/Econ | 20% | 1052.1151 | 0 | 0.018963
Tech | Healthcare | Space Heating | Residential/split system heat pump | TRC | Existing | NE3561 | ECM Motors on Furnaces | ECM Motors on Furnaces | NonEquip | 15 | Forced air furnace | 0% | Tech/Econ | 1.706% | 0 | 0 | 0
Tech | Healthcare | Space Heating | Residential/split system heat pump | TRC | Existing | NE3535 | Duct Sealing Repair | Duct Sealing Repair | NonEquip | 15 |  | 0% | Tech/Econ | 12% | 0 | 0 | 0
Tech | Healthcare | Space Heating | Residential/split system heat pump | TRC | Existing | NE3483 | Duct Insulation | Duct Insulation | NonEquip | 15 |  | 0% | Tech/Econ | 2.045% | 0 | 0 | 0
Tech | Healthcare | Space Heating | Residential/split system heat pump | TRC | Existing | NE3431 | Destratification Fans | Destratification Fans | NonEquip | 10 |  | 0% | Tech/Econ | 14.56% | 0 | 0 | 0
Tech | Healthcare | Space Heating | Residential/split system heat pump | TRC | Existing | NE3379 | Dedicated Outdoor Air System on VRF unit | Dedicated Outdoor Air System on VRF unit | NonEquip | 15 | Residential/split system heat pump | 58.91% | Tech/Econ | 10% | 58606.7224 | 0 | 18.025
Tech | Healthcare | Space Heating | Residential/split system heat pump | TRC | Existing | NE3327 | Cool Roof | Cool Roof | NonEquip | 15 |  | 72.71% | Tech/Econ | 0.197% | 1245.2553 | 0 | 0
Tech | Healthcare | Space Heating | Residential/split system heat pump | TRC | Existing | NE3223 | Ceiling Insulation(R30 to R38) | Ceiling Insulation(R30 to R38) | NonEquip | 20 |  | 11.4% | Tech/Econ | 0.07169% | 70.8957 | 0 | 0.03198
Tech | Healthcare | Space Heating | Residential/split system heat pump | TRC | Existing | NE3171 | Ceiling Insulation(R2 to R38) | Ceiling Insulation(R2 to R38) | NonEquip | 20 |  | 45.6% | Tech/Econ | 4.839% | 20657.0913 | 0 | 9.318
Tech | Healthcare | Space Heating | Residential/split system heat pump | TRC | Existing | NE3119 | Ceiling Insulation(R19 to R38) | Ceiling Insulation(R19 to R38) | NonEquip | 20 |  | 22.8% | Tech/Econ | 0.2688% | 533.5038 | 0 | 0.24065
Tech | Healthcare | Space Heating | Residential/split system heat pump | TRC | Existing | NE3067 | Ceiling Insulation(R12 to R38) | Ceiling Insulation(R12 to R38) | NonEquip | 20 |  | 34.2% | Tech/Econ | 0.5825% | 1739.1414 | 0 | 0.78449
Tech | Healthcare | Space Heating | Residential/split system heat pump | TRC | Existing | NE2989 | Air Curtains | Air Curtains | NonEquip | 8 |  | 33.45% | Tech/Econ | 0.2468% | 718.1398 | 0 | 0.077992
Tech | Healthcare | Space Heating | Residential/split system heat pump | TRC | Turnover | ET863 | Geothermal Heat Pump | Geothermal Heat Pump | Equip | 15 | Residential/split system heat pump | 30.5% | Tech/Econ | 2.941% | 8212.2065 | 0 | 2.7126
Tech | Healthcare | Space Heating | Residential/split system heat pump | TRC | Turnover | ET1409 | Variable Refrigerant Flow (VRF) HVAC Systems | Variable Refrigerant Flow (VRF) HVAC Systems | Equip | 15 | Residential/split system heat pump | 49.09% | Tech/Econ | 31.25% | 189030.8098 | 0 | 58.1382
Tech | Healthcare | Space Heating | Residential/split system heat pump | TRC | Turnover | ET1331 | High Efficiency PTHP | High Efficiency PTHP | Equip | 15 | Residential/split system heat pump | 0% | Tech/Econ | 9.375% | 0 | 0 | 0
Tech | Healthcare | Space Heating | Residential/split system heat pump | TRC | New | EN889 | Geothermal Heat Pump | Geothermal Heat Pump | Equip | 15 | Residential/split system heat pump | 30.5% | Tech/Econ | 2.941% | 0 | 0 | 0
Tech | Healthcare | Space Heating | Residential/split system heat pump | TRC | New | EN1435 | Variable Refrigerant Flow (VRF) HVAC Systems | Variable Refrigerant Flow (VRF) HVAC Systems | Equip | 15 | Residential/split system heat pump | 49.09% | Tech/Econ | 31.25% | 1765.3824 | 0 | 0.54296
Tech | Healthcare | Space Heating | Residential/split system heat pump | TRC | New | EN1357 | High Efficiency PTHP | High Efficiency PTHP | Equip | 15 | Residential/split system heat pump | 0% | Tech/Econ | 9.375% | 0 | 0 | 0
Tech | Healthcare | Refrigeration | Residential style | TRC | New | NN5316 | Retro-Commissioning | Retro-Commissioning | NonEquip | 5 |  | 0% | Tech/Econ | 16% | 0 | 0 | 0
Tech | Healthcare | Refrigeration | Residential style | TRC | New | NN4900 | Strip Curtains for Walk-ins | Strip Curtains for Walk-ins | NonEquip | 4 | Walk-in cooler | 0% | Tech/Econ | 2.115% | 0 | 0 | 0
Tech | Healthcare | Refrigeration | Residential style | TRC | New | NN4874 | Refrigerated Display Case Lighting Controls | Refrigerated Display Case Lighting Controls | NonEquip | 8 | Display cases | 0% | Tech/Econ | 0.9365% | 0 | 0 | 0
Tech | Healthcare | Refrigeration | Residential style | TRC | New | NN4848 | PSC to ECM Evaporator Fan Motor (Walk-In, Refrigerator) | PSC to ECM Evaporator Fan Motor (Walk-In, Refrigerator) | NonEquip | 15 | Walk-in cooler | 0% | Tech/Econ | 37.5% | 0 | 0 | 0
Tech | Healthcare | Refrigeration | Residential style | TRC | New | NN4822 | PSC to ECM Evaporator Fan Motor (Reach-In) | PSC to ECM Evaporator Fan Motor (Reach-In) | NonEquip | 15 | Display cases | 0% | Tech/Econ | 37.5% | 0 | 0 | 0
Tech | Healthcare | Refrigeration | Residential style | TRC | New | NN4796 | Night Covers for Display Cases | Night Covers for Display Cases | NonEquip | 5 | Display cases | 0% | Tech/Econ | 1.877% | 0 | 0 | 0
Tech | Healthcare | Refrigeration | Residential style | TRC | New | NN4770 | High R-Value Glass Doors | High R-Value Glass Doors | NonEquip | 12 | Display cases | 0% | Tech/Econ | 0% | 0 | 0 | 0
Tech | Healthcare | Refrigeration | Residential style | TRC | New | NN4744 | High Efficiency Refrigeration Compressor | High Efficiency Refrigeration Compressor | NonEquip | 13 | Display cases | 0% | Tech/Econ | 6.922% | 0 | 0 | 0
Tech | Healthcare | Refrigeration | Residential style | TRC | New | NN4718 | Freezer-Cooler Replacement Gaskets | Freezer-Cooler Replacement Gaskets | NonEquip | 4 | Display cases | 0% | Tech/Econ | 0% | 0 | 0 | 0
Tech | Healthcare | Refrigeration | Residential style | TRC | New | NN4692 | Floating Head Pressure Controls | Floating Head Pressure Controls | NonEquip | 15 |  | 26.46% | Tech/Econ | 6.05% | 282.4976 | 0.036627 | 0.03068
Tech | Healthcare | Refrigeration | Residential style | TRC | New | NN4666 | Demand Defrost | Demand Defrost | NonEquip | 10 | Walk-in cooler | 0% | Tech/Econ | 30% | 0 | 0 | 0
Tech | Healthcare | Refrigeration | Residential style | TRC | New | NN4640 | Automatic Door Closer for Walk-in Coolers and Freezers | Automatic Door Closer for Walk-in Coolers and Freezers | NonEquip | 8 | Walk-in cooler | 0% | Tech/Econ | 3.131% | 0 | 0 | 0
Tech | Healthcare | Refrigeration | Residential style | TRC | New | NN4614 | Anti-Sweat Controls | Anti-Sweat Controls | NonEquip | 8 | Display cases | 0% | Tech/Econ | 85% | 0 | 0 | 0
Tech | Healthcare | Refrigeration | Residential style | TRC | Existing | NE5303 | Retro-Commissioning | Retro-Commissioning | NonEquip | 5 |  | 21.99% | Tech/Econ | 16% | 69135.4054 | 11.5582 | 35.8349
Tech | Healthcare | Refrigeration | Residential style | TRC | Existing | NE4887 | Strip Curtains for Walk-ins | Strip Curtains for Walk-ins | NonEquip | 4 | Walk-in cooler | 0% | Tech/Econ | 2.115% | 0 | 0 | 0
Tech | Healthcare | Refrigeration | Residential style | TRC | Existing | NE4861 | Refrigerated Display Case Lighting Controls | Refrigerated Display Case Lighting Controls | NonEquip | 8 | Display cases | 0% | Tech/Econ | 2.524% | 0 | 0 | 0
Tech | Healthcare | Refrigeration | Residential style | TRC | Existing | NE4835 | PSC to ECM Evaporator Fan Motor (Walk-In, Refrigerator) | PSC to ECM Evaporator Fan Motor (Walk-In, Refrigerator) | NonEquip | 15 | Walk-in cooler | 0% | Tech/Econ | 37.5% | 0 | 0 | 0
Tech | Healthcare | Refrigeration | Residential style | TRC | Existing | NE4809 | PSC to ECM Evaporator Fan Motor (Reach-In) | PSC to ECM Evaporator Fan Motor (Reach-In) | NonEquip | 15 | Display cases | 0% | Tech/Econ | 37.5% | 0 | 0 | 0
Tech | Healthcare | Refrigeration | Residential style | TRC | Existing | NE4783 | Night Covers for Display Cases | Night Covers for Display Cases | NonEquip | 5 | Display cases | 0% | Tech/Econ | 1.877% | 0 | 0 | 0
Tech | Healthcare | Refrigeration | Residential style | TRC | Existing | NE4757 | High R-Value Glass Doors | High R-Value Glass Doors | NonEquip | 12 | Display cases | 0% | Tech/Econ | 23.81% | 0 | 0 | 0
Tech | Healthcare | Refrigeration | Residential style | TRC | Existing | NE4731 | High Efficiency Refrigeration Compressor | High Efficiency Refrigeration Compressor | NonEquip | 13 | Display cases | 0% | Tech/Econ | 6.922% | 0 | 0 | 0
Tech | Healthcare | Refrigeration | Residential style | TRC | Existing | NE4705 | Freezer-Cooler Replacement Gaskets | Freezer-Cooler Replacement Gaskets | NonEquip | 4 | Display cases | 0% | Tech/Econ | 3.131% | 0 | 0 | 0
Tech | Healthcare | Refrigeration | Residential style | TRC | Existing | NE4679 | Floating Head Pressure Controls | Floating Head Pressure Controls | NonEquip | 15 |  | 26.46% | Tech/Econ | 6.05% | 30351.9939 | 3.9353 | 3.2963
Tech | Healthcare | Refrigeration | Residential style | TRC | Existing | NE4653 | Demand Defrost | Demand Defrost | NonEquip | 10 | Walk-in cooler | 0% | Tech/Econ | 30% | 0 | 0 | 0
Tech | Healthcare | Refrigeration | Residential style | TRC | Existing | NE4627 | Automatic Door Closer for Walk-in Coolers and Freezers | Automatic Door Closer for Walk-in Coolers and Freezers | NonEquip | 8 | Walk-in cooler | 0% | Tech/Econ | 3.131% | 0 | 0 | 0
Tech | Healthcare | Refrigeration | Residential style | TRC | Existing | NE4601 | Anti-Sweat Controls | Anti-Sweat Controls | NonEquip | 8 | Display cases | 0% | Tech/Econ | 85% | 0 | 0 | 0
Tech | Healthcare | Refrigeration | Residential style | TRC | Turnover | ET2534 | Energy Star Refrigerator | Energy Star Refrigerator | Equip | 12 | Residential style | 35.47% | Tech/Econ | 21.99% | 166208.1031 | 21.883 | 17.2188
Tech | Healthcare | Refrigeration | Residential style | TRC | New | EN2560 | Energy Star Refrigerator | Energy Star Refrigerator | Equip | 12 | Residential style | 35.47% | Tech/Econ | 21.99% | 1492.5357 | 0.19651 | 0.15462
Tech | Healthcare | Miscellaneous | Pool pump | TRC | New | NN5446 | Retro-Commissioning | Retro-Commissioning | NonEquip | 5 |  | 0% | Tech/Econ | 16% | 0 | 0 | 0
Tech | Healthcare | Miscellaneous | Pool pump | TRC | New | NN4536 | VSD Controlled Compressor | VSD Controlled Compressor | NonEquip | 15 | Others | 0% | Tech/Econ | 20.79% | 0 | 0 | 0
Tech | Healthcare | Miscellaneous | Pool pump | TRC | New | NN4510 | Regenerative Drive Elevator Motor | Regenerative Drive Elevator Motor | NonEquip | 13 | Elevators/Escalators | 0% | Tech/Econ | 6.211% | 0 | 0 | 0
Tech | Healthcare | Miscellaneous | Pool pump | TRC | New | NN4484 | Engine Block Timer | Engine Block Timer | NonEquip | 5 | Others | 0% | Tech/Econ | 36% | 0 | 0 | 0
Tech | Healthcare | Miscellaneous | Pool pump | TRC | New | NN4458 | Efficient Motor Belts | Efficient Motor Belts | NonEquip | 10 | Others | 0% | Tech/Econ | 1.105% | 0 | 0 | 0
Tech | Healthcare | Miscellaneous | Pool pump | TRC | Existing | NE5433 | Retro-Commissioning | Retro-Commissioning | NonEquip | 5 |  | 21.99% | Tech/Econ | 16% | 0 | 0 | 0
Tech | Healthcare | Miscellaneous | Pool pump | TRC | Existing | NE4523 | VSD Controlled Compressor | VSD Controlled Compressor | NonEquip | 15 | Others | 0% | Tech/Econ | 20.79% | 0 | 0 | 0
Tech | Healthcare | Miscellaneous | Pool pump | TRC | Existing | NE4497 | Regenerative Drive Elevator Motor | Regenerative Drive Elevator Motor | NonEquip | 13 | Elevators/Escalators | 0% | Tech/Econ | 6.211% | 0 | 0 | 0
Tech | Healthcare | Miscellaneous | Pool pump | TRC | Existing | NE4471 | Engine Block Timer | Engine Block Timer | NonEquip | 5 | Others | 0% | Tech/Econ | 36% | 0 | 0 | 0
Tech | Healthcare | Miscellaneous | Pool pump | TRC | Existing | NE4445 | Efficient Motor Belts | Efficient Motor Belts | NonEquip | 10 | Others | 0% | Tech/Econ | 1.105% | 0 | 0 | 0
Tech | Healthcare | Miscellaneous | Pool pump | TRC | Turnover | ET2108 | Variable Speed Pool Pump | Variable Speed Pool Pump | Equip | 10 | Pool pump | 0% | Tech/Econ | 64.36% | 0 | 0 | 0
Tech | Healthcare | Miscellaneous | Pool pump | TRC | Turnover | ET2069 | Two Speed Pool Pump | Two Speed Pool Pump | Equip | 10 | Pool pump | 0% | Tech/Econ | 61.79% | 0 | 0 | 0
Tech | Healthcare | Miscellaneous | Pool pump | TRC | Turnover | ET2033 | Solar Powered Pool Pump | Solar Powered Pool Pump | Equip | 10 | Pool pump | 0% | Tech/Econ | 81% | 0 | 0 | 0
Tech | Healthcare | Miscellaneous | Pool pump | TRC | Turnover | ET1994 | Solar Pool Heater | Solar Pool Heater | Equip | 15 | Pool pump | 0% | Tech/Econ | 86.11% | 0 | 0 | 0
Tech | Healthcare | Miscellaneous | Pool pump | TRC | Turnover | ET1955 | Heat Pump Pool Heater | Heat Pump Pool Heater | Equip | 15 | Pool pump | 0% | Tech/Econ | 80% | 0 | 0 | 0
Tech | Healthcare | Miscellaneous | Pool pump | TRC | New | EN2132 | Variable Speed Pool Pump | Variable Speed Pool Pump | Equip | 10 | Pool pump | 0% | Tech/Econ | 64.36% | 0 | 0 | 0
Tech | Healthcare | Miscellaneous | Pool pump | TRC | New | EN2095 | Two Speed Pool Pump | Two Speed Pool Pump | Equip | 10 | Pool pump | 0% | Tech/Econ | 61.79% | 0 | 0 | 0
Tech | Healthcare | Miscellaneous | Pool pump | TRC | New | EN2057 | Solar Powered Pool Pump | Solar Powered Pool Pump | Equip | 10 | Pool pump | 0% | Tech/Econ | 81% | 0 | 0 | 0
Tech | Healthcare | Miscellaneous | Pool pump | TRC | New | EN2020 | Solar Pool Heater | Solar Pool Heater | Equip | 15 | Pool pump | 0% | Tech/Econ | 86.11% | 0 | 0 | 0
Tech | Healthcare | Miscellaneous | Pool pump | TRC | New | EN1981 | Heat Pump Pool Heater | Heat Pump Pool Heater | Equip | 15 | Pool pump | 0% | Tech/Econ | 80% | 0 | 0 | 0
Tech | Healthcare | Space Heating | Packaged central unit | TRC | New | NN5342 | Retro-Commissioning | Retro-Commissioning | NonEquip | 5 |  | 0% | Tech/Econ | 16% | 0 | 0 | 0
Tech | Healthcare | Space Heating | Packaged central unit | TRC | New | NN4328 | Water Cooled Refrigeration Heat Recovery | Water Cooled Refrigeration Heat Recovery | NonEquip | 20 |  | 0% | Tech/Econ | 10% | 0 | 0 | 0
Tech | Healthcare | Space Heating | Packaged central unit | TRC | New | NN4276 | Warehouse Loading Dock Seals | Warehouse Loading Dock Seals | NonEquip | 18 |  | 0% | Tech/Econ | 0.1555% | 0 | 0 | 0
Tech | Healthcare | Space Heating | Packaged central unit | TRC | New | NN4172 | Smart Thermostat | Smart Thermostat | NonEquip | 11 |  | 45.33% | Tech/Econ | 10% | 1387.1985 | 0 | -0.22794
Tech | Healthcare | Space Heating | Packaged central unit | TRC | New | NN4094 | Roof Insulation | Roof Insulation | NonEquip | 20 |  | 37.5% | Tech/Econ | 0.3214% | 25.9054 | 0 | 0.011685
Tech | Healthcare | Space Heating | Packaged central unit | TRC | New | NN4068 | Programmable Thermostat | Programmable Thermostat | NonEquip | 11 |  | 0% | Tech/Econ | 3.6% | 0 | 0 | 0
Tech | Healthcare | Space Heating | Packaged central unit | TRC | New | NN4016 | Low U-Value Windows | Low U-Value Windows | NonEquip | 20 |  | 20.9% | Tech/Econ | 10% | 610.7365 | 0 | 0.0025383
Tech | Healthcare | Space Heating | Packaged central unit | TRC | New | NN3938 | Infiltration Reduction - Air Sealing | Infiltration Reduction - Air Sealing | NonEquip | 11 |  | 0% | Tech/Econ | 0.07774% | 0 | 0 | 0
Tech | Healthcare | Space Heating | Packaged central unit | TRC | New | NN3860 | Hotel Card Energy Control Systems | Hotel Card Energy Control Systems | NonEquip | 15 |  | 0% | Tech/Econ | 0% | 0 | 0 | 0
Tech | Healthcare | Space Heating | Packaged central unit | TRC | New | NN3782 | Green Roof | Green Roof | NonEquip | 15 |  | 0.49% | Tech/Econ | 0.4968% | 0.67637 | 0 | 0
Tech | Healthcare | Space Heating | Packaged central unit | TRC | New | NN3730 | Floor Insulation | Floor Insulation | NonEquip | 20 |  | 13.12% | Tech/Econ | 0.1687% | 0 | 0 | 0
Tech | Healthcare | Space Heating | Packaged central unit | TRC | New | NN3652 | Facility Energy Management System | Facility Energy Management System | NonEquip | 15 |  | 4.276% | Tech/Econ | 20% | 263.9831 | 0 | 0.0047578
Tech | Healthcare | Space Heating | Packaged central unit | TRC | New | NN3574 | ECM Motors on Furnaces | ECM Motors on Furnaces | NonEquip | 15 | Forced air furnace | 0% | Tech/Econ | 1.706% | 0 | 0 | 0
Tech | Healthcare | Space Heating | Packaged central unit | TRC | New | NN3548 | Duct Sealing Repair | Duct Sealing Repair | NonEquip | 15 |  | 0% | Tech/Econ | 12% | 0 | 0 | 0
Tech | Healthcare | Space Heating | Packaged central unit | TRC | New | NN3496 | Duct Insulation | Duct Insulation | NonEquip | 15 |  | 0% | Tech/Econ | 2.045% | 0 | 0 | 0
Tech | Healthcare | Space Heating | Packaged central unit | TRC | New | NN3444 | Destratification Fans | Destratification Fans | NonEquip | 10 |  | 0% | Tech/Econ | 14.56% | 0 | 0 | 0
Tech | Healthcare | Space Heating | Packaged central unit | TRC | New | NN3392 | Dedicated Outdoor Air System on VRF unit | Dedicated Outdoor Air System on VRF unit | NonEquip | 15 | Residential/split system heat pump | 0% | Tech/Econ | 10% | 0 | 0 | 0
Tech | Healthcare | Space Heating | Packaged central unit | TRC | New | NN3340 | Cool Roof | Cool Roof | NonEquip | 15 |  | 72.32% | Tech/Econ | 0.1786% | 0 | 0 | 0
Tech | Healthcare | Space Heating | Packaged central unit | TRC | New | NN3236 | Ceiling Insulation(R30 to R38) | Ceiling Insulation(R30 to R38) | NonEquip | 20 |  | 0% | Tech/Econ | 0.06497% | 0 | 0 | 0
Tech | Healthcare | Space Heating | Packaged central unit | TRC | New | NN3184 | Ceiling Insulation(R2 to R38) | Ceiling Insulation(R2 to R38) | NonEquip | 20 |  | 0% | Tech/Econ | 4.385% | 0 | 0 | 0
Tech | Healthcare | Space Heating | Packaged central unit | TRC | New | NN3132 | Ceiling Insulation(R19 to R38) | Ceiling Insulation(R19 to R38) | NonEquip | 20 |  | 0% | Tech/Econ | 0.2436% | 0 | 0 | 0
Tech | Healthcare | Space Heating | Packaged central unit | TRC | New | NN3080 | Ceiling Insulation(R12 to R38) | Ceiling Insulation(R12 to R38) | NonEquip | 20 |  | 0% | Tech/Econ | 0.5279% | 0 | 0 | 0
Tech | Healthcare | Space Heating | Packaged central unit | TRC | New | NN3002 | Air Curtains | Air Curtains | NonEquip | 8 |  | 28.37% | Tech/Econ | 0.2468% | 0 | 0 | 0
Tech | Healthcare | Space Heating | Packaged central unit | TRC | Existing | NE5329 | Retro-Commissioning | Retro-Commissioning | NonEquip | 5 |  | 21.99% | Tech/Econ | 16% | 105350.574 | 0 | 54.6063
Tech | Healthcare | Space Heating | Packaged central unit | TRC | Existing | NE4315 | Water Cooled Refrigeration Heat Recovery | Water Cooled Refrigeration Heat Recovery | NonEquip | 20 |  | 0% | Tech/Econ | 10% | 0 | 0 | 0
Tech | Healthcare | Space Heating | Packaged central unit | TRC | Existing | NE4263 | Warehouse Loading Dock Seals | Warehouse Loading Dock Seals | NonEquip | 18 |  | 0% | Tech/Econ | 0.1716% | 0 | 0 | 0
Tech | Healthcare | Space Heating | Packaged central unit | TRC | Existing | NE4237 | Wall Insulation | Wall Insulation | NonEquip | 20 |  | 26.6% | Tech/Econ | 0.3857% | 2950.0944 | 0 | 1.3307
Tech | Healthcare | Space Heating | Packaged central unit | TRC | Existing | NE4159 | Smart Thermostat | Smart Thermostat | NonEquip | 11 |  | 45.33% | Tech/Econ | 10% | 149666.3452 | 0 | -24.5922
Tech | Healthcare | Space Heating | Packaged central unit | TRC | Existing | NE4081 | Roof Insulation | Roof Insulation | NonEquip | 20 |  | 37.5% | Tech/Econ | 0.7094% | 7685.4355 | 0 | 3.4667
Tech | Healthcare | Space Heating | Packaged central unit | TRC | Existing | NE4055 | Programmable Thermostat | Programmable Thermostat | NonEquip | 11 |  | 0% | Tech/Econ | 3.6% | 0 | 0 | 0
Tech | Healthcare | Space Heating | Packaged central unit | TRC | Existing | NE4003 | Low U-Value Windows | Low U-Value Windows | NonEquip | 20 |  | 8.361% | Tech/Econ | 46% | 132213.117 | 0 | 0.54949
Tech | Healthcare | Space Heating | Packaged central unit | TRC | Existing | NE3925 | Infiltration Reduction - Air Sealing | Infiltration Reduction - Air Sealing | NonEquip | 11 |  | 44.79% | Tech/Econ | 0.08579% | 1100.585 | 0 | 0.7229
Tech | Healthcare | Space Heating | Packaged central unit | TRC | Existing | NE3847 | Hotel Card Energy Control Systems | Hotel Card Energy Control Systems | NonEquip | 15 |  | 0% | Tech/Econ | 0% | 0 | 0 | 0
Tech | Healthcare | Space Heating | Packaged central unit | TRC | Existing | NE3769 | Green Roof | Green Roof | NonEquip | 15 |  | 0.098% | Tech/Econ | 0.5482% | 15.4474 | 0 | 0
Tech | Healthcare | Space Heating | Packaged central unit | TRC | Existing | NE3717 | Floor Insulation | Floor Insulation | NonEquip | 20 |  | 5.25% | Tech/Econ | 0.1861% | 279.8509 | 0 | 0.12623
Tech | Healthcare | Space Heating | Packaged central unit | TRC | Existing | NE3639 | Facility Energy Management System | Facility Energy Management System | NonEquip | 15 |  | 0.5043% | Tech/Econ | 20% | 3333.9271 | 0 | 0.060088
Tech | Healthcare | Space Heating | Packaged central unit | TRC | Existing | NE3561 | ECM Motors on Furnaces | ECM Motors on Furnaces | NonEquip | 15 | Forced air furnace | 0% | Tech/Econ | 1.706% | 0 | 0 | 0
Tech | Healthcare | Space Heating | Packaged central unit | TRC | Existing | NE3535 | Duct Sealing Repair | Duct Sealing Repair | NonEquip | 15 |  | 0% | Tech/Econ | 12% | 0 | 0 | 0
Tech | Healthcare | Space Heating | Packaged central unit | TRC | Existing | NE3483 | Duct Insulation | Duct Insulation | NonEquip | 15 |  | 0% | Tech/Econ | 2.045% | 0 | 0 | 0
Tech | Healthcare | Space Heating | Packaged central unit | TRC | Existing | NE3431 | Destratification Fans | Destratification Fans | NonEquip | 10 |  | 0% | Tech/Econ | 14.56% | 0 | 0 | 0
Tech | Healthcare | Space Heating | Packaged central unit | TRC | Existing | NE3379 | Dedicated Outdoor Air System on VRF unit | Dedicated Outdoor Air System on VRF unit | NonEquip | 15 | Residential/split system heat pump | 0% | Tech/Econ | 10% | 0 | 0 | 0
Tech | Healthcare | Space Heating | Packaged central unit | TRC | Existing | NE3327 | Cool Roof | Cool Roof | NonEquip | 15 |  | 72.71% | Tech/Econ | 0.197% | 4109.6831 | 0 | 0
Tech | Healthcare | Space Heating | Packaged central unit | TRC | Existing | NE3223 | Ceiling Insulation(R30 to R38) | Ceiling Insulation(R30 to R38) | NonEquip | 20 |  | 11.4% | Tech/Econ | 0.07169% | 233.9751 | 0 | 0.10554
Tech | Healthcare | Space Heating | Packaged central unit | TRC | Existing | NE3171 | Ceiling Insulation(R2 to R38) | Ceiling Insulation(R2 to R38) | NonEquip | 20 |  | 45.6% | Tech/Econ | 4.839% | 69555.684 | 0 | 31.3751
Tech | Healthcare | Space Heating | Packaged central unit | TRC | Existing | NE3119 | Ceiling Insulation(R19 to R38) | Ceiling Insulation(R19 to R38) | NonEquip | 20 |  | 22.8% | Tech/Econ | 0.2688% | 1760.7086 | 0 | 0.79422
Tech | Healthcare | Space Heating | Packaged central unit | TRC | Existing | NE3067 | Ceiling Insulation(R12 to R38) | Ceiling Insulation(R12 to R38) | NonEquip | 20 |  | 34.2% | Tech/Econ | 0.5825% | 5739.6425 | 0 | 2.589
Tech | Healthcare | Space Heating | Packaged central unit | TRC | Existing | NE2989 | Air Curtains | Air Curtains | NonEquip | 8 |  | 33.45% | Tech/Econ | 0.2468% | 2370.0578 | 0 | 0.25739
Tech | Healthcare | Space Heating | Packaged central unit | TRC | Turnover | ET1214 | High Efficiency DX 135k- less than 240k BTU | High Efficiency DX 135k- less than 240k BTU | Equip | 15 | Packaged central unit | 94.56% | Tech/Econ | 3.03% | 88336.3996 | 0 | 0
Tech | Healthcare | Space Heating | Packaged central unit | TRC | New | EN1240 | High Efficiency DX 135k- less than 240k BTU | High Efficiency DX 135k- less than 240k BTU | Equip | 15 | Packaged central unit | 94.56% | Tech/Econ | 3.03% | 819.7281 | 0 | 0
Tech | Healthcare | Space Cooling | Packaged air conditioning units (RTUs) | TRC | New | NN5368 | Retro-Commissioning | Retro-Commissioning | NonEquip | 5 |  | 0% | Tech/Econ | 16% | 0 | 0 | 0
Tech | Healthcare | Space Cooling | Packaged air conditioning units (RTUs) | TRC | New | NN4380 | Window Sun Protection | Window Sun Protection | NonEquip | 10 |  | 15.35% | Tech/Econ | 16% | 11025.0267 | 3.4328 | -0.19341
Tech | Healthcare | Space Cooling | Packaged air conditioning units (RTUs) | TRC | New | NN4354 | Waterside Economizer | Waterside Economizer | NonEquip | 20 |  | 0% | Tech/Econ | 5.556% | 0 | 0 | 0
Tech | Healthcare | Space Cooling | Packaged air conditioning units (RTUs) | TRC | New | NN4146 | Smart Thermostat | Smart Thermostat | NonEquip | 11 |  | 45.33% | Tech/Econ | 10% | 0 | 0 | 0
Tech | Healthcare | Space Cooling | Packaged air conditioning units (RTUs) | TRC | New | NN4120 | Roof Insulation | Roof Insulation | NonEquip | 20 |  | 37.5% | Tech/Econ | 0.9175% | 0 | 0 | 0
Tech | Healthcare | Space Cooling | Packaged air conditioning units (RTUs) | TRC | New | NN4042 | Programmable Thermostat | Programmable Thermostat | NonEquip | 11 |  | 0% | Tech/Econ | 3.6% | 0 | 0 | 0
Tech | Healthcare | Space Cooling | Packaged air conditioning units (RTUs) | TRC | New | NN3990 | Low U-Value Windows | Low U-Value Windows | NonEquip | 20 |  | 20.9% | Tech/Econ | 10% | 3813.6181 | 1.4175 | 0
Tech | Healthcare | Space Cooling | Packaged air conditioning units (RTUs) | TRC | New | NN3912 | HVAC tune-up_RTU | HVAC tune-up_RTU | NonEquip | 5 | Packaged air conditioning units (RTUs) | 0% | Tech/Econ | 5% | 0 | 0 | 0
Tech | Healthcare | Space Cooling | Packaged air conditioning units (RTUs) | TRC | New | NN3886 | HVAC tune-up | HVAC tune-up | NonEquip | 5 | Residential-type central air conditioners | 0% | Tech/Econ | 5% | 0 | 0 | 0
Tech | Healthcare | Space Cooling | Packaged air conditioning units (RTUs) | TRC | New | NN3808 | Green Roof | Green Roof | NonEquip | 15 |  | 0.49% | Tech/Econ | 1.063% | 0 | 0 | 0
Tech | Healthcare | Space Cooling | Packaged air conditioning units (RTUs) | TRC | New | NN3678 | Facility Energy Management System | Facility Energy Management System | NonEquip | 15 |  | 4.276% | Tech/Econ | 20% | 4374.3416 | 0.91683 | 0
Tech | Healthcare | Space Cooling | Packaged air conditioning units (RTUs) | TRC | New | NN3626 | Facility Commissioning | Facility Commissioning | NonEquip | 10 |  | 71.67% | Tech/Econ | 16% | 58152.5715 | 10.1815 | 0.23229
Tech | Healthcare | Space Cooling | Packaged air conditioning units (RTUs) | TRC | New | NN3600 | Energy Recovery Ventilation System (ERV) | Energy Recovery Ventilation System (ERV) | NonEquip | 15 | Packaged air conditioning units (RTUs) | 34.81% | Tech/Econ | 9.935% | 15012.6514 | 22.0126 | 4.266
Tech | Healthcare | Space Cooling | Packaged air conditioning units (RTUs) | TRC | New | NN3522 | Duct Sealing Repair | Duct Sealing Repair | NonEquip | 15 |  | 0% | Tech/Econ | 12% | 0 | 0 | 0
Tech | Healthcare | Space Cooling | Packaged air conditioning units (RTUs) | TRC | New | NN3470 | Duct Insulation | Duct Insulation | NonEquip | 15 |  | 0% | Tech/Econ | 2.045% | 0 | 0 | 0
Tech | Healthcare | Space Cooling | Packaged air conditioning units (RTUs) | TRC | New | NN3418 | Dedicated Outdoor Air System on VRF unit | Dedicated Outdoor Air System on VRF unit | NonEquip | 15 | Residential-type central air conditioners | 0% | Tech/Econ | 17.5% | 0 | 0 | 0
Tech | Healthcare | Space Cooling | Packaged air conditioning units (RTUs) | TRC | New | NN3366 | Cool Roof | Cool Roof | NonEquip | 15 |  | 72.32% | Tech/Econ | 1.364% | 0 | 0 | 0
Tech | Healthcare | Space Cooling | Packaged air conditioning units (RTUs) | TRC | New | NN3314 | Chilled Water System - Variable Speed Drives | Chilled Water System - Variable Speed Drives | NonEquip | 13 | Central chillers inside | 0% | Tech/Econ | 24.74% | 0 | 0 | 0
Tech | Healthcare | Space Cooling | Packaged air conditioning units (RTUs) | TRC | New | NN3288 | Chilled Water Controls Optimization | Chilled Water Controls Optimization | NonEquip | 10 | Central chillers inside | 0% | Tech/Econ | 12.5% | 0 | 0 | 0
Tech | Healthcare | Space Cooling | Packaged air conditioning units (RTUs) | TRC | New | NN3210 | Ceiling Insulation(R2 to R38) | Ceiling Insulation(R2 to R38) | NonEquip | 20 |  | 0% | Tech/Econ | 12.52% | 0 | 0 | 0
Tech | Healthcare | Space Cooling | Packaged air conditioning units (RTUs) | TRC | New | NN3158 | Ceiling Insulation(R19 to R38) | Ceiling Insulation(R19 to R38) | NonEquip | 20 |  | 0% | Tech/Econ | 0.6954% | 0 | 0 | 0
Tech | Healthcare | Space Cooling | Packaged air conditioning units (RTUs) | TRC | New | NN3106 | Ceiling Insulation(R12 to R38) | Ceiling Insulation(R12 to R38) | NonEquip | 20 |  | 0% | Tech/Econ | 1.507% | 0 | 0 | 0
Tech | Healthcare | Space Cooling | Packaged air conditioning units (RTUs) | TRC | New | NN3054 | Airside Economizer | Airside Economizer | NonEquip | 10 | Packaged air conditioning units (RTUs) | 4.552% | Tech/Econ | 5.556% | 1060.0377 | -0.17757 | 1.7808e-06
Tech | Healthcare | Space Cooling | Packaged air conditioning units (RTUs) | TRC | Existing | NE5355 | Retro-Commissioning | Retro-Commissioning | NonEquip | 5 |  | 21.99% | Tech/Econ | 16% | 1540382.08 | 257.5238 | 0
Tech | Healthcare | Space Cooling | Packaged air conditioning units (RTUs) | TRC | Existing | NE4367 | Window Sun Protection | Window Sun Protection | NonEquip | 10 |  | 12.19% | Tech/Econ | 16% | 1067475.886 | 332.3787 | -18.7264
Tech | Healthcare | Space Cooling | Packaged air conditioning units (RTUs) | TRC | Existing | NE4341 | Waterside Economizer | Waterside Economizer | NonEquip | 20 |  | 0% | Tech/Econ | 5.556% | 0 | 0 | 0
Tech | Healthcare | Space Cooling | Packaged air conditioning units (RTUs) | TRC | Existing | NE4211 | Wall Insulation | Wall Insulation | NonEquip | 20 |  | 26.6% | Tech/Econ | 6.832% | 847317.273 | 16.9552 | 0
Tech | Healthcare | Space Cooling | Packaged air conditioning units (RTUs) | TRC | Existing | NE4133 | Smart Thermostat | Smart Thermostat | NonEquip | 11 |  | 45.33% | Tech/Econ | 10% | 2292879.129 | 27.2253 | 0
Tech | Healthcare | Space Cooling | Packaged air conditioning units (RTUs) | TRC | Existing | NE4107 | Roof Insulation | Roof Insulation | NonEquip | 20 |  | 37.5% | Tech/Econ | 1.835% | 290666.1228 | 5.8163 | 0
Tech | Healthcare | Space Cooling | Packaged air conditioning units (RTUs) | TRC | Existing | NE4029 | Programmable Thermostat | Programmable Thermostat | NonEquip | 11 |  | 0% | Tech/Econ | 3.6% | 0 | 0 | 0
Tech | Healthcare | Space Cooling | Packaged air conditioning units (RTUs) | TRC | Existing | NE3977 | Low U-Value Windows | Low U-Value Windows | NonEquip | 20 |  | 8.361% | Tech/Econ | 46% | 2190841.993 | 814.3424 | 0
Tech | Healthcare | Space Cooling | Packaged air conditioning units (RTUs) | TRC | Existing | NE3899 | HVAC tune-up_RTU | HVAC tune-up_RTU | NonEquip | 5 | Packaged air conditioning units (RTUs) | 0% | Tech/Econ | 5% | 0 | 0 | 0
Tech | Healthcare | Space Cooling | Packaged air conditioning units (RTUs) | TRC | Existing | NE3873 | HVAC tune-up | HVAC tune-up | NonEquip | 5 | Residential-type central air conditioners | 0% | Tech/Econ | 5% | 0 | 0 | 0
Tech | Healthcare | Space Cooling | Packaged air conditioning units (RTUs) | TRC | Existing | NE3795 | Green Roof | Green Roof | NonEquip | 15 |  | 0.098% | Tech/Econ | 1.063% | 430.6393 | 0.18294 | 0
Tech | Healthcare | Space Cooling | Packaged air conditioning units (RTUs) | TRC | Existing | NE3743 | Floor Insulation | Floor Insulation | NonEquip | 20 |  | 5.25% | Tech/Econ | 0.4814% | 10425.7448 | 0.20862 | 0
Tech | Healthcare | Space Cooling | Packaged air conditioning units (RTUs) | TRC | Existing | NE3665 | Facility Energy Management System | Facility Energy Management System | NonEquip | 15 |  | 0.5043% | Tech/Econ | 20% | 55244.9536 | 11.579 | 0
Tech | Healthcare | Space Cooling | Packaged air conditioning units (RTUs) | TRC | Existing | NE3587 | Energy Recovery Ventilation System (ERV) | Energy Recovery Ventilation System (ERV) | NonEquip | 15 | Packaged air conditioning units (RTUs) | 34.81% | Tech/Econ | 9.935% | 1669970.89 | 2448.6306 | 474.5369
Tech | Healthcare | Space Cooling | Packaged air conditioning units (RTUs) | TRC | Existing | NE3509 | Duct Sealing Repair | Duct Sealing Repair | NonEquip | 15 |  | 0% | Tech/Econ | 12% | 0 | 0 | 0
Tech | Healthcare | Space Cooling | Packaged air conditioning units (RTUs) | TRC | Existing | NE3457 | Duct Insulation | Duct Insulation | NonEquip | 15 |  | 0% | Tech/Econ | 2.045% | 0 | 0 | 0
Tech | Healthcare | Space Cooling | Packaged air conditioning units (RTUs) | TRC | Existing | NE3405 | Dedicated Outdoor Air System on VRF unit | Dedicated Outdoor Air System on VRF unit | NonEquip | 15 | Residential-type central air conditioners | 0% | Tech/Econ | 17.5% | 0 | 0 | 0
Tech | Healthcare | Space Cooling | Packaged air conditioning units (RTUs) | TRC | Existing | NE3353 | Cool Roof | Cool Roof | NonEquip | 15 |  | 72.71% | Tech/Econ | 1.364% | 413867.9812 | 175.8193 | 0
Tech | Healthcare | Space Cooling | Packaged air conditioning units (RTUs) | TRC | Existing | NE3301 | Chilled Water System - Variable Speed Drives | Chilled Water System - Variable Speed Drives | NonEquip | 13 | Central chillers inside | 0% | Tech/Econ | 24.74% | 0 | 0 | 0
Tech | Healthcare | Space Cooling | Packaged air conditioning units (RTUs) | TRC | Existing | NE3275 | Chilled Water Controls Optimization | Chilled Water Controls Optimization | NonEquip | 10 | Central chillers inside | 0% | Tech/Econ | 12.5% | 0 | 0 | 0
Tech | Healthcare | Space Cooling | Packaged air conditioning units (RTUs) | TRC | Existing | NE3197 | Ceiling Insulation(R2 to R38) | Ceiling Insulation(R2 to R38) | NonEquip | 20 |  | 45.6% | Tech/Econ | 12.52% | 3061907.556 | 61.27 | 0
Tech | Healthcare | Space Cooling | Packaged air conditioning units (RTUs) | TRC | Existing | NE3145 | Ceiling Insulation(R19 to R38) | Ceiling Insulation(R19 to R38) | NonEquip | 20 |  | 22.8% | Tech/Econ | 0.6954% | 65510.259 | 1.3109 | 0
Tech | Healthcare | Space Cooling | Packaged air conditioning units (RTUs) | TRC | Existing | NE3093 | Ceiling Insulation(R12 to R38) | Ceiling Insulation(R12 to R38) | NonEquip | 20 |  | 34.2% | Tech/Econ | 1.507% | 216156.7987 | 4.3254 | 0
Tech | Healthcare | Space Cooling | Packaged air conditioning units (RTUs) | TRC | Existing | NE3041 | Airside Economizer | Airside Economizer | NonEquip | 10 | Packaged air conditioning units (RTUs) | 4.552% | Tech/Econ | 5.556% | 115773.0192 | -19.3938 | 0.00019449
Tech | Healthcare | Space Cooling | Packaged air conditioning units (RTUs) | TRC | Turnover | ET1175 | High Efficiency DX 135k- less than 240k BTU | High Efficiency DX 135k- less than 240k BTU | Equip | 15 | Packaged air conditioning units (RTUs) | 94.56% | Tech/Econ | 4.348% | 1877257.421 | 776.2722 | 0
Tech | Healthcare | Space Cooling | Packaged air conditioning units (RTUs) | TRC | New | EN1201 | High Efficiency DX 135k- less than 240k BTU | High Efficiency DX 135k- less than 240k BTU | Equip | 15 | Packaged air conditioning units (RTUs) | 94.56% | Tech/Econ | 4.348% | 11022.5625 | 4.558 | 0
Tech | Healthcare | Interior Lighting | Overhead (fluorescent/LED/CFL U-shape) | TRC | New | NN5264 | Retro-Commissioning | Retro-Commissioning | NonEquip | 5 |  | 0% | Tech/Econ | 16% | 0 | 0 | 0
Tech | Healthcare | Interior Lighting | Overhead (fluorescent/LED/CFL U-shape) | TRC | New | NN4432 | Interior Lighting Controls | Interior Lighting Controls | NonEquip | 8 | Overhead (fluorescent/LED/CFL U-shape) | 37.72% | Tech/Econ | 28% | 13792.8847 | 0 | 0
Tech | Healthcare | Interior Lighting | Overhead (fluorescent/LED/CFL U-shape) | TRC | New | NN4406 | Bi-Level Lighting Control (Interior) | Bi-Level Lighting Control (Interior) | NonEquip | 8 | Overhead (fluorescent/LED/CFL U-shape) | 36% | Tech/Econ | 31% | 16406.2434 | 0.045107 | 0
Tech | Healthcare | Interior Lighting | Overhead (fluorescent/LED/CFL U-shape) | TRC | New | NN3704 | Facility Energy Management System | Facility Energy Management System | NonEquip | 15 |  | 4.276% | Tech/Econ | 24% | 1198.7511 | 0.25125 | 0.021605
Tech | Healthcare | Interior Lighting | Overhead (fluorescent/LED/CFL U-shape) | TRC | Existing | NE5251 | Retro-Commissioning | Retro-Commissioning | NonEquip | 5 |  | 21.99% | Tech/Econ | 16% | 378916.9393 | 63.348 | 196.4038
Tech | Healthcare | Interior Lighting | Overhead (fluorescent/LED/CFL U-shape) | TRC | Existing | NE4419 | Interior Lighting Controls | Interior Lighting Controls | NonEquip | 8 | Overhead (fluorescent/LED/CFL U-shape) | 37.72% | Tech/Econ | 28% | 1349827.955 | 0 | 0
Tech | Healthcare | Interior Lighting | Overhead (fluorescent/LED/CFL U-shape) | TRC | Existing | NE4393 | Bi-Level Lighting Control (Interior) | Bi-Level Lighting Control (Interior) | NonEquip | 8 | Overhead (fluorescent/LED/CFL U-shape) | 36% | Tech/Econ | 31% | 1605581.885 | 4.4144 | 0
Tech | Healthcare | Interior Lighting | Overhead (fluorescent/LED/CFL U-shape) | TRC | Existing | NE3691 | Facility Energy Management System | Facility Energy Management System | NonEquip | 15 |  | 0.5043% | Tech/Econ | 24% | 13051.7881 | 2.7356 | 0.23524
Tech | Healthcare | Interior Lighting | Overhead (fluorescent/LED/CFL U-shape) | TRC | Turnover | ET1799 | Premium T8 - Lamp Replacement | Premium T8 - Lamp Replacement | Equip | 8 | Overhead (fluorescent/LED/CFL U-shape) | 0% | Tech/Econ | 12.5% | 0 | 0 | 0
Tech | Healthcare | Interior Lighting | Overhead (fluorescent/LED/CFL U-shape) | TRC | Turnover | ET1760 | Premium T8 - Fixture Replacement | Premium T8 - Fixture Replacement | Equip | 8 | Overhead (fluorescent/LED/CFL U-shape) | 0% | Tech/Econ | 12.5% | 0 | 0 | 0
Tech | Healthcare | Interior Lighting | Overhead (fluorescent/LED/CFL U-shape) | TRC | Turnover | ET1721 | LED Linear - Lamp Replacement | LED Linear - Lamp Replacement | Equip | 15 | Overhead (fluorescent/LED/CFL U-shape) | 22.32% | Tech/Econ | 25.43% | 648625.5215 | 156.6804 | 35.9737
Tech | Healthcare | Interior Lighting | Overhead (fluorescent/LED/CFL U-shape) | TRC | Turnover | ET1682 | LED Linear - Fixture Replacement | LED Linear - Fixture Replacement | Equip | 15 | Overhead (fluorescent/LED/CFL U-shape) | 24.1% | Tech/Econ | 50.28% | 1983972.376 | 480.9228 | 110.0171
Tech | Healthcare | Interior Lighting | Overhead (fluorescent/LED/CFL U-shape) | TRC | New | EN1825 | Premium T8 - Lamp Replacement | Premium T8 - Lamp Replacement | Equip | 8 | Overhead (fluorescent/LED/CFL U-shape) | 0% | Tech/Econ | 12.5% | 0 | 0 | 0
Tech | Healthcare | Interior Lighting | Overhead (fluorescent/LED/CFL U-shape) | TRC | New | EN1786 | Premium T8 - Fixture Replacement | Premium T8 - Fixture Replacement | Equip | 8 | Overhead (fluorescent/LED/CFL U-shape) | 0% | Tech/Econ | 12.5% | 0 | 0 | 0
Tech | Healthcare | Interior Lighting | Overhead (fluorescent/LED/CFL U-shape) | TRC | New | EN1747 | LED Linear - Lamp Replacement | LED Linear - Lamp Replacement | Equip | 15 | Overhead (fluorescent/LED/CFL U-shape) | 0% | Tech/Econ | 25.43% | 0 | 0 | 0
Tech | Healthcare | Interior Lighting | Overhead (fluorescent/LED/CFL U-shape) | TRC | New | EN1708 | LED Linear - Fixture Replacement | LED Linear - Fixture Replacement | Equip | 15 | Overhead (fluorescent/LED/CFL U-shape) | 0% | Tech/Econ | 50.28% | 0 | 0 | 0
Tech | Healthcare | Cooking | Oven | TRC | Turnover | ET44 | Energy Star Commercial Oven | Energy Star Commercial Oven | Equip | 12 | Oven | 22.46% | Tech/Econ | 34.83% | 39261.5666 | 6.3756 | 3.3363
Tech | Healthcare | Cooking | Oven | TRC | New | EN70 | Energy Star Commercial Oven | Energy Star Commercial Oven | Equip | 12 | Oven | 22.46% | Tech/Econ | 34.83% | 352.5658 | 0.057252 | 0.02996
Tech | Healthcare | Miscellaneous | Others | TRC | New | NN5446 | Retro-Commissioning | Retro-Commissioning | NonEquip | 5 |  | 0% | Tech/Econ | 16% | 0 | 0 | 0
Tech | Healthcare | Miscellaneous | Others | TRC | New | NN4536 | VSD Controlled Compressor | VSD Controlled Compressor | NonEquip | 15 | Others | 36.99% | Tech/Econ | 20.79% | 5640.5067 | 0.73132 | 0.61257
Tech | Healthcare | Miscellaneous | Others | TRC | New | NN4510 | Regenerative Drive Elevator Motor | Regenerative Drive Elevator Motor | NonEquip | 13 | Elevators/Escalators | 0% | Tech/Econ | 6.211% | 0 | 0 | 0
Tech | Healthcare | Miscellaneous | Others | TRC | New | NN4484 | Engine Block Timer | Engine Block Timer | NonEquip | 5 | Others | 4.977% | Tech/Econ | 36% | 1423.822 | 0 | 0
Tech | Healthcare | Miscellaneous | Others | TRC | New | NN4458 | Efficient Motor Belts | Efficient Motor Belts | NonEquip | 10 | Others | 4.977% | Tech/Econ | 1.105% | 36.3239 | 0.0047096 | 0.0039449
Tech | Healthcare | Miscellaneous | Others | TRC | Existing | NE5433 | Retro-Commissioning | Retro-Commissioning | NonEquip | 5 |  | 21.99% | Tech/Econ | 16% | 279803.6636 | 46.7781 | 145.0305
Tech | Healthcare | Miscellaneous | Others | TRC | Existing | NE4523 | VSD Controlled Compressor | VSD Controlled Compressor | NonEquip | 15 | Others | 7.399% | Tech/Econ | 20.79% | 127343.79 | 16.5108 | 13.8298
Tech | Healthcare | Miscellaneous | Others | TRC | Existing | NE4497 | Regenerative Drive Elevator Motor | Regenerative Drive Elevator Motor | NonEquip | 13 | Elevators/Escalators | 0% | Tech/Econ | 6.211% | 0 | 0 | 0
Tech | Healthcare | Miscellaneous | Others | TRC | Existing | NE4471 | Engine Block Timer | Engine Block Timer | NonEquip | 5 | Others | 1.244% | Tech/Econ | 36% | 39639.0449 | 0 | 0
Tech | Healthcare | Miscellaneous | Others | TRC | Existing | NE4445 | Efficient Motor Belts | Efficient Motor Belts | NonEquip | 10 | Others | 1.244% | Tech/Econ | 1.105% | 1054.9364 | 0.13678 | 0.11457
Tech | Healthcare | Miscellaneous | Others | TRC | Turnover | ET1916 | ENERGY STAR Water Cooler | ENERGY STAR Water Cooler | Equip | 10 | Others | 0% | Tech/Econ | 68.49% | 0 | 0 | 0
Tech | Healthcare | Miscellaneous | Others | TRC | Turnover | ET1877 | ENERGY STAR Commercial Clothes Washer | ENERGY STAR Commercial Clothes Washer | Equip | 7 | Others | 22.05% | Tech/Econ | 27.27% | 529786.2362 | 46.3971 | 33.5653
Tech | Healthcare | Miscellaneous | Others | TRC | Turnover | ET1838 | Efficient Battery Charger | Efficient Battery Charger | Equip | 7 | Others | 17.92% | Tech/Econ | 13.68% | 199776.1466 | 109.4664 | 0
Tech | Healthcare | Miscellaneous | Others | TRC | New | EN1942 | ENERGY STAR Water Cooler | ENERGY STAR Water Cooler | Equip | 10 | Others | 0% | Tech/Econ | 68.49% | 0 | 0 | 0
Tech | Healthcare | Miscellaneous | Others | TRC | New | EN1903 | ENERGY STAR Commercial Clothes Washer | ENERGY STAR Commercial Clothes Washer | Equip | 7 | Others | 22.05% | Tech/Econ | 27.27% | 4693.2211 | 0.41102 | 0.29735
Tech | Healthcare | Miscellaneous | Others | TRC | New | EN1864 | Efficient Battery Charger | Efficient Battery Charger | Equip | 7 | Others | 17.92% | Tech/Econ | 13.68% | 1659.184 | 0.90914 | 0
Tech | Healthcare | Office Equipment | Other office | TRC | New | NN4588 | Smart Strip Plug Outlet | Smart Strip Plug Outlet | NonEquip | 4 |  | 43.9% | Tech/Econ | 1.187% | 343.7561 | 0.051114 | 0.035524
Tech | Healthcare | Office Equipment | Other office | TRC | New | NN4562 | Network PC Power Management | Network PC Power Management | NonEquip | 5 | Computers | 0% | Tech/Econ | 56.5% | 0 | 0 | 0
Tech | Healthcare | Office Equipment | Other office | TRC | Existing | NE4575 | Smart Strip Plug Outlet | Smart Strip Plug Outlet | NonEquip | 4 |  | 43.9% | Tech/Econ | 1.187% | 38280.5243 | 5.6921 | 3.9559
Tech | Healthcare | Office Equipment | Other office | TRC | Existing | NE4549 | Network PC Power Management | Network PC Power Management | NonEquip | 5 | Computers | 0% | Tech/Econ | 56.5% | 0 | 0 | 0
Tech | Healthcare | Office Equipment | Other office | TRC | Turnover | ET2261 | Energy Star Uninterruptable Power Supply | Energy Star Uninterruptable Power Supply | Equip | 10 | Other office | 22.4% | Tech/Econ | 1.878% | 31032.8153 | 3.5426 | 3.5426
Tech | Healthcare | Office Equipment | Other office | TRC | New | EN2287 | Energy Star Uninterruptable Power Supply | Energy Star Uninterruptable Power Supply | Equip | 10 | Other office | 22.4% | Tech/Econ | 1.878% | 278.6722 | 0.031812 | 0.031812
Tech | Healthcare | Ventilation and Circulation | Motor/Fan | TRC | New | NN5394 | Retro-Commissioning | Retro-Commissioning | NonEquip | 5 |  | 0% | Tech/Econ | 16% | 0 | 0 | 0
Tech | Healthcare | Ventilation and Circulation | Motor/Fan | TRC | New | NN4978 | VAV System | VAV System | NonEquip | 10 |  | 14.18% | Tech/Econ | 30% | 46.7746 | 0.013313 | 0.01351
Tech | Healthcare | Ventilation and Circulation | Motor/Fan | TRC | New | NN4952 | Demand Controlled Ventilation | Demand Controlled Ventilation | NonEquip | 10 |  | 23.39% | Tech/Econ | 23.08% | 56.8189 | 0.0059157 | 0.033305
Tech | Healthcare | Ventilation and Circulation | Motor/Fan | TRC | New | NN4926 | CO Sensors for Parking Garage Exhaust | CO Sensors for Parking Garage Exhaust | NonEquip | 15 | Motor/Fan | 59.72% | Tech/Econ | 33% | 269.8185 | 0.010861 | 0.010861
Tech | Healthcare | Ventilation and Circulation | Motor/Fan | TRC | Existing | NE5381 | Retro-Commissioning | Retro-Commissioning | NonEquip | 5 |  | 21.99% | Tech/Econ | 16% | 3841.3145 | 0.6422 | 1.9911
Tech | Healthcare | Ventilation and Circulation | Motor/Fan | TRC | Existing | NE4965 | VAV System | VAV System | NonEquip | 10 |  | 14.18% | Tech/Econ | 30% | 5208.7977 | 1.4825 | 1.5045
Tech | Healthcare | Ventilation and Circulation | Motor/Fan | TRC | Existing | NE4939 | Demand Controlled Ventilation | Demand Controlled Ventilation | NonEquip | 10 |  | 23.39% | Tech/Econ | 23.08% | 6327.3294 | 0.65877 | 3.7089
Tech | Healthcare | Ventilation and Circulation | Motor/Fan | TRC | Existing | NE4913 | CO Sensors for Parking Garage Exhaust | CO Sensors for Parking Garage Exhaust | NonEquip | 15 | Motor/Fan | 59.72% | Tech/Econ | 33% | 30046.8688 | 1.2095 | 1.2095
Tech | Healthcare | Ventilation and Circulation | Motor/Fan | TRC | Turnover | ET2690 | High Speed Fans | High Speed Fans | Equip | 7 | Motor/Fan | 10.98% | Tech/Econ | 10.99% | 1337.4933 | 0.17341 | 0.14525
Tech | Healthcare | Ventilation and Circulation | Motor/Fan | TRC | Turnover | ET2651 | 10HP Open Drip-Proof(ODP) Motor | 10HP Open Drip-Proof(ODP) Motor | Equip | 15 | Motor/Fan | 29.73% | Tech/Econ | 1.079% | 351.2759 | 0.045545 | 0.038149
Tech | Healthcare | Ventilation and Circulation | Motor/Fan | TRC | New | EN2716 | High Speed Fans | High Speed Fans | Equip | 7 | Motor/Fan | 10.98% | Tech/Econ | 10.99% | 12.0106 | 0.0015572 | 0.0013044
Tech | Healthcare | Ventilation and Circulation | Motor/Fan | TRC | New | EN2677 | 10HP Open Drip-Proof(ODP) Motor | 10HP Open Drip-Proof(ODP) Motor | Equip | 15 | Motor/Fan | 37.16% | Tech/Econ | 1.079% | 3.1084 | 0.00040302 | 0.00033758
Tech | Healthcare | Miscellaneous | Medical equipment | TRC | New | NN5446 | Retro-Commissioning | Retro-Commissioning | NonEquip | 5 |  | 0% | Tech/Econ | 16% | 0 | 0 | 0
Tech | Healthcare | Miscellaneous | Medical equipment | TRC | New | NN4536 | VSD Controlled Compressor | VSD Controlled Compressor | NonEquip | 15 | Others | 0% | Tech/Econ | 20.79% | 0 | 0 | 0
Tech | Healthcare | Miscellaneous | Medical equipment | TRC | New | NN4510 | Regenerative Drive Elevator Motor | Regenerative Drive Elevator Motor | NonEquip | 13 | Elevators/Escalators | 0% | Tech/Econ | 6.211% | 0 | 0 | 0
Tech | Healthcare | Miscellaneous | Medical equipment | TRC | New | NN4484 | Engine Block Timer | Engine Block Timer | NonEquip | 5 | Others | 0% | Tech/Econ | 36% | 0 | 0 | 0
Tech | Healthcare | Miscellaneous | Medical equipment | TRC | New | NN4458 | Efficient Motor Belts | Efficient Motor Belts | NonEquip | 10 | Others | 0% | Tech/Econ | 1.105% | 0 | 0 | 0
Tech | Healthcare | Miscellaneous | Medical equipment | TRC | Existing | NE5433 | Retro-Commissioning | Retro-Commissioning | NonEquip | 5 |  | 21.99% | Tech/Econ | 16% | 45422.0185 | 7.5937 | 23.5436
Tech | Healthcare | Miscellaneous | Medical equipment | TRC | Existing | NE4523 | VSD Controlled Compressor | VSD Controlled Compressor | NonEquip | 15 | Others | 0% | Tech/Econ | 20.79% | 0 | 0 | 0
Tech | Healthcare | Miscellaneous | Medical equipment | TRC | Existing | NE4497 | Regenerative Drive Elevator Motor | Regenerative Drive Elevator Motor | NonEquip | 13 | Elevators/Escalators | 0% | Tech/Econ | 6.211% | 0 | 0 | 0
Tech | Healthcare | Miscellaneous | Medical equipment | TRC | Existing | NE4471 | Engine Block Timer | Engine Block Timer | NonEquip | 5 | Others | 0% | Tech/Econ | 36% | 0 | 0 | 0
Tech | Healthcare | Miscellaneous | Medical equipment | TRC | Existing | NE4445 | Efficient Motor Belts | Efficient Motor Belts | NonEquip | 10 | Others | 0% | Tech/Econ | 1.105% | 0 | 0 | 0
Tech | Healthcare | Refrigeration | Large cold storage | TRC | New | NN5316 | Retro-Commissioning | Retro-Commissioning | NonEquip | 5 |  | 0% | Tech/Econ | 16% | 0 | 0 | 0
Tech | Healthcare | Refrigeration | Large cold storage | TRC | New | NN4900 | Strip Curtains for Walk-ins | Strip Curtains for Walk-ins | NonEquip | 4 | Walk-in cooler | 0% | Tech/Econ | 2.115% | 0 | 0 | 0
Tech | Healthcare | Refrigeration | Large cold storage | TRC | New | NN4874 | Refrigerated Display Case Lighting Controls | Refrigerated Display Case Lighting Controls | NonEquip | 8 | Display cases | 0% | Tech/Econ | 0.9365% | 0 | 0 | 0
Tech | Healthcare | Refrigeration | Large cold storage | TRC | New | NN4848 | PSC to ECM Evaporator Fan Motor (Walk-In, Refrigerator) | PSC to ECM Evaporator Fan Motor (Walk-In, Refrigerator) | NonEquip | 15 | Walk-in cooler | 0% | Tech/Econ | 37.5% | 0 | 0 | 0
Tech | Healthcare | Refrigeration | Large cold storage | TRC | New | NN4822 | PSC to ECM Evaporator Fan Motor (Reach-In) | PSC to ECM Evaporator Fan Motor (Reach-In) | NonEquip | 15 | Display cases | 0% | Tech/Econ | 37.5% | 0 | 0 | 0
Tech | Healthcare | Refrigeration | Large cold storage | TRC | New | NN4796 | Night Covers for Display Cases | Night Covers for Display Cases | NonEquip | 5 | Display cases | 0% | Tech/Econ | 1.877% | 0 | 0 | 0
Tech | Healthcare | Refrigeration | Large cold storage | TRC | New | NN4770 | High R-Value Glass Doors | High R-Value Glass Doors | NonEquip | 12 | Display cases | 0% | Tech/Econ | 0% | 0 | 0 | 0
Tech | Healthcare | Refrigeration | Large cold storage | TRC | New | NN4744 | High Efficiency Refrigeration Compressor | High Efficiency Refrigeration Compressor | NonEquip | 13 | Display cases | 0% | Tech/Econ | 6.922% | 0 | 0 | 0
Tech | Healthcare | Refrigeration | Large cold storage | TRC | New | NN4718 | Freezer-Cooler Replacement Gaskets | Freezer-Cooler Replacement Gaskets | NonEquip | 4 | Display cases | 0% | Tech/Econ | 0% | 0 | 0 | 0
Tech | Healthcare | Refrigeration | Large cold storage | TRC | New | NN4692 | Floating Head Pressure Controls | Floating Head Pressure Controls | NonEquip | 15 |  | 26.46% | Tech/Econ | 6.05% | 0 | 0 | 0
Tech | Healthcare | Refrigeration | Large cold storage | TRC | New | NN4666 | Demand Defrost | Demand Defrost | NonEquip | 10 | Walk-in cooler | 0% | Tech/Econ | 30% | 0 | 0 | 0
Tech | Healthcare | Refrigeration | Large cold storage | TRC | New | NN4640 | Automatic Door Closer for Walk-in Coolers and Freezers | Automatic Door Closer for Walk-in Coolers and Freezers | NonEquip | 8 | Walk-in cooler | 0% | Tech/Econ | 3.131% | 0 | 0 | 0
Tech | Healthcare | Refrigeration | Large cold storage | TRC | New | NN4614 | Anti-Sweat Controls | Anti-Sweat Controls | NonEquip | 8 | Display cases | 0% | Tech/Econ | 85% | 0 | 0 | 0
Tech | Healthcare | Refrigeration | Large cold storage | TRC | Existing | NE5303 | Retro-Commissioning | Retro-Commissioning | NonEquip | 5 |  | 21.99% | Tech/Econ | 16% | 0 | 0 | 0
Tech | Healthcare | Refrigeration | Large cold storage | TRC | Existing | NE4887 | Strip Curtains for Walk-ins | Strip Curtains for Walk-ins | NonEquip | 4 | Walk-in cooler | 0% | Tech/Econ | 2.115% | 0 | 0 | 0
Tech | Healthcare | Refrigeration | Large cold storage | TRC | Existing | NE4861 | Refrigerated Display Case Lighting Controls | Refrigerated Display Case Lighting Controls | NonEquip | 8 | Display cases | 0% | Tech/Econ | 2.524% | 0 | 0 | 0
Tech | Healthcare | Refrigeration | Large cold storage | TRC | Existing | NE4835 | PSC to ECM Evaporator Fan Motor (Walk-In, Refrigerator) | PSC to ECM Evaporator Fan Motor (Walk-In, Refrigerator) | NonEquip | 15 | Walk-in cooler | 0% | Tech/Econ | 37.5% | 0 | 0 | 0
Tech | Healthcare | Refrigeration | Large cold storage | TRC | Existing | NE4809 | PSC to ECM Evaporator Fan Motor (Reach-In) | PSC to ECM Evaporator Fan Motor (Reach-In) | NonEquip | 15 | Display cases | 0% | Tech/Econ | 37.5% | 0 | 0 | 0
Tech | Healthcare | Refrigeration | Large cold storage | TRC | Existing | NE4783 | Night Covers for Display Cases | Night Covers for Display Cases | NonEquip | 5 | Display cases | 0% | Tech/Econ | 1.877% | 0 | 0 | 0
Tech | Healthcare | Refrigeration | Large cold storage | TRC | Existing | NE4757 | High R-Value Glass Doors | High R-Value Glass Doors | NonEquip | 12 | Display cases | 0% | Tech/Econ | 23.81% | 0 | 0 | 0
Tech | Healthcare | Refrigeration | Large cold storage | TRC | Existing | NE4731 | High Efficiency Refrigeration Compressor | High Efficiency Refrigeration Compressor | NonEquip | 13 | Display cases | 0% | Tech/Econ | 6.922% | 0 | 0 | 0
Tech | Healthcare | Refrigeration | Large cold storage | TRC | Existing | NE4705 | Freezer-Cooler Replacement Gaskets | Freezer-Cooler Replacement Gaskets | NonEquip | 4 | Display cases | 0% | Tech/Econ | 3.131% | 0 | 0 | 0
Tech | Healthcare | Refrigeration | Large cold storage | TRC | Existing | NE4679 | Floating Head Pressure Controls | Floating Head Pressure Controls | NonEquip | 15 |  | 26.46% | Tech/Econ | 6.05% | 0 | 0 | 0
Tech | Healthcare | Refrigeration | Large cold storage | TRC | Existing | NE4653 | Demand Defrost | Demand Defrost | NonEquip | 10 | Walk-in cooler | 0% | Tech/Econ | 30% | 0 | 0 | 0
Tech | Healthcare | Refrigeration | Large cold storage | TRC | Existing | NE4627 | Automatic Door Closer for Walk-in Coolers and Freezers | Automatic Door Closer for Walk-in Coolers and Freezers | NonEquip | 8 | Walk-in cooler | 0% | Tech/Econ | 3.131% | 0 | 0 | 0
Tech | Healthcare | Refrigeration | Large cold storage | TRC | Existing | NE4601 | Anti-Sweat Controls | Anti-Sweat Controls | NonEquip | 8 | Display cases | 0% | Tech/Econ | 85% | 0 | 0 | 0
Tech | Healthcare | Miscellaneous | Laboratory equipment | TRC | New | NN5446 | Retro-Commissioning | Retro-Commissioning | NonEquip | 5 |  | 0% | Tech/Econ | 16% | 0 | 0 | 0
Tech | Healthcare | Miscellaneous | Laboratory equipment | TRC | New | NN4536 | VSD Controlled Compressor | VSD Controlled Compressor | NonEquip | 15 | Others | 0% | Tech/Econ | 20.79% | 0 | 0 | 0
Tech | Healthcare | Miscellaneous | Laboratory equipment | TRC | New | NN4510 | Regenerative Drive Elevator Motor | Regenerative Drive Elevator Motor | NonEquip | 13 | Elevators/Escalators | 0% | Tech/Econ | 6.211% | 0 | 0 | 0
Tech | Healthcare | Miscellaneous | Laboratory equipment | TRC | New | NN4484 | Engine Block Timer | Engine Block Timer | NonEquip | 5 | Others | 0% | Tech/Econ | 36% | 0 | 0 | 0
Tech | Healthcare | Miscellaneous | Laboratory equipment | TRC | New | NN4458 | Efficient Motor Belts | Efficient Motor Belts | NonEquip | 10 | Others | 0% | Tech/Econ | 1.105% | 0 | 0 | 0
Tech | Healthcare | Miscellaneous | Laboratory equipment | TRC | Existing | NE5433 | Retro-Commissioning | Retro-Commissioning | NonEquip | 5 |  | 21.99% | Tech/Econ | 16% | 4678.9096 | 0.78223 | 2.4252
Tech | Healthcare | Miscellaneous | Laboratory equipment | TRC | Existing | NE4523 | VSD Controlled Compressor | VSD Controlled Compressor | NonEquip | 15 | Others | 0% | Tech/Econ | 20.79% | 0 | 0 | 0
Tech | Healthcare | Miscellaneous | Laboratory equipment | TRC | Existing | NE4497 | Regenerative Drive Elevator Motor | Regenerative Drive Elevator Motor | NonEquip | 13 | Elevators/Escalators | 0% | Tech/Econ | 6.211% | 0 | 0 | 0
Tech | Healthcare | Miscellaneous | Laboratory equipment | TRC | Existing | NE4471 | Engine Block Timer | Engine Block Timer | NonEquip | 5 | Others | 0% | Tech/Econ | 36% | 0 | 0 | 0
Tech | Healthcare | Miscellaneous | Laboratory equipment | TRC | Existing | NE4445 | Efficient Motor Belts | Efficient Motor Belts | NonEquip | 10 | Others | 0% | Tech/Econ | 1.105% | 0 | 0 | 0
Tech | Healthcare | Ventilation and Circulation | Individual room ventilation | TRC | New | NN5394 | Retro-Commissioning | Retro-Commissioning | NonEquip | 5 |  | 0% | Tech/Econ | 16% | 0 | 0 | 0
Tech | Healthcare | Ventilation and Circulation | Individual room ventilation | TRC | New | NN4978 | VAV System | VAV System | NonEquip | 10 |  | 14.18% | Tech/Econ | 30% | 4.1679 | 0.0011863 | 0.0012038
Tech | Healthcare | Ventilation and Circulation | Individual room ventilation | TRC | New | NN4952 | Demand Controlled Ventilation | Demand Controlled Ventilation | NonEquip | 10 |  | 23.39% | Tech/Econ | 23.08% | 5.0629 | 0.00052713 | 0.0029677
Tech | Healthcare | Ventilation and Circulation | Individual room ventilation | TRC | New | NN4926 | CO Sensors for Parking Garage Exhaust | CO Sensors for Parking Garage Exhaust | NonEquip | 15 | Motor/Fan | 0% | Tech/Econ | 33% | 0 | 0 | 0
Tech | Healthcare | Ventilation and Circulation | Individual room ventilation | TRC | Existing | NE5381 | Retro-Commissioning | Retro-Commissioning | NonEquip | 5 |  | 21.99% | Tech/Econ | 16% | 347.5811 | 0.058109 | 0.18016
Tech | Healthcare | Ventilation and Circulation | Individual room ventilation | TRC | Existing | NE4965 | VAV System | VAV System | NonEquip | 10 |  | 14.18% | Tech/Econ | 30% | 464.1386 | 0.1321 | 0.13406
Tech | Healthcare | Ventilation and Circulation | Individual room ventilation | TRC | Existing | NE4939 | Demand Controlled Ventilation | Demand Controlled Ventilation | NonEquip | 10 |  | 23.39% | Tech/Econ | 23.08% | 563.8073 | 0.058701 | 0.33048
Tech | Healthcare | Ventilation and Circulation | Individual room ventilation | TRC | Existing | NE4913 | CO Sensors for Parking Garage Exhaust | CO Sensors for Parking Garage Exhaust | NonEquip | 15 | Motor/Fan | 0% | Tech/Econ | 33% | 0 | 0 | 0
Tech | Healthcare | Space Heating | Individual room heating | TRC | New | NN5342 | Retro-Commissioning | Retro-Commissioning | NonEquip | 5 |  | 0% | Tech/Econ | 16% | 0 | 0 | 0
Tech | Healthcare | Space Heating | Individual room heating | TRC | New | NN4328 | Water Cooled Refrigeration Heat Recovery | Water Cooled Refrigeration Heat Recovery | NonEquip | 20 |  | 0% | Tech/Econ | 10% | 0 | 0 | 0
Tech | Healthcare | Space Heating | Individual room heating | TRC | New | NN4276 | Warehouse Loading Dock Seals | Warehouse Loading Dock Seals | NonEquip | 18 |  | 0% | Tech/Econ | 0.1555% | 0 | 0 | 0
Tech | Healthcare | Space Heating | Individual room heating | TRC | New | NN4250 | Wall Insulation | Wall Insulation | NonEquip | 20 |  | 57% | Tech/Econ | 0% | 0 | 0 | 0
Tech | Healthcare | Space Heating | Individual room heating | TRC | New | NN4172 | Smart Thermostat | Smart Thermostat | NonEquip | 11 |  | 45.33% | Tech/Econ | 10% | 0 | 0 | 0
Tech | Healthcare | Space Heating | Individual room heating | TRC | New | NN4094 | Roof Insulation | Roof Insulation | NonEquip | 20 |  | 37.5% | Tech/Econ | 0.3214% | 0 | 0 | 0
Tech | Healthcare | Space Heating | Individual room heating | TRC | New | NN4068 | Programmable Thermostat | Programmable Thermostat | NonEquip | 11 |  | 0% | Tech/Econ | 3.6% | 0 | 0 | 0
Tech | Healthcare | Space Heating | Individual room heating | TRC | New | NN4016 | Low U-Value Windows | Low U-Value Windows | NonEquip | 20 |  | 20.9% | Tech/Econ | 10% | 0 | 0 | 0
Tech | Healthcare | Space Heating | Individual room heating | TRC | New | NN3938 | Infiltration Reduction - Air Sealing | Infiltration Reduction - Air Sealing | NonEquip | 11 |  | 0% | Tech/Econ | 0.07774% | 0 | 0 | 0
Tech | Healthcare | Space Heating | Individual room heating | TRC | New | NN3860 | Hotel Card Energy Control Systems | Hotel Card Energy Control Systems | NonEquip | 15 |  | 0% | Tech/Econ | 0% | 0 | 0 | 0
Tech | Healthcare | Space Heating | Individual room heating | TRC | New | NN3782 | Green Roof | Green Roof | NonEquip | 15 |  | 0.49% | Tech/Econ | 0.4968% | 0 | 0 | 0
Tech | Healthcare | Space Heating | Individual room heating | TRC | New | NN3730 | Floor Insulation | Floor Insulation | NonEquip | 20 |  | 13.12% | Tech/Econ | 0.1687% | 0 | 0 | 0
Tech | Healthcare | Space Heating | Individual room heating | TRC | New | NN3652 | Facility Energy Management System | Facility Energy Management System | NonEquip | 15 |  | 4.276% | Tech/Econ | 20% | 0 | 0 | 0
Tech | Healthcare | Space Heating | Individual room heating | TRC | New | NN3574 | ECM Motors on Furnaces | ECM Motors on Furnaces | NonEquip | 15 | Forced air furnace | 0% | Tech/Econ | 1.706% | 0 | 0 | 0
Tech | Healthcare | Space Heating | Individual room heating | TRC | New | NN3548 | Duct Sealing Repair | Duct Sealing Repair | NonEquip | 15 |  | 0% | Tech/Econ | 12% | 0 | 0 | 0
Tech | Healthcare | Space Heating | Individual room heating | TRC | New | NN3496 | Duct Insulation | Duct Insulation | NonEquip | 15 |  | 0% | Tech/Econ | 2.045% | 0 | 0 | 0
Tech | Healthcare | Space Heating | Individual room heating | TRC | New | NN3444 | Destratification Fans | Destratification Fans | NonEquip | 10 |  | 0% | Tech/Econ | 14.56% | 0 | 0 | 0
Tech | Healthcare | Space Heating | Individual room heating | TRC | New | NN3392 | Dedicated Outdoor Air System on VRF unit | Dedicated Outdoor Air System on VRF unit | NonEquip | 15 | Residential/split system heat pump | 0% | Tech/Econ | 10% | 0 | 0 | 0
Tech | Healthcare | Space Heating | Individual room heating | TRC | New | NN3340 | Cool Roof | Cool Roof | NonEquip | 15 |  | 72.32% | Tech/Econ | 0.1786% | 0 | 0 | 0
Tech | Healthcare | Space Heating | Individual room heating | TRC | New | NN3236 | Ceiling Insulation(R30 to R38) | Ceiling Insulation(R30 to R38) | NonEquip | 20 |  | 0% | Tech/Econ | 0.06497% | 0 | 0 | 0
Tech | Healthcare | Space Heating | Individual room heating | TRC | New | NN3184 | Ceiling Insulation(R2 to R38) | Ceiling Insulation(R2 to R38) | NonEquip | 20 |  | 0% | Tech/Econ | 4.385% | 0 | 0 | 0
Tech | Healthcare | Space Heating | Individual room heating | TRC | New | NN3132 | Ceiling Insulation(R19 to R38) | Ceiling Insulation(R19 to R38) | NonEquip | 20 |  | 0% | Tech/Econ | 0.2436% | 0 | 0 | 0
Tech | Healthcare | Space Heating | Individual room heating | TRC | New | NN3080 | Ceiling Insulation(R12 to R38) | Ceiling Insulation(R12 to R38) | NonEquip | 20 |  | 0% | Tech/Econ | 0.5279% | 0 | 0 | 0
Tech | Healthcare | Space Heating | Individual room heating | TRC | New | NN3002 | Air Curtains | Air Curtains | NonEquip | 8 |  | 28.37% | Tech/Econ | 0.2468% | 0 | 0 | 0
Tech | Healthcare | Space Heating | Individual room heating | TRC | Existing | NE5329 | Retro-Commissioning | Retro-Commissioning | NonEquip | 5 |  | 21.99% | Tech/Econ | 16% | 0 | 0 | 0
Tech | Healthcare | Space Heating | Individual room heating | TRC | Existing | NE4315 | Water Cooled Refrigeration Heat Recovery | Water Cooled Refrigeration Heat Recovery | NonEquip | 20 |  | 0% | Tech/Econ | 10% | 0 | 0 | 0
Tech | Healthcare | Space Heating | Individual room heating | TRC | Existing | NE4263 | Warehouse Loading Dock Seals | Warehouse Loading Dock Seals | NonEquip | 18 |  | 0% | Tech/Econ | 0.1716% | 0 | 0 | 0
Tech | Healthcare | Space Heating | Individual room heating | TRC | Existing | NE4237 | Wall Insulation | Wall Insulation | NonEquip | 20 |  | 26.6% | Tech/Econ | 0.3857% | 0 | 0 | 0
Tech | Healthcare | Space Heating | Individual room heating | TRC | Existing | NE4159 | Smart Thermostat | Smart Thermostat | NonEquip | 11 |  | 45.33% | Tech/Econ | 10% | 0 | 0 | 0
Tech | Healthcare | Space Heating | Individual room heating | TRC | Existing | NE4081 | Roof Insulation | Roof Insulation | NonEquip | 20 |  | 37.5% | Tech/Econ | 0.7094% | 0 | 0 | 0
Tech | Healthcare | Space Heating | Individual room heating | TRC | Existing | NE4055 | Programmable Thermostat | Programmable Thermostat | NonEquip | 11 |  | 0% | Tech/Econ | 3.6% | 0 | 0 | 0
Tech | Healthcare | Space Heating | Individual room heating | TRC | Existing | NE4003 | Low U-Value Windows | Low U-Value Windows | NonEquip | 20 |  | 8.361% | Tech/Econ | 46% | 0 | 0 | 0
Tech | Healthcare | Space Heating | Individual room heating | TRC | Existing | NE3925 | Infiltration Reduction - Air Sealing | Infiltration Reduction - Air Sealing | NonEquip | 11 |  | 44.79% | Tech/Econ | 0.08579% | 0 | 0 | 0
Tech | Healthcare | Space Heating | Individual room heating | TRC | Existing | NE3847 | Hotel Card Energy Control Systems | Hotel Card Energy Control Systems | NonEquip | 15 |  | 0% | Tech/Econ | 0% | 0 | 0 | 0
Tech | Healthcare | Space Heating | Individual room heating | TRC | Existing | NE3769 | Green Roof | Green Roof | NonEquip | 15 |  | 0.098% | Tech/Econ | 0.5482% | 0 | 0 | 0
Tech | Healthcare | Space Heating | Individual room heating | TRC | Existing | NE3717 | Floor Insulation | Floor Insulation | NonEquip | 20 |  | 5.25% | Tech/Econ | 0.1861% | 0 | 0 | 0
Tech | Healthcare | Space Heating | Individual room heating | TRC | Existing | NE3639 | Facility Energy Management System | Facility Energy Management System | NonEquip | 15 |  | 0.5043% | Tech/Econ | 20% | 0 | 0 | 0
Tech | Healthcare | Space Heating | Individual room heating | TRC | Existing | NE3561 | ECM Motors on Furnaces | ECM Motors on Furnaces | NonEquip | 15 | Forced air furnace | 0% | Tech/Econ | 1.706% | 0 | 0 | 0
Tech | Healthcare | Space Heating | Individual room heating | TRC | Existing | NE3535 | Duct Sealing Repair | Duct Sealing Repair | NonEquip | 15 |  | 0% | Tech/Econ | 12% | 0 | 0 | 0
Tech | Healthcare | Space Heating | Individual room heating | TRC | Existing | NE3483 | Duct Insulation | Duct Insulation | NonEquip | 15 |  | 0% | Tech/Econ | 2.045% | 0 | 0 | 0
Tech | Healthcare | Space Heating | Individual room heating | TRC | Existing | NE3431 | Destratification Fans | Destratification Fans | NonEquip | 10 |  | 0% | Tech/Econ | 14.56% | 0 | 0 | 0
Tech | Healthcare | Space Heating | Individual room heating | TRC | Existing | NE3379 | Dedicated Outdoor Air System on VRF unit | Dedicated Outdoor Air System on VRF unit | NonEquip | 15 | Residential/split system heat pump | 0% | Tech/Econ | 10% | 0 | 0 | 0
Tech | Healthcare | Space Heating | Individual room heating | TRC | Existing | NE3327 | Cool Roof | Cool Roof | NonEquip | 15 |  | 72.71% | Tech/Econ | 0.197% | 0 | 0 | 0
Tech | Healthcare | Space Heating | Individual room heating | TRC | Existing | NE3223 | Ceiling Insulation(R30 to R38) | Ceiling Insulation(R30 to R38) | NonEquip | 20 |  | 11.4% | Tech/Econ | 0.07169% | 0 | 0 | 0
Tech | Healthcare | Space Heating | Individual room heating | TRC | Existing | NE3171 | Ceiling Insulation(R2 to R38) | Ceiling Insulation(R2 to R38) | NonEquip | 20 |  | 45.6% | Tech/Econ | 4.839% | 0 | 0 | 0
Tech | Healthcare | Space Heating | Individual room heating | TRC | Existing | NE3119 | Ceiling Insulation(R19 to R38) | Ceiling Insulation(R19 to R38) | NonEquip | 20 |  | 22.8% | Tech/Econ | 0.2688% | 0 | 0 | 0
Tech | Healthcare | Space Heating | Individual room heating | TRC | Existing | NE3067 | Ceiling Insulation(R12 to R38) | Ceiling Insulation(R12 to R38) | NonEquip | 20 |  | 34.2% | Tech/Econ | 0.5825% | 0 | 0 | 0
Tech | Healthcare | Space Heating | Individual room heating | TRC | Existing | NE2989 | Air Curtains | Air Curtains | NonEquip | 8 |  | 33.45% | Tech/Econ | 0.2468% | 0 | 0 | 0
Tech | Healthcare | Space Cooling | Individual room air conditioners | TRC | New | NN5368 | Retro-Commissioning | Retro-Commissioning | NonEquip | 5 |  | 0% | Tech/Econ | 16% | 0 | 0 | 0
Tech | Healthcare | Space Cooling | Individual room air conditioners | TRC | New | NN4380 | Window Sun Protection | Window Sun Protection | NonEquip | 10 |  | 15.35% | Tech/Econ | 16% | 0 | 0 | 0
Tech | Healthcare | Space Cooling | Individual room air conditioners | TRC | New | NN4354 | Waterside Economizer | Waterside Economizer | NonEquip | 20 |  | 0% | Tech/Econ | 5.556% | 0 | 0 | 0
Tech | Healthcare | Space Cooling | Individual room air conditioners | TRC | New | NN4146 | Smart Thermostat | Smart Thermostat | NonEquip | 11 |  | 45.33% | Tech/Econ | 10% | 0 | 0 | 0
Tech | Healthcare | Space Cooling | Individual room air conditioners | TRC | New | NN4120 | Roof Insulation | Roof Insulation | NonEquip | 20 |  | 37.5% | Tech/Econ | 0.9175% | 0 | 0 | 0
Tech | Healthcare | Space Cooling | Individual room air conditioners | TRC | New | NN4042 | Programmable Thermostat | Programmable Thermostat | NonEquip | 11 |  | 0% | Tech/Econ | 3.6% | 0 | 0 | 0
Tech | Healthcare | Space Cooling | Individual room air conditioners | TRC | New | NN3990 | Low U-Value Windows | Low U-Value Windows | NonEquip | 20 |  | 20.9% | Tech/Econ | 10% | 0 | 0 | 0
Tech | Healthcare | Space Cooling | Individual room air conditioners | TRC | New | NN3912 | HVAC tune-up_RTU | HVAC tune-up_RTU | NonEquip | 5 | Packaged air conditioning units (RTUs) | 0% | Tech/Econ | 5% | 0 | 0 | 0
Tech | Healthcare | Space Cooling | Individual room air conditioners | TRC | New | NN3886 | HVAC tune-up | HVAC tune-up | NonEquip | 5 | Residential-type central air conditioners | 0% | Tech/Econ | 5% | 0 | 0 | 0
Tech | Healthcare | Space Cooling | Individual room air conditioners | TRC | New | NN3808 | Green Roof | Green Roof | NonEquip | 15 |  | 0.49% | Tech/Econ | 1.063% | 0 | 0 | 0
Tech | Healthcare | Space Cooling | Individual room air conditioners | TRC | New | NN3756 | Floor Insulation | Floor Insulation | NonEquip | 20 |  | 13.12% | Tech/Econ | 0.4814% | 0 | 0 | 0
Tech | Healthcare | Space Cooling | Individual room air conditioners | TRC | New | NN3678 | Facility Energy Management System | Facility Energy Management System | NonEquip | 15 |  | 4.276% | Tech/Econ | 20% | 0 | 0 | 0
Tech | Healthcare | Space Cooling | Individual room air conditioners | TRC | New | NN3626 | Facility Commissioning | Facility Commissioning | NonEquip | 10 |  | 71.67% | Tech/Econ | 16% | 0 | 0 | 0
Tech | Healthcare | Space Cooling | Individual room air conditioners | TRC | New | NN3600 | Energy Recovery Ventilation System (ERV) | Energy Recovery Ventilation System (ERV) | NonEquip | 15 | Packaged air conditioning units (RTUs) | 0% | Tech/Econ | 9.935% | 0 | 0 | 0
Tech | Healthcare | Space Cooling | Individual room air conditioners | TRC | New | NN3522 | Duct Sealing Repair | Duct Sealing Repair | NonEquip | 15 |  | 0% | Tech/Econ | 12% | 0 | 0 | 0
Tech | Healthcare | Space Cooling | Individual room air conditioners | TRC | New | NN3470 | Duct Insulation | Duct Insulation | NonEquip | 15 |  | 0% | Tech/Econ | 2.045% | 0 | 0 | 0
Tech | Healthcare | Space Cooling | Individual room air conditioners | TRC | New | NN3418 | Dedicated Outdoor Air System on VRF unit | Dedicated Outdoor Air System on VRF unit | NonEquip | 15 | Residential-type central air conditioners | 0% | Tech/Econ | 17.5% | 0 | 0 | 0
Tech | Healthcare | Space Cooling | Individual room air conditioners | TRC | New | NN3366 | Cool Roof | Cool Roof | NonEquip | 15 |  | 72.32% | Tech/Econ | 1.364% | 0 | 0 | 0
Tech | Healthcare | Space Cooling | Individual room air conditioners | TRC | New | NN3314 | Chilled Water System - Variable Speed Drives | Chilled Water System - Variable Speed Drives | NonEquip | 13 | Central chillers inside | 0% | Tech/Econ | 24.74% | 0 | 0 | 0
Tech | Healthcare | Space Cooling | Individual room air conditioners | TRC | New | NN3288 | Chilled Water Controls Optimization | Chilled Water Controls Optimization | NonEquip | 10 | Central chillers inside | 0% | Tech/Econ | 12.5% | 0 | 0 | 0
Tech | Healthcare | Space Cooling | Individual room air conditioners | TRC | New | NN3210 | Ceiling Insulation(R2 to R38) | Ceiling Insulation(R2 to R38) | NonEquip | 20 |  | 0% | Tech/Econ | 12.52% | 0 | 0 | 0
Tech | Healthcare | Space Cooling | Individual room air conditioners | TRC | New | NN3158 | Ceiling Insulation(R19 to R38) | Ceiling Insulation(R19 to R38) | NonEquip | 20 |  | 0% | Tech/Econ | 0.6954% | 0 | 0 | 0
Tech | Healthcare | Space Cooling | Individual room air conditioners | TRC | New | NN3106 | Ceiling Insulation(R12 to R38) | Ceiling Insulation(R12 to R38) | NonEquip | 20 |  | 0% | Tech/Econ | 1.507% | 0 | 0 | 0
Tech | Healthcare | Space Cooling | Individual room air conditioners | TRC | New | NN3054 | Airside Economizer | Airside Economizer | NonEquip | 10 | Packaged air conditioning units (RTUs) | 0% | Tech/Econ | 5.556% | 0 | 0 | 0
Tech | Healthcare | Space Cooling | Individual room air conditioners | TRC | Existing | NE5355 | Retro-Commissioning | Retro-Commissioning | NonEquip | 5 |  | 21.99% | Tech/Econ | 16% | 0 | 0 | 0
Tech | Healthcare | Space Cooling | Individual room air conditioners | TRC | Existing | NE4367 | Window Sun Protection | Window Sun Protection | NonEquip | 10 |  | 12.19% | Tech/Econ | 16% | 0 | 0 | 0
Tech | Healthcare | Space Cooling | Individual room air conditioners | TRC | Existing | NE4341 | Waterside Economizer | Waterside Economizer | NonEquip | 20 |  | 0% | Tech/Econ | 5.556% | 0 | 0 | 0
Tech | Healthcare | Space Cooling | Individual room air conditioners | TRC | Existing | NE4211 | Wall Insulation | Wall Insulation | NonEquip | 20 |  | 26.6% | Tech/Econ | 6.832% | 0 | 0 | 0
Tech | Healthcare | Space Cooling | Individual room air conditioners | TRC | Existing | NE4133 | Smart Thermostat | Smart Thermostat | NonEquip | 11 |  | 45.33% | Tech/Econ | 10% | 0 | 0 | 0
Tech | Healthcare | Space Cooling | Individual room air conditioners | TRC | Existing | NE4107 | Roof Insulation | Roof Insulation | NonEquip | 20 |  | 37.5% | Tech/Econ | 1.835% | 0 | 0 | 0
Tech | Healthcare | Space Cooling | Individual room air conditioners | TRC | Existing | NE4029 | Programmable Thermostat | Programmable Thermostat | NonEquip | 11 |  | 0% | Tech/Econ | 3.6% | 0 | 0 | 0
Tech | Healthcare | Space Cooling | Individual room air conditioners | TRC | Existing | NE3977 | Low U-Value Windows | Low U-Value Windows | NonEquip | 20 |  | 8.361% | Tech/Econ | 46% | 0 | 0 | 0
Tech | Healthcare | Space Cooling | Individual room air conditioners | TRC | Existing | NE3899 | HVAC tune-up_RTU | HVAC tune-up_RTU | NonEquip | 5 | Packaged air conditioning units (RTUs) | 0% | Tech/Econ | 5% | 0 | 0 | 0
Tech | Healthcare | Space Cooling | Individual room air conditioners | TRC | Existing | NE3873 | HVAC tune-up | HVAC tune-up | NonEquip | 5 | Residential-type central air conditioners | 0% | Tech/Econ | 5% | 0 | 0 | 0
Tech | Healthcare | Space Cooling | Individual room air conditioners | TRC | Existing | NE3795 | Green Roof | Green Roof | NonEquip | 15 |  | 0.098% | Tech/Econ | 1.063% | 0 | 0 | 0
Tech | Healthcare | Space Cooling | Individual room air conditioners | TRC | Existing | NE3743 | Floor Insulation | Floor Insulation | NonEquip | 20 |  | 5.25% | Tech/Econ | 0.4814% | 0 | 0 | 0
Tech | Healthcare | Space Cooling | Individual room air conditioners | TRC | Existing | NE3665 | Facility Energy Management System | Facility Energy Management System | NonEquip | 15 |  | 0.5043% | Tech/Econ | 20% | 0 | 0 | 0
Tech | Healthcare | Space Cooling | Individual room air conditioners | TRC | Existing | NE3587 | Energy Recovery Ventilation System (ERV) | Energy Recovery Ventilation System (ERV) | NonEquip | 15 | Packaged air conditioning units (RTUs) | 0% | Tech/Econ | 9.935% | 0 | 0 | 0
Tech | Healthcare | Space Cooling | Individual room air conditioners | TRC | Existing | NE3509 | Duct Sealing Repair | Duct Sealing Repair | NonEquip | 15 |  | 0% | Tech/Econ | 12% | 0 | 0 | 0
Tech | Healthcare | Space Cooling | Individual room air conditioners | TRC | Existing | NE3457 | Duct Insulation | Duct Insulation | NonEquip | 15 |  | 0% | Tech/Econ | 2.045% | 0 | 0 | 0
Tech | Healthcare | Space Cooling | Individual room air conditioners | TRC | Existing | NE3405 | Dedicated Outdoor Air System on VRF unit | Dedicated Outdoor Air System on VRF unit | NonEquip | 15 | Residential-type central air conditioners | 0% | Tech/Econ | 17.5% | 0 | 0 | 0
Tech | Healthcare | Space Cooling | Individual room air conditioners | TRC | Existing | NE3353 | Cool Roof | Cool Roof | NonEquip | 15 |  | 72.71% | Tech/Econ | 1.364% | 0 | 0 | 0
Tech | Healthcare | Space Cooling | Individual room air conditioners | TRC | Existing | NE3301 | Chilled Water System - Variable Speed Drives | Chilled Water System - Variable Speed Drives | NonEquip | 13 | Central chillers inside | 0% | Tech/Econ | 24.74% | 0 | 0 | 0
Tech | Healthcare | Space Cooling | Individual room air conditioners | TRC | Existing | NE3275 | Chilled Water Controls Optimization | Chilled Water Controls Optimization | NonEquip | 10 | Central chillers inside | 0% | Tech/Econ | 12.5% | 0 | 0 | 0
Tech | Healthcare | Space Cooling | Individual room air conditioners | TRC | Existing | NE3197 | Ceiling Insulation(R2 to R38) | Ceiling Insulation(R2 to R38) | NonEquip | 20 |  | 45.6% | Tech/Econ | 12.52% | 0 | 0 | 0
Tech | Healthcare | Space Cooling | Individual room air conditioners | TRC | Existing | NE3145 | Ceiling Insulation(R19 to R38) | Ceiling Insulation(R19 to R38) | NonEquip | 20 |  | 22.8% | Tech/Econ | 0.6954% | 0 | 0 | 0
Tech | Healthcare | Space Cooling | Individual room air conditioners | TRC | Existing | NE3093 | Ceiling Insulation(R12 to R38) | Ceiling Insulation(R12 to R38) | NonEquip | 20 |  | 34.2% | Tech/Econ | 1.507% | 0 | 0 | 0
Tech | Healthcare | Space Cooling | Individual room air conditioners | TRC | Existing | NE3041 | Airside Economizer | Airside Economizer | NonEquip | 10 | Packaged air conditioning units (RTUs) | 0% | Tech/Econ | 5.556% | 0 | 0 | 0
Tech | Healthcare | Interior Lighting | High bay | TRC | New | NN5264 | Retro-Commissioning | Retro-Commissioning | NonEquip | 5 |  | 0% | Tech/Econ | 16% | 0 | 0 | 0
Tech | Healthcare | Interior Lighting | High bay | TRC | New | NN4432 | Interior Lighting Controls | Interior Lighting Controls | NonEquip | 8 | Overhead (fluorescent/LED/CFL U-shape) | 0% | Tech/Econ | 28% | 0 | 0 | 0
Tech | Healthcare | Interior Lighting | High bay | TRC | New | NN4406 | Bi-Level Lighting Control (Interior) | Bi-Level Lighting Control (Interior) | NonEquip | 8 | Overhead (fluorescent/LED/CFL U-shape) | 0% | Tech/Econ | 31% | 0 | 0 | 0
Tech | Healthcare | Interior Lighting | High bay | TRC | New | NN3704 | Facility Energy Management System | Facility Energy Management System | NonEquip | 15 |  | 4.276% | Tech/Econ | 24% | 1809.1351 | 0.37918 | 0.032607
Tech | Healthcare | Interior Lighting | High bay | TRC | Existing | NE5251 | Retro-Commissioning | Retro-Commissioning | NonEquip | 5 |  | 21.99% | Tech/Econ | 16% | 606253.7262 | 101.3546 | 314.2392
Tech | Healthcare | Interior Lighting | High bay | TRC | Existing | NE4419 | Interior Lighting Controls | Interior Lighting Controls | NonEquip | 8 | Overhead (fluorescent/LED/CFL U-shape) | 0% | Tech/Econ | 28% | 0 | 0 | 0
Tech | Healthcare | Interior Lighting | High bay | TRC | Existing | NE4393 | Bi-Level Lighting Control (Interior) | Bi-Level Lighting Control (Interior) | NonEquip | 8 | Overhead (fluorescent/LED/CFL U-shape) | 0% | Tech/Econ | 31% | 0 | 0 | 0
Tech | Healthcare | Interior Lighting | High bay | TRC | Existing | NE3691 | Facility Energy Management System | Facility Energy Management System | NonEquip | 15 |  | 0.5043% | Tech/Econ | 24% | 20882.4002 | 4.3768 | 0.37637
Tech | Healthcare | Interior Lighting | High bay | TRC | Turnover | ET1643 | LED Linear - Fixture Replacement | LED Linear - Fixture Replacement | Equip | 15 | High bay | 24.1% | Tech/Econ | 50.28% | 2379108.009 | 576.7053 | 131.9286
Tech | Healthcare | Interior Lighting | High bay | TRC | Turnover | ET1526 | High Bay LED | High Bay LED | Equip | 15 | High bay | 0% | Tech/Econ | 64.78% | 0 | 0 | 0
Tech | Healthcare | Interior Lighting | High bay | TRC | Turnover | ET1487 | High Bay Fluorescent (T5) | High Bay Fluorescent (T5) | Equip | 15 | High bay | 0% | Tech/Econ | 64.14% | 0 | 0 | 0
Tech | Healthcare | Interior Lighting | High bay | TRC | New | EN1669 | LED Linear - Fixture Replacement | LED Linear - Fixture Replacement | Equip | 15 | High bay | 0% | Tech/Econ | 50.28% | 0 | 0 | 0
Tech | Healthcare | Interior Lighting | High bay | TRC | New | EN1552 | High Bay LED | High Bay LED | Equip | 15 | High bay | 0% | Tech/Econ | 64.78% | 0 | 0 | 0
Tech | Healthcare | Interior Lighting | High bay | TRC | New | EN1513 | High Bay Fluorescent (T5) | High Bay Fluorescent (T5) | Equip | 15 | High bay | 0% | Tech/Econ | 64.14% | 0 | 0 | 0
Tech | Healthcare | Cooking | Fryer | TRC | Turnover | ET83 | Energy Star Fryer | Energy Star Fryer | Equip | 12 | Fryer | 29.2% | Tech/Econ | 17.46% | 1827.3497 | 0.29621 | 0.091598
Tech | Healthcare | Cooking | Fryer | TRC | New | EN109 | Energy Star Fryer | Energy Star Fryer | Equip | 12 | Fryer | 29.2% | Tech/Econ | 17.46% | 16.4095 | 0.0026599 | 0.00082254
Tech | Healthcare | Space Heating | Forced air furnace | TRC | New | NN5342 | Retro-Commissioning | Retro-Commissioning | NonEquip | 5 |  | 0% | Tech/Econ | 16% | 0 | 0 | 0
Tech | Healthcare | Space Heating | Forced air furnace | TRC | New | NN4328 | Water Cooled Refrigeration Heat Recovery | Water Cooled Refrigeration Heat Recovery | NonEquip | 20 |  | 0% | Tech/Econ | 10% | 0 | 0 | 0
Tech | Healthcare | Space Heating | Forced air furnace | TRC | New | NN4276 | Warehouse Loading Dock Seals | Warehouse Loading Dock Seals | NonEquip | 18 |  | 0% | Tech/Econ | 0.1555% | 0 | 0 | 0
Tech | Healthcare | Space Heating | Forced air furnace | TRC | New | NN4250 | Wall Insulation | Wall Insulation | NonEquip | 20 |  | 57% | Tech/Econ | 0% | 0 | 0 | 0
Tech | Healthcare | Space Heating | Forced air furnace | TRC | New | NN4172 | Smart Thermostat | Smart Thermostat | NonEquip | 11 |  | 45.33% | Tech/Econ | 10% | 31.3562 | 0 | -0.0051523
Tech | Healthcare | Space Heating | Forced air furnace | TRC | New | NN4094 | Roof Insulation | Roof Insulation | NonEquip | 20 |  | 37.5% | Tech/Econ | 0.3214% | 0.59793 | 0 | 0.00026971
Tech | Healthcare | Space Heating | Forced air furnace | TRC | New | NN4068 | Programmable Thermostat | Programmable Thermostat | NonEquip | 11 |  | 0% | Tech/Econ | 3.6% | 0 | 0 | 0
Tech | Healthcare | Space Heating | Forced air furnace | TRC | New | NN4016 | Low U-Value Windows | Low U-Value Windows | NonEquip | 20 |  | 20.9% | Tech/Econ | 10% | 13.8051 | 0 | 5.7375e-05
Tech | Healthcare | Space Heating | Forced air furnace | TRC | New | NN3938 | Infiltration Reduction - Air Sealing | Infiltration Reduction - Air Sealing | NonEquip | 11 |  | 0% | Tech/Econ | 0.07774% | 0 | 0 | 0
Tech | Healthcare | Space Heating | Forced air furnace | TRC | New | NN3860 | Hotel Card Energy Control Systems | Hotel Card Energy Control Systems | NonEquip | 15 |  | 0% | Tech/Econ | 0% | 0 | 0 | 0
Tech | Healthcare | Space Heating | Forced air furnace | TRC | New | NN3782 | Green Roof | Green Roof | NonEquip | 15 |  | 0.49% | Tech/Econ | 0.4968% | 0.015611 | 0 | 0
Tech | Healthcare | Space Heating | Forced air furnace | TRC | New | NN3730 | Floor Insulation | Floor Insulation | NonEquip | 20 |  | 13.12% | Tech/Econ | 0.1687% | 0 | 0 | 0
Tech | Healthcare | Space Heating | Forced air furnace | TRC | New | NN3652 | Facility Energy Management System | Facility Energy Management System | NonEquip | 15 |  | 4.276% | Tech/Econ | 20% | 5.9671 | 0 | 0.00010755
Tech | Healthcare | Space Heating | Forced air furnace | TRC | New | NN3574 | ECM Motors on Furnaces | ECM Motors on Furnaces | NonEquip | 15 | Forced air furnace | 47.78% | Tech/Econ | 1.706% | 5.2719 | 0 | 0
Tech | Healthcare | Space Heating | Forced air furnace | TRC | New | NN3548 | Duct Sealing Repair | Duct Sealing Repair | NonEquip | 15 |  | 0% | Tech/Econ | 12% | 0 | 0 | 0
Tech | Healthcare | Space Heating | Forced air furnace | TRC | New | NN3496 | Duct Insulation | Duct Insulation | NonEquip | 15 |  | 0% | Tech/Econ | 2.045% | 0 | 0 | 0
Tech | Healthcare | Space Heating | Forced air furnace | TRC | New | NN3444 | Destratification Fans | Destratification Fans | NonEquip | 10 |  | 0% | Tech/Econ | 14.56% | 0 | 0 | 0
Tech | Healthcare | Space Heating | Forced air furnace | TRC | New | NN3392 | Dedicated Outdoor Air System on VRF unit | Dedicated Outdoor Air System on VRF unit | NonEquip | 15 | Residential/split system heat pump | 0% | Tech/Econ | 10% | 0 | 0 | 0
Tech | Healthcare | Space Heating | Forced air furnace | TRC | New | NN3340 | Cool Roof | Cool Roof | NonEquip | 15 |  | 72.32% | Tech/Econ | 0.1786% | 0 | 0 | 0
Tech | Healthcare | Space Heating | Forced air furnace | TRC | New | NN3236 | Ceiling Insulation(R30 to R38) | Ceiling Insulation(R30 to R38) | NonEquip | 20 |  | 0% | Tech/Econ | 0.06497% | 0 | 0 | 0
Tech | Healthcare | Space Heating | Forced air furnace | TRC | New | NN3184 | Ceiling Insulation(R2 to R38) | Ceiling Insulation(R2 to R38) | NonEquip | 20 |  | 0% | Tech/Econ | 4.385% | 0 | 0 | 0
Tech | Healthcare | Space Heating | Forced air furnace | TRC | New | NN3132 | Ceiling Insulation(R19 to R38) | Ceiling Insulation(R19 to R38) | NonEquip | 20 |  | 0% | Tech/Econ | 0.2436% | 0 | 0 | 0
Tech | Healthcare | Space Heating | Forced air furnace | TRC | New | NN3080 | Ceiling Insulation(R12 to R38) | Ceiling Insulation(R12 to R38) | NonEquip | 20 |  | 0% | Tech/Econ | 0.5279% | 0 | 0 | 0
Tech | Healthcare | Space Heating | Forced air furnace | TRC | New | NN3002 | Air Curtains | Air Curtains | NonEquip | 8 |  | 28.37% | Tech/Econ | 0.2468% | 0 | 0 | 0
Tech | Healthcare | Space Heating | Forced air furnace | TRC | Existing | NE5329 | Retro-Commissioning | Retro-Commissioning | NonEquip | 5 |  | 21.99% | Tech/Econ | 16% | 2625.938 | 0 | 1.3611
Tech | Healthcare | Space Heating | Forced air furnace | TRC | Existing | NE4315 | Water Cooled Refrigeration Heat Recovery | Water Cooled Refrigeration Heat Recovery | NonEquip | 20 |  | 0% | Tech/Econ | 10% | 0 | 0 | 0
Tech | Healthcare | Space Heating | Forced air furnace | TRC | Existing | NE4263 | Warehouse Loading Dock Seals | Warehouse Loading Dock Seals | NonEquip | 18 |  | 0% | Tech/Econ | 0.1716% | 0 | 0 | 0
Tech | Healthcare | Space Heating | Forced air furnace | TRC | Existing | NE4237 | Wall Insulation | Wall Insulation | NonEquip | 20 |  | 26.6% | Tech/Econ | 0.3857% | 68.0915 | 0 | 0.030715
Tech | Healthcare | Space Heating | Forced air furnace | TRC | Existing | NE4159 | Smart Thermostat | Smart Thermostat | NonEquip | 11 |  | 45.33% | Tech/Econ | 10% | 3264.0333 | 0 | -0.53633
Tech | Healthcare | Space Heating | Forced air furnace | TRC | Existing | NE4081 | Roof Insulation | Roof Insulation | NonEquip | 20 |  | 37.5% | Tech/Econ | 0.7094% | 177.3884 | 0 | 0.080016
Tech | Healthcare | Space Heating | Forced air furnace | TRC | Existing | NE4055 | Programmable Thermostat | Programmable Thermostat | NonEquip | 11 |  | 0% | Tech/Econ | 3.6% | 0 | 0 | 0
Tech | Healthcare | Space Heating | Forced air furnace | TRC | Existing | NE4003 | Low U-Value Windows | Low U-Value Windows | NonEquip | 20 |  | 8.361% | Tech/Econ | 46% | 2988.546 | 0 | 0.012421
Tech | Healthcare | Space Heating | Forced air furnace | TRC | Existing | NE3925 | Infiltration Reduction - Air Sealing | Infiltration Reduction - Air Sealing | NonEquip | 11 |  | 44.79% | Tech/Econ | 0.08579% | 25.4027 | 0 | 0.016685
Tech | Healthcare | Space Heating | Forced air furnace | TRC | Existing | NE3847 | Hotel Card Energy Control Systems | Hotel Card Energy Control Systems | NonEquip | 15 |  | 0% | Tech/Econ | 0% | 0 | 0 | 0
Tech | Healthcare | Space Heating | Forced air furnace | TRC | Existing | NE3769 | Green Roof | Green Roof | NonEquip | 15 |  | 0.098% | Tech/Econ | 0.5482% | 0.35654 | 0 | 0
Tech | Healthcare | Space Heating | Forced air furnace | TRC | Existing | NE3717 | Floor Insulation | Floor Insulation | NonEquip | 20 |  | 5.25% | Tech/Econ | 0.1861% | 6.4593 | 0 | 0.0029136
Tech | Healthcare | Space Heating | Forced air furnace | TRC | Existing | NE3639 | Facility Energy Management System | Facility Energy Management System | NonEquip | 15 |  | 0.5043% | Tech/Econ | 20% | 75.3601 | 0 | 0.0013582
Tech | Healthcare | Space Heating | Forced air furnace | TRC | Existing | NE3561 | ECM Motors on Furnaces | ECM Motors on Furnaces | NonEquip | 15 | Forced air furnace | 47.78% | Tech/Econ | 1.706% | 548.1241 | 0 | 0
Tech | Healthcare | Space Heating | Forced air furnace | TRC | Existing | NE3535 | Duct Sealing Repair | Duct Sealing Repair | NonEquip | 15 |  | 0% | Tech/Econ | 12% | 0 | 0 | 0
Tech | Healthcare | Space Heating | Forced air furnace | TRC | Existing | NE3483 | Duct Insulation | Duct Insulation | NonEquip | 15 |  | 0% | Tech/Econ | 2.045% | 0 | 0 | 0
Tech | Healthcare | Space Heating | Forced air furnace | TRC | Existing | NE3431 | Destratification Fans | Destratification Fans | NonEquip | 10 |  | 0% | Tech/Econ | 14.56% | 0 | 0 | 0
Tech | Healthcare | Space Heating | Forced air furnace | TRC | Existing | NE3379 | Dedicated Outdoor Air System on VRF unit | Dedicated Outdoor Air System on VRF unit | NonEquip | 15 | Residential/split system heat pump | 0% | Tech/Econ | 10% | 0 | 0 | 0
Tech | Healthcare | Space Heating | Forced air furnace | TRC | Existing | NE3327 | Cool Roof | Cool Roof | NonEquip | 15 |  | 72.71% | Tech/Econ | 0.197% | 94.8561 | 0 | 0
Tech | Healthcare | Space Heating | Forced air furnace | TRC | Existing | NE3223 | Ceiling Insulation(R30 to R38) | Ceiling Insulation(R30 to R38) | NonEquip | 20 |  | 11.4% | Tech/Econ | 0.07169% | 5.4004 | 0 | 0.002436
Tech | Healthcare | Space Heating | Forced air furnace | TRC | Existing | NE3171 | Ceiling Insulation(R2 to R38) | Ceiling Insulation(R2 to R38) | NonEquip | 20 |  | 45.6% | Tech/Econ | 4.839% | 1516.9213 | 0 | 0.68425
Tech | Healthcare | Space Heating | Forced air furnace | TRC | Existing | NE3119 | Ceiling Insulation(R19 to R38) | Ceiling Insulation(R19 to R38) | NonEquip | 20 |  | 22.8% | Tech/Econ | 0.2688% | 40.6391 | 0 | 0.018331
Tech | Healthcare | Space Heating | Forced air furnace | TRC | Existing | NE3067 | Ceiling Insulation(R12 to R38) | Ceiling Insulation(R12 to R38) | NonEquip | 20 |  | 34.2% | Tech/Econ | 0.5825% | 132.4774 | 0 | 0.059758
Tech | Healthcare | Space Heating | Forced air furnace | TRC | Existing | NE2989 | Air Curtains | Air Curtains | NonEquip | 8 |  | 33.45% | Tech/Econ | 0.2468% | 54.7036 | 0 | 0.0059409
Tech | Healthcare | Exterior Lighting | Exterior parking/lot lighting | TRC | New | NN5290 | Retro-Commissioning | Retro-Commissioning | NonEquip | 5 |  | 0% | Tech/Econ | 16% | 0 | 0 | 0
Tech | Healthcare | Exterior Lighting | Exterior parking/lot lighting | TRC | New | NN2976 | Outdoor Lighting Controls | Outdoor Lighting Controls | NonEquip | 8 | Exterior parking/lot lighting | 30.95% | Tech/Econ | 28% | 3119.3763 | 0 | 0
Tech | Healthcare | Exterior Lighting | Exterior parking/lot lighting | TRC | New | NN2950 | Bi-Level Lighting Control (Exterior) | Bi-Level Lighting Control (Exterior) | NonEquip | 9 | Exterior parking/lot lighting | 13.75% | Tech/Econ | 31% | 1603.2903 | 0 | 0
Tech | Healthcare | Exterior Lighting | Exterior parking/lot lighting | TRC | Existing | NE5277 | Retro-Commissioning | Retro-Commissioning | NonEquip | 5 |  | 21.99% | Tech/Econ | 16% | 128825.2387 | 0 | 66.7739
Tech | Healthcare | Exterior Lighting | Exterior parking/lot lighting | TRC | Existing | NE2963 | Outdoor Lighting Controls | Outdoor Lighting Controls | NonEquip | 8 | Exterior parking/lot lighting | 30.95% | Tech/Econ | 28% | 347372.3482 | 0 | 0
Tech | Healthcare | Exterior Lighting | Exterior parking/lot lighting | TRC | Existing | NE2937 | Bi-Level Lighting Control (Exterior) | Bi-Level Lighting Control (Exterior) | NonEquip | 9 | Exterior parking/lot lighting | 13.75% | Tech/Econ | 31% | 178541.6902 | 0 | 0
Tech | Healthcare | Exterior Lighting | Exterior parking/lot lighting | TRC | Turnover | ET707 | LED Parking Lighting | LED Parking Lighting | Equip | 18 | Exterior parking/lot lighting | 7.084% | Tech/Econ | 84% | 264927.579 | 0 | 0
Tech | Healthcare | Exterior Lighting | Exterior parking/lot lighting | TRC | Turnover | ET512 | High Efficiency HID Lighting | High Efficiency HID Lighting | Equip | 13 | Exterior parking/lot lighting | 0% | Tech/Econ | 34.18% | 0 | 0 | 0
Tech | Healthcare | Exterior Lighting | Exterior parking/lot lighting | TRC | New | EN733 | LED Parking Lighting | LED Parking Lighting | Equip | 18 | Exterior parking/lot lighting | 7.084% | Tech/Econ | 84% | 2379.0288 | 0 | 0
Tech | Healthcare | Exterior Lighting | Exterior parking/lot lighting | TRC | New | EN538 | High Efficiency HID Lighting | High Efficiency HID Lighting | Equip | 13 | Exterior parking/lot lighting | 0% | Tech/Econ | 34.18% | 0 | 0 | 0
Tech | Healthcare | Exterior Lighting | Exterior marquis | TRC | New | NN5290 | Retro-Commissioning | Retro-Commissioning | NonEquip | 5 |  | 0% | Tech/Econ | 16% | 0 | 0 | 0
Tech | Healthcare | Exterior Lighting | Exterior marquis | TRC | New | NN2976 | Outdoor Lighting Controls | Outdoor Lighting Controls | NonEquip | 8 | Exterior parking/lot lighting | 0% | Tech/Econ | 28% | 0 | 0 | 0
Tech | Healthcare | Exterior Lighting | Exterior marquis | TRC | New | NN2950 | Bi-Level Lighting Control (Exterior) | Bi-Level Lighting Control (Exterior) | NonEquip | 9 | Exterior parking/lot lighting | 0% | Tech/Econ | 31% | 0 | 0 | 0
Tech | Healthcare | Exterior Lighting | Exterior marquis | TRC | Existing | NE5277 | Retro-Commissioning | Retro-Commissioning | NonEquip | 5 |  | 21.99% | Tech/Econ | 16% | 759.1612 | 0 | 0.3935
Tech | Healthcare | Exterior Lighting | Exterior marquis | TRC | Existing | NE2963 | Outdoor Lighting Controls | Outdoor Lighting Controls | NonEquip | 8 | Exterior parking/lot lighting | 0% | Tech/Econ | 28% | 0 | 0 | 0
Tech | Healthcare | Exterior Lighting | Exterior marquis | TRC | Existing | NE2937 | Bi-Level Lighting Control (Exterior) | Bi-Level Lighting Control (Exterior) | NonEquip | 9 | Exterior parking/lot lighting | 0% | Tech/Econ | 31% | 0 | 0 | 0
Tech | Healthcare | Exterior Lighting | Exterior marquis | TRC | Turnover | ET629 | LED Exterior Lighting | LED Exterior Lighting | Equip | 13 | Exterior marquis | 4.624% | Tech/Econ | 60.51% | 621.0914 | 0 | 0
Tech | Healthcare | Exterior Lighting | Exterior marquis | TRC | Turnover | ET590 | LED Display Lighting (Exterior) | LED Display Lighting (Exterior) | Equip | 15 | Exterior marquis | 4.624% | Tech/Econ | 87.04% | 930.8402 | 0 | 0
Tech | Healthcare | Exterior Lighting | Exterior marquis | TRC | New | EN655 | LED Exterior Lighting | LED Exterior Lighting | Equip | 13 | Exterior marquis | 4.624% | Tech/Econ | 60.51% | 5.5774 | 0 | 0
Tech | Healthcare | Exterior Lighting | Exterior marquis | TRC | New | EN616 | LED Display Lighting (Exterior) | LED Display Lighting (Exterior) | Equip | 15 | Exterior marquis | 4.624% | Tech/Econ | 87.04% | 8.3589 | 0 | 0
Tech | Healthcare | Miscellaneous | Elevators/Escalators | TRC | New | NN5446 | Retro-Commissioning | Retro-Commissioning | NonEquip | 5 |  | 0% | Tech/Econ | 16% | 0 | 0 | 0
Tech | Healthcare | Miscellaneous | Elevators/Escalators | TRC | New | NN4536 | VSD Controlled Compressor | VSD Controlled Compressor | NonEquip | 15 | Others | 0% | Tech/Econ | 20.79% | 0 | 0 | 0
Tech | Healthcare | Miscellaneous | Elevators/Escalators | TRC | New | NN4510 | Regenerative Drive Elevator Motor | Regenerative Drive Elevator Motor | NonEquip | 13 | Elevators/Escalators | 11.17% | Tech/Econ | 6.211% | 71.8549 | 0.0093164 | 0.0078036
Tech | Healthcare | Miscellaneous | Elevators/Escalators | TRC | New | NN4484 | Engine Block Timer | Engine Block Timer | NonEquip | 5 | Others | 0% | Tech/Econ | 36% | 0 | 0 | 0
Tech | Healthcare | Miscellaneous | Elevators/Escalators | TRC | New | NN4458 | Efficient Motor Belts | Efficient Motor Belts | NonEquip | 10 | Others | 0% | Tech/Econ | 1.105% | 0 | 0 | 0
Tech | Healthcare | Miscellaneous | Elevators/Escalators | TRC | Existing | NE5433 | Retro-Commissioning | Retro-Commissioning | NonEquip | 5 |  | 21.99% | Tech/Econ | 16% | 40599.9333 | 6.7876 | 21.0441
Tech | Healthcare | Miscellaneous | Elevators/Escalators | TRC | Existing | NE4523 | VSD Controlled Compressor | VSD Controlled Compressor | NonEquip | 15 | Others | 0% | Tech/Econ | 20.79% | 0 | 0 | 0
Tech | Healthcare | Miscellaneous | Elevators/Escalators | TRC | Existing | NE4497 | Regenerative Drive Elevator Motor | Regenerative Drive Elevator Motor | NonEquip | 13 | Elevators/Escalators | 10.45% | Tech/Econ | 6.211% | 7226.9404 | 0.93701 | 0.78486
Tech | Healthcare | Miscellaneous | Elevators/Escalators | TRC | Existing | NE4471 | Engine Block Timer | Engine Block Timer | NonEquip | 5 | Others | 0% | Tech/Econ | 36% | 0 | 0 | 0
Tech | Healthcare | Miscellaneous | Elevators/Escalators | TRC | Existing | NE4445 | Efficient Motor Belts | Efficient Motor Belts | NonEquip | 10 | Others | 0% | Tech/Econ | 1.105% | 0 | 0 | 0
Tech | Healthcare | Office Equipment | Document production | TRC | New | NN4588 | Smart Strip Plug Outlet | Smart Strip Plug Outlet | NonEquip | 4 |  | 43.9% | Tech/Econ | 1.187% | 299.2621 | 0.044498 | 0.030926
Tech | Healthcare | Office Equipment | Document production | TRC | New | NN4562 | Network PC Power Management | Network PC Power Management | NonEquip | 5 | Computers | 0% | Tech/Econ | 56.5% | 0 | 0 | 0
Tech | Healthcare | Office Equipment | Document production | TRC | Existing | NE4575 | Smart Strip Plug Outlet | Smart Strip Plug Outlet | NonEquip | 4 |  | 43.9% | Tech/Econ | 1.187% | 33325.6879 | 4.9553 | 3.4439
Tech | Healthcare | Office Equipment | Document production | TRC | Existing | NE4549 | Network PC Power Management | Network PC Power Management | NonEquip | 5 | Computers | 0% | Tech/Econ | 56.5% | 0 | 0 | 0
Tech | Healthcare | Office Equipment | Document production | TRC | Turnover | ET2144 | ENERGY STAR Imaging Equipment | ENERGY STAR Imaging Equipment | Equip | 6 | Document production | 17.92% | Tech/Econ | 44.44% | 553403.9422 | 76.744 | 51.5335
Tech | Healthcare | Office Equipment | Document production | TRC | New | EN2170 | ENERGY STAR Imaging Equipment | ENERGY STAR Imaging Equipment | Equip | 6 | Document production | 17.92% | Tech/Econ | 44.44% | 4969.5238 | 0.68916 | 0.46277
Tech | Healthcare | Space Cooling | District chilled water piped | TRC | New | NN5368 | Retro-Commissioning | Retro-Commissioning | NonEquip | 5 |  | 0% | Tech/Econ | 16% | 0 | 0 | 0
Tech | Healthcare | Space Cooling | District chilled water piped | TRC | New | NN4380 | Window Sun Protection | Window Sun Protection | NonEquip | 10 |  | 15.35% | Tech/Econ | 16% | 0 | 0 | 0
Tech | Healthcare | Space Cooling | District chilled water piped | TRC | New | NN4354 | Waterside Economizer | Waterside Economizer | NonEquip | 20 |  | 0% | Tech/Econ | 5.556% | 0 | 0 | 0
Tech | Healthcare | Space Cooling | District chilled water piped | TRC | New | NN4146 | Smart Thermostat | Smart Thermostat | NonEquip | 11 |  | 45.33% | Tech/Econ | 10% | 0 | 0 | 0
Tech | Healthcare | Space Cooling | District chilled water piped | TRC | New | NN4042 | Programmable Thermostat | Programmable Thermostat | NonEquip | 11 |  | 0% | Tech/Econ | 3.6% | 0 | 0 | 0
Tech | Healthcare | Space Cooling | District chilled water piped | TRC | New | NN3990 | Low U-Value Windows | Low U-Value Windows | NonEquip | 20 |  | 20.9% | Tech/Econ | 10% | 0 | 0 | 0
Tech | Healthcare | Space Cooling | District chilled water piped | TRC | New | NN3912 | HVAC tune-up_RTU | HVAC tune-up_RTU | NonEquip | 5 | Packaged air conditioning units (RTUs) | 0% | Tech/Econ | 5% | 0 | 0 | 0
Tech | Healthcare | Space Cooling | District chilled water piped | TRC | New | NN3886 | HVAC tune-up | HVAC tune-up | NonEquip | 5 | Residential-type central air conditioners | 0% | Tech/Econ | 5% | 0 | 0 | 0
Tech | Healthcare | Space Cooling | District chilled water piped | TRC | New | NN3808 | Green Roof | Green Roof | NonEquip | 15 |  | 0.49% | Tech/Econ | 1.063% | 0 | 0 | 0
Tech | Healthcare | Space Cooling | District chilled water piped | TRC | New | NN3678 | Facility Energy Management System | Facility Energy Management System | NonEquip | 15 |  | 4.276% | Tech/Econ | 20% | 0 | 0 | 0
Tech | Healthcare | Space Cooling | District chilled water piped | TRC | New | NN3626 | Facility Commissioning | Facility Commissioning | NonEquip | 10 |  | 71.67% | Tech/Econ | 16% | 0 | 0 | 0
Tech | Healthcare | Space Cooling | District chilled water piped | TRC | New | NN3600 | Energy Recovery Ventilation System (ERV) | Energy Recovery Ventilation System (ERV) | NonEquip | 15 | Packaged air conditioning units (RTUs) | 0% | Tech/Econ | 9.935% | 0 | 0 | 0
Tech | Healthcare | Space Cooling | District chilled water piped | TRC | New | NN3522 | Duct Sealing Repair | Duct Sealing Repair | NonEquip | 15 |  | 0% | Tech/Econ | 12% | 0 | 0 | 0
Tech | Healthcare | Space Cooling | District chilled water piped | TRC | New | NN3470 | Duct Insulation | Duct Insulation | NonEquip | 15 |  | 0% | Tech/Econ | 2.045% | 0 | 0 | 0
Tech | Healthcare | Space Cooling | District chilled water piped | TRC | New | NN3418 | Dedicated Outdoor Air System on VRF unit | Dedicated Outdoor Air System on VRF unit | NonEquip | 15 | Residential-type central air conditioners | 0% | Tech/Econ | 17.5% | 0 | 0 | 0
Tech | Healthcare | Space Cooling | District chilled water piped | TRC | New | NN3366 | Cool Roof | Cool Roof | NonEquip | 15 |  | 72.32% | Tech/Econ | 1.364% | 0 | 0 | 0
Tech | Healthcare | Space Cooling | District chilled water piped | TRC | New | NN3314 | Chilled Water System - Variable Speed Drives | Chilled Water System - Variable Speed Drives | NonEquip | 13 | Central chillers inside | 0% | Tech/Econ | 24.74% | 0 | 0 | 0
Tech | Healthcare | Space Cooling | District chilled water piped | TRC | New | NN3288 | Chilled Water Controls Optimization | Chilled Water Controls Optimization | NonEquip | 10 | Central chillers inside | 0% | Tech/Econ | 12.5% | 0 | 0 | 0
Tech | Healthcare | Space Cooling | District chilled water piped | TRC | New | NN3210 | Ceiling Insulation(R2 to R38) | Ceiling Insulation(R2 to R38) | NonEquip | 20 |  | 0% | Tech/Econ | 12.52% | 0 | 0 | 0
Tech | Healthcare | Space Cooling | District chilled water piped | TRC | New | NN3106 | Ceiling Insulation(R12 to R38) | Ceiling Insulation(R12 to R38) | NonEquip | 20 |  | 0% | Tech/Econ | 1.507% | 0 | 0 | 0
Tech | Healthcare | Space Cooling | District chilled water piped | TRC | New | NN3054 | Airside Economizer | Airside Economizer | NonEquip | 10 | Packaged air conditioning units (RTUs) | 0% | Tech/Econ | 5.556% | 0 | 0 | 0
Tech | Healthcare | Space Cooling | District chilled water piped | TRC | Existing | NE5355 | Retro-Commissioning | Retro-Commissioning | NonEquip | 5 |  | 21.99% | Tech/Econ | 16% | 0 | 0 | 0
Tech | Healthcare | Space Cooling | District chilled water piped | TRC | Existing | NE4367 | Window Sun Protection | Window Sun Protection | NonEquip | 10 |  | 12.19% | Tech/Econ | 16% | 0 | 0 | 0
Tech | Healthcare | Space Cooling | District chilled water piped | TRC | Existing | NE4341 | Waterside Economizer | Waterside Economizer | NonEquip | 20 |  | 0% | Tech/Econ | 5.556% | 0 | 0 | 0
Tech | Healthcare | Space Cooling | District chilled water piped | TRC | Existing | NE4211 | Wall Insulation | Wall Insulation | NonEquip | 20 |  | 26.6% | Tech/Econ | 6.832% | 0 | 0 | 0
Tech | Healthcare | Space Cooling | District chilled water piped | TRC | Existing | NE4133 | Smart Thermostat | Smart Thermostat | NonEquip | 11 |  | 45.33% | Tech/Econ | 10% | 0 | 0 | 0
Tech | Healthcare | Space Cooling | District chilled water piped | TRC | Existing | NE4107 | Roof Insulation | Roof Insulation | NonEquip | 20 |  | 37.5% | Tech/Econ | 1.835% | 0 | 0 | 0
Tech | Healthcare | Space Cooling | District chilled water piped | TRC | Existing | NE4029 | Programmable Thermostat | Programmable Thermostat | NonEquip | 11 |  | 0% | Tech/Econ | 3.6% | 0 | 0 | 0
Tech | Healthcare | Space Cooling | District chilled water piped | TRC | Existing | NE3977 | Low U-Value Windows | Low U-Value Windows | NonEquip | 20 |  | 8.361% | Tech/Econ | 46% | 0 | 0 | 0
Tech | Healthcare | Space Cooling | District chilled water piped | TRC | Existing | NE3899 | HVAC tune-up_RTU | HVAC tune-up_RTU | NonEquip | 5 | Packaged air conditioning units (RTUs) | 0% | Tech/Econ | 5% | 0 | 0 | 0
Tech | Healthcare | Space Cooling | District chilled water piped | TRC | Existing | NE3873 | HVAC tune-up | HVAC tune-up | NonEquip | 5 | Residential-type central air conditioners | 0% | Tech/Econ | 5% | 0 | 0 | 0
Tech | Healthcare | Space Cooling | District chilled water piped | TRC | Existing | NE3795 | Green Roof | Green Roof | NonEquip | 15 |  | 0.098% | Tech/Econ | 1.063% | 0 | 0 | 0
Tech | Healthcare | Space Cooling | District chilled water piped | TRC | Existing | NE3743 | Floor Insulation | Floor Insulation | NonEquip | 20 |  | 5.25% | Tech/Econ | 0.4814% | 0 | 0 | 0
Tech | Healthcare | Space Cooling | District chilled water piped | TRC | Existing | NE3665 | Facility Energy Management System | Facility Energy Management System | NonEquip | 15 |  | 0.5043% | Tech/Econ | 20% | 0 | 0 | 0
Tech | Healthcare | Space Cooling | District chilled water piped | TRC | Existing | NE3587 | Energy Recovery Ventilation System (ERV) | Energy Recovery Ventilation System (ERV) | NonEquip | 15 | Packaged air conditioning units (RTUs) | 0% | Tech/Econ | 9.935% | 0 | 0 | 0
Tech | Healthcare | Space Cooling | District chilled water piped | TRC | Existing | NE3509 | Duct Sealing Repair | Duct Sealing Repair | NonEquip | 15 |  | 0% | Tech/Econ | 12% | 0 | 0 | 0
Tech | Healthcare | Space Cooling | District chilled water piped | TRC | Existing | NE3457 | Duct Insulation | Duct Insulation | NonEquip | 15 |  | 0% | Tech/Econ | 2.045% | 0 | 0 | 0
Tech | Healthcare | Space Cooling | District chilled water piped | TRC | Existing | NE3405 | Dedicated Outdoor Air System on VRF unit | Dedicated Outdoor Air System on VRF unit | NonEquip | 15 | Residential-type central air conditioners | 0% | Tech/Econ | 17.5% | 0 | 0 | 0
Tech | Healthcare | Space Cooling | District chilled water piped | TRC | Existing | NE3353 | Cool Roof | Cool Roof | NonEquip | 15 |  | 72.71% | Tech/Econ | 1.364% | 0 | 0 | 0
Tech | Healthcare | Space Cooling | District chilled water piped | TRC | Existing | NE3301 | Chilled Water System - Variable Speed Drives | Chilled Water System - Variable Speed Drives | NonEquip | 13 | Central chillers inside | 0% | Tech/Econ | 24.74% | 0 | 0 | 0
Tech | Healthcare | Space Cooling | District chilled water piped | TRC | Existing | NE3275 | Chilled Water Controls Optimization | Chilled Water Controls Optimization | NonEquip | 10 | Central chillers inside | 0% | Tech/Econ | 12.5% | 0 | 0 | 0
Tech | Healthcare | Space Cooling | District chilled water piped | TRC | Existing | NE3197 | Ceiling Insulation(R2 to R38) | Ceiling Insulation(R2 to R38) | NonEquip | 20 |  | 45.6% | Tech/Econ | 12.52% | 0 | 0 | 0
Tech | Healthcare | Space Cooling | District chilled water piped | TRC | Existing | NE3145 | Ceiling Insulation(R19 to R38) | Ceiling Insulation(R19 to R38) | NonEquip | 20 |  | 22.8% | Tech/Econ | 0.6954% | 0 | 0 | 0
Tech | Healthcare | Space Cooling | District chilled water piped | TRC | Existing | NE3093 | Ceiling Insulation(R12 to R38) | Ceiling Insulation(R12 to R38) | NonEquip | 20 |  | 34.2% | Tech/Econ | 1.507% | 0 | 0 | 0
Tech | Healthcare | Space Cooling | District chilled water piped | TRC | Existing | NE3041 | Airside Economizer | Airside Economizer | NonEquip | 10 | Packaged air conditioning units (RTUs) | 0% | Tech/Econ | 5.556% | 0 | 0 | 0
Tech | Healthcare | Space Cooling | District chilled water piped | TRC | Turnover | ET941 | High Efficiency Chiller (Air Cooled, 50 tons) | High Efficiency Chiller (Air Cooled, 50 tons) | Equip | 20 | District chilled water piped | 28.37% | Tech/Econ | 8.759% | 0 | 0 | 0
Tech | Healthcare | Space Cooling | District chilled water piped | TRC | Turnover | ET1097 | High Efficiency Chiller (Water cooled-positive displacement, 100 tons) | High Efficiency Chiller (Water cooled-positive displacement, 100 tons) | Equip | 20 | District chilled water piped | 28.37% | Tech/Econ | 2.683% | 0 | 0 | 0
Tech | Healthcare | Space Cooling | District chilled water piped | TRC | Turnover | ET1019 | High Efficiency Chiller (Water cooled-centrifugal, 200 tons) | High Efficiency Chiller (Water cooled-centrifugal, 200 tons) | Equip | 20 | District chilled water piped | 28.37% | Tech/Econ | 4.362% | 0 | 0 | 0
Tech | Healthcare | Space Cooling | District chilled water piped | TRC | New | EN967 | High Efficiency Chiller (Air Cooled, 50 tons) | High Efficiency Chiller (Air Cooled, 50 tons) | Equip | 20 | District chilled water piped | 28.37% | Tech/Econ | 8.759% | 0 | 0 | 0
Tech | Healthcare | Space Cooling | District chilled water piped | TRC | New | EN1123 | High Efficiency Chiller (Water cooled-positive displacement, 100 tons) | High Efficiency Chiller (Water cooled-positive displacement, 100 tons) | Equip | 20 | District chilled water piped | 28.37% | Tech/Econ | 2.683% | 0 | 0 | 0
Tech | Healthcare | Space Cooling | District chilled water piped | TRC | New | EN1045 | High Efficiency Chiller (Water cooled-centrifugal, 200 tons) | High Efficiency Chiller (Water cooled-centrifugal, 200 tons) | Equip | 20 | District chilled water piped | 28.37% | Tech/Econ | 4.362% | 0 | 0 | 0
Tech | Healthcare | Refrigeration | Display cases | TRC | New | NN5316 | Retro-Commissioning | Retro-Commissioning | NonEquip | 5 |  | 0% | Tech/Econ | 16% | 0 | 0 | 0
Tech | Healthcare | Refrigeration | Display cases | TRC | New | NN4900 | Strip Curtains for Walk-ins | Strip Curtains for Walk-ins | NonEquip | 4 | Walk-in cooler | 0% | Tech/Econ | 2.115% | 0 | 0 | 0
Tech | Healthcare | Refrigeration | Display cases | TRC | New | NN4874 | Refrigerated Display Case Lighting Controls | Refrigerated Display Case Lighting Controls | NonEquip | 8 | Display cases | 0% | Tech/Econ | 0.9365% | 0 | 0 | 0
Tech | Healthcare | Refrigeration | Display cases | TRC | New | NN4848 | PSC to ECM Evaporator Fan Motor (Walk-In, Refrigerator) | PSC to ECM Evaporator Fan Motor (Walk-In, Refrigerator) | NonEquip | 15 | Walk-in cooler | 0% | Tech/Econ | 37.5% | 0 | 0 | 0
Tech | Healthcare | Refrigeration | Display cases | TRC | New | NN4822 | PSC to ECM Evaporator Fan Motor (Reach-In) | PSC to ECM Evaporator Fan Motor (Reach-In) | NonEquip | 15 | Display cases | 68.68% | Tech/Econ | 37.5% | 84.2395 | 0.010922 | 0.0091486
Tech | Healthcare | Refrigeration | Display cases | TRC | New | NN4796 | Night Covers for Display Cases | Night Covers for Display Cases | NonEquip | 5 | Display cases | 0% | Tech/Econ | 1.877% | 0 | 0 | 0
Tech | Healthcare | Refrigeration | Display cases | TRC | New | NN4770 | High R-Value Glass Doors | High R-Value Glass Doors | NonEquip | 12 | Display cases | 0% | Tech/Econ | 0% | 0 | 0 | 0
Tech | Healthcare | Refrigeration | Display cases | TRC | New | NN4744 | High Efficiency Refrigeration Compressor | High Efficiency Refrigeration Compressor | NonEquip | 13 | Display cases | 4.199% | Tech/Econ | 6.922% | 0.70586 | 9.1518e-05 | 7.6658e-05
Tech | Healthcare | Refrigeration | Display cases | TRC | New | NN4718 | Freezer-Cooler Replacement Gaskets | Freezer-Cooler Replacement Gaskets | NonEquip | 4 | Display cases | 0% | Tech/Econ | 0% | 0 | 0 | 0
Tech | Healthcare | Refrigeration | Display cases | TRC | New | NN4692 | Floating Head Pressure Controls | Floating Head Pressure Controls | NonEquip | 15 |  | 26.46% | Tech/Econ | 6.05% | 3.8762 | 0.00050257 | 0.00042097
Tech | Healthcare | Refrigeration | Display cases | TRC | New | NN4666 | Demand Defrost | Demand Defrost | NonEquip | 10 | Walk-in cooler | 0% | Tech/Econ | 30% | 0 | 0 | 0
Tech | Healthcare | Refrigeration | Display cases | TRC | New | NN4640 | Automatic Door Closer for Walk-in Coolers and Freezers | Automatic Door Closer for Walk-in Coolers and Freezers | NonEquip | 8 | Walk-in cooler | 0% | Tech/Econ | 3.131% | 0 | 0 | 0
Tech | Healthcare | Refrigeration | Display cases | TRC | New | NN4614 | Anti-Sweat Controls | Anti-Sweat Controls | NonEquip | 8 | Display cases | 0% | Tech/Econ | 85% | 0 | 0 | 0
Tech | Healthcare | Refrigeration | Display cases | TRC | Existing | NE5303 | Retro-Commissioning | Retro-Commissioning | NonEquip | 5 |  | 21.99% | Tech/Econ | 16% | 1094.2369 | 0.18294 | 0.56718
Tech | Healthcare | Refrigeration | Display cases | TRC | Existing | NE4887 | Strip Curtains for Walk-ins | Strip Curtains for Walk-ins | NonEquip | 4 | Walk-in cooler | 0% | Tech/Econ | 2.115% | 0 | 0 | 0
Tech | Healthcare | Refrigeration | Display cases | TRC | Existing | NE4861 | Refrigerated Display Case Lighting Controls | Refrigerated Display Case Lighting Controls | NonEquip | 8 | Display cases | 0% | Tech/Econ | 2.524% | 0 | 0 | 0
Tech | Healthcare | Refrigeration | Display cases | TRC | Existing | NE4835 | PSC to ECM Evaporator Fan Motor (Walk-In, Refrigerator) | PSC to ECM Evaporator Fan Motor (Walk-In, Refrigerator) | NonEquip | 15 | Walk-in cooler | 0% | Tech/Econ | 37.5% | 0 | 0 | 0
Tech | Healthcare | Refrigeration | Display cases | TRC | Existing | NE4809 | PSC to ECM Evaporator Fan Motor (Reach-In) | PSC to ECM Evaporator Fan Motor (Reach-In) | NonEquip | 15 | Display cases | 17.17% | Tech/Econ | 37.5% | 2161.6186 | 0.28026 | 0.23476
Tech | Healthcare | Refrigeration | Display cases | TRC | Existing | NE4783 | Night Covers for Display Cases | Night Covers for Display Cases | NonEquip | 5 | Display cases | 0% | Tech/Econ | 1.877% | 0 | 0 | 0
Tech | Healthcare | Refrigeration | Display cases | TRC | Existing | NE4757 | High R-Value Glass Doors | High R-Value Glass Doors | NonEquip | 12 | Display cases | 0% | Tech/Econ | 23.81% | 0 | 0 | 0
Tech | Healthcare | Refrigeration | Display cases | TRC | Existing | NE4731 | High Efficiency Refrigeration Compressor | High Efficiency Refrigeration Compressor | NonEquip | 13 | Display cases | 14.15% | Tech/Econ | 6.922% | 307.7177 | 0.039897 | 0.033419
Tech | Healthcare | Refrigeration | Display cases | TRC | Existing | NE4705 | Freezer-Cooler Replacement Gaskets | Freezer-Cooler Replacement Gaskets | NonEquip | 4 | Display cases | 63.61% | Tech/Econ | 3.131% | 588.0177 | 0.07624 | 0.06386
Tech | Healthcare | Refrigeration | Display cases | TRC | Existing | NE4679 | Floating Head Pressure Controls | Floating Head Pressure Controls | NonEquip | 15 |  | 26.46% | Tech/Econ | 6.05% | 480.3946 | 0.062286 | 0.052172
Tech | Healthcare | Refrigeration | Display cases | TRC | Existing | NE4653 | Demand Defrost | Demand Defrost | NonEquip | 10 | Walk-in cooler | 0% | Tech/Econ | 30% | 0 | 0 | 0
Tech | Healthcare | Refrigeration | Display cases | TRC | Existing | NE4627 | Automatic Door Closer for Walk-in Coolers and Freezers | Automatic Door Closer for Walk-in Coolers and Freezers | NonEquip | 8 | Walk-in cooler | 0% | Tech/Econ | 3.131% | 0 | 0 | 0
Tech | Healthcare | Refrigeration | Display cases | TRC | Existing | NE4601 | Anti-Sweat Controls | Anti-Sweat Controls | NonEquip | 8 | Display cases | 9.21% | Tech/Econ | 85% | 2851.3579 | 0.36969 | 0.30966
Tech | Healthcare | Refrigeration | Display cases | TRC | Turnover | ET2612 | Refrigerated Display Case LED Lighting | Refrigerated Display Case LED Lighting | Equip | 8 | Display cases | 0% | Tech/Econ | 6.613% | 0 | 0 | 0
Tech | Healthcare | Refrigeration | Display cases | TRC | Turnover | ET2456 | Energy Star Commercial Solid Door Refrigerator | Energy Star Commercial Solid Door Refrigerator | Equip | 12 | Display cases | 0% | Tech/Econ | 50.28% | 0 | 0 | 0
Tech | Healthcare | Refrigeration | Display cases | TRC | Turnover | ET2417 | Energy Star Commercial Solid Door Freezer | Energy Star Commercial Solid Door Freezer | Equip | 12 | Display cases | 0% | Tech/Econ | 42.11% | 0 | 0 | 0
Tech | Healthcare | Refrigeration | Display cases | TRC | Turnover | ET2378 | Energy Star Commercial Glass Door Refrigerator | Energy Star Commercial Glass Door Refrigerator | Equip | 12 | Display cases | 0% | Tech/Econ | 37.88% | 0 | 0 | 0
Tech | Healthcare | Refrigeration | Display cases | TRC | Turnover | ET2339 | Energy Star Commercial Glass Door Freezer | Energy Star Commercial Glass Door Freezer | Equip | 12 | Display cases | 0% | Tech/Econ | 40.57% | 0 | 0 | 0
Tech | Healthcare | Refrigeration | Display cases | TRC | New | EN2638 | Refrigerated Display Case LED Lighting | Refrigerated Display Case LED Lighting | Equip | 8 | Display cases | 0% | Tech/Econ | 0% | 0 | 0 | 0
Tech | Healthcare | Refrigeration | Display cases | TRC | New | EN2482 | Energy Star Commercial Solid Door Refrigerator | Energy Star Commercial Solid Door Refrigerator | Equip | 12 | Display cases | 0% | Tech/Econ | 50.28% | 0 | 0 | 0
Tech | Healthcare | Refrigeration | Display cases | TRC | New | EN2443 | Energy Star Commercial Solid Door Freezer | Energy Star Commercial Solid Door Freezer | Equip | 12 | Display cases | 0% | Tech/Econ | 42.11% | 0 | 0 | 0
Tech | Healthcare | Refrigeration | Display cases | TRC | New | EN2404 | Energy Star Commercial Glass Door Refrigerator | Energy Star Commercial Glass Door Refrigerator | Equip | 12 | Display cases | 0% | Tech/Econ | 37.88% | 0 | 0 | 0
Tech | Healthcare | Refrigeration | Display cases | TRC | New | EN2365 | Energy Star Commercial Glass Door Freezer | Energy Star Commercial Glass Door Freezer | Equip | 12 | Display cases | 0% | Tech/Econ | 40.57% | 0 | 0 | 0
Tech | Healthcare | Cooking | Cooking Other | TRC | Turnover | ET5 | Efficient Exhaust Hood | Efficient Exhaust Hood | Equip | 15 | Cooking Other | 10.98% | Tech/Econ | 42.5% | 59036.8308 | 12.9066 | 5.0658
Tech | Healthcare | Cooking | Cooking Other | TRC | Turnover | ET239 | Induction Cooktops | Induction Cooktops | Equip | 10 | Cooking Other | 14.15% | Tech/Econ | 18.82% | 32129.2811 | 6.9279 | 2.8527
Tech | Healthcare | Cooking | Cooking Other | TRC | Turnover | ET161 | Energy Star Hot Food Holding Cabinet | Energy Star Hot Food Holding Cabinet | Equip | 12 | Cooking Other | 26.95% | Tech/Econ | 52.67% | 209253.382 | 38.5365 | 18.6467
Tech | Healthcare | Cooking | Cooking Other | TRC | Turnover | ET122 | Energy Star Griddle | Energy Star Griddle | Equip | 12 | Cooking Other | 41% | Tech/Econ | 12.08% | 58124.8568 | 9.6044 | 2.458
Tech | Healthcare | Cooking | Cooking Other | TRC | New | EN31 | Efficient Exhaust Hood | Efficient Exhaust Hood | Equip | 15 | Cooking Other | 10.98% | Tech/Econ | 42.5% | 530.1461 | 0.1159 | 0.045491
Tech | Healthcare | Cooking | Cooking Other | TRC | New | EN265 | Induction Cooktops | Induction Cooktops | Equip | 10 | Cooking Other | 14.15% | Tech/Econ | 18.82% | 288.5184 | 0.062212 | 0.025617
Tech | Healthcare | Cooking | Cooking Other | TRC | New | EN187 | Energy Star Hot Food Holding Cabinet | Energy Star Hot Food Holding Cabinet | Equip | 12 | Cooking Other | 26.95% | Tech/Econ | 52.67% | 1879.0789 | 0.34606 | 0.16745
Tech | Healthcare | Cooking | Cooking Other | TRC | New | EN148 | Energy Star Griddle | Energy Star Griddle | Equip | 12 | Cooking Other | 41% | Tech/Econ | 12.08% | 521.9566 | 0.086246 | 0.022073
Tech | Healthcare | Office Equipment | Computers | TRC | New | NN4588 | Smart Strip Plug Outlet | Smart Strip Plug Outlet | NonEquip | 4 |  | 43.9% | Tech/Econ | 1.187% | 70.816 | 0.01053 | 0.0073181
Tech | Healthcare | Office Equipment | Computers | TRC | New | NN4562 | Network PC Power Management | Network PC Power Management | NonEquip | 5 | Computers | 22.4% | Tech/Econ | 56.5% | 2320.9978 | 0.34525 | 0.24045
Tech | Healthcare | Office Equipment | Computers | TRC | Existing | NE4575 | Smart Strip Plug Outlet | Smart Strip Plug Outlet | NonEquip | 4 |  | 43.9% | Tech/Econ | 1.187% | 7886.0392 | 1.1726 | 0.81494
Tech | Healthcare | Office Equipment | Computers | TRC | Existing | NE4549 | Network PC Power Management | Network PC Power Management | NonEquip | 5 | Computers | 22.4% | Tech/Econ | 56.5% | 258465.2672 | 38.4467 | 26.7761
Tech | Healthcare | Office Equipment | Computers | TRC | Turnover | ET2183 | Energy Star PCs | Energy Star PCs | Equip | 4 | Computers | 35% | Tech/Econ | 43.34% | 270645.8305 | 38.5449 | 14.9507
Tech | Healthcare | Office Equipment | Computers | TRC | New | EN2209 | Energy Star PCs | Energy Star PCs | Equip | 4 | Computers | 35% | Tech/Econ | 43.34% | 2430.3783 | 0.34613 | 0.13426
Tech | Healthcare | Domestic Hot Water | Centralized water heaters | TRC | New | NN5420 | Retro-Commissioning | Retro-Commissioning | NonEquip | 5 |  | 0% | Tech/Econ | 16% | 0 | 0 | 0
Tech | Healthcare | Domestic Hot Water | Centralized water heaters | TRC | New | NN2924 | Thermostatic Shower Restriction Valve | Thermostatic Shower Restriction Valve | NonEquip | 10 | Centralized water heaters | 0% | Tech/Econ | 8.943% | 0 | 0 | 0
Tech | Healthcare | Domestic Hot Water | Centralized water heaters | TRC | New | NN2898 | Tank Wrap on Water Heater | Tank Wrap on Water Heater | NonEquip | 7 | Centralized water heaters | 55.99% | Tech/Econ | 2.633% | 0 | 0 | 0
Tech | Healthcare | Domestic Hot Water | Centralized water heaters | TRC | New | NN2872 | Low-Flow Pre-Rinse Sprayers | Low-Flow Pre-Rinse Sprayers | NonEquip | 5 | Centralized water heaters | 0% | Tech/Econ | 23.66% | 0 | 0 | 0
Tech | Healthcare | Domestic Hot Water | Centralized water heaters | TRC | New | NN2846 | Low Flow Shower Head | Low Flow Shower Head | NonEquip | 10 | Centralized water heaters | 74.65% | Tech/Econ | 1.812% | 0 | 0 | 0
Tech | Healthcare | Domestic Hot Water | Centralized water heaters | TRC | New | NN2820 | Hot Water Pipe Insulation | Hot Water Pipe Insulation | NonEquip | 13 | Centralized water heaters | 22.45% | Tech/Econ | 14.14% | 658.0259 | 0.073512 | 0.082617
Tech | Healthcare | Domestic Hot Water | Centralized water heaters | TRC | New | NN2794 | Hot Water Circulation Pump Control | Hot Water Circulation Pump Control | NonEquip | 15 | Centralized water heaters | 0% | Tech/Econ | 6.788% | 0 | 0 | 0
Tech | Healthcare | Domestic Hot Water | Centralized water heaters | TRC | New | NN2768 | Faucet Aerator | Faucet Aerator | NonEquip | 10 | Centralized water heaters | 23.64% | Tech/Econ | 2.561% | 0 | 0 | 0
Tech | Healthcare | Domestic Hot Water | Centralized water heaters | TRC | New | NN2742 | Drain Water Heat Recovery | Drain Water Heat Recovery | NonEquip | 15 | Centralized water heaters | 22.45% | Tech/Econ | 12.27% | 21.3298 | 0.005163 | 0.0024552
Tech | Healthcare | Domestic Hot Water | Centralized water heaters | TRC | Existing | NE5407 | Retro-Commissioning | Retro-Commissioning | NonEquip | 5 |  | 21.99% | Tech/Econ | 16% | 81225.5629 | 13.5794 | 42.1016
Tech | Healthcare | Domestic Hot Water | Centralized water heaters | TRC | Existing | NE2911 | Thermostatic Shower Restriction Valve | Thermostatic Shower Restriction Valve | NonEquip | 10 | Centralized water heaters | 74.65% | Tech/Econ | 8.555% | 140973.3411 | 12.9964 | 33.9739
Tech | Healthcare | Domestic Hot Water | Centralized water heaters | TRC | Existing | NE2885 | Tank Wrap on Water Heater | Tank Wrap on Water Heater | NonEquip | 7 | Centralized water heaters | 55.99% | Tech/Econ | 2.633% | 29072.5714 | 2.9122 | 2.9712
Tech | Healthcare | Domestic Hot Water | Centralized water heaters | TRC | Existing | NE2859 | Low-Flow Pre-Rinse Sprayers | Low-Flow Pre-Rinse Sprayers | NonEquip | 5 | Centralized water heaters | 0% | Tech/Econ | 22.56% | 0 | 0 | 0
Tech | Healthcare | Domestic Hot Water | Centralized water heaters | TRC | Existing | NE2833 | Low Flow Shower Head | Low Flow Shower Head | NonEquip | 10 | Centralized water heaters | 74.65% | Tech/Econ | 1.733% | 24997.9713 | 2.3046 | 6.0244
Tech | Healthcare | Domestic Hot Water | Centralized water heaters | TRC | Existing | NE2807 | Hot Water Pipe Insulation | Hot Water Pipe Insulation | NonEquip | 13 | Centralized water heaters | 4.299% | Tech/Econ | 13.52% | 12948.3456 | 1.4465 | 1.6257
Tech | Healthcare | Domestic Hot Water | Centralized water heaters | TRC | Existing | NE2781 | Hot Water Circulation Pump Control | Hot Water Circulation Pump Control | NonEquip | 15 | Centralized water heaters | 70.18% | Tech/Econ | 6.494% | 94161.2689 | 4.4784 | 4.7046
Tech | Healthcare | Domestic Hot Water | Centralized water heaters | TRC | Existing | NE2755 | Faucet Aerator | Faucet Aerator | NonEquip | 10 | Centralized water heaters | 23.64% | Tech/Econ | 2.45% | 11251.884 | 2.3451 | 1.4123
Tech | Healthcare | Domestic Hot Water | Centralized water heaters | TRC | Existing | NE2729 | Drain Water Heat Recovery | Drain Water Heat Recovery | NonEquip | 15 | Centralized water heaters | 2.67% | Tech/Econ | 12.27% | 7256.4983 | 1.7565 | 0.83526
Tech | Healthcare | Domestic Hot Water | Centralized water heaters | TRC | Turnover | ET434 | Solar Water Heater | Solar Water Heater | Equip | 15 | Centralized water heaters | 8.511% | Tech/Econ | 76.67% | 235970.9097 | 17.6369 | 2.4761
Tech | Healthcare | Domestic Hot Water | Centralized water heaters | TRC | Turnover | ET356 | Heat Pump Water Heater | Heat Pump Water Heater | Equip | 10 | Centralized water heaters | 38.47% | Tech/Econ | 65.32% | 849478.7856 | 143.5564 | 95.4823
Tech | Healthcare | Domestic Hot Water | Centralized water heaters | TRC | Turnover | ET278 | Energy Star Commercial Dishwasher | Energy Star Commercial Dishwasher | Equip | 15 | Centralized water heaters | 29.7% | Tech/Econ | 29.58% | 222379.8515 | 16.1362 | -0.0017168
Tech | Healthcare | Domestic Hot Water | Centralized water heaters | TRC | New | EN460 | Solar Water Heater | Solar Water Heater | Equip | 15 | Centralized water heaters | 8.511% | Tech/Econ | 76.67% | 2119.0002 | 0.15838 | 0.022235
Tech | Healthcare | Domestic Hot Water | Centralized water heaters | TRC | New | EN382 | Heat Pump Water Heater | Heat Pump Water Heater | Equip | 10 | Centralized water heaters | 38.47% | Tech/Econ | 65.32% | 7628.2526 | 1.2891 | 0.85742
Tech | Healthcare | Domestic Hot Water | Centralized water heaters | TRC | New | EN304 | Energy Star Commercial Dishwasher | Energy Star Commercial Dishwasher | Equip | 15 | Centralized water heaters | 29.7% | Tech/Econ | 29.58% | 1996.9536 | 0.1449 | -1.5416e-05
Tech | Healthcare | Space Cooling | Central chillers inside | TRC | New | NN5368 | Retro-Commissioning | Retro-Commissioning | NonEquip | 5 |  | 0% | Tech/Econ | 16% | 0 | 0 | 0
Tech | Healthcare | Space Cooling | Central chillers inside | TRC | New | NN4380 | Window Sun Protection | Window Sun Protection | NonEquip | 10 |  | 15.35% | Tech/Econ | 16% | 0 | 0 | 0
Tech | Healthcare | Space Cooling | Central chillers inside | TRC | New | NN4354 | Waterside Economizer | Waterside Economizer | NonEquip | 20 |  | 0% | Tech/Econ | 5.556% | 0 | 0 | 0
Tech | Healthcare | Space Cooling | Central chillers inside | TRC | New | NN4146 | Smart Thermostat | Smart Thermostat | NonEquip | 11 |  | 45.33% | Tech/Econ | 10% | 0 | 0 | 0
Tech | Healthcare | Space Cooling | Central chillers inside | TRC | New | NN4042 | Programmable Thermostat | Programmable Thermostat | NonEquip | 11 |  | 0% | Tech/Econ | 3.6% | 0 | 0 | 0
Tech | Healthcare | Space Cooling | Central chillers inside | TRC | New | NN3990 | Low U-Value Windows | Low U-Value Windows | NonEquip | 20 |  | 20.9% | Tech/Econ | 10% | 0 | 0 | 0
Tech | Healthcare | Space Cooling | Central chillers inside | TRC | New | NN3912 | HVAC tune-up_RTU | HVAC tune-up_RTU | NonEquip | 5 | Packaged air conditioning units (RTUs) | 0% | Tech/Econ | 5% | 0 | 0 | 0
Tech | Healthcare | Space Cooling | Central chillers inside | TRC | New | NN3886 | HVAC tune-up | HVAC tune-up | NonEquip | 5 | Residential-type central air conditioners | 0% | Tech/Econ | 5% | 0 | 0 | 0
Tech | Healthcare | Space Cooling | Central chillers inside | TRC | New | NN3808 | Green Roof | Green Roof | NonEquip | 15 |  | 0.49% | Tech/Econ | 1.063% | 0 | 0 | 0
Tech | Healthcare | Space Cooling | Central chillers inside | TRC | New | NN3678 | Facility Energy Management System | Facility Energy Management System | NonEquip | 15 |  | 4.276% | Tech/Econ | 20% | 0 | 0 | 0
Tech | Healthcare | Space Cooling | Central chillers inside | TRC | New | NN3626 | Facility Commissioning | Facility Commissioning | NonEquip | 10 |  | 71.67% | Tech/Econ | 16% | 0 | 0 | 0
Tech | Healthcare | Space Cooling | Central chillers inside | TRC | New | NN3600 | Energy Recovery Ventilation System (ERV) | Energy Recovery Ventilation System (ERV) | NonEquip | 15 | Packaged air conditioning units (RTUs) | 0% | Tech/Econ | 9.935% | 0 | 0 | 0
Tech | Healthcare | Space Cooling | Central chillers inside | TRC | New | NN3522 | Duct Sealing Repair | Duct Sealing Repair | NonEquip | 15 |  | 0% | Tech/Econ | 12% | 0 | 0 | 0
Tech | Healthcare | Space Cooling | Central chillers inside | TRC | New | NN3470 | Duct Insulation | Duct Insulation | NonEquip | 15 |  | 0% | Tech/Econ | 2.045% | 0 | 0 | 0
Tech | Healthcare | Space Cooling | Central chillers inside | TRC | New | NN3418 | Dedicated Outdoor Air System on VRF unit | Dedicated Outdoor Air System on VRF unit | NonEquip | 15 | Residential-type central air conditioners | 0% | Tech/Econ | 17.5% | 0 | 0 | 0
Tech | Healthcare | Space Cooling | Central chillers inside | TRC | New | NN3366 | Cool Roof | Cool Roof | NonEquip | 15 |  | 72.32% | Tech/Econ | 1.364% | 0 | 0 | 0
Tech | Healthcare | Space Cooling | Central chillers inside | TRC | New | NN3314 | Chilled Water System - Variable Speed Drives | Chilled Water System - Variable Speed Drives | NonEquip | 13 | Central chillers inside | 73.99% | Tech/Econ | 24.74% | 0 | 0 | 0
Tech | Healthcare | Space Cooling | Central chillers inside | TRC | New | NN3288 | Chilled Water Controls Optimization | Chilled Water Controls Optimization | NonEquip | 10 | Central chillers inside | 34.04% | Tech/Econ | 12.5% | 0 | 0 | 0
Tech | Healthcare | Space Cooling | Central chillers inside | TRC | New | NN3210 | Ceiling Insulation(R2 to R38) | Ceiling Insulation(R2 to R38) | NonEquip | 20 |  | 0% | Tech/Econ | 12.52% | 0 | 0 | 0
Tech | Healthcare | Space Cooling | Central chillers inside | TRC | New | NN3106 | Ceiling Insulation(R12 to R38) | Ceiling Insulation(R12 to R38) | NonEquip | 20 |  | 0% | Tech/Econ | 1.507% | 0 | 0 | 0
Tech | Healthcare | Space Cooling | Central chillers inside | TRC | New | NN3054 | Airside Economizer | Airside Economizer | NonEquip | 10 | Packaged air conditioning units (RTUs) | 0% | Tech/Econ | 5.556% | 0 | 0 | 0
Tech | Healthcare | Space Cooling | Central chillers inside | TRC | Existing | NE5355 | Retro-Commissioning | Retro-Commissioning | NonEquip | 5 |  | 21.99% | Tech/Econ | 16% | 0 | 0 | 0
Tech | Healthcare | Space Cooling | Central chillers inside | TRC | Existing | NE4367 | Window Sun Protection | Window Sun Protection | NonEquip | 10 |  | 12.19% | Tech/Econ | 16% | 0 | 0 | 0
Tech | Healthcare | Space Cooling | Central chillers inside | TRC | Existing | NE4341 | Waterside Economizer | Waterside Economizer | NonEquip | 20 |  | 0% | Tech/Econ | 5.556% | 0 | 0 | 0
Tech | Healthcare | Space Cooling | Central chillers inside | TRC | Existing | NE4211 | Wall Insulation | Wall Insulation | NonEquip | 20 |  | 26.6% | Tech/Econ | 6.832% | 0 | 0 | 0
Tech | Healthcare | Space Cooling | Central chillers inside | TRC | Existing | NE4133 | Smart Thermostat | Smart Thermostat | NonEquip | 11 |  | 45.33% | Tech/Econ | 10% | 0 | 0 | 0
Tech | Healthcare | Space Cooling | Central chillers inside | TRC | Existing | NE4107 | Roof Insulation | Roof Insulation | NonEquip | 20 |  | 37.5% | Tech/Econ | 1.835% | 0 | 0 | 0
Tech | Healthcare | Space Cooling | Central chillers inside | TRC | Existing | NE4029 | Programmable Thermostat | Programmable Thermostat | NonEquip | 11 |  | 0% | Tech/Econ | 3.6% | 0 | 0 | 0
Tech | Healthcare | Space Cooling | Central chillers inside | TRC | Existing | NE3977 | Low U-Value Windows | Low U-Value Windows | NonEquip | 20 |  | 8.361% | Tech/Econ | 46% | 0 | 0 | 0
Tech | Healthcare | Space Cooling | Central chillers inside | TRC | Existing | NE3899 | HVAC tune-up_RTU | HVAC tune-up_RTU | NonEquip | 5 | Packaged air conditioning units (RTUs) | 0% | Tech/Econ | 5% | 0 | 0 | 0
Tech | Healthcare | Space Cooling | Central chillers inside | TRC | Existing | NE3873 | HVAC tune-up | HVAC tune-up | NonEquip | 5 | Residential-type central air conditioners | 0% | Tech/Econ | 5% | 0 | 0 | 0
Tech | Healthcare | Space Cooling | Central chillers inside | TRC | Existing | NE3795 | Green Roof | Green Roof | NonEquip | 15 |  | 0.098% | Tech/Econ | 1.063% | 0 | 0 | 0
Tech | Healthcare | Space Cooling | Central chillers inside | TRC | Existing | NE3743 | Floor Insulation | Floor Insulation | NonEquip | 20 |  | 5.25% | Tech/Econ | 0.4814% | 0 | 0 | 0
Tech | Healthcare | Space Cooling | Central chillers inside | TRC | Existing | NE3665 | Facility Energy Management System | Facility Energy Management System | NonEquip | 15 |  | 0.5043% | Tech/Econ | 20% | 0 | 0 | 0
Tech | Healthcare | Space Cooling | Central chillers inside | TRC | Existing | NE3587 | Energy Recovery Ventilation System (ERV) | Energy Recovery Ventilation System (ERV) | NonEquip | 15 | Packaged air conditioning units (RTUs) | 0% | Tech/Econ | 9.935% | 0 | 0 | 0
Tech | Healthcare | Space Cooling | Central chillers inside | TRC | Existing | NE3509 | Duct Sealing Repair | Duct Sealing Repair | NonEquip | 15 |  | 0% | Tech/Econ | 12% | 0 | 0 | 0
Tech | Healthcare | Space Cooling | Central chillers inside | TRC | Existing | NE3457 | Duct Insulation | Duct Insulation | NonEquip | 15 |  | 0% | Tech/Econ | 2.045% | 0 | 0 | 0
Tech | Healthcare | Space Cooling | Central chillers inside | TRC | Existing | NE3405 | Dedicated Outdoor Air System on VRF unit | Dedicated Outdoor Air System on VRF unit | NonEquip | 15 | Residential-type central air conditioners | 0% | Tech/Econ | 17.5% | 0 | 0 | 0
Tech | Healthcare | Space Cooling | Central chillers inside | TRC | Existing | NE3353 | Cool Roof | Cool Roof | NonEquip | 15 |  | 72.71% | Tech/Econ | 1.364% | 0 | 0 | 0
Tech | Healthcare | Space Cooling | Central chillers inside | TRC | Existing | NE3301 | Chilled Water System - Variable Speed Drives | Chilled Water System - Variable Speed Drives | NonEquip | 13 | Central chillers inside | 73.99% | Tech/Econ | 24.74% | 0 | 0 | 0
Tech | Healthcare | Space Cooling | Central chillers inside | TRC | Existing | NE3275 | Chilled Water Controls Optimization | Chilled Water Controls Optimization | NonEquip | 10 | Central chillers inside | 34.04% | Tech/Econ | 12.5% | 0 | 0 | 0
Tech | Healthcare | Space Cooling | Central chillers inside | TRC | Existing | NE3197 | Ceiling Insulation(R2 to R38) | Ceiling Insulation(R2 to R38) | NonEquip | 20 |  | 45.6% | Tech/Econ | 12.52% | 0 | 0 | 0
Tech | Healthcare | Space Cooling | Central chillers inside | TRC | Existing | NE3145 | Ceiling Insulation(R19 to R38) | Ceiling Insulation(R19 to R38) | NonEquip | 20 |  | 22.8% | Tech/Econ | 0.6954% | 0 | 0 | 0
Tech | Healthcare | Space Cooling | Central chillers inside | TRC | Existing | NE3093 | Ceiling Insulation(R12 to R38) | Ceiling Insulation(R12 to R38) | NonEquip | 20 |  | 34.2% | Tech/Econ | 1.507% | 0 | 0 | 0
Tech | Healthcare | Space Cooling | Central chillers inside | TRC | Existing | NE3041 | Airside Economizer | Airside Economizer | NonEquip | 10 | Packaged air conditioning units (RTUs) | 0% | Tech/Econ | 5.556% | 0 | 0 | 0
Tech | Healthcare | Space Cooling | Central chillers inside | TRC | Turnover | ET980 | High Efficiency Chiller (Water cooled-centrifugal, 200 tons) | High Efficiency Chiller (Water cooled-centrifugal, 200 tons) | Equip | 20 | Central chillers inside | 28.37% | Tech/Econ | 4.362% | 0 | 0 | 0
Tech | Healthcare | Space Cooling | Central chillers inside | TRC | Turnover | ET902 | High Efficiency Chiller (Air Cooled, 50 tons) | High Efficiency Chiller (Air Cooled, 50 tons) | Equip | 20 | Central chillers inside | 28.37% | Tech/Econ | 8.759% | 0 | 0 | 0
Tech | Healthcare | Space Cooling | Central chillers inside | TRC | Turnover | ET1058 | High Efficiency Chiller (Water cooled-positive displacement, 100 tons) | High Efficiency Chiller (Water cooled-positive displacement, 100 tons) | Equip | 20 | Central chillers inside | 28.37% | Tech/Econ | 2.683% | 0 | 0 | 0
Tech | Healthcare | Space Cooling | Central chillers inside | TRC | New | EN928 | High Efficiency Chiller (Air Cooled, 50 tons) | High Efficiency Chiller (Air Cooled, 50 tons) | Equip | 20 | Central chillers inside | 28.37% | Tech/Econ | 8.759% | 0 | 0 | 0
Tech | Healthcare | Space Cooling | Central chillers inside | TRC | New | EN1084 | High Efficiency Chiller (Water cooled-positive displacement, 100 tons) | High Efficiency Chiller (Water cooled-positive displacement, 100 tons) | Equip | 20 | Central chillers inside | 28.37% | Tech/Econ | 2.683% | 0 | 0 | 0
Tech | Healthcare | Space Cooling | Central chillers inside | TRC | New | EN1006 | High Efficiency Chiller (Water cooled-centrifugal, 200 tons) | High Efficiency Chiller (Water cooled-centrifugal, 200 tons) | Equip | 20 | Central chillers inside | 28.37% | Tech/Econ | 4.362% | 0 | 0 | 0
Tech | Healthcare | Ventilation and Circulation | Central air-handling unit | TRC | New | NN5394 | Retro-Commissioning | Retro-Commissioning | NonEquip | 5 |  | 0% | Tech/Econ | 16% | 0 | 0 | 0
Tech | Healthcare | Ventilation and Circulation | Central air-handling unit | TRC | New | NN4978 | VAV System | VAV System | NonEquip | 10 |  | 14.18% | Tech/Econ | 30% | 6638.5293 | 1.8894 | 1.9174
Tech | Healthcare | Ventilation and Circulation | Central air-handling unit | TRC | New | NN4952 | Demand Controlled Ventilation | Demand Controlled Ventilation | NonEquip | 10 |  | 23.39% | Tech/Econ | 23.08% | 8064.0799 | 0.83959 | 4.7269
Tech | Healthcare | Ventilation and Circulation | Central air-handling unit | TRC | New | NN4926 | CO Sensors for Parking Garage Exhaust | CO Sensors for Parking Garage Exhaust | NonEquip | 15 | Motor/Fan | 0% | Tech/Econ | 33% | 0 | 0 | 0
Tech | Healthcare | Ventilation and Circulation | Central air-handling unit | TRC | Existing | NE5381 | Retro-Commissioning | Retro-Commissioning | NonEquip | 5 |  | 21.99% | Tech/Econ | 16% | 553614.8973 | 92.5543 | 286.9549
Tech | Healthcare | Ventilation and Circulation | Central air-handling unit | TRC | Existing | NE4965 | VAV System | VAV System | NonEquip | 10 |  | 14.18% | Tech/Econ | 30% | 739263.6389 | 210.4048 | 213.5261
Tech | Healthcare | Ventilation and Circulation | Central air-handling unit | TRC | Existing | NE4939 | Demand Controlled Ventilation | Demand Controlled Ventilation | NonEquip | 10 |  | 23.39% | Tech/Econ | 23.08% | 898012.3191 | 93.4962 | 526.3839
Tech | Healthcare | Ventilation and Circulation | Central air-handling unit | TRC | Existing | NE4913 | CO Sensors for Parking Garage Exhaust | CO Sensors for Parking Garage Exhaust | NonEquip | 15 | Motor/Fan | 0% | Tech/Econ | 33% | 0 | 0 | 0
Tech | Healthcare | Interior Lighting | case lighting | TRC | New | NN5264 | Retro-Commissioning | Retro-Commissioning | NonEquip | 5 |  | 0% | Tech/Econ | 16% | 0 | 0 | 0
Tech | Healthcare | Interior Lighting | case lighting | TRC | New | NN4432 | Interior Lighting Controls | Interior Lighting Controls | NonEquip | 8 | Overhead (fluorescent/LED/CFL U-shape) | 0% | Tech/Econ | 28% | 0 | 0 | 0
Tech | Healthcare | Interior Lighting | case lighting | TRC | New | NN4406 | Bi-Level Lighting Control (Interior) | Bi-Level Lighting Control (Interior) | NonEquip | 8 | Overhead (fluorescent/LED/CFL U-shape) | 0% | Tech/Econ | 31% | 0 | 0 | 0
Tech | Healthcare | Interior Lighting | case lighting | TRC | New | NN3704 | Facility Energy Management System | Facility Energy Management System | NonEquip | 15 |  | 4.276% | Tech/Econ | 24% | 4.415 | 0.00092535 | 7.9572e-05
Tech | Healthcare | Interior Lighting | case lighting | TRC | Existing | NE5251 | Retro-Commissioning | Retro-Commissioning | NonEquip | 5 |  | 21.99% | Tech/Econ | 16% | 1683.5147 | 0.28145 | 0.87262
Tech | Healthcare | Interior Lighting | case lighting | TRC | Existing | NE4419 | Interior Lighting Controls | Interior Lighting Controls | NonEquip | 8 | Overhead (fluorescent/LED/CFL U-shape) | 0% | Tech/Econ | 28% | 0 | 0 | 0
Tech | Healthcare | Interior Lighting | case lighting | TRC | Existing | NE4393 | Bi-Level Lighting Control (Interior) | Bi-Level Lighting Control (Interior) | NonEquip | 8 | Overhead (fluorescent/LED/CFL U-shape) | 0% | Tech/Econ | 31% | 0 | 0 | 0
Tech | Healthcare | Interior Lighting | case lighting | TRC | Existing | NE3691 | Facility Energy Management System | Facility Energy Management System | NonEquip | 15 |  | 0.5043% | Tech/Econ | 24% | 57.9886 | 0.012154 | 0.0010451
Tech | Healthcare | Space Heating | Boilers | TRC | New | NN5342 | Retro-Commissioning | Retro-Commissioning | NonEquip | 5 |  | 0% | Tech/Econ | 16% | 0 | 0 | 0
Tech | Healthcare | Space Heating | Boilers | TRC | New | NN4328 | Water Cooled Refrigeration Heat Recovery | Water Cooled Refrigeration Heat Recovery | NonEquip | 20 |  | 0% | Tech/Econ | 10% | 0 | 0 | 0
Tech | Healthcare | Space Heating | Boilers | TRC | New | NN4276 | Warehouse Loading Dock Seals | Warehouse Loading Dock Seals | NonEquip | 18 |  | 0% | Tech/Econ | 0.1555% | 0 | 0 | 0
Tech | Healthcare | Space Heating | Boilers | TRC | New | NN4250 | Wall Insulation | Wall Insulation | NonEquip | 20 |  | 57% | Tech/Econ | 0% | 0 | 0 | 0
Tech | Healthcare | Space Heating | Boilers | TRC | New | NN4172 | Smart Thermostat | Smart Thermostat | NonEquip | 11 |  | 45.33% | Tech/Econ | 10% | 0 | 0 | 0
Tech | Healthcare | Space Heating | Boilers | TRC | New | NN4094 | Roof Insulation | Roof Insulation | NonEquip | 20 |  | 37.5% | Tech/Econ | 0.3214% | 0 | 0 | 0
Tech | Healthcare | Space Heating | Boilers | TRC | New | NN4068 | Programmable Thermostat | Programmable Thermostat | NonEquip | 11 |  | 0% | Tech/Econ | 3.6% | 0 | 0 | 0
Tech | Healthcare | Space Heating | Boilers | TRC | New | NN4016 | Low U-Value Windows | Low U-Value Windows | NonEquip | 20 |  | 20.9% | Tech/Econ | 10% | 0 | 0 | 0
Tech | Healthcare | Space Heating | Boilers | TRC | New | NN3938 | Infiltration Reduction - Air Sealing | Infiltration Reduction - Air Sealing | NonEquip | 11 |  | 0% | Tech/Econ | 0.07774% | 0 | 0 | 0
Tech | Healthcare | Space Heating | Boilers | TRC | New | NN3860 | Hotel Card Energy Control Systems | Hotel Card Energy Control Systems | NonEquip | 15 |  | 0% | Tech/Econ | 0% | 0 | 0 | 0
Tech | Healthcare | Space Heating | Boilers | TRC | New | NN3782 | Green Roof | Green Roof | NonEquip | 15 |  | 0.49% | Tech/Econ | 0.4968% | 0 | 0 | 0
Tech | Healthcare | Space Heating | Boilers | TRC | New | NN3730 | Floor Insulation | Floor Insulation | NonEquip | 20 |  | 13.12% | Tech/Econ | 0.1687% | 0 | 0 | 0
Tech | Healthcare | Space Heating | Boilers | TRC | New | NN3652 | Facility Energy Management System | Facility Energy Management System | NonEquip | 15 |  | 4.276% | Tech/Econ | 20% | 0 | 0 | 0
Tech | Healthcare | Space Heating | Boilers | TRC | New | NN3574 | ECM Motors on Furnaces | ECM Motors on Furnaces | NonEquip | 15 | Forced air furnace | 0% | Tech/Econ | 1.706% | 0 | 0 | 0
Tech | Healthcare | Space Heating | Boilers | TRC | New | NN3548 | Duct Sealing Repair | Duct Sealing Repair | NonEquip | 15 |  | 0% | Tech/Econ | 12% | 0 | 0 | 0
Tech | Healthcare | Space Heating | Boilers | TRC | New | NN3496 | Duct Insulation | Duct Insulation | NonEquip | 15 |  | 0% | Tech/Econ | 2.045% | 0 | 0 | 0
Tech | Healthcare | Space Heating | Boilers | TRC | New | NN3444 | Destratification Fans | Destratification Fans | NonEquip | 10 |  | 0% | Tech/Econ | 14.56% | 0 | 0 | 0
Tech | Healthcare | Space Heating | Boilers | TRC | New | NN3392 | Dedicated Outdoor Air System on VRF unit | Dedicated Outdoor Air System on VRF unit | NonEquip | 15 | Residential/split system heat pump | 0% | Tech/Econ | 10% | 0 | 0 | 0
Tech | Healthcare | Space Heating | Boilers | TRC | New | NN3340 | Cool Roof | Cool Roof | NonEquip | 15 |  | 72.32% | Tech/Econ | 0.1786% | 0 | 0 | 0
Tech | Healthcare | Space Heating | Boilers | TRC | New | NN3236 | Ceiling Insulation(R30 to R38) | Ceiling Insulation(R30 to R38) | NonEquip | 20 |  | 0% | Tech/Econ | 0.06497% | 0 | 0 | 0
Tech | Healthcare | Space Heating | Boilers | TRC | New | NN3184 | Ceiling Insulation(R2 to R38) | Ceiling Insulation(R2 to R38) | NonEquip | 20 |  | 0% | Tech/Econ | 4.385% | 0 | 0 | 0
Tech | Healthcare | Space Heating | Boilers | TRC | New | NN3132 | Ceiling Insulation(R19 to R38) | Ceiling Insulation(R19 to R38) | NonEquip | 20 |  | 0% | Tech/Econ | 0.2436% | 0 | 0 | 0
Tech | Healthcare | Space Heating | Boilers | TRC | New | NN3080 | Ceiling Insulation(R12 to R38) | Ceiling Insulation(R12 to R38) | NonEquip | 20 |  | 0% | Tech/Econ | 0.5279% | 0 | 0 | 0
Tech | Healthcare | Space Heating | Boilers | TRC | New | NN3002 | Air Curtains | Air Curtains | NonEquip | 8 |  | 28.37% | Tech/Econ | 0.2468% | 0 | 0 | 0
Tech | Healthcare | Space Heating | Boilers | TRC | Existing | NE5329 | Retro-Commissioning | Retro-Commissioning | NonEquip | 5 |  | 21.99% | Tech/Econ | 16% | 0 | 0 | 0
Tech | Healthcare | Space Heating | Boilers | TRC | Existing | NE4315 | Water Cooled Refrigeration Heat Recovery | Water Cooled Refrigeration Heat Recovery | NonEquip | 20 |  | 0% | Tech/Econ | 10% | 0 | 0 | 0
Tech | Healthcare | Space Heating | Boilers | TRC | Existing | NE4263 | Warehouse Loading Dock Seals | Warehouse Loading Dock Seals | NonEquip | 18 |  | 0% | Tech/Econ | 0.1716% | 0 | 0 | 0
Tech | Healthcare | Space Heating | Boilers | TRC | Existing | NE4237 | Wall Insulation | Wall Insulation | NonEquip | 20 |  | 26.6% | Tech/Econ | 0.3857% | 0 | 0 | 0
Tech | Healthcare | Space Heating | Boilers | TRC | Existing | NE4159 | Smart Thermostat | Smart Thermostat | NonEquip | 11 |  | 45.33% | Tech/Econ | 10% | 0 | 0 | 0
Tech | Healthcare | Space Heating | Boilers | TRC | Existing | NE4081 | Roof Insulation | Roof Insulation | NonEquip | 20 |  | 37.5% | Tech/Econ | 0.7094% | 0 | 0 | 0
Tech | Healthcare | Space Heating | Boilers | TRC | Existing | NE4055 | Programmable Thermostat | Programmable Thermostat | NonEquip | 11 |  | 0% | Tech/Econ | 3.6% | 0 | 0 | 0
Tech | Healthcare | Space Heating | Boilers | TRC | Existing | NE4003 | Low U-Value Windows | Low U-Value Windows | NonEquip | 20 |  | 8.361% | Tech/Econ | 46% | 0 | 0 | 0
Tech | Healthcare | Space Heating | Boilers | TRC | Existing | NE3925 | Infiltration Reduction - Air Sealing | Infiltration Reduction - Air Sealing | NonEquip | 11 |  | 44.79% | Tech/Econ | 0.08579% | 0 | 0 | 0
Tech | Healthcare | Space Heating | Boilers | TRC | Existing | NE3847 | Hotel Card Energy Control Systems | Hotel Card Energy Control Systems | NonEquip | 15 |  | 0% | Tech/Econ | 0% | 0 | 0 | 0
Tech | Healthcare | Space Heating | Boilers | TRC | Existing | NE3769 | Green Roof | Green Roof | NonEquip | 15 |  | 0.098% | Tech/Econ | 0.5482% | 0 | 0 | 0
Tech | Healthcare | Space Heating | Boilers | TRC | Existing | NE3717 | Floor Insulation | Floor Insulation | NonEquip | 20 |  | 5.25% | Tech/Econ | 0.1861% | 0 | 0 | 0
Tech | Healthcare | Space Heating | Boilers | TRC | Existing | NE3639 | Facility Energy Management System | Facility Energy Management System | NonEquip | 15 |  | 0.5043% | Tech/Econ | 20% | 0 | 0 | 0
Tech | Healthcare | Space Heating | Boilers | TRC | Existing | NE3561 | ECM Motors on Furnaces | ECM Motors on Furnaces | NonEquip | 15 | Forced air furnace | 0% | Tech/Econ | 1.706% | 0 | 0 | 0
Tech | Healthcare | Space Heating | Boilers | TRC | Existing | NE3535 | Duct Sealing Repair | Duct Sealing Repair | NonEquip | 15 |  | 0% | Tech/Econ | 12% | 0 | 0 | 0
Tech | Healthcare | Space Heating | Boilers | TRC | Existing | NE3483 | Duct Insulation | Duct Insulation | NonEquip | 15 |  | 0% | Tech/Econ | 2.045% | 0 | 0 | 0
Tech | Healthcare | Space Heating | Boilers | TRC | Existing | NE3431 | Destratification Fans | Destratification Fans | NonEquip | 10 |  | 0% | Tech/Econ | 14.56% | 0 | 0 | 0
Tech | Healthcare | Space Heating | Boilers | TRC | Existing | NE3379 | Dedicated Outdoor Air System on VRF unit | Dedicated Outdoor Air System on VRF unit | NonEquip | 15 | Residential/split system heat pump | 0% | Tech/Econ | 10% | 0 | 0 | 0
Tech | Healthcare | Space Heating | Boilers | TRC | Existing | NE3327 | Cool Roof | Cool Roof | NonEquip | 15 |  | 72.71% | Tech/Econ | 0.197% | 0 | 0 | 0
Tech | Healthcare | Space Heating | Boilers | TRC | Existing | NE3223 | Ceiling Insulation(R30 to R38) | Ceiling Insulation(R30 to R38) | NonEquip | 20 |  | 11.4% | Tech/Econ | 0.07169% | 0 | 0 | 0
Tech | Healthcare | Space Heating | Boilers | TRC | Existing | NE3171 | Ceiling Insulation(R2 to R38) | Ceiling Insulation(R2 to R38) | NonEquip | 20 |  | 45.6% | Tech/Econ | 4.839% | 0 | 0 | 0
Tech | Healthcare | Space Heating | Boilers | TRC | Existing | NE3119 | Ceiling Insulation(R19 to R38) | Ceiling Insulation(R19 to R38) | NonEquip | 20 |  | 22.8% | Tech/Econ | 0.2688% | 0 | 0 | 0
Tech | Healthcare | Space Heating | Boilers | TRC | Existing | NE3067 | Ceiling Insulation(R12 to R38) | Ceiling Insulation(R12 to R38) | NonEquip | 20 |  | 34.2% | Tech/Econ | 0.5825% | 0 | 0 | 0
Tech | Healthcare | Space Heating | Boilers | TRC | Existing | NE2989 | Air Curtains | Air Curtains | NonEquip | 8 |  | 33.45% | Tech/Econ | 0.2468% | 0 | 0 | 0
Tech | Healthcare | Domestic Hot Water | "Point-of-Use" water heaters | TRC | New | NN5420 | Retro-Commissioning | Retro-Commissioning | NonEquip | 5 |  | 0% | Tech/Econ | 16% | 0 | 0 | 0
Tech | Healthcare | Domestic Hot Water | "Point-of-Use" water heaters | TRC | New | NN2924 | Thermostatic Shower Restriction Valve | Thermostatic Shower Restriction Valve | NonEquip | 10 | Centralized water heaters | 0% | Tech/Econ | 8.943% | 0 | 0 | 0
Tech | Healthcare | Domestic Hot Water | "Point-of-Use" water heaters | TRC | New | NN2898 | Tank Wrap on Water Heater | Tank Wrap on Water Heater | NonEquip | 7 | Centralized water heaters | 0% | Tech/Econ | 2.633% | 0 | 0 | 0
Tech | Healthcare | Domestic Hot Water | "Point-of-Use" water heaters | TRC | New | NN2872 | Low-Flow Pre-Rinse Sprayers | Low-Flow Pre-Rinse Sprayers | NonEquip | 5 | Centralized water heaters | 0% | Tech/Econ | 23.66% | 0 | 0 | 0
Tech | Healthcare | Domestic Hot Water | "Point-of-Use" water heaters | TRC | New | NN2846 | Low Flow Shower Head | Low Flow Shower Head | NonEquip | 10 | Centralized water heaters | 0% | Tech/Econ | 1.812% | 0 | 0 | 0
Tech | Healthcare | Domestic Hot Water | "Point-of-Use" water heaters | TRC | New | NN2820 | Hot Water Pipe Insulation | Hot Water Pipe Insulation | NonEquip | 13 | Centralized water heaters | 0% | Tech/Econ | 14.14% | 0 | 0 | 0
Tech | Healthcare | Domestic Hot Water | "Point-of-Use" water heaters | TRC | New | NN2794 | Hot Water Circulation Pump Control | Hot Water Circulation Pump Control | NonEquip | 15 | Centralized water heaters | 0% | Tech/Econ | 6.788% | 0 | 0 | 0
Tech | Healthcare | Domestic Hot Water | "Point-of-Use" water heaters | TRC | New | NN2768 | Faucet Aerator | Faucet Aerator | NonEquip | 10 | Centralized water heaters | 0% | Tech/Econ | 2.561% | 0 | 0 | 0
Tech | Healthcare | Domestic Hot Water | "Point-of-Use" water heaters | TRC | New | NN2742 | Drain Water Heat Recovery | Drain Water Heat Recovery | NonEquip | 15 | Centralized water heaters | 0% | Tech/Econ | 12.27% | 0 | 0 | 0
Tech | Healthcare | Domestic Hot Water | "Point-of-Use" water heaters | TRC | Existing | NE5407 | Retro-Commissioning | Retro-Commissioning | NonEquip | 5 |  | 21.99% | Tech/Econ | 16% | 7328.5127 | 1.2252 | 3.7986
Tech | Healthcare | Domestic Hot Water | "Point-of-Use" water heaters | TRC | Existing | NE2911 | Thermostatic Shower Restriction Valve | Thermostatic Shower Restriction Valve | NonEquip | 10 | Centralized water heaters | 0% | Tech/Econ | 8.555% | 0 | 0 | 0
Tech | Healthcare | Domestic Hot Water | "Point-of-Use" water heaters | TRC | Existing | NE2885 | Tank Wrap on Water Heater | Tank Wrap on Water Heater | NonEquip | 7 | Centralized water heaters | 0% | Tech/Econ | 2.633% | 0 | 0 | 0
Tech | Healthcare | Domestic Hot Water | "Point-of-Use" water heaters | TRC | Existing | NE2859 | Low-Flow Pre-Rinse Sprayers | Low-Flow Pre-Rinse Sprayers | NonEquip | 5 | Centralized water heaters | 0% | Tech/Econ | 22.56% | 0 | 0 | 0
Tech | Healthcare | Domestic Hot Water | "Point-of-Use" water heaters | TRC | Existing | NE2833 | Low Flow Shower Head | Low Flow Shower Head | NonEquip | 10 | Centralized water heaters | 0% | Tech/Econ | 1.733% | 0 | 0 | 0
Tech | Healthcare | Domestic Hot Water | "Point-of-Use" water heaters | TRC | Existing | NE2807 | Hot Water Pipe Insulation | Hot Water Pipe Insulation | NonEquip | 13 | Centralized water heaters | 0% | Tech/Econ | 13.52% | 0 | 0 | 0
Tech | Healthcare | Domestic Hot Water | "Point-of-Use" water heaters | TRC | Existing | NE2781 | Hot Water Circulation Pump Control | Hot Water Circulation Pump Control | NonEquip | 15 | Centralized water heaters | 0% | Tech/Econ | 6.494% | 0 | 0 | 0
Tech | Healthcare | Domestic Hot Water | "Point-of-Use" water heaters | TRC | Existing | NE2755 | Faucet Aerator | Faucet Aerator | NonEquip | 10 | Centralized water heaters | 0% | Tech/Econ | 2.45% | 0 | 0 | 0
Tech | Healthcare | Domestic Hot Water | "Point-of-Use" water heaters | TRC | Existing | NE2729 | Drain Water Heat Recovery | Drain Water Heat Recovery | NonEquip | 15 | Centralized water heaters | 0% | Tech/Econ | 12.27% | 0 | 0 | 0
Tech | Healthcare | Domestic Hot Water | "Point-of-Use" water heaters | TRC | Turnover | ET395 | Instantaneous Hot Water System | Instantaneous Hot Water System | Equip | 20 | "Point-of-Use" water heaters | 94.56% | Tech/Econ | 5.847% | 12190.9092 | 1.3505 | 1.5562
Tech | Healthcare | Domestic Hot Water | "Point-of-Use" water heaters | TRC | Turnover | ET317 | Energy Star Commercial Dishwasher | Energy Star Commercial Dishwasher | Equip | 15 | "Point-of-Use" water heaters | 29.7% | Tech/Econ | 29.42% | 21107.3873 | 1.5316 | -0.00016295
Tech | Healthcare | Domestic Hot Water | "Point-of-Use" water heaters | TRC | New | EN421 | Instantaneous Hot Water System | Instantaneous Hot Water System | Equip | 20 | "Point-of-Use" water heaters | 94.56% | Tech/Econ | 5.847% | 81.3847 | 0.0090159 | 0.010389
Tech | Healthcare | Domestic Hot Water | "Point-of-Use" water heaters | TRC | New | EN343 | Energy Star Commercial Dishwasher | Energy Star Commercial Dishwasher | Equip | 15 | "Point-of-Use" water heaters | 29.7% | Tech/Econ | 29.42% | 189.5427 | 0.013753 | -1.4633e-06
Tech | Hospitals | Refrigeration | Walk-in cooler | TRC | New | NN5317 | Retro-Commissioning | Retro-Commissioning | NonEquip | 5 |  | 0% | Tech/Econ | 16% | 0 | 0 | 0
Tech | Hospitals | Refrigeration | Walk-in cooler | TRC | New | NN4901 | Strip Curtains for Walk-ins | Strip Curtains for Walk-ins | NonEquip | 4 | Walk-in cooler | 3.76% | Tech/Econ | 2.115% | 0 | 0 | 0
Tech | Hospitals | Refrigeration | Walk-in cooler | TRC | New | NN4875 | Refrigerated Display Case Lighting Controls | Refrigerated Display Case Lighting Controls | NonEquip | 8 | Display cases | 0% | Tech/Econ | 0.9365% | 0 | 0 | 0
Tech | Hospitals | Refrigeration | Walk-in cooler | TRC | New | NN4849 | PSC to ECM Evaporator Fan Motor (Walk-In, Refrigerator) | PSC to ECM Evaporator Fan Motor (Walk-In, Refrigerator) | NonEquip | 15 | Walk-in cooler | 68.68% | Tech/Econ | 37.5% | 973.2778 | 0.12619 | 0.1057
Tech | Hospitals | Refrigeration | Walk-in cooler | TRC | New | NN4823 | PSC to ECM Evaporator Fan Motor (Reach-In) | PSC to ECM Evaporator Fan Motor (Reach-In) | NonEquip | 15 | Display cases | 0% | Tech/Econ | 37.5% | 0 | 0 | 0
Tech | Hospitals | Refrigeration | Walk-in cooler | TRC | New | NN4797 | Night Covers for Display Cases | Night Covers for Display Cases | NonEquip | 5 | Display cases | 0% | Tech/Econ | 1.877% | 0 | 0 | 0
Tech | Hospitals | Refrigeration | Walk-in cooler | TRC | New | NN4771 | High R-Value Glass Doors | High R-Value Glass Doors | NonEquip | 12 | Display cases | 0% | Tech/Econ | 0% | 0 | 0 | 0
Tech | Hospitals | Refrigeration | Walk-in cooler | TRC | New | NN4745 | High Efficiency Refrigeration Compressor | High Efficiency Refrigeration Compressor | NonEquip | 13 | Display cases | 0% | Tech/Econ | 6.922% | 0 | 0 | 0
Tech | Hospitals | Refrigeration | Walk-in cooler | TRC | New | NN4719 | Freezer-Cooler Replacement Gaskets | Freezer-Cooler Replacement Gaskets | NonEquip | 4 | Display cases | 0% | Tech/Econ | 0% | 0 | 0 | 0
Tech | Hospitals | Refrigeration | Walk-in cooler | TRC | New | NN4693 | Floating Head Pressure Controls | Floating Head Pressure Controls | NonEquip | 15 |  | 24.64% | Tech/Econ | 6.05% | 41.8176 | 0.0054219 | 0.0045415
Tech | Hospitals | Refrigeration | Walk-in cooler | TRC | New | NN4667 | Demand Defrost | Demand Defrost | NonEquip | 10 | Walk-in cooler | 0% | Tech/Econ | 30% | 0 | 0 | 0
Tech | Hospitals | Refrigeration | Walk-in cooler | TRC | New | NN4641 | Automatic Door Closer for Walk-in Coolers and Freezers | Automatic Door Closer for Walk-in Coolers and Freezers | NonEquip | 8 | Walk-in cooler | 55.99% | Tech/Econ | 3.131% | 27.0978 | 0.0035134 | 0.0029429
Tech | Hospitals | Refrigeration | Walk-in cooler | TRC | New | NN4615 | Anti-Sweat Controls | Anti-Sweat Controls | NonEquip | 8 | Display cases | 0% | Tech/Econ | 85% | 0 | 0 | 0
Tech | Hospitals | Refrigeration | Walk-in cooler | TRC | Existing | NE5304 | Retro-Commissioning | Retro-Commissioning | NonEquip | 5 |  | 21.99% | Tech/Econ | 16% | 11208.6233 | 4.7261 | 0.054297
Tech | Hospitals | Refrigeration | Walk-in cooler | TRC | Existing | NE4888 | Strip Curtains for Walk-ins | Strip Curtains for Walk-ins | NonEquip | 4 | Walk-in cooler | 3.76% | Tech/Econ | 2.115% | 236.6372 | 0.030681 | 0.025699
Tech | Hospitals | Refrigeration | Walk-in cooler | TRC | Existing | NE4862 | Refrigerated Display Case Lighting Controls | Refrigerated Display Case Lighting Controls | NonEquip | 8 | Display cases | 0% | Tech/Econ | 2.524% | 0 | 0 | 0
Tech | Hospitals | Refrigeration | Walk-in cooler | TRC | Existing | NE4836 | PSC to ECM Evaporator Fan Motor (Walk-In, Refrigerator) | PSC to ECM Evaporator Fan Motor (Walk-In, Refrigerator) | NonEquip | 15 | Walk-in cooler | 17.17% | Tech/Econ | 37.5% | 27095.9444 | 3.5131 | 2.9427
Tech | Hospitals | Refrigeration | Walk-in cooler | TRC | Existing | NE4810 | PSC to ECM Evaporator Fan Motor (Reach-In) | PSC to ECM Evaporator Fan Motor (Reach-In) | NonEquip | 15 | Display cases | 0% | Tech/Econ | 37.5% | 0 | 0 | 0
Tech | Hospitals | Refrigeration | Walk-in cooler | TRC | Existing | NE4784 | Night Covers for Display Cases | Night Covers for Display Cases | NonEquip | 5 | Display cases | 0% | Tech/Econ | 1.877% | 0 | 0 | 0
Tech | Hospitals | Refrigeration | Walk-in cooler | TRC | Existing | NE4758 | High R-Value Glass Doors | High R-Value Glass Doors | NonEquip | 12 | Display cases | 0% | Tech/Econ | 23.81% | 0 | 0 | 0
Tech | Hospitals | Refrigeration | Walk-in cooler | TRC | Existing | NE4732 | High Efficiency Refrigeration Compressor | High Efficiency Refrigeration Compressor | NonEquip | 13 | Display cases | 0% | Tech/Econ | 6.922% | 0 | 0 | 0
Tech | Hospitals | Refrigeration | Walk-in cooler | TRC | Existing | NE4706 | Freezer-Cooler Replacement Gaskets | Freezer-Cooler Replacement Gaskets | NonEquip | 4 | Display cases | 0% | Tech/Econ | 3.131% | 0 | 0 | 0
Tech | Hospitals | Refrigeration | Walk-in cooler | TRC | Existing | NE4680 | Floating Head Pressure Controls | Floating Head Pressure Controls | NonEquip | 15 |  | 24.64% | Tech/Econ | 6.05% | 4581.469 | 0.59401 | 0.49756
Tech | Hospitals | Refrigeration | Walk-in cooler | TRC | Existing | NE4654 | Demand Defrost | Demand Defrost | NonEquip | 10 | Walk-in cooler | 63.61% | Tech/Econ | 30% | 75132.4512 | 9.7413 | 8.1596
Tech | Hospitals | Refrigeration | Walk-in cooler | TRC | Existing | NE4628 | Automatic Door Closer for Walk-in Coolers and Freezers | Automatic Door Closer for Walk-in Coolers and Freezers | NonEquip | 8 | Walk-in cooler | 55.99% | Tech/Econ | 3.131% | 5307.7854 | 0.68818 | 0.57644
Tech | Hospitals | Refrigeration | Walk-in cooler | TRC | Existing | NE4602 | Anti-Sweat Controls | Anti-Sweat Controls | NonEquip | 8 | Display cases | 0% | Tech/Econ | 85% | 0 | 0 | 0
Tech | Hospitals | Refrigeration | Vending and ice makers | TRC | New | NN5317 | Retro-Commissioning | Retro-Commissioning | NonEquip | 5 |  | 0% | Tech/Econ | 16% | 0 | 0 | 0
Tech | Hospitals | Refrigeration | Vending and ice makers | TRC | New | NN4901 | Strip Curtains for Walk-ins | Strip Curtains for Walk-ins | NonEquip | 4 | Walk-in cooler | 0% | Tech/Econ | 2.115% | 0 | 0 | 0
Tech | Hospitals | Refrigeration | Vending and ice makers | TRC | New | NN4875 | Refrigerated Display Case Lighting Controls | Refrigerated Display Case Lighting Controls | NonEquip | 8 | Display cases | 0% | Tech/Econ | 0.9365% | 0 | 0 | 0
Tech | Hospitals | Refrigeration | Vending and ice makers | TRC | New | NN4849 | PSC to ECM Evaporator Fan Motor (Walk-In, Refrigerator) | PSC to ECM Evaporator Fan Motor (Walk-In, Refrigerator) | NonEquip | 15 | Walk-in cooler | 0% | Tech/Econ | 37.5% | 0 | 0 | 0
Tech | Hospitals | Refrigeration | Vending and ice makers | TRC | New | NN4823 | PSC to ECM Evaporator Fan Motor (Reach-In) | PSC to ECM Evaporator Fan Motor (Reach-In) | NonEquip | 15 | Display cases | 0% | Tech/Econ | 37.5% | 0 | 0 | 0
Tech | Hospitals | Refrigeration | Vending and ice makers | TRC | New | NN4797 | Night Covers for Display Cases | Night Covers for Display Cases | NonEquip | 5 | Display cases | 0% | Tech/Econ | 1.877% | 0 | 0 | 0
Tech | Hospitals | Refrigeration | Vending and ice makers | TRC | New | NN4771 | High R-Value Glass Doors | High R-Value Glass Doors | NonEquip | 12 | Display cases | 0% | Tech/Econ | 0% | 0 | 0 | 0
Tech | Hospitals | Refrigeration | Vending and ice makers | TRC | New | NN4745 | High Efficiency Refrigeration Compressor | High Efficiency Refrigeration Compressor | NonEquip | 13 | Display cases | 0% | Tech/Econ | 6.922% | 0 | 0 | 0
Tech | Hospitals | Refrigeration | Vending and ice makers | TRC | New | NN4719 | Freezer-Cooler Replacement Gaskets | Freezer-Cooler Replacement Gaskets | NonEquip | 4 | Display cases | 0% | Tech/Econ | 0% | 0 | 0 | 0
Tech | Hospitals | Refrigeration | Vending and ice makers | TRC | New | NN4693 | Floating Head Pressure Controls | Floating Head Pressure Controls | NonEquip | 15 |  | 24.64% | Tech/Econ | 6.05% | 209.013 | 0.0271 | 0.022699
Tech | Hospitals | Refrigeration | Vending and ice makers | TRC | New | NN4667 | Demand Defrost | Demand Defrost | NonEquip | 10 | Walk-in cooler | 0% | Tech/Econ | 30% | 0 | 0 | 0
Tech | Hospitals | Refrigeration | Vending and ice makers | TRC | New | NN4641 | Automatic Door Closer for Walk-in Coolers and Freezers | Automatic Door Closer for Walk-in Coolers and Freezers | NonEquip | 8 | Walk-in cooler | 0% | Tech/Econ | 3.131% | 0 | 0 | 0
Tech | Hospitals | Refrigeration | Vending and ice makers | TRC | New | NN4615 | Anti-Sweat Controls | Anti-Sweat Controls | NonEquip | 8 | Display cases | 0% | Tech/Econ | 85% | 0 | 0 | 0
Tech | Hospitals | Refrigeration | Vending and ice makers | TRC | Existing | NE5304 | Retro-Commissioning | Retro-Commissioning | NonEquip | 5 |  | 21.99% | Tech/Econ | 16% | 54940.5843 | 23.1658 | 0.26615
Tech | Hospitals | Refrigeration | Vending and ice makers | TRC | Existing | NE4888 | Strip Curtains for Walk-ins | Strip Curtains for Walk-ins | NonEquip | 4 | Walk-in cooler | 0% | Tech/Econ | 2.115% | 0 | 0 | 0
Tech | Hospitals | Refrigeration | Vending and ice makers | TRC | Existing | NE4862 | Refrigerated Display Case Lighting Controls | Refrigerated Display Case Lighting Controls | NonEquip | 8 | Display cases | 0% | Tech/Econ | 2.524% | 0 | 0 | 0
Tech | Hospitals | Refrigeration | Vending and ice makers | TRC | Existing | NE4836 | PSC to ECM Evaporator Fan Motor (Walk-In, Refrigerator) | PSC to ECM Evaporator Fan Motor (Walk-In, Refrigerator) | NonEquip | 15 | Walk-in cooler | 0% | Tech/Econ | 37.5% | 0 | 0 | 0
Tech | Hospitals | Refrigeration | Vending and ice makers | TRC | Existing | NE4810 | PSC to ECM Evaporator Fan Motor (Reach-In) | PSC to ECM Evaporator Fan Motor (Reach-In) | NonEquip | 15 | Display cases | 0% | Tech/Econ | 37.5% | 0 | 0 | 0
Tech | Hospitals | Refrigeration | Vending and ice makers | TRC | Existing | NE4784 | Night Covers for Display Cases | Night Covers for Display Cases | NonEquip | 5 | Display cases | 0% | Tech/Econ | 1.877% | 0 | 0 | 0
Tech | Hospitals | Refrigeration | Vending and ice makers | TRC | Existing | NE4758 | High R-Value Glass Doors | High R-Value Glass Doors | NonEquip | 12 | Display cases | 0% | Tech/Econ | 23.81% | 0 | 0 | 0
Tech | Hospitals | Refrigeration | Vending and ice makers | TRC | Existing | NE4732 | High Efficiency Refrigeration Compressor | High Efficiency Refrigeration Compressor | NonEquip | 13 | Display cases | 0% | Tech/Econ | 6.922% | 0 | 0 | 0
Tech | Hospitals | Refrigeration | Vending and ice makers | TRC | Existing | NE4706 | Freezer-Cooler Replacement Gaskets | Freezer-Cooler Replacement Gaskets | NonEquip | 4 | Display cases | 0% | Tech/Econ | 3.131% | 0 | 0 | 0
Tech | Hospitals | Refrigeration | Vending and ice makers | TRC | Existing | NE4680 | Floating Head Pressure Controls | Floating Head Pressure Controls | NonEquip | 15 |  | 24.64% | Tech/Econ | 6.05% | 22456.6907 | 2.9116 | 2.4389
Tech | Hospitals | Refrigeration | Vending and ice makers | TRC | Existing | NE4654 | Demand Defrost | Demand Defrost | NonEquip | 10 | Walk-in cooler | 0% | Tech/Econ | 30% | 0 | 0 | 0
Tech | Hospitals | Refrigeration | Vending and ice makers | TRC | Existing | NE4628 | Automatic Door Closer for Walk-in Coolers and Freezers | Automatic Door Closer for Walk-in Coolers and Freezers | NonEquip | 8 | Walk-in cooler | 0% | Tech/Econ | 3.131% | 0 | 0 | 0
Tech | Hospitals | Refrigeration | Vending and ice makers | TRC | Existing | NE4602 | Anti-Sweat Controls | Anti-Sweat Controls | NonEquip | 8 | Display cases | 0% | Tech/Econ | 85% | 0 | 0 | 0
Tech | Hospitals | Refrigeration | Vending and ice makers | TRC | Turnover | ET2574 | Energy Star Vending Machine | Energy Star Vending Machine | Equip | 14 | Vending and ice makers | 4.15% | Tech/Econ | 36% | 24599.4008 | 3.8604 | 2.3993
Tech | Hospitals | Refrigeration | Vending and ice makers | TRC | Turnover | ET2496 | Energy Star Ice Maker | Energy Star Ice Maker | Equip | 8 | Vending and ice makers | 32.68% | Tech/Econ | 11.39% | 60374.0001 | 7.8278 | 6.5568
Tech | Hospitals | Refrigeration | Vending and ice makers | TRC | New | EN2600 | Energy Star Vending Machine | Energy Star Vending Machine | Equip | 14 | Vending and ice makers | 4.15% | Tech/Econ | 36% | 220.9007 | 0.034666 | 0.021546
Tech | Hospitals | Refrigeration | Vending and ice makers | TRC | New | EN2522 | Energy Star Ice Maker | Energy Star Ice Maker | Equip | 8 | Vending and ice makers | 32.68% | Tech/Econ | 11.39% | 542.1538 | 0.070293 | 0.058879
Tech | Hospitals | Exterior Lighting | Street lighting | TRC | New | NN5291 | Retro-Commissioning | Retro-Commissioning | NonEquip | 5 |  | 0% | Tech/Econ | 16% | 0 | 0 | 0
Tech | Hospitals | Exterior Lighting | Street lighting | TRC | New | NN2977 | Outdoor Lighting Controls | Outdoor Lighting Controls | NonEquip | 8 | Exterior parking/lot lighting | 0% | Tech/Econ | 28% | 0 | 0 | 0
Tech | Hospitals | Exterior Lighting | Street lighting | TRC | New | NN2951 | Bi-Level Lighting Control (Exterior) | Bi-Level Lighting Control (Exterior) | NonEquip | 9 | Exterior parking/lot lighting | 0% | Tech/Econ | 31% | 0 | 0 | 0
Tech | Hospitals | Exterior Lighting | Street lighting | TRC | Existing | NE5278 | Retro-Commissioning | Retro-Commissioning | NonEquip | 5 |  | 21.99% | Tech/Econ | 16% | 491.7822 | 0 | 0.0023823
Tech | Hospitals | Exterior Lighting | Street lighting | TRC | Existing | NE2964 | Outdoor Lighting Controls | Outdoor Lighting Controls | NonEquip | 8 | Exterior parking/lot lighting | 0% | Tech/Econ | 28% | 0 | 0 | 0
Tech | Hospitals | Exterior Lighting | Street lighting | TRC | Existing | NE2938 | Bi-Level Lighting Control (Exterior) | Bi-Level Lighting Control (Exterior) | NonEquip | 9 | Exterior parking/lot lighting | 0% | Tech/Econ | 31% | 0 | 0 | 0
Tech | Hospitals | Exterior Lighting | Street lighting | TRC | Turnover | ET786 | LED Traffic and Crosswalk Lighting | LED Traffic and Crosswalk Lighting | Equip | 10 | Street lighting | 0% | Tech/Econ | 37.14% | 0 | 0 | 0
Tech | Hospitals | Exterior Lighting | Street lighting | TRC | Turnover | ET747 | LED Street Lights | LED Street Lights | Equip | 18 | Street lighting | 0% | Tech/Econ | 66.53% | 0 | 0 | 0
Tech | Hospitals | Exterior Lighting | Street lighting | TRC | New | EN812 | LED Traffic and Crosswalk Lighting | LED Traffic and Crosswalk Lighting | Equip | 10 | Street lighting | 0% | Tech/Econ | 37.14% | 0 | 0 | 0
Tech | Hospitals | Exterior Lighting | Street lighting | TRC | New | EN773 | LED Street Lights | LED Street Lights | Equip | 18 | Street lighting | 0% | Tech/Econ | 66.53% | 0 | 0 | 0
Tech | Hospitals | Cooking | Steamer | TRC | Turnover | ET201 | Energy Star Steamer | Energy Star Steamer | Equip | 12 | Steamer | 11.72% | Tech/Econ | 56.63% | 6447.4559 | 0.94738 | 0.55009
Tech | Hospitals | Cooking | Steamer | TRC | New | EN227 | Energy Star Steamer | Energy Star Steamer | Equip | 12 | Steamer | 11.72% | Tech/Econ | 56.63% | 57.8976 | 0.0085074 | 0.0049398
Tech | Hospitals | Exterior Lighting | Spot lighting/Security/Flood | TRC | New | NN5291 | Retro-Commissioning | Retro-Commissioning | NonEquip | 5 |  | 0% | Tech/Econ | 16% | 0 | 0 | 0
Tech | Hospitals | Exterior Lighting | Spot lighting/Security/Flood | TRC | New | NN2977 | Outdoor Lighting Controls | Outdoor Lighting Controls | NonEquip | 8 | Exterior parking/lot lighting | 0% | Tech/Econ | 28% | 0 | 0 | 0
Tech | Hospitals | Exterior Lighting | Spot lighting/Security/Flood | TRC | New | NN2951 | Bi-Level Lighting Control (Exterior) | Bi-Level Lighting Control (Exterior) | NonEquip | 9 | Exterior parking/lot lighting | 0% | Tech/Econ | 31% | 0 | 0 | 0
Tech | Hospitals | Exterior Lighting | Spot lighting/Security/Flood | TRC | Existing | NE5278 | Retro-Commissioning | Retro-Commissioning | NonEquip | 5 |  | 21.99% | Tech/Econ | 16% | 424.1533 | 0 | 0.0020547
Tech | Hospitals | Exterior Lighting | Spot lighting/Security/Flood | TRC | Existing | NE2964 | Outdoor Lighting Controls | Outdoor Lighting Controls | NonEquip | 8 | Exterior parking/lot lighting | 0% | Tech/Econ | 28% | 0 | 0 | 0
Tech | Hospitals | Exterior Lighting | Spot lighting/Security/Flood | TRC | Existing | NE2938 | Bi-Level Lighting Control (Exterior) | Bi-Level Lighting Control (Exterior) | NonEquip | 9 | Exterior parking/lot lighting | 0% | Tech/Econ | 31% | 0 | 0 | 0
Tech | Hospitals | Exterior Lighting | Spot lighting/Security/Flood | TRC | Turnover | ET669 | LED Exterior Lighting | LED Exterior Lighting | Equip | 13 | Spot lighting/Security/Flood | 4.268% | Tech/Econ | 60.51% | 319.611 | 0 | 0
Tech | Hospitals | Exterior Lighting | Spot lighting/Security/Flood | TRC | Turnover | ET552 | LED - 9W Flood | LED - 9W Flood | Equip | 15 | Spot lighting/Security/Flood | 13.31% | Tech/Econ | 86.15% | 1602.6013 | 0 | 0
Tech | Hospitals | Exterior Lighting | Spot lighting/Security/Flood | TRC | Turnover | ET474 | CFL - 15W Flood | CFL - 15W Flood | Equip | 7.8 | Spot lighting/Security/Flood | 0% | Tech/Econ | 76.92% | 0 | 0 | 0
Tech | Hospitals | Exterior Lighting | Spot lighting/Security/Flood | TRC | New | EN695 | LED Exterior Lighting | LED Exterior Lighting | Equip | 13 | Spot lighting/Security/Flood | 4.624% | Tech/Econ | 60.51% | 0.89726 | 0 | 0
Tech | Hospitals | Exterior Lighting | Spot lighting/Security/Flood | TRC | New | EN578 | LED - 9W Flood | LED - 9W Flood | Equip | 15 | Spot lighting/Security/Flood | 86.42% | Tech/Econ | 86.15% | 93.4509 | 0 | 0
Tech | Hospitals | Exterior Lighting | Spot lighting/Security/Flood | TRC | New | EN500 | CFL - 15W Flood | CFL - 15W Flood | Equip | 7.8 | Spot lighting/Security/Flood | 0% | Tech/Econ | 76.92% | 0 | 0 | 0
Tech | Hospitals | Interior Lighting | Spot lighting | TRC | New | NN5265 | Retro-Commissioning | Retro-Commissioning | NonEquip | 5 |  | 0% | Tech/Econ | 16% | 0 | 0 | 0
Tech | Hospitals | Interior Lighting | Spot lighting | TRC | New | NN4433 | Interior Lighting Controls | Interior Lighting Controls | NonEquip | 8 | Overhead (fluorescent/LED/CFL U-shape) | 0% | Tech/Econ | 28% | 0 | 0 | 0
Tech | Hospitals | Interior Lighting | Spot lighting | TRC | New | NN4407 | Bi-Level Lighting Control (Interior) | Bi-Level Lighting Control (Interior) | NonEquip | 8 | Overhead (fluorescent/LED/CFL U-shape) | 0% | Tech/Econ | 31% | 0 | 0 | 0
Tech | Hospitals | Interior Lighting | Spot lighting | TRC | New | NN3705 | Facility Energy Management System | Facility Energy Management System | NonEquip | 15 |  | 4.276% | Tech/Econ | 24% | 4.3578 | 0.00064515 | 0.00055729
Tech | Hospitals | Interior Lighting | Spot lighting | TRC | Existing | NE5252 | Retro-Commissioning | Retro-Commissioning | NonEquip | 5 |  | 21.99% | Tech/Econ | 16% | 868.9708 | 0.3664 | 0.0042095
Tech | Hospitals | Interior Lighting | Spot lighting | TRC | Existing | NE4420 | Interior Lighting Controls | Interior Lighting Controls | NonEquip | 8 | Overhead (fluorescent/LED/CFL U-shape) | 0% | Tech/Econ | 28% | 0 | 0 | 0
Tech | Hospitals | Interior Lighting | Spot lighting | TRC | Existing | NE4394 | Bi-Level Lighting Control (Interior) | Bi-Level Lighting Control (Interior) | NonEquip | 8 | Overhead (fluorescent/LED/CFL U-shape) | 0% | Tech/Econ | 31% | 0 | 0 | 0
Tech | Hospitals | Interior Lighting | Spot lighting | TRC | Existing | NE3692 | Facility Energy Management System | Facility Energy Management System | NonEquip | 15 |  | 5.375% | Tech/Econ | 24% | 322.7867 | 0.047786 | 0.041279
Tech | Hospitals | Interior Lighting | Spot lighting | TRC | Turnover | ET1605 | LED Display Lighting (Interior) | LED Display Lighting (Interior) | Equip | 15 | Spot lighting | 2.129% | Tech/Econ | 87.04% | 876.1639 | 0.092019 | 0.086252
Tech | Hospitals | Interior Lighting | Spot lighting | TRC | Turnover | ET1566 | LED - 14W | LED - 14W | Equip | 15 | Spot lighting | 86.42% | Tech/Econ | 53.33% | 21390.7407 | 2.1742 | 2.1292
Tech | Hospitals | Interior Lighting | Spot lighting | TRC | Turnover | ET1449 | CFL-23W | CFL-23W | Equip | 7.8 | Spot lighting | 0% | Tech/Econ | 23.33% | 0 | 0 | 0
Tech | Hospitals | Interior Lighting | Spot lighting | TRC | New | EN1631 | LED Display Lighting (Interior) | LED Display Lighting (Interior) | Equip | 15 | Spot lighting | 0% | Tech/Econ | 87.04% | 0 | 0 | 0
Tech | Hospitals | Interior Lighting | Spot lighting | TRC | New | EN1592 | LED - 14W | LED - 14W | Equip | 15 | Spot lighting | 0% | Tech/Econ | 53.33% | 0 | 0 | 0
Tech | Hospitals | Interior Lighting | Spot lighting | TRC | New | EN1475 | CFL-23W | CFL-23W | Equip | 7.8 | Spot lighting | 0% | Tech/Econ | 23.33% | 0 | 0 | 0
Tech | Hospitals | Office Equipment | Servers | TRC | New | NN4589 | Smart Strip Plug Outlet | Smart Strip Plug Outlet | NonEquip | 4 |  | 43.9% | Tech/Econ | 1.187% | 8.1799 | 0.0012163 | 0.00084532
Tech | Hospitals | Office Equipment | Servers | TRC | New | NN4563 | Network PC Power Management | Network PC Power Management | NonEquip | 5 | Computers | 0% | Tech/Econ | 56.5% | 0 | 0 | 0
Tech | Hospitals | Office Equipment | Servers | TRC | Existing | NE4576 | Smart Strip Plug Outlet | Smart Strip Plug Outlet | NonEquip | 4 |  | 43.9% | Tech/Econ | 1.187% | 890.1526 | 0.13236 | 0.091989
Tech | Hospitals | Office Equipment | Servers | TRC | Existing | NE4550 | Network PC Power Management | Network PC Power Management | NonEquip | 5 | Computers | 0% | Tech/Econ | 56.5% | 0 | 0 | 0
Tech | Hospitals | Office Equipment | Servers | TRC | Turnover | ET2301 | Server Virtualization | Server Virtualization | Equip | 3 | Servers | 92% | Tech/Econ | 85.71% | 667007.3331 | 99.277 | 69.0495
Tech | Hospitals | Office Equipment | Servers | TRC | Turnover | ET1137 | High Efficiency Data Center Cooling | High Efficiency Data Center Cooling | Equip | 20 | Servers | 15.96% | Tech/Econ | 28% | 7990.5398 | 1.8319 | 1.0581
Tech | Hospitals | Office Equipment | Servers | TRC | New | EN2327 | Server Virtualization | Server Virtualization | Equip | 3 | Servers | 92% | Tech/Econ | 85.71% | 5989.6734 | 0.8915 | 0.62006
Tech | Hospitals | Office Equipment | Servers | TRC | New | EN1163 | High Efficiency Data Center Cooling | High Efficiency Data Center Cooling | Equip | 20 | Servers | 15.96% | Tech/Econ | 28% | 35.9728 | 0.008247 | 0.0047633
Tech | Hospitals | Space Cooling | Residential-type central air conditioners | TRC | New | NN5369 | Retro-Commissioning | Retro-Commissioning | NonEquip | 5 |  | 0% | Tech/Econ | 16% | 0 | 0 | 0
Tech | Hospitals | Space Cooling | Residential-type central air conditioners | TRC | New | NN4381 | Window Sun Protection | Window Sun Protection | NonEquip | 10 |  | 15.35% | Tech/Econ | 16% | 16.8163 | 0.0052361 | -0.000295
Tech | Hospitals | Space Cooling | Residential-type central air conditioners | TRC | New | NN4355 | Waterside Economizer | Waterside Economizer | NonEquip | 20 |  | 19.15% | Tech/Econ | 5.556% | 0 | 0 | 0
Tech | Hospitals | Space Cooling | Residential-type central air conditioners | TRC | New | NN4147 | Smart Thermostat | Smart Thermostat | NonEquip | 11 |  | 31.48% | Tech/Econ | 10% | 20.4985 | 0.0017134 | 0
Tech | Hospitals | Space Cooling | Residential-type central air conditioners | TRC | New | NN4043 | Programmable Thermostat | Programmable Thermostat | NonEquip | 11 |  | 0% | Tech/Econ | 3.6% | 0 | 0 | 0
Tech | Hospitals | Space Cooling | Residential-type central air conditioners | TRC | New | NN3991 | Low U-Value Windows | Low U-Value Windows | NonEquip | 20 |  | 13.44% | Tech/Econ | 10% | 8.9765 | 0.0033366 | 0
Tech | Hospitals | Space Cooling | Residential-type central air conditioners | TRC | New | NN3913 | HVAC tune-up_RTU | HVAC tune-up_RTU | NonEquip | 5 | Packaged air conditioning units (RTUs) | 0% | Tech/Econ | 5% | 0 | 0 | 0
Tech | Hospitals | Space Cooling | Residential-type central air conditioners | TRC | New | NN3887 | HVAC tune-up | HVAC tune-up | NonEquip | 5 | Residential-type central air conditioners | 0% | Tech/Econ | 5% | 0 | 0 | 0
Tech | Hospitals | Space Cooling | Residential-type central air conditioners | TRC | New | NN3679 | Facility Energy Management System | Facility Energy Management System | NonEquip | 15 |  | 4.276% | Tech/Econ | 20% | 6.4984 | 0.00096203 | 0
Tech | Hospitals | Space Cooling | Residential-type central air conditioners | TRC | New | NN3627 | Facility Commissioning | Facility Commissioning | NonEquip | 10 |  | 35.83% | Tech/Econ | 16% | 41.6521 | 0.0062844 | 0.0011791
Tech | Hospitals | Space Cooling | Residential-type central air conditioners | TRC | New | NN3601 | Energy Recovery Ventilation System (ERV) | Energy Recovery Ventilation System (ERV) | NonEquip | 15 | Packaged air conditioning units (RTUs) | 0% | Tech/Econ | 9.935% | 0 | 0 | 0
Tech | Hospitals | Space Cooling | Residential-type central air conditioners | TRC | New | NN3523 | Duct Sealing Repair | Duct Sealing Repair | NonEquip | 15 |  | 0% | Tech/Econ | 12% | 0 | 0 | 0
Tech | Hospitals | Space Cooling | Residential-type central air conditioners | TRC | New | NN3471 | Duct Insulation | Duct Insulation | NonEquip | 15 |  | 0% | Tech/Econ | 2.045% | 0 | 0 | 0
Tech | Hospitals | Space Cooling | Residential-type central air conditioners | TRC | New | NN3419 | Dedicated Outdoor Air System on VRF unit | Dedicated Outdoor Air System on VRF unit | NonEquip | 15 | Residential-type central air conditioners | 58.91% | Tech/Econ | 17.5% | 26.905 | 0.008187 | 0
Tech | Hospitals | Space Cooling | Residential-type central air conditioners | TRC | New | NN3367 | Cool Roof | Cool Roof | NonEquip | 15 |  | 72.49% | Tech/Econ | 0.253% | 0 | 0 | 0
Tech | Hospitals | Space Cooling | Residential-type central air conditioners | TRC | New | NN3315 | Chilled Water System - Variable Speed Drives | Chilled Water System - Variable Speed Drives | NonEquip | 13 | Central chillers inside | 0% | Tech/Econ | 24.74% | 0 | 0 | 0
Tech | Hospitals | Space Cooling | Residential-type central air conditioners | TRC | New | NN3289 | Chilled Water Controls Optimization | Chilled Water Controls Optimization | NonEquip | 10 | Central chillers inside | 0% | Tech/Econ | 12.5% | 0 | 0 | 0
Tech | Hospitals | Space Cooling | Residential-type central air conditioners | TRC | New | NN3211 | Ceiling Insulation(R2 to R38) | Ceiling Insulation(R2 to R38) | NonEquip | 20 |  | 0% | Tech/Econ | 2.322% | 0 | 0 | 0
Tech | Hospitals | Space Cooling | Residential-type central air conditioners | TRC | New | NN3107 | Ceiling Insulation(R12 to R38) | Ceiling Insulation(R12 to R38) | NonEquip | 20 |  | 0% | Tech/Econ | 0.2795% | 0 | 0 | 0
Tech | Hospitals | Space Cooling | Residential-type central air conditioners | TRC | New | NN3055 | Airside Economizer | Airside Economizer | NonEquip | 10 | Packaged air conditioning units (RTUs) | 0% | Tech/Econ | 5.556% | 0 | 0 | 0
Tech | Hospitals | Space Cooling | Residential-type central air conditioners | TRC | Existing | NE5356 | Retro-Commissioning | Retro-Commissioning | NonEquip | 5 |  | 21.99% | Tech/Econ | 16% | 2543.8702 | 1.0726 | 0
Tech | Hospitals | Space Cooling | Residential-type central air conditioners | TRC | Existing | NE4368 | Window Sun Protection | Window Sun Protection | NonEquip | 10 |  | 7.839% | Tech/Econ | 16% | 918.3607 | 0.28595 | -0.01611
Tech | Hospitals | Space Cooling | Residential-type central air conditioners | TRC | Existing | NE4342 | Waterside Economizer | Waterside Economizer | NonEquip | 20 |  | 12.77% | Tech/Econ | 5.556% | 479.1832 | 0.1585 | 0
Tech | Hospitals | Space Cooling | Residential-type central air conditioners | TRC | Existing | NE4212 | Wall Insulation | Wall Insulation | NonEquip | 20 |  | 0% | Tech/Econ | 11.74% | 0 | 0 | 0
Tech | Hospitals | Space Cooling | Residential-type central air conditioners | TRC | Existing | NE4134 | Smart Thermostat | Smart Thermostat | NonEquip | 11 |  | 31.48% | Tech/Econ | 10% | 2195.7899 | 0.18354 | 0
Tech | Hospitals | Space Cooling | Residential-type central air conditioners | TRC | Existing | NE4108 | Roof Insulation | Roof Insulation | NonEquip | 20 |  | 58.5% | Tech/Econ | 0.3404% | 133.599 | 0.055254 | 0
Tech | Hospitals | Space Cooling | Residential-type central air conditioners | TRC | Existing | NE4030 | Programmable Thermostat | Programmable Thermostat | NonEquip | 11 |  | 0% | Tech/Econ | 3.6% | 0 | 0 | 0
Tech | Hospitals | Space Cooling | Residential-type central air conditioners | TRC | Existing | NE3978 | Low U-Value Windows | Low U-Value Windows | NonEquip | 20 |  | 5.375% | Tech/Econ | 46% | 2731.1674 | 1.0152 | 0
Tech | Hospitals | Space Cooling | Residential-type central air conditioners | TRC | Existing | NE3900 | HVAC tune-up_RTU | HVAC tune-up_RTU | NonEquip | 5 | Packaged air conditioning units (RTUs) | 0% | Tech/Econ | 5% | 0 | 0 | 0
Tech | Hospitals | Space Cooling | Residential-type central air conditioners | TRC | Existing | NE3874 | HVAC tune-up | HVAC tune-up | NonEquip | 5 | Residential-type central air conditioners | 0% | Tech/Econ | 5% | 0 | 0 | 0
Tech | Hospitals | Space Cooling | Residential-type central air conditioners | TRC | Existing | NE3796 | Green Roof | Green Roof | NonEquip | 15 |  | 0.063% | Tech/Econ | 0.1973% | 0.083067 | 3.5288e-05 | 0
Tech | Hospitals | Space Cooling | Residential-type central air conditioners | TRC | Existing | NE3744 | Floor Insulation | Floor Insulation | NonEquip | 20 |  | 12.82% | Tech/Econ | 0.08931% | 7.6542 | 0.0031656 | 0
Tech | Hospitals | Space Cooling | Residential-type central air conditioners | TRC | Existing | NE3666 | Facility Energy Management System | Facility Energy Management System | NonEquip | 15 |  | 5.375% | Tech/Econ | 20% | 887.1891 | 0.13134 | 0
Tech | Hospitals | Space Cooling | Residential-type central air conditioners | TRC | Existing | NE3588 | Energy Recovery Ventilation System (ERV) | Energy Recovery Ventilation System (ERV) | NonEquip | 15 | Packaged air conditioning units (RTUs) | 0% | Tech/Econ | 9.935% | 0 | 0 | 0
Tech | Hospitals | Space Cooling | Residential-type central air conditioners | TRC | Existing | NE3510 | Duct Sealing Repair | Duct Sealing Repair | NonEquip | 15 |  | 0% | Tech/Econ | 12% | 0 | 0 | 0
Tech | Hospitals | Space Cooling | Residential-type central air conditioners | TRC | Existing | NE3458 | Duct Insulation | Duct Insulation | NonEquip | 15 |  | 0% | Tech/Econ | 2.045% | 0 | 0 | 0
Tech | Hospitals | Space Cooling | Residential-type central air conditioners | TRC | Existing | NE3406 | Dedicated Outdoor Air System on VRF unit | Dedicated Outdoor Air System on VRF unit | NonEquip | 15 | Residential-type central air conditioners | 58.91% | Tech/Econ | 17.5% | 8416.9845 | 2.5612 | 0
Tech | Hospitals | Space Cooling | Residential-type central air conditioners | TRC | Existing | NE3354 | Cool Roof | Cool Roof | NonEquip | 15 |  | 72.74% | Tech/Econ | 0.253% | 123.2373 | 0.052354 | 0
Tech | Hospitals | Space Cooling | Residential-type central air conditioners | TRC | Existing | NE3302 | Chilled Water System - Variable Speed Drives | Chilled Water System - Variable Speed Drives | NonEquip | 13 | Central chillers inside | 0% | Tech/Econ | 24.74% | 0 | 0 | 0
Tech | Hospitals | Space Cooling | Residential-type central air conditioners | TRC | Existing | NE3276 | Chilled Water Controls Optimization | Chilled Water Controls Optimization | NonEquip | 10 | Central chillers inside | 0% | Tech/Econ | 12.5% | 0 | 0 | 0
Tech | Hospitals | Space Cooling | Residential-type central air conditioners | TRC | Existing | NE3198 | Ceiling Insulation(R2 to R38) | Ceiling Insulation(R2 to R38) | NonEquip | 20 |  | 0% | Tech/Econ | 2.322% | 0 | 0 | 0
Tech | Hospitals | Space Cooling | Residential-type central air conditioners | TRC | Existing | NE3146 | Ceiling Insulation(R19 to R38) | Ceiling Insulation(R19 to R38) | NonEquip | 20 |  | 0% | Tech/Econ | 0.129% | 0 | 0 | 0
Tech | Hospitals | Space Cooling | Residential-type central air conditioners | TRC | Existing | NE3094 | Ceiling Insulation(R12 to R38) | Ceiling Insulation(R12 to R38) | NonEquip | 20 |  | 0% | Tech/Econ | 0.2795% | 0 | 0 | 0
Tech | Hospitals | Space Cooling | Residential-type central air conditioners | TRC | Existing | NE3042 | Airside Economizer | Airside Economizer | NonEquip | 10 | Packaged air conditioning units (RTUs) | 0% | Tech/Econ | 5.556% | 0 | 0 | 0
Tech | Hospitals | Space Cooling | Residential-type central air conditioners | TRC | Turnover | ET825 | Geothermal Heat Pump | Geothermal Heat Pump | Equip | 15 | Residential-type central air conditioners | 30.5% | Tech/Econ | 21.18% | 5697.8804 | 1.0017 | 0
Tech | Hospitals | Space Cooling | Residential-type central air conditioners | TRC | Turnover | ET1371 | Variable Refrigerant Flow (VRF) HVAC Systems | Variable Refrigerant Flow (VRF) HVAC Systems | Equip | 15 | Residential-type central air conditioners | 49.09% | Tech/Econ | 36.88% | 19502.6832 | 5.9345 | 0
Tech | Hospitals | Space Cooling | Residential-type central air conditioners | TRC | Turnover | ET1293 | High Efficiency PTHP | High Efficiency PTHP | Equip | 15 | Residential-type central air conditioners | 0% | Tech/Econ | 23.64% | 0 | 0 | 0
Tech | Hospitals | Space Cooling | Residential-type central air conditioners | TRC | Turnover | ET1254 | High Efficiency PTAC | High Efficiency PTAC | Equip | 15 | Residential-type central air conditioners | 0% | Tech/Econ | 23.64% | 0 | 0 | 0
Tech | Hospitals | Space Cooling | Residential-type central air conditioners | TRC | New | EN851 | Geothermal Heat Pump | Geothermal Heat Pump | Equip | 15 | Residential-type central air conditioners | 30.5% | Tech/Econ | 21.18% | 52.4637 | 0.0092237 | 0
Tech | Hospitals | Space Cooling | Residential-type central air conditioners | TRC | New | EN1397 | Variable Refrigerant Flow (VRF) HVAC Systems | Variable Refrigerant Flow (VRF) HVAC Systems | Equip | 15 | Residential-type central air conditioners | 49.09% | Tech/Econ | 36.88% | 179.5726 | 0.054642 | 0
Tech | Hospitals | Space Cooling | Residential-type central air conditioners | TRC | New | EN1319 | High Efficiency PTHP | High Efficiency PTHP | Equip | 15 | Residential-type central air conditioners | 0% | Tech/Econ | 23.64% | 0 | 0 | 0
Tech | Hospitals | Space Cooling | Residential-type central air conditioners | TRC | New | EN1280 | High Efficiency PTAC | High Efficiency PTAC | Equip | 15 | Residential-type central air conditioners | 0% | Tech/Econ | 23.64% | 0 | 0 | 0
Tech | Hospitals | Space Heating | Residential/split system heat pump | TRC | New | NN5343 | Retro-Commissioning | Retro-Commissioning | NonEquip | 5 |  | 0% | Tech/Econ | 16% | 0 | 0 | 0
Tech | Hospitals | Space Heating | Residential/split system heat pump | TRC | New | NN4329 | Water Cooled Refrigeration Heat Recovery | Water Cooled Refrigeration Heat Recovery | NonEquip | 20 |  | 4.199% | Tech/Econ | 10% | 58.4749 | 0 | 0.0063505
Tech | Hospitals | Space Heating | Residential/split system heat pump | TRC | New | NN4277 | Warehouse Loading Dock Seals | Warehouse Loading Dock Seals | NonEquip | 18 |  | 0% | Tech/Econ | 0.01492% | 0 | 0 | 0
Tech | Hospitals | Space Heating | Residential/split system heat pump | TRC | New | NN4173 | Smart Thermostat | Smart Thermostat | NonEquip | 11 |  | 31.48% | Tech/Econ | 10% | 452.5433 | 0 | 0.011175
Tech | Hospitals | Space Heating | Residential/split system heat pump | TRC | New | NN4095 | Roof Insulation | Roof Insulation | NonEquip | 20 |  | 58.5% | Tech/Econ | 0.05964% | 3.5847 | 0 | 0.00087328
Tech | Hospitals | Space Heating | Residential/split system heat pump | TRC | New | NN4069 | Programmable Thermostat | Programmable Thermostat | NonEquip | 11 |  | 0% | Tech/Econ | 3.6% | 0 | 0 | 0
Tech | Hospitals | Space Heating | Residential/split system heat pump | TRC | New | NN4017 | Low U-Value Windows | Low U-Value Windows | NonEquip | 20 |  | 13.44% | Tech/Econ | 10% | 186.334 | 0 | 0.00077442
Tech | Hospitals | Space Heating | Residential/split system heat pump | TRC | New | NN3783 | Green Roof | Green Roof | NonEquip | 15 |  | 0.315% | Tech/Econ | 0.09216% | 0.037693 | 0 | 0
Tech | Hospitals | Space Heating | Residential/split system heat pump | TRC | New | NN3731 | Floor Insulation | Floor Insulation | NonEquip | 20 |  | 32.06% | Tech/Econ | 0.03129% | 0 | 0 | 0
Tech | Hospitals | Space Heating | Residential/split system heat pump | TRC | New | NN3653 | Facility Energy Management System | Facility Energy Management System | NonEquip | 15 |  | 4.276% | Tech/Econ | 20% | 124.0144 | 0 | 0.015859
Tech | Hospitals | Space Heating | Residential/split system heat pump | TRC | New | NN3575 | ECM Motors on Furnaces | ECM Motors on Furnaces | NonEquip | 15 | Forced air furnace | 0% | Tech/Econ | 1.706% | 0 | 0 | 0
Tech | Hospitals | Space Heating | Residential/split system heat pump | TRC | New | NN3549 | Duct Sealing Repair | Duct Sealing Repair | NonEquip | 15 |  | 0% | Tech/Econ | 12% | 0 | 0 | 0
Tech | Hospitals | Space Heating | Residential/split system heat pump | TRC | New | NN3497 | Duct Insulation | Duct Insulation | NonEquip | 15 |  | 0% | Tech/Econ | 2.045% | 0 | 0 | 0
Tech | Hospitals | Space Heating | Residential/split system heat pump | TRC | New | NN3445 | Destratification Fans | Destratification Fans | NonEquip | 10 |  | 0% | Tech/Econ | 15.61% | 0 | 0 | 0
Tech | Hospitals | Space Heating | Residential/split system heat pump | TRC | New | NN3393 | Dedicated Outdoor Air System on VRF unit | Dedicated Outdoor Air System on VRF unit | NonEquip | 15 | Residential/split system heat pump | 58.91% | Tech/Econ | 10% | 696.3808 | 0 | 0.21418
Tech | Hospitals | Space Heating | Residential/split system heat pump | TRC | New | NN3341 | Cool Roof | Cool Roof | NonEquip | 15 |  | 72.49% | Tech/Econ | 0.03313% | 0 | 0 | 0
Tech | Hospitals | Space Heating | Residential/split system heat pump | TRC | New | NN3237 | Ceiling Insulation(R30 to R38) | Ceiling Insulation(R30 to R38) | NonEquip | 20 |  | 0% | Tech/Econ | 0.01205% | 0 | 0 | 0
Tech | Hospitals | Space Heating | Residential/split system heat pump | TRC | New | NN3185 | Ceiling Insulation(R2 to R38) | Ceiling Insulation(R2 to R38) | NonEquip | 20 |  | 0% | Tech/Econ | 0.8136% | 0 | 0 | 0
Tech | Hospitals | Space Heating | Residential/split system heat pump | TRC | New | NN3133 | Ceiling Insulation(R19 to R38) | Ceiling Insulation(R19 to R38) | NonEquip | 20 |  | 0% | Tech/Econ | 0.0452% | 0 | 0 | 0
Tech | Hospitals | Space Heating | Residential/split system heat pump | TRC | New | NN3081 | Ceiling Insulation(R12 to R38) | Ceiling Insulation(R12 to R38) | NonEquip | 20 |  | 0% | Tech/Econ | 0.09793% | 0 | 0 | 0
Tech | Hospitals | Space Heating | Residential/split system heat pump | TRC | New | NN3003 | Air Curtains | Air Curtains | NonEquip | 8 |  | 28.37% | Tech/Econ | 0.02369% | 0 | 0 | 0
Tech | Hospitals | Space Heating | Residential/split system heat pump | TRC | Existing | NE5330 | Retro-Commissioning | Retro-Commissioning | NonEquip | 5 |  | 21.99% | Tech/Econ | 16% | 46741.4306 | 0 | 0.22643
Tech | Hospitals | Space Heating | Residential/split system heat pump | TRC | Existing | NE4316 | Water Cooled Refrigeration Heat Recovery | Water Cooled Refrigeration Heat Recovery | NonEquip | 20 |  | 55.99% | Tech/Econ | 10% | 84488.7215 | 0 | 9.1757
Tech | Hospitals | Space Heating | Residential/split system heat pump | TRC | Existing | NE4264 | Warehouse Loading Dock Seals | Warehouse Loading Dock Seals | NonEquip | 18 |  | 0% | Tech/Econ | 0.01647% | 0 | 0 | 0
Tech | Hospitals | Space Heating | Residential/split system heat pump | TRC | Existing | NE4238 | Wall Insulation | Wall Insulation | NonEquip | 20 |  | 0% | Tech/Econ | 0.6629% | 0 | 0 | 0
Tech | Hospitals | Space Heating | Residential/split system heat pump | TRC | Existing | NE4160 | Smart Thermostat | Smart Thermostat | NonEquip | 11 |  | 31.48% | Tech/Econ | 10% | 49039.9817 | 0 | 1.211
Tech | Hospitals | Space Heating | Residential/split system heat pump | TRC | Existing | NE4082 | Roof Insulation | Roof Insulation | NonEquip | 20 |  | 58.5% | Tech/Econ | 0.1316% | 986.8629 | 0 | 0.24041
Tech | Hospitals | Space Heating | Residential/split system heat pump | TRC | Existing | NE4056 | Programmable Thermostat | Programmable Thermostat | NonEquip | 11 |  | 0% | Tech/Econ | 3.6% | 0 | 0 | 0
Tech | Hospitals | Space Heating | Residential/split system heat pump | TRC | Existing | NE4004 | Low U-Value Windows | Low U-Value Windows | NonEquip | 20 |  | 5.375% | Tech/Econ | 46% | 47164.7552 | 0 | 0.19602
Tech | Hospitals | Space Heating | Residential/split system heat pump | TRC | Existing | NE3926 | Infiltration Reduction - Air Sealing | Infiltration Reduction - Air Sealing | NonEquip | 11 |  | 0% | Tech/Econ | 0.008233% | 0 | 0 | 0
Tech | Hospitals | Space Heating | Residential/split system heat pump | TRC | Existing | NE3848 | Hotel Card Energy Control Systems | Hotel Card Energy Control Systems | NonEquip | 15 |  | 0% | Tech/Econ | 0% | 0 | 0 | 0
Tech | Hospitals | Space Heating | Residential/split system heat pump | TRC | Existing | NE3770 | Green Roof | Green Roof | NonEquip | 15 |  | 0.063% | Tech/Econ | 0.1017% | 0.8206 | 0 | 0
Tech | Hospitals | Space Heating | Residential/split system heat pump | TRC | Existing | NE3718 | Floor Insulation | Floor Insulation | NonEquip | 20 |  | 12.82% | Tech/Econ | 0.03453% | 56.698 | 0 | 0.013812
Tech | Hospitals | Space Heating | Residential/split system heat pump | TRC | Existing | NE3640 | Facility Energy Management System | Facility Energy Management System | NonEquip | 15 |  | 5.375% | Tech/Econ | 20% | 16931.0439 | 0 | 2.1652
Tech | Hospitals | Space Heating | Residential/split system heat pump | TRC | Existing | NE3562 | ECM Motors on Furnaces | ECM Motors on Furnaces | NonEquip | 15 | Forced air furnace | 0% | Tech/Econ | 1.706% | 0 | 0 | 0
Tech | Hospitals | Space Heating | Residential/split system heat pump | TRC | Existing | NE3536 | Duct Sealing Repair | Duct Sealing Repair | NonEquip | 15 |  | 0% | Tech/Econ | 12% | 0 | 0 | 0
Tech | Hospitals | Space Heating | Residential/split system heat pump | TRC | Existing | NE3484 | Duct Insulation | Duct Insulation | NonEquip | 15 |  | 0% | Tech/Econ | 2.045% | 0 | 0 | 0
Tech | Hospitals | Space Heating | Residential/split system heat pump | TRC | Existing | NE3432 | Destratification Fans | Destratification Fans | NonEquip | 10 |  | 0% | Tech/Econ | 15.61% | 0 | 0 | 0
Tech | Hospitals | Space Heating | Residential/split system heat pump | TRC | Existing | NE3380 | Dedicated Outdoor Air System on VRF unit | Dedicated Outdoor Air System on VRF unit | NonEquip | 15 | Residential/split system heat pump | 58.91% | Tech/Econ | 10% | 83921.3256 | 0 | 25.8108
Tech | Hospitals | Space Heating | Residential/split system heat pump | TRC | Existing | NE3328 | Cool Roof | Cool Roof | NonEquip | 15 |  | 72.74% | Tech/Econ | 0.03656% | 340.6071 | 0 | 0
Tech | Hospitals | Space Heating | Residential/split system heat pump | TRC | Existing | NE3224 | Ceiling Insulation(R30 to R38) | Ceiling Insulation(R30 to R38) | NonEquip | 20 |  | 0% | Tech/Econ | 0.0133% | 0 | 0 | 0
Tech | Hospitals | Space Heating | Residential/split system heat pump | TRC | Existing | NE3172 | Ceiling Insulation(R2 to R38) | Ceiling Insulation(R2 to R38) | NonEquip | 20 |  | 0% | Tech/Econ | 0.8977% | 0 | 0 | 0
Tech | Hospitals | Space Heating | Residential/split system heat pump | TRC | Existing | NE3120 | Ceiling Insulation(R19 to R38) | Ceiling Insulation(R19 to R38) | NonEquip | 20 |  | 0% | Tech/Econ | 0.04987% | 0 | 0 | 0
Tech | Hospitals | Space Heating | Residential/split system heat pump | TRC | Existing | NE3068 | Ceiling Insulation(R12 to R38) | Ceiling Insulation(R12 to R38) | NonEquip | 20 |  | 0% | Tech/Econ | 0.1081% | 0 | 0 | 0
Tech | Hospitals | Space Heating | Residential/split system heat pump | TRC | Existing | NE2990 | Air Curtains | Air Curtains | NonEquip | 8 |  | 33.45% | Tech/Econ | 0.02369% | 101.4452 | 0 | 0.011017
Tech | Hospitals | Space Heating | Residential/split system heat pump | TRC | Turnover | ET864 | Geothermal Heat Pump | Geothermal Heat Pump | Equip | 15 | Residential/split system heat pump | 30.5% | Tech/Econ | 2.941% | 12024.718 | 0 | 1.9783
Tech | Hospitals | Space Heating | Residential/split system heat pump | TRC | Turnover | ET1410 | Variable Refrigerant Flow (VRF) HVAC Systems | Variable Refrigerant Flow (VRF) HVAC Systems | Equip | 15 | Residential/split system heat pump | 49.09% | Tech/Econ | 31.25% | 285418.1793 | 0 | 87.783
Tech | Hospitals | Space Heating | Residential/split system heat pump | TRC | Turnover | ET1332 | High Efficiency PTHP | High Efficiency PTHP | Equip | 15 | Residential/split system heat pump | 0% | Tech/Econ | 9.375% | 0 | 0 | 0
Tech | Hospitals | Space Heating | Residential/split system heat pump | TRC | New | EN890 | Geothermal Heat Pump | Geothermal Heat Pump | Equip | 15 | Residential/split system heat pump | 30.5% | Tech/Econ | 2.941% | 0 | 0 | 0
Tech | Hospitals | Space Heating | Residential/split system heat pump | TRC | New | EN1436 | Variable Refrigerant Flow (VRF) HVAC Systems | Variable Refrigerant Flow (VRF) HVAC Systems | Equip | 15 | Residential/split system heat pump | 49.09% | Tech/Econ | 31.25% | 2628.0123 | 0 | 0.80827
Tech | Hospitals | Space Heating | Residential/split system heat pump | TRC | New | EN1358 | High Efficiency PTHP | High Efficiency PTHP | Equip | 15 | Residential/split system heat pump | 0% | Tech/Econ | 9.375% | 0 | 0 | 0
Tech | Hospitals | Refrigeration | Residential style | TRC | New | NN5317 | Retro-Commissioning | Retro-Commissioning | NonEquip | 5 |  | 0% | Tech/Econ | 16% | 0 | 0 | 0
Tech | Hospitals | Refrigeration | Residential style | TRC | New | NN4901 | Strip Curtains for Walk-ins | Strip Curtains for Walk-ins | NonEquip | 4 | Walk-in cooler | 0% | Tech/Econ | 2.115% | 0 | 0 | 0
Tech | Hospitals | Refrigeration | Residential style | TRC | New | NN4875 | Refrigerated Display Case Lighting Controls | Refrigerated Display Case Lighting Controls | NonEquip | 8 | Display cases | 0% | Tech/Econ | 0.9365% | 0 | 0 | 0
Tech | Hospitals | Refrigeration | Residential style | TRC | New | NN4849 | PSC to ECM Evaporator Fan Motor (Walk-In, Refrigerator) | PSC to ECM Evaporator Fan Motor (Walk-In, Refrigerator) | NonEquip | 15 | Walk-in cooler | 0% | Tech/Econ | 37.5% | 0 | 0 | 0
Tech | Hospitals | Refrigeration | Residential style | TRC | New | NN4823 | PSC to ECM Evaporator Fan Motor (Reach-In) | PSC to ECM Evaporator Fan Motor (Reach-In) | NonEquip | 15 | Display cases | 0% | Tech/Econ | 37.5% | 0 | 0 | 0
Tech | Hospitals | Refrigeration | Residential style | TRC | New | NN4797 | Night Covers for Display Cases | Night Covers for Display Cases | NonEquip | 5 | Display cases | 0% | Tech/Econ | 1.877% | 0 | 0 | 0
Tech | Hospitals | Refrigeration | Residential style | TRC | New | NN4771 | High R-Value Glass Doors | High R-Value Glass Doors | NonEquip | 12 | Display cases | 0% | Tech/Econ | 0% | 0 | 0 | 0
Tech | Hospitals | Refrigeration | Residential style | TRC | New | NN4745 | High Efficiency Refrigeration Compressor | High Efficiency Refrigeration Compressor | NonEquip | 13 | Display cases | 0% | Tech/Econ | 6.922% | 0 | 0 | 0
Tech | Hospitals | Refrigeration | Residential style | TRC | New | NN4719 | Freezer-Cooler Replacement Gaskets | Freezer-Cooler Replacement Gaskets | NonEquip | 4 | Display cases | 0% | Tech/Econ | 0% | 0 | 0 | 0
Tech | Hospitals | Refrigeration | Residential style | TRC | New | NN4693 | Floating Head Pressure Controls | Floating Head Pressure Controls | NonEquip | 15 |  | 24.64% | Tech/Econ | 6.05% | 74.1746 | 0.0096171 | 0.0080555
Tech | Hospitals | Refrigeration | Residential style | TRC | New | NN4667 | Demand Defrost | Demand Defrost | NonEquip | 10 | Walk-in cooler | 0% | Tech/Econ | 30% | 0 | 0 | 0
Tech | Hospitals | Refrigeration | Residential style | TRC | New | NN4641 | Automatic Door Closer for Walk-in Coolers and Freezers | Automatic Door Closer for Walk-in Coolers and Freezers | NonEquip | 8 | Walk-in cooler | 0% | Tech/Econ | 3.131% | 0 | 0 | 0
Tech | Hospitals | Refrigeration | Residential style | TRC | New | NN4615 | Anti-Sweat Controls | Anti-Sweat Controls | NonEquip | 8 | Display cases | 0% | Tech/Econ | 85% | 0 | 0 | 0
Tech | Hospitals | Refrigeration | Residential style | TRC | Existing | NE5304 | Retro-Commissioning | Retro-Commissioning | NonEquip | 5 |  | 21.99% | Tech/Econ | 16% | 19866.3204 | 8.3767 | 0.096237
Tech | Hospitals | Refrigeration | Residential style | TRC | Existing | NE4888 | Strip Curtains for Walk-ins | Strip Curtains for Walk-ins | NonEquip | 4 | Walk-in cooler | 0% | Tech/Econ | 2.115% | 0 | 0 | 0
Tech | Hospitals | Refrigeration | Residential style | TRC | Existing | NE4862 | Refrigerated Display Case Lighting Controls | Refrigerated Display Case Lighting Controls | NonEquip | 8 | Display cases | 0% | Tech/Econ | 2.524% | 0 | 0 | 0
Tech | Hospitals | Refrigeration | Residential style | TRC | Existing | NE4836 | PSC to ECM Evaporator Fan Motor (Walk-In, Refrigerator) | PSC to ECM Evaporator Fan Motor (Walk-In, Refrigerator) | NonEquip | 15 | Walk-in cooler | 0% | Tech/Econ | 37.5% | 0 | 0 | 0
Tech | Hospitals | Refrigeration | Residential style | TRC | Existing | NE4810 | PSC to ECM Evaporator Fan Motor (Reach-In) | PSC to ECM Evaporator Fan Motor (Reach-In) | NonEquip | 15 | Display cases | 0% | Tech/Econ | 37.5% | 0 | 0 | 0
Tech | Hospitals | Refrigeration | Residential style | TRC | Existing | NE4784 | Night Covers for Display Cases | Night Covers for Display Cases | NonEquip | 5 | Display cases | 0% | Tech/Econ | 1.877% | 0 | 0 | 0
Tech | Hospitals | Refrigeration | Residential style | TRC | Existing | NE4758 | High R-Value Glass Doors | High R-Value Glass Doors | NonEquip | 12 | Display cases | 0% | Tech/Econ | 23.81% | 0 | 0 | 0
Tech | Hospitals | Refrigeration | Residential style | TRC | Existing | NE4732 | High Efficiency Refrigeration Compressor | High Efficiency Refrigeration Compressor | NonEquip | 13 | Display cases | 0% | Tech/Econ | 6.922% | 0 | 0 | 0
Tech | Hospitals | Refrigeration | Residential style | TRC | Existing | NE4706 | Freezer-Cooler Replacement Gaskets | Freezer-Cooler Replacement Gaskets | NonEquip | 4 | Display cases | 0% | Tech/Econ | 3.131% | 0 | 0 | 0
Tech | Hospitals | Refrigeration | Residential style | TRC | Existing | NE4680 | Floating Head Pressure Controls | Floating Head Pressure Controls | NonEquip | 15 |  | 24.64% | Tech/Econ | 6.05% | 8120.2597 | 1.0528 | 0.88188
Tech | Hospitals | Refrigeration | Residential style | TRC | Existing | NE4654 | Demand Defrost | Demand Defrost | NonEquip | 10 | Walk-in cooler | 0% | Tech/Econ | 30% | 0 | 0 | 0
Tech | Hospitals | Refrigeration | Residential style | TRC | Existing | NE4628 | Automatic Door Closer for Walk-in Coolers and Freezers | Automatic Door Closer for Walk-in Coolers and Freezers | NonEquip | 8 | Walk-in cooler | 0% | Tech/Econ | 3.131% | 0 | 0 | 0
Tech | Hospitals | Refrigeration | Residential style | TRC | Existing | NE4602 | Anti-Sweat Controls | Anti-Sweat Controls | NonEquip | 8 | Display cases | 0% | Tech/Econ | 85% | 0 | 0 | 0
Tech | Hospitals | Refrigeration | Residential style | TRC | Turnover | ET2535 | Energy Star Refrigerator | Energy Star Refrigerator | Equip | 12 | Residential style | 45.6% | Tech/Econ | 21.99% | 62927.1243 | 8.285 | 6.5191
Tech | Hospitals | Refrigeration | Residential style | TRC | New | EN2561 | Energy Star Refrigerator | Energy Star Refrigerator | Equip | 12 | Residential style | 53.2% | Tech/Econ | 21.99% | 659.2607 | 0.086798 | 0.068298
Tech | Hospitals | Miscellaneous | Pool pump | TRC | New | NN5447 | Retro-Commissioning | Retro-Commissioning | NonEquip | 5 |  | 0% | Tech/Econ | 16% | 0 | 0 | 0
Tech | Hospitals | Miscellaneous | Pool pump | TRC | New | NN4537 | VSD Controlled Compressor | VSD Controlled Compressor | NonEquip | 15 | Others | 0% | Tech/Econ | 20.79% | 0 | 0 | 0
Tech | Hospitals | Miscellaneous | Pool pump | TRC | New | NN4511 | Regenerative Drive Elevator Motor | Regenerative Drive Elevator Motor | NonEquip | 13 | Elevators/Escalators | 0% | Tech/Econ | 6.211% | 0 | 0 | 0
Tech | Hospitals | Miscellaneous | Pool pump | TRC | New | NN4485 | Engine Block Timer | Engine Block Timer | NonEquip | 5 | Others | 0% | Tech/Econ | 36% | 0 | 0 | 0
Tech | Hospitals | Miscellaneous | Pool pump | TRC | New | NN4459 | Efficient Motor Belts | Efficient Motor Belts | NonEquip | 10 | Others | 0% | Tech/Econ | 1.105% | 0 | 0 | 0
Tech | Hospitals | Miscellaneous | Pool pump | TRC | Existing | NE5434 | Retro-Commissioning | Retro-Commissioning | NonEquip | 5 |  | 21.99% | Tech/Econ | 16% | 0 | 0 | 0
Tech | Hospitals | Miscellaneous | Pool pump | TRC | Existing | NE4524 | VSD Controlled Compressor | VSD Controlled Compressor | NonEquip | 15 | Others | 0% | Tech/Econ | 20.79% | 0 | 0 | 0
Tech | Hospitals | Miscellaneous | Pool pump | TRC | Existing | NE4498 | Regenerative Drive Elevator Motor | Regenerative Drive Elevator Motor | NonEquip | 13 | Elevators/Escalators | 0% | Tech/Econ | 6.211% | 0 | 0 | 0
Tech | Hospitals | Miscellaneous | Pool pump | TRC | Existing | NE4472 | Engine Block Timer | Engine Block Timer | NonEquip | 5 | Others | 0% | Tech/Econ | 36% | 0 | 0 | 0
Tech | Hospitals | Miscellaneous | Pool pump | TRC | Existing | NE4446 | Efficient Motor Belts | Efficient Motor Belts | NonEquip | 10 | Others | 0% | Tech/Econ | 1.105% | 0 | 0 | 0
Tech | Hospitals | Miscellaneous | Pool pump | TRC | Turnover | ET2109 | Variable Speed Pool Pump | Variable Speed Pool Pump | Equip | 10 | Pool pump | 0% | Tech/Econ | 64.36% | 0 | 0 | 0
Tech | Hospitals | Miscellaneous | Pool pump | TRC | Turnover | ET2070 | Two Speed Pool Pump | Two Speed Pool Pump | Equip | 10 | Pool pump | 0% | Tech/Econ | 61.79% | 0 | 0 | 0
Tech | Hospitals | Miscellaneous | Pool pump | TRC | Turnover | ET2034 | Solar Powered Pool Pump | Solar Powered Pool Pump | Equip | 10 | Pool pump | 0% | Tech/Econ | 81% | 0 | 0 | 0
Tech | Hospitals | Miscellaneous | Pool pump | TRC | Turnover | ET1995 | Solar Pool Heater | Solar Pool Heater | Equip | 15 | Pool pump | 0% | Tech/Econ | 86.11% | 0 | 0 | 0
Tech | Hospitals | Miscellaneous | Pool pump | TRC | Turnover | ET1956 | Heat Pump Pool Heater | Heat Pump Pool Heater | Equip | 15 | Pool pump | 0% | Tech/Econ | 80% | 0 | 0 | 0
Tech | Hospitals | Miscellaneous | Pool pump | TRC | New | EN2133 | Variable Speed Pool Pump | Variable Speed Pool Pump | Equip | 10 | Pool pump | 0% | Tech/Econ | 64.36% | 0 | 0 | 0
Tech | Hospitals | Miscellaneous | Pool pump | TRC | New | EN2096 | Two Speed Pool Pump | Two Speed Pool Pump | Equip | 10 | Pool pump | 0% | Tech/Econ | 61.79% | 0 | 0 | 0
Tech | Hospitals | Miscellaneous | Pool pump | TRC | New | EN2058 | Solar Powered Pool Pump | Solar Powered Pool Pump | Equip | 10 | Pool pump | 0% | Tech/Econ | 81% | 0 | 0 | 0
Tech | Hospitals | Miscellaneous | Pool pump | TRC | New | EN2021 | Solar Pool Heater | Solar Pool Heater | Equip | 15 | Pool pump | 0% | Tech/Econ | 86.11% | 0 | 0 | 0
Tech | Hospitals | Miscellaneous | Pool pump | TRC | New | EN1982 | Heat Pump Pool Heater | Heat Pump Pool Heater | Equip | 15 | Pool pump | 0% | Tech/Econ | 80% | 0 | 0 | 0
Tech | Hospitals | Space Heating | Packaged central unit | TRC | New | NN5343 | Retro-Commissioning | Retro-Commissioning | NonEquip | 5 |  | 0% | Tech/Econ | 16% | 0 | 0 | 0
Tech | Hospitals | Space Heating | Packaged central unit | TRC | New | NN4329 | Water Cooled Refrigeration Heat Recovery | Water Cooled Refrigeration Heat Recovery | NonEquip | 20 |  | 4.199% | Tech/Econ | 10% | 21.0861 | 0 | 0.00229
Tech | Hospitals | Space Heating | Packaged central unit | TRC | New | NN4277 | Warehouse Loading Dock Seals | Warehouse Loading Dock Seals | NonEquip | 18 |  | 0% | Tech/Econ | 0.01492% | 0 | 0 | 0
Tech | Hospitals | Space Heating | Packaged central unit | TRC | New | NN4173 | Smart Thermostat | Smart Thermostat | NonEquip | 11 |  | 31.48% | Tech/Econ | 10% | 163.1873 | 0 | 0.0040297
Tech | Hospitals | Space Heating | Packaged central unit | TRC | New | NN4095 | Roof Insulation | Roof Insulation | NonEquip | 20 |  | 58.5% | Tech/Econ | 0.05964% | 1.323 | 0 | 0.00032229
Tech | Hospitals | Space Heating | Packaged central unit | TRC | New | NN4069 | Programmable Thermostat | Programmable Thermostat | NonEquip | 11 |  | 0% | Tech/Econ | 3.6% | 0 | 0 | 0
Tech | Hospitals | Space Heating | Packaged central unit | TRC | New | NN4017 | Low U-Value Windows | Low U-Value Windows | NonEquip | 20 |  | 13.44% | Tech/Econ | 10% | 67.1921 | 0 | 0.00027926
Tech | Hospitals | Space Heating | Packaged central unit | TRC | New | NN3939 | Infiltration Reduction - Air Sealing | Infiltration Reduction - Air Sealing | NonEquip | 11 |  | 0% | Tech/Econ | 0.007461% | 0 | 0 | 0
Tech | Hospitals | Space Heating | Packaged central unit | TRC | New | NN3861 | Hotel Card Energy Control Systems | Hotel Card Energy Control Systems | NonEquip | 15 |  | 0% | Tech/Econ | 0% | 0 | 0 | 0
Tech | Hospitals | Space Heating | Packaged central unit | TRC | New | NN3783 | Green Roof | Green Roof | NonEquip | 15 |  | 0.315% | Tech/Econ | 0.09216% | 0.013911 | 0 | 0
Tech | Hospitals | Space Heating | Packaged central unit | TRC | New | NN3731 | Floor Insulation | Floor Insulation | NonEquip | 20 |  | 32.06% | Tech/Econ | 0.03129% | 0 | 0 | 0
Tech | Hospitals | Space Heating | Packaged central unit | TRC | New | NN3653 | Facility Energy Management System | Facility Energy Management System | NonEquip | 15 |  | 4.276% | Tech/Econ | 20% | 44.7196 | 0 | 0.0057189
Tech | Hospitals | Space Heating | Packaged central unit | TRC | New | NN3575 | ECM Motors on Furnaces | ECM Motors on Furnaces | NonEquip | 15 | Forced air furnace | 0% | Tech/Econ | 1.706% | 0 | 0 | 0
Tech | Hospitals | Space Heating | Packaged central unit | TRC | New | NN3549 | Duct Sealing Repair | Duct Sealing Repair | NonEquip | 15 |  | 0% | Tech/Econ | 12% | 0 | 0 | 0
Tech | Hospitals | Space Heating | Packaged central unit | TRC | New | NN3497 | Duct Insulation | Duct Insulation | NonEquip | 15 |  | 0% | Tech/Econ | 2.045% | 0 | 0 | 0
Tech | Hospitals | Space Heating | Packaged central unit | TRC | New | NN3445 | Destratification Fans | Destratification Fans | NonEquip | 10 |  | 0% | Tech/Econ | 15.61% | 0 | 0 | 0
Tech | Hospitals | Space Heating | Packaged central unit | TRC | New | NN3393 | Dedicated Outdoor Air System on VRF unit | Dedicated Outdoor Air System on VRF unit | NonEquip | 15 | Residential/split system heat pump | 0% | Tech/Econ | 10% | 0 | 0 | 0
Tech | Hospitals | Space Heating | Packaged central unit | TRC | New | NN3341 | Cool Roof | Cool Roof | NonEquip | 15 |  | 72.49% | Tech/Econ | 0.03313% | 0 | 0 | 0
Tech | Hospitals | Space Heating | Packaged central unit | TRC | New | NN3237 | Ceiling Insulation(R30 to R38) | Ceiling Insulation(R30 to R38) | NonEquip | 20 |  | 0% | Tech/Econ | 0.01205% | 0 | 0 | 0
Tech | Hospitals | Space Heating | Packaged central unit | TRC | New | NN3185 | Ceiling Insulation(R2 to R38) | Ceiling Insulation(R2 to R38) | NonEquip | 20 |  | 0% | Tech/Econ | 0.8136% | 0 | 0 | 0
Tech | Hospitals | Space Heating | Packaged central unit | TRC | New | NN3133 | Ceiling Insulation(R19 to R38) | Ceiling Insulation(R19 to R38) | NonEquip | 20 |  | 0% | Tech/Econ | 0.0452% | 0 | 0 | 0
Tech | Hospitals | Space Heating | Packaged central unit | TRC | New | NN3081 | Ceiling Insulation(R12 to R38) | Ceiling Insulation(R12 to R38) | NonEquip | 20 |  | 0% | Tech/Econ | 0.09793% | 0 | 0 | 0
Tech | Hospitals | Space Heating | Packaged central unit | TRC | New | NN3003 | Air Curtains | Air Curtains | NonEquip | 8 |  | 28.37% | Tech/Econ | 0.02369% | 0 | 0 | 0
Tech | Hospitals | Space Heating | Packaged central unit | TRC | Existing | NE5330 | Retro-Commissioning | Retro-Commissioning | NonEquip | 5 |  | 21.99% | Tech/Econ | 16% | 17554.3762 | 0 | 0.085038
Tech | Hospitals | Space Heating | Packaged central unit | TRC | Existing | NE4316 | Water Cooled Refrigeration Heat Recovery | Water Cooled Refrigeration Heat Recovery | NonEquip | 20 |  | 55.99% | Tech/Econ | 10% | 30466.6721 | 0 | 3.3088
Tech | Hospitals | Space Heating | Packaged central unit | TRC | Existing | NE4264 | Warehouse Loading Dock Seals | Warehouse Loading Dock Seals | NonEquip | 18 |  | 0% | Tech/Econ | 0.01647% | 0 | 0 | 0
Tech | Hospitals | Space Heating | Packaged central unit | TRC | Existing | NE4238 | Wall Insulation | Wall Insulation | NonEquip | 20 |  | 0% | Tech/Econ | 0.6629% | 0 | 0 | 0
Tech | Hospitals | Space Heating | Packaged central unit | TRC | Existing | NE4160 | Smart Thermostat | Smart Thermostat | NonEquip | 11 |  | 31.48% | Tech/Econ | 10% | 17683.8401 | 0 | 0.43668
Tech | Hospitals | Space Heating | Packaged central unit | TRC | Existing | NE4082 | Roof Insulation | Roof Insulation | NonEquip | 20 |  | 58.5% | Tech/Econ | 0.1316% | 370.6297 | 0 | 0.09029
Tech | Hospitals | Space Heating | Packaged central unit | TRC | Existing | NE4056 | Programmable Thermostat | Programmable Thermostat | NonEquip | 11 |  | 0% | Tech/Econ | 3.6% | 0 | 0 | 0
Tech | Hospitals | Space Heating | Packaged central unit | TRC | Existing | NE4004 | Low U-Value Windows | Low U-Value Windows | NonEquip | 20 |  | 5.375% | Tech/Econ | 46% | 14398.2955 | 0 | 0.05984
Tech | Hospitals | Space Heating | Packaged central unit | TRC | Existing | NE3926 | Infiltration Reduction - Air Sealing | Infiltration Reduction - Air Sealing | NonEquip | 11 |  | 0% | Tech/Econ | 0.008233% | 0 | 0 | 0
Tech | Hospitals | Space Heating | Packaged central unit | TRC | Existing | NE3848 | Hotel Card Energy Control Systems | Hotel Card Energy Control Systems | NonEquip | 15 |  | 0% | Tech/Econ | 0% | 0 | 0 | 0
Tech | Hospitals | Space Heating | Packaged central unit | TRC | Existing | NE3770 | Green Roof | Green Roof | NonEquip | 15 |  | 0.063% | Tech/Econ | 0.1017% | 0.30819 | 0 | 0
Tech | Hospitals | Space Heating | Packaged central unit | TRC | Existing | NE3718 | Floor Insulation | Floor Insulation | NonEquip | 20 |  | 12.82% | Tech/Econ | 0.03453% | 21.2937 | 0 | 0.0051874
Tech | Hospitals | Space Heating | Packaged central unit | TRC | Existing | NE3640 | Facility Energy Management System | Facility Energy Management System | NonEquip | 15 |  | 5.375% | Tech/Econ | 20% | 6105.3423 | 0 | 0.78077
Tech | Hospitals | Space Heating | Packaged central unit | TRC | Existing | NE3562 | ECM Motors on Furnaces | ECM Motors on Furnaces | NonEquip | 15 | Forced air furnace | 0% | Tech/Econ | 1.706% | 0 | 0 | 0
Tech | Hospitals | Space Heating | Packaged central unit | TRC | Existing | NE3536 | Duct Sealing Repair | Duct Sealing Repair | NonEquip | 15 |  | 0% | Tech/Econ | 12% | 0 | 0 | 0
Tech | Hospitals | Space Heating | Packaged central unit | TRC | Existing | NE3484 | Duct Insulation | Duct Insulation | NonEquip | 15 |  | 0% | Tech/Econ | 2.045% | 0 | 0 | 0
Tech | Hospitals | Space Heating | Packaged central unit | TRC | Existing | NE3432 | Destratification Fans | Destratification Fans | NonEquip | 10 |  | 0% | Tech/Econ | 15.61% | 0 | 0 | 0
Tech | Hospitals | Space Heating | Packaged central unit | TRC | Existing | NE3380 | Dedicated Outdoor Air System on VRF unit | Dedicated Outdoor Air System on VRF unit | NonEquip | 15 | Residential/split system heat pump | 0% | Tech/Econ | 10% | 0 | 0 | 0
Tech | Hospitals | Space Heating | Packaged central unit | TRC | Existing | NE3328 | Cool Roof | Cool Roof | NonEquip | 15 |  | 72.74% | Tech/Econ | 0.03656% | 127.9196 | 0 | 0
Tech | Hospitals | Space Heating | Packaged central unit | TRC | Existing | NE3224 | Ceiling Insulation(R30 to R38) | Ceiling Insulation(R30 to R38) | NonEquip | 20 |  | 0% | Tech/Econ | 0.0133% | 0 | 0 | 0
Tech | Hospitals | Space Heating | Packaged central unit | TRC | Existing | NE3172 | Ceiling Insulation(R2 to R38) | Ceiling Insulation(R2 to R38) | NonEquip | 20 |  | 0% | Tech/Econ | 0.8977% | 0 | 0 | 0
Tech | Hospitals | Space Heating | Packaged central unit | TRC | Existing | NE3120 | Ceiling Insulation(R19 to R38) | Ceiling Insulation(R19 to R38) | NonEquip | 20 |  | 0% | Tech/Econ | 0.04987% | 0 | 0 | 0
Tech | Hospitals | Space Heating | Packaged central unit | TRC | Existing | NE3068 | Ceiling Insulation(R12 to R38) | Ceiling Insulation(R12 to R38) | NonEquip | 20 |  | 0% | Tech/Econ | 0.1081% | 0 | 0 | 0
Tech | Hospitals | Space Heating | Packaged central unit | TRC | Existing | NE2990 | Air Curtains | Air Curtains | NonEquip | 8 |  | 33.45% | Tech/Econ | 0.02369% | 38.0991 | 0 | 0.0041377
Tech | Hospitals | Space Heating | Packaged central unit | TRC | Turnover | ET1215 | High Efficiency DX 135k- less than 240k BTU | High Efficiency DX 135k- less than 240k BTU | Equip | 15 | Packaged central unit | 94.56% | Tech/Econ | 3.03% | 14719.3352 | 0 | 0
Tech | Hospitals | Space Heating | Packaged central unit | TRC | New | EN1241 | High Efficiency DX 135k- less than 240k BTU | High Efficiency DX 135k- less than 240k BTU | Equip | 15 | Packaged central unit | 94.56% | Tech/Econ | 3.03% | 141.3575 | 0 | 0
Tech | Hospitals | Space Cooling | Packaged air conditioning units (RTUs) | TRC | New | NN5369 | Retro-Commissioning | Retro-Commissioning | NonEquip | 5 |  | 0% | Tech/Econ | 16% | 0 | 0 | 0
Tech | Hospitals | Space Cooling | Packaged air conditioning units (RTUs) | TRC | New | NN4381 | Window Sun Protection | Window Sun Protection | NonEquip | 10 |  | 15.35% | Tech/Econ | 16% | 4370.0321 | 1.3607 | -0.076662
Tech | Hospitals | Space Cooling | Packaged air conditioning units (RTUs) | TRC | New | NN4355 | Waterside Economizer | Waterside Economizer | NonEquip | 20 |  | 19.15% | Tech/Econ | 5.556% | 0 | 0 | 0
Tech | Hospitals | Space Cooling | Packaged air conditioning units (RTUs) | TRC | New | NN4147 | Smart Thermostat | Smart Thermostat | NonEquip | 11 |  | 31.48% | Tech/Econ | 10% | 5326.9286 | 0.44526 | 0
Tech | Hospitals | Space Cooling | Packaged air conditioning units (RTUs) | TRC | New | NN4121 | Roof Insulation | Roof Insulation | NonEquip | 20 |  | 58.5% | Tech/Econ | 0.1702% | 0 | 0 | 0
Tech | Hospitals | Space Cooling | Packaged air conditioning units (RTUs) | TRC | New | NN4043 | Programmable Thermostat | Programmable Thermostat | NonEquip | 11 |  | 0% | Tech/Econ | 3.6% | 0 | 0 | 0
Tech | Hospitals | Space Cooling | Packaged air conditioning units (RTUs) | TRC | New | NN3991 | Low U-Value Windows | Low U-Value Windows | NonEquip | 20 |  | 13.44% | Tech/Econ | 10% | 2332.7207 | 0.86708 | 0
Tech | Hospitals | Space Cooling | Packaged air conditioning units (RTUs) | TRC | New | NN3913 | HVAC tune-up_RTU | HVAC tune-up_RTU | NonEquip | 5 | Packaged air conditioning units (RTUs) | 0% | Tech/Econ | 5% | 0 | 0 | 0
Tech | Hospitals | Space Cooling | Packaged air conditioning units (RTUs) | TRC | New | NN3887 | HVAC tune-up | HVAC tune-up | NonEquip | 5 | Residential-type central air conditioners | 0% | Tech/Econ | 5% | 0 | 0 | 0
Tech | Hospitals | Space Cooling | Packaged air conditioning units (RTUs) | TRC | New | NN3809 | Green Roof | Green Roof | NonEquip | 15 |  | 0.315% | Tech/Econ | 0.1973% | 0 | 0 | 0
Tech | Hospitals | Space Cooling | Packaged air conditioning units (RTUs) | TRC | New | NN3679 | Facility Energy Management System | Facility Energy Management System | NonEquip | 15 |  | 4.276% | Tech/Econ | 20% | 1628.4163 | 0.24107 | 0
Tech | Hospitals | Space Cooling | Packaged air conditioning units (RTUs) | TRC | New | NN3627 | Facility Commissioning | Facility Commissioning | NonEquip | 10 |  | 35.83% | Tech/Econ | 16% | 10824.0974 | 1.6331 | 0.30641
Tech | Hospitals | Space Cooling | Packaged air conditioning units (RTUs) | TRC | New | NN3601 | Energy Recovery Ventilation System (ERV) | Energy Recovery Ventilation System (ERV) | NonEquip | 15 | Packaged air conditioning units (RTUs) | 38.88% | Tech/Econ | 9.935% | 6409.7897 | 9.3985 | 1.8214
Tech | Hospitals | Space Cooling | Packaged air conditioning units (RTUs) | TRC | New | NN3523 | Duct Sealing Repair | Duct Sealing Repair | NonEquip | 15 |  | 0% | Tech/Econ | 12% | 0 | 0 | 0
Tech | Hospitals | Space Cooling | Packaged air conditioning units (RTUs) | TRC | New | NN3471 | Duct Insulation | Duct Insulation | NonEquip | 15 |  | 0% | Tech/Econ | 2.045% | 0 | 0 | 0
Tech | Hospitals | Space Cooling | Packaged air conditioning units (RTUs) | TRC | New | NN3419 | Dedicated Outdoor Air System on VRF unit | Dedicated Outdoor Air System on VRF unit | NonEquip | 15 | Residential-type central air conditioners | 0% | Tech/Econ | 17.5% | 0 | 0 | 0
Tech | Hospitals | Space Cooling | Packaged air conditioning units (RTUs) | TRC | New | NN3367 | Cool Roof | Cool Roof | NonEquip | 15 |  | 72.49% | Tech/Econ | 0.253% | 0 | 0 | 0
Tech | Hospitals | Space Cooling | Packaged air conditioning units (RTUs) | TRC | New | NN3315 | Chilled Water System - Variable Speed Drives | Chilled Water System - Variable Speed Drives | NonEquip | 13 | Central chillers inside | 0% | Tech/Econ | 24.74% | 0 | 0 | 0
Tech | Hospitals | Space Cooling | Packaged air conditioning units (RTUs) | TRC | New | NN3289 | Chilled Water Controls Optimization | Chilled Water Controls Optimization | NonEquip | 10 | Central chillers inside | 0% | Tech/Econ | 12.5% | 0 | 0 | 0
Tech | Hospitals | Space Cooling | Packaged air conditioning units (RTUs) | TRC | New | NN3211 | Ceiling Insulation(R2 to R38) | Ceiling Insulation(R2 to R38) | NonEquip | 20 |  | 0% | Tech/Econ | 2.322% | 0 | 0 | 0
Tech | Hospitals | Space Cooling | Packaged air conditioning units (RTUs) | TRC | New | NN3159 | Ceiling Insulation(R19 to R38) | Ceiling Insulation(R19 to R38) | NonEquip | 20 |  | 0% | Tech/Econ | 0.129% | 0 | 0 | 0
Tech | Hospitals | Space Cooling | Packaged air conditioning units (RTUs) | TRC | New | NN3107 | Ceiling Insulation(R12 to R38) | Ceiling Insulation(R12 to R38) | NonEquip | 20 |  | 0% | Tech/Econ | 0.2795% | 0 | 0 | 0
Tech | Hospitals | Space Cooling | Packaged air conditioning units (RTUs) | TRC | New | NN3055 | Airside Economizer | Airside Economizer | NonEquip | 10 | Packaged air conditioning units (RTUs) | 4.552% | Tech/Econ | 5.556% | 403.4605 | -0.039113 | 0.0099978
Tech | Hospitals | Space Cooling | Packaged air conditioning units (RTUs) | TRC | Existing | NE5356 | Retro-Commissioning | Retro-Commissioning | NonEquip | 5 |  | 21.99% | Tech/Econ | 16% | 628819.831 | 265.1426 | 0
Tech | Hospitals | Space Cooling | Packaged air conditioning units (RTUs) | TRC | Existing | NE4368 | Window Sun Protection | Window Sun Protection | NonEquip | 10 |  | 7.839% | Tech/Econ | 16% | 256584.2164 | 79.8923 | -4.5012
Tech | Hospitals | Space Cooling | Packaged air conditioning units (RTUs) | TRC | Existing | NE4342 | Waterside Economizer | Waterside Economizer | NonEquip | 20 |  | 12.77% | Tech/Econ | 5.556% | 133137.9268 | 44.0391 | 0
Tech | Hospitals | Space Cooling | Packaged air conditioning units (RTUs) | TRC | Existing | NE4212 | Wall Insulation | Wall Insulation | NonEquip | 20 |  | 0% | Tech/Econ | 11.74% | 0 | 0 | 0
Tech | Hospitals | Space Cooling | Packaged air conditioning units (RTUs) | TRC | Existing | NE4134 | Smart Thermostat | Smart Thermostat | NonEquip | 11 |  | 31.48% | Tech/Econ | 10% | 635861.3191 | 53.1496 | 0
Tech | Hospitals | Space Cooling | Packaged air conditioning units (RTUs) | TRC | Existing | NE4108 | Roof Insulation | Roof Insulation | NonEquip | 20 |  | 58.5% | Tech/Econ | 0.3404% | 34341.1902 | 14.2029 | 0
Tech | Hospitals | Space Cooling | Packaged air conditioning units (RTUs) | TRC | Existing | NE4030 | Programmable Thermostat | Programmable Thermostat | NonEquip | 11 |  | 0% | Tech/Econ | 3.6% | 0 | 0 | 0
Tech | Hospitals | Space Cooling | Packaged air conditioning units (RTUs) | TRC | Existing | NE3978 | Low U-Value Windows | Low U-Value Windows | NonEquip | 20 |  | 5.375% | Tech/Econ | 46% | 524298.1111 | 194.8832 | 0
Tech | Hospitals | Space Cooling | Packaged air conditioning units (RTUs) | TRC | Existing | NE3900 | HVAC tune-up_RTU | HVAC tune-up_RTU | NonEquip | 5 | Packaged air conditioning units (RTUs) | 0% | Tech/Econ | 5% | 0 | 0 | 0
Tech | Hospitals | Space Cooling | Packaged air conditioning units (RTUs) | TRC | Existing | NE3874 | HVAC tune-up | HVAC tune-up | NonEquip | 5 | Residential-type central air conditioners | 0% | Tech/Econ | 5% | 0 | 0 | 0
Tech | Hospitals | Space Cooling | Packaged air conditioning units (RTUs) | TRC | Existing | NE3796 | Green Roof | Green Roof | NonEquip | 15 |  | 0.063% | Tech/Econ | 0.1973% | 21.3521 | 0.0090708 | 0
Tech | Hospitals | Space Cooling | Packaged air conditioning units (RTUs) | TRC | Existing | NE3744 | Floor Insulation | Floor Insulation | NonEquip | 20 |  | 12.82% | Tech/Econ | 0.08931% | 1967.4783 | 0.81371 | 0
Tech | Hospitals | Space Cooling | Packaged air conditioning units (RTUs) | TRC | Existing | NE3666 | Facility Energy Management System | Facility Energy Management System | NonEquip | 15 |  | 5.375% | Tech/Econ | 20% | 222319.331 | 32.9127 | 0
Tech | Hospitals | Space Cooling | Packaged air conditioning units (RTUs) | TRC | Existing | NE3588 | Energy Recovery Ventilation System (ERV) | Energy Recovery Ventilation System (ERV) | NonEquip | 15 | Packaged air conditioning units (RTUs) | 38.35% | Tech/Econ | 9.935% | 745511.836 | 1093.1227 | 211.8437
Tech | Hospitals | Space Cooling | Packaged air conditioning units (RTUs) | TRC | Existing | NE3510 | Duct Sealing Repair | Duct Sealing Repair | NonEquip | 15 |  | 0% | Tech/Econ | 12% | 0 | 0 | 0
Tech | Hospitals | Space Cooling | Packaged air conditioning units (RTUs) | TRC | Existing | NE3458 | Duct Insulation | Duct Insulation | NonEquip | 15 |  | 0% | Tech/Econ | 2.045% | 0 | 0 | 0
Tech | Hospitals | Space Cooling | Packaged air conditioning units (RTUs) | TRC | Existing | NE3406 | Dedicated Outdoor Air System on VRF unit | Dedicated Outdoor Air System on VRF unit | NonEquip | 15 | Residential-type central air conditioners | 0% | Tech/Econ | 17.5% | 0 | 0 | 0
Tech | Hospitals | Space Cooling | Packaged air conditioning units (RTUs) | TRC | Existing | NE3354 | Cool Roof | Cool Roof | NonEquip | 15 |  | 72.74% | Tech/Econ | 0.253% | 31677.7508 | 13.4573 | 0
Tech | Hospitals | Space Cooling | Packaged air conditioning units (RTUs) | TRC | Existing | NE3302 | Chilled Water System - Variable Speed Drives | Chilled Water System - Variable Speed Drives | NonEquip | 13 | Central chillers inside | 0% | Tech/Econ | 24.74% | 0 | 0 | 0
Tech | Hospitals | Space Cooling | Packaged air conditioning units (RTUs) | TRC | Existing | NE3276 | Chilled Water Controls Optimization | Chilled Water Controls Optimization | NonEquip | 10 | Central chillers inside | 0% | Tech/Econ | 12.5% | 0 | 0 | 0
Tech | Hospitals | Space Cooling | Packaged air conditioning units (RTUs) | TRC | Existing | NE3198 | Ceiling Insulation(R2 to R38) | Ceiling Insulation(R2 to R38) | NonEquip | 20 |  | 0% | Tech/Econ | 2.322% | 0 | 0 | 0
Tech | Hospitals | Space Cooling | Packaged air conditioning units (RTUs) | TRC | Existing | NE3146 | Ceiling Insulation(R19 to R38) | Ceiling Insulation(R19 to R38) | NonEquip | 20 |  | 0% | Tech/Econ | 0.129% | 0 | 0 | 0
Tech | Hospitals | Space Cooling | Packaged air conditioning units (RTUs) | TRC | Existing | NE3094 | Ceiling Insulation(R12 to R38) | Ceiling Insulation(R12 to R38) | NonEquip | 20 |  | 0% | Tech/Econ | 0.2795% | 0 | 0 | 0
Tech | Hospitals | Space Cooling | Packaged air conditioning units (RTUs) | TRC | Existing | NE3042 | Airside Economizer | Airside Economizer | NonEquip | 10 | Packaged air conditioning units (RTUs) | 4.552% | Tech/Econ | 5.556% | 47598.8245 | -4.6144 | 1.1795
Tech | Hospitals | Space Cooling | Packaged air conditioning units (RTUs) | TRC | Turnover | ET1176 | High Efficiency DX 135k- less than 240k BTU | High Efficiency DX 135k- less than 240k BTU | Equip | 15 | Packaged air conditioning units (RTUs) | 94.56% | Tech/Econ | 4.348% | 766340.1867 | 316.8924 | 0
Tech | Hospitals | Space Cooling | Packaged air conditioning units (RTUs) | TRC | New | EN1202 | High Efficiency DX 135k- less than 240k BTU | High Efficiency DX 135k- less than 240k BTU | Equip | 15 | Packaged air conditioning units (RTUs) | 94.56% | Tech/Econ | 4.348% | 3913.3799 | 1.6182 | 0
Tech | Hospitals | Interior Lighting | Overhead (fluorescent/LED/CFL U-shape) | TRC | New | NN5265 | Retro-Commissioning | Retro-Commissioning | NonEquip | 5 |  | 0% | Tech/Econ | 16% | 0 | 0 | 0
Tech | Hospitals | Interior Lighting | Overhead (fluorescent/LED/CFL U-shape) | TRC | New | NN4433 | Interior Lighting Controls | Interior Lighting Controls | NonEquip | 8 | Overhead (fluorescent/LED/CFL U-shape) | 37.72% | Tech/Econ | 28% | 13546.0783 | 0 | 0
Tech | Hospitals | Interior Lighting | Overhead (fluorescent/LED/CFL U-shape) | TRC | New | NN4407 | Bi-Level Lighting Control (Interior) | Bi-Level Lighting Control (Interior) | NonEquip | 8 | Overhead (fluorescent/LED/CFL U-shape) | 36% | Tech/Econ | 31% | 16112.6741 | 0.0443 | 0
Tech | Hospitals | Interior Lighting | Overhead (fluorescent/LED/CFL U-shape) | TRC | New | NN3705 | Facility Energy Management System | Facility Energy Management System | NonEquip | 15 |  | 4.276% | Tech/Econ | 24% | 1177.3009 | 0.17429 | 0.15056
Tech | Hospitals | Interior Lighting | Overhead (fluorescent/LED/CFL U-shape) | TRC | Existing | NE5252 | Retro-Commissioning | Retro-Commissioning | NonEquip | 5 |  | 21.99% | Tech/Econ | 16% | 366011.3124 | 154.3291 | 1.773
Tech | Hospitals | Interior Lighting | Overhead (fluorescent/LED/CFL U-shape) | TRC | Existing | NE4420 | Interior Lighting Controls | Interior Lighting Controls | NonEquip | 8 | Overhead (fluorescent/LED/CFL U-shape) | 37.72% | Tech/Econ | 28% | 1325674.466 | 0 | 0
Tech | Hospitals | Interior Lighting | Overhead (fluorescent/LED/CFL U-shape) | TRC | Existing | NE4394 | Bi-Level Lighting Control (Interior) | Bi-Level Lighting Control (Interior) | NonEquip | 8 | Overhead (fluorescent/LED/CFL U-shape) | 36% | Tech/Econ | 31% | 1576852 | 4.3354 | 0
Tech | Hospitals | Interior Lighting | Overhead (fluorescent/LED/CFL U-shape) | TRC | Existing | NE3692 | Facility Energy Management System | Facility Energy Management System | NonEquip | 15 |  | 5.375% | Tech/Econ | 24% | 135958.0581 | 20.1276 | 17.3867
Tech | Hospitals | Interior Lighting | Overhead (fluorescent/LED/CFL U-shape) | TRC | Turnover | ET1800 | Premium T8 - Lamp Replacement | Premium T8 - Lamp Replacement | Equip | 8 | Overhead (fluorescent/LED/CFL U-shape) | 0% | Tech/Econ | 12.5% | 0 | 0 | 0
Tech | Hospitals | Interior Lighting | Overhead (fluorescent/LED/CFL U-shape) | TRC | Turnover | ET1761 | Premium T8 - Fixture Replacement | Premium T8 - Fixture Replacement | Equip | 8 | Overhead (fluorescent/LED/CFL U-shape) | 0% | Tech/Econ | 12.5% | 0 | 0 | 0
Tech | Hospitals | Interior Lighting | Overhead (fluorescent/LED/CFL U-shape) | TRC | Turnover | ET1722 | LED Linear - Lamp Replacement | LED Linear - Lamp Replacement | Equip | 15 | Overhead (fluorescent/LED/CFL U-shape) | 24.1% | Tech/Econ | 25.43% | 687980.7103 | 71.2555 | 68.4186
Tech | Hospitals | Interior Lighting | Overhead (fluorescent/LED/CFL U-shape) | TRC | Turnover | ET1683 | LED Linear - Fixture Replacement | LED Linear - Fixture Replacement | Equip | 15 | Overhead (fluorescent/LED/CFL U-shape) | 24.1% | Tech/Econ | 50.28% | 1948471.666 | 204.1836 | 189.3913
Tech | Hospitals | Interior Lighting | Overhead (fluorescent/LED/CFL U-shape) | TRC | New | EN1826 | Premium T8 - Lamp Replacement | Premium T8 - Lamp Replacement | Equip | 8 | Overhead (fluorescent/LED/CFL U-shape) | 0% | Tech/Econ | 12.5% | 0 | 0 | 0
Tech | Hospitals | Interior Lighting | Overhead (fluorescent/LED/CFL U-shape) | TRC | New | EN1787 | Premium T8 - Fixture Replacement | Premium T8 - Fixture Replacement | Equip | 8 | Overhead (fluorescent/LED/CFL U-shape) | 0% | Tech/Econ | 12.5% | 0 | 0 | 0
Tech | Hospitals | Interior Lighting | Overhead (fluorescent/LED/CFL U-shape) | TRC | New | EN1748 | LED Linear - Lamp Replacement | LED Linear - Lamp Replacement | Equip | 15 | Overhead (fluorescent/LED/CFL U-shape) | 0% | Tech/Econ | 25.43% | 0 | 0 | 0
Tech | Hospitals | Interior Lighting | Overhead (fluorescent/LED/CFL U-shape) | TRC | New | EN1709 | LED Linear - Fixture Replacement | LED Linear - Fixture Replacement | Equip | 15 | Overhead (fluorescent/LED/CFL U-shape) | 0% | Tech/Econ | 50.28% | 0 | 0 | 0
Tech | Hospitals | Cooking | Oven | TRC | Turnover | ET45 | Energy Star Commercial Oven | Energy Star Commercial Oven | Equip | 12 | Oven | 22.46% | Tech/Econ | 34.83% | 126594.6718 | 20.5575 | 10.7575
Tech | Hospitals | Cooking | Oven | TRC | New | EN71 | Energy Star Commercial Oven | Energy Star Commercial Oven | Equip | 12 | Oven | 22.46% | Tech/Econ | 34.83% | 1136.8102 | 0.1846 | 0.096602
Tech | Hospitals | Miscellaneous | Others | TRC | New | NN5447 | Retro-Commissioning | Retro-Commissioning | NonEquip | 5 |  | 0% | Tech/Econ | 16% | 0 | 0 | 0
Tech | Hospitals | Miscellaneous | Others | TRC | New | NN4537 | VSD Controlled Compressor | VSD Controlled Compressor | NonEquip | 15 | Others | 27.75% | Tech/Econ | 20.79% | 5296.936 | 0.68677 | 0.57526
Tech | Hospitals | Miscellaneous | Others | TRC | New | NN4511 | Regenerative Drive Elevator Motor | Regenerative Drive Elevator Motor | NonEquip | 13 | Elevators/Escalators | 0% | Tech/Econ | 6.211% | 0 | 0 | 0
Tech | Hospitals | Miscellaneous | Others | TRC | New | NN4485 | Engine Block Timer | Engine Block Timer | NonEquip | 5 | Others | 4.977% | Tech/Econ | 36% | 1782.7935 | 0.22202 | 0.22202
Tech | Hospitals | Miscellaneous | Others | TRC | New | NN4459 | Efficient Motor Belts | Efficient Motor Belts | NonEquip | 10 | Others | 4.977% | Tech/Econ | 1.105% | 46.429 | 0.0060198 | 0.0050423
Tech | Hospitals | Miscellaneous | Others | TRC | Existing | NE5434 | Retro-Commissioning | Retro-Commissioning | NonEquip | 5 |  | 21.99% | Tech/Econ | 16% | 351715.3773 | 148.3012 | 1.7038
Tech | Hospitals | Miscellaneous | Others | TRC | Existing | NE4524 | VSD Controlled Compressor | VSD Controlled Compressor | NonEquip | 15 | Others | 5.549% | Tech/Econ | 20.79% | 119587.1119 | 15.5051 | 12.9874
Tech | Hospitals | Miscellaneous | Others | TRC | Existing | NE4498 | Regenerative Drive Elevator Motor | Regenerative Drive Elevator Motor | NonEquip | 13 | Elevators/Escalators | 0% | Tech/Econ | 6.211% | 0 | 0 | 0
Tech | Hospitals | Miscellaneous | Others | TRC | Existing | NE4472 | Engine Block Timer | Engine Block Timer | NonEquip | 5 | Others | 1.244% | Tech/Econ | 36% | 49632.7714 | 6.1809 | 6.1809
Tech | Hospitals | Miscellaneous | Others | TRC | Existing | NE4446 | Efficient Motor Belts | Efficient Motor Belts | NonEquip | 10 | Others | 1.244% | Tech/Econ | 1.105% | 1326.0633 | 0.17193 | 0.14401
Tech | Hospitals | Miscellaneous | Others | TRC | Turnover | ET1917 | ENERGY STAR Water Cooler | ENERGY STAR Water Cooler | Equip | 10 | Others | 0% | Tech/Econ | 68.49% | 0 | 0 | 0
Tech | Hospitals | Miscellaneous | Others | TRC | Turnover | ET1878 | ENERGY STAR Commercial Clothes Washer | ENERGY STAR Commercial Clothes Washer | Equip | 7 | Others | 22.05% | Tech/Econ | 27.27% | 663355.0096 | 67.4615 | 77.6493
Tech | Hospitals | Miscellaneous | Others | TRC | Turnover | ET1839 | Efficient Battery Charger | Efficient Battery Charger | Equip | 7 | Others | 17.92% | Tech/Econ | 13.68% | 251120.1663 | 137.6001 | 0
Tech | Hospitals | Miscellaneous | Others | TRC | New | EN1943 | ENERGY STAR Water Cooler | ENERGY STAR Water Cooler | Equip | 10 | Others | 0% | Tech/Econ | 68.49% | 0 | 0 | 0
Tech | Hospitals | Miscellaneous | Others | TRC | New | EN1904 | ENERGY STAR Commercial Clothes Washer | ENERGY STAR Commercial Clothes Washer | Equip | 7 | Others | 22.05% | Tech/Econ | 27.27% | 5876.4677 | 0.59762 | 0.68787
Tech | Hospitals | Miscellaneous | Others | TRC | New | EN1865 | Efficient Battery Charger | Efficient Battery Charger | Equip | 7 | Others | 17.92% | Tech/Econ | 13.68% | 2120.7608 | 1.1621 | 0
Tech | Hospitals | Office Equipment | Other office | TRC | New | NN4589 | Smart Strip Plug Outlet | Smart Strip Plug Outlet | NonEquip | 4 |  | 43.9% | Tech/Econ | 1.187% | 401.8153 | 0.059748 | 0.041524
Tech | Hospitals | Office Equipment | Other office | TRC | New | NN4563 | Network PC Power Management | Network PC Power Management | NonEquip | 5 | Computers | 0% | Tech/Econ | 56.5% | 0 | 0 | 0
Tech | Hospitals | Office Equipment | Other office | TRC | Existing | NE4576 | Smart Strip Plug Outlet | Smart Strip Plug Outlet | NonEquip | 4 |  | 43.9% | Tech/Econ | 1.187% | 44745.9686 | 6.6535 | 4.6241
Tech | Hospitals | Office Equipment | Other office | TRC | Existing | NE4550 | Network PC Power Management | Network PC Power Management | NonEquip | 5 | Computers | 0% | Tech/Econ | 56.5% | 0 | 0 | 0
Tech | Hospitals | Office Equipment | Other office | TRC | Turnover | ET2262 | Energy Star Uninterruptable Power Supply | Energy Star Uninterruptable Power Supply | Equip | 10 | Other office | 22.4% | Tech/Econ | 1.878% | 36274.1465 | 4.1409 | 4.1409
Tech | Hospitals | Office Equipment | Other office | TRC | New | EN2288 | Energy Star Uninterruptable Power Supply | Energy Star Uninterruptable Power Supply | Equip | 10 | Other office | 22.4% | Tech/Econ | 1.878% | 325.739 | 0.037185 | 0.037185
Tech | Hospitals | Ventilation and Circulation | Motor/Fan | TRC | New | NN5395 | Retro-Commissioning | Retro-Commissioning | NonEquip | 5 |  | 0% | Tech/Econ | 16% | 0 | 0 | 0
Tech | Hospitals | Ventilation and Circulation | Motor/Fan | TRC | New | NN4979 | VAV System | VAV System | NonEquip | 10 |  | 15.96% | Tech/Econ | 30% | 508.1033 | 0.14461 | 0.14676
Tech | Hospitals | Ventilation and Circulation | Motor/Fan | TRC | New | NN4953 | Demand Controlled Ventilation | Demand Controlled Ventilation | NonEquip | 10 |  | 17.54% | Tech/Econ | 23.08% | 409.1892 | 0.042603 | 0.23985
Tech | Hospitals | Ventilation and Circulation | Motor/Fan | TRC | New | NN4927 | CO Sensors for Parking Garage Exhaust | CO Sensors for Parking Garage Exhaust | NonEquip | 15 | Motor/Fan | 59.72% | Tech/Econ | 33% | 2605.3208 | 0.10487 | 0.10487
Tech | Hospitals | Ventilation and Circulation | Motor/Fan | TRC | Existing | NE5382 | Retro-Commissioning | Retro-Commissioning | NonEquip | 5 |  | 21.99% | Tech/Econ | 16% | 37468.1799 | 15.7985 | 0.1815
Tech | Hospitals | Ventilation and Circulation | Motor/Fan | TRC | Existing | NE4966 | VAV System | VAV System | NonEquip | 10 |  | 10.64% | Tech/Econ | 30% | 37721.4349 | 10.7361 | 10.8953
Tech | Hospitals | Ventilation and Circulation | Motor/Fan | TRC | Existing | NE4940 | Demand Controlled Ventilation | Demand Controlled Ventilation | NonEquip | 10 |  | 23.39% | Tech/Econ | 23.08% | 61774.4362 | 6.4316 | 36.21
Tech | Hospitals | Ventilation and Circulation | Motor/Fan | TRC | Existing | NE4914 | CO Sensors for Parking Garage Exhaust | CO Sensors for Parking Garage Exhaust | NonEquip | 15 | Motor/Fan | 59.72% | Tech/Econ | 33% | 290127.3483 | 11.6786 | 11.6786
Tech | Hospitals | Ventilation and Circulation | Motor/Fan | TRC | Turnover | ET2691 | High Speed Fans | High Speed Fans | Equip | 7 | Motor/Fan | 11.82% | Tech/Econ | 10.99% | 14056.4012 | 1.8225 | 1.5266
Tech | Hospitals | Ventilation and Circulation | Motor/Fan | TRC | Turnover | ET2652 | 10HP Open Drip-Proof(ODP) Motor | 10HP Open Drip-Proof(ODP) Motor | Equip | 15 | Motor/Fan | 29.73% | Tech/Econ | 1.079% | 3426.345 | 0.44424 | 0.37211
Tech | Hospitals | Ventilation and Circulation | Motor/Fan | TRC | New | EN2717 | High Speed Fans | High Speed Fans | Equip | 7 | Motor/Fan | 11.82% | Tech/Econ | 10.99% | 125.916 | 0.016326 | 0.013675
Tech | Hospitals | Ventilation and Circulation | Motor/Fan | TRC | New | EN2678 | 10HP Open Drip-Proof(ODP) Motor | 10HP Open Drip-Proof(ODP) Motor | Equip | 15 | Motor/Fan | 37.16% | Tech/Econ | 1.079% | 29.378 | 0.003809 | 0.0031905
Tech | Hospitals | Miscellaneous | Medical equipment | TRC | New | NN5447 | Retro-Commissioning | Retro-Commissioning | NonEquip | 5 |  | 0% | Tech/Econ | 16% | 0 | 0 | 0
Tech | Hospitals | Miscellaneous | Medical equipment | TRC | New | NN4537 | VSD Controlled Compressor | VSD Controlled Compressor | NonEquip | 15 | Others | 0% | Tech/Econ | 20.79% | 0 | 0 | 0
Tech | Hospitals | Miscellaneous | Medical equipment | TRC | New | NN4511 | Regenerative Drive Elevator Motor | Regenerative Drive Elevator Motor | NonEquip | 13 | Elevators/Escalators | 0% | Tech/Econ | 6.211% | 0 | 0 | 0
Tech | Hospitals | Miscellaneous | Medical equipment | TRC | New | NN4485 | Engine Block Timer | Engine Block Timer | NonEquip | 5 | Others | 0% | Tech/Econ | 36% | 0 | 0 | 0
Tech | Hospitals | Miscellaneous | Medical equipment | TRC | New | NN4459 | Efficient Motor Belts | Efficient Motor Belts | NonEquip | 10 | Others | 0% | Tech/Econ | 1.105% | 0 | 0 | 0
Tech | Hospitals | Miscellaneous | Medical equipment | TRC | Existing | NE5434 | Retro-Commissioning | Retro-Commissioning | NonEquip | 5 |  | 21.99% | Tech/Econ | 16% | 508.0523 | 0.21422 | 0.0024611
Tech | Hospitals | Miscellaneous | Medical equipment | TRC | Existing | NE4524 | VSD Controlled Compressor | VSD Controlled Compressor | NonEquip | 15 | Others | 0% | Tech/Econ | 20.79% | 0 | 0 | 0
Tech | Hospitals | Miscellaneous | Medical equipment | TRC | Existing | NE4498 | Regenerative Drive Elevator Motor | Regenerative Drive Elevator Motor | NonEquip | 13 | Elevators/Escalators | 0% | Tech/Econ | 6.211% | 0 | 0 | 0
Tech | Hospitals | Miscellaneous | Medical equipment | TRC | Existing | NE4472 | Engine Block Timer | Engine Block Timer | NonEquip | 5 | Others | 0% | Tech/Econ | 36% | 0 | 0 | 0
Tech | Hospitals | Miscellaneous | Medical equipment | TRC | Existing | NE4446 | Efficient Motor Belts | Efficient Motor Belts | NonEquip | 10 | Others | 0% | Tech/Econ | 1.105% | 0 | 0 | 0
Tech | Hospitals | Refrigeration | Large cold storage | TRC | New | NN5317 | Retro-Commissioning | Retro-Commissioning | NonEquip | 5 |  | 0% | Tech/Econ | 16% | 0 | 0 | 0
Tech | Hospitals | Refrigeration | Large cold storage | TRC | New | NN4901 | Strip Curtains for Walk-ins | Strip Curtains for Walk-ins | NonEquip | 4 | Walk-in cooler | 0% | Tech/Econ | 2.115% | 0 | 0 | 0
Tech | Hospitals | Refrigeration | Large cold storage | TRC | New | NN4875 | Refrigerated Display Case Lighting Controls | Refrigerated Display Case Lighting Controls | NonEquip | 8 | Display cases | 0% | Tech/Econ | 0.9365% | 0 | 0 | 0
Tech | Hospitals | Refrigeration | Large cold storage | TRC | New | NN4849 | PSC to ECM Evaporator Fan Motor (Walk-In, Refrigerator) | PSC to ECM Evaporator Fan Motor (Walk-In, Refrigerator) | NonEquip | 15 | Walk-in cooler | 0% | Tech/Econ | 37.5% | 0 | 0 | 0
Tech | Hospitals | Refrigeration | Large cold storage | TRC | New | NN4823 | PSC to ECM Evaporator Fan Motor (Reach-In) | PSC to ECM Evaporator Fan Motor (Reach-In) | NonEquip | 15 | Display cases | 0% | Tech/Econ | 37.5% | 0 | 0 | 0
Tech | Hospitals | Refrigeration | Large cold storage | TRC | New | NN4797 | Night Covers for Display Cases | Night Covers for Display Cases | NonEquip | 5 | Display cases | 0% | Tech/Econ | 1.877% | 0 | 0 | 0
Tech | Hospitals | Refrigeration | Large cold storage | TRC | New | NN4771 | High R-Value Glass Doors | High R-Value Glass Doors | NonEquip | 12 | Display cases | 0% | Tech/Econ | 0% | 0 | 0 | 0
Tech | Hospitals | Refrigeration | Large cold storage | TRC | New | NN4745 | High Efficiency Refrigeration Compressor | High Efficiency Refrigeration Compressor | NonEquip | 13 | Display cases | 0% | Tech/Econ | 6.922% | 0 | 0 | 0
Tech | Hospitals | Refrigeration | Large cold storage | TRC | New | NN4719 | Freezer-Cooler Replacement Gaskets | Freezer-Cooler Replacement Gaskets | NonEquip | 4 | Display cases | 0% | Tech/Econ | 0% | 0 | 0 | 0
Tech | Hospitals | Refrigeration | Large cold storage | TRC | New | NN4693 | Floating Head Pressure Controls | Floating Head Pressure Controls | NonEquip | 15 |  | 24.64% | Tech/Econ | 6.05% | 1.6923 | 0.00021941 | 0.00018379
Tech | Hospitals | Refrigeration | Large cold storage | TRC | New | NN4667 | Demand Defrost | Demand Defrost | NonEquip | 10 | Walk-in cooler | 0% | Tech/Econ | 30% | 0 | 0 | 0
Tech | Hospitals | Refrigeration | Large cold storage | TRC | New | NN4641 | Automatic Door Closer for Walk-in Coolers and Freezers | Automatic Door Closer for Walk-in Coolers and Freezers | NonEquip | 8 | Walk-in cooler | 0% | Tech/Econ | 3.131% | 0 | 0 | 0
Tech | Hospitals | Refrigeration | Large cold storage | TRC | New | NN4615 | Anti-Sweat Controls | Anti-Sweat Controls | NonEquip | 8 | Display cases | 0% | Tech/Econ | 85% | 0 | 0 | 0
Tech | Hospitals | Refrigeration | Large cold storage | TRC | Existing | NE5304 | Retro-Commissioning | Retro-Commissioning | NonEquip | 5 |  | 21.99% | Tech/Econ | 16% | 444.8268 | 0.18756 | 0.0021548
Tech | Hospitals | Refrigeration | Large cold storage | TRC | Existing | NE4888 | Strip Curtains for Walk-ins | Strip Curtains for Walk-ins | NonEquip | 4 | Walk-in cooler | 0% | Tech/Econ | 2.115% | 0 | 0 | 0
Tech | Hospitals | Refrigeration | Large cold storage | TRC | Existing | NE4862 | Refrigerated Display Case Lighting Controls | Refrigerated Display Case Lighting Controls | NonEquip | 8 | Display cases | 0% | Tech/Econ | 2.524% | 0 | 0 | 0
Tech | Hospitals | Refrigeration | Large cold storage | TRC | Existing | NE4836 | PSC to ECM Evaporator Fan Motor (Walk-In, Refrigerator) | PSC to ECM Evaporator Fan Motor (Walk-In, Refrigerator) | NonEquip | 15 | Walk-in cooler | 0% | Tech/Econ | 37.5% | 0 | 0 | 0
Tech | Hospitals | Refrigeration | Large cold storage | TRC | Existing | NE4810 | PSC to ECM Evaporator Fan Motor (Reach-In) | PSC to ECM Evaporator Fan Motor (Reach-In) | NonEquip | 15 | Display cases | 0% | Tech/Econ | 37.5% | 0 | 0 | 0
Tech | Hospitals | Refrigeration | Large cold storage | TRC | Existing | NE4784 | Night Covers for Display Cases | Night Covers for Display Cases | NonEquip | 5 | Display cases | 0% | Tech/Econ | 1.877% | 0 | 0 | 0
Tech | Hospitals | Refrigeration | Large cold storage | TRC | Existing | NE4758 | High R-Value Glass Doors | High R-Value Glass Doors | NonEquip | 12 | Display cases | 0% | Tech/Econ | 23.81% | 0 | 0 | 0
Tech | Hospitals | Refrigeration | Large cold storage | TRC | Existing | NE4732 | High Efficiency Refrigeration Compressor | High Efficiency Refrigeration Compressor | NonEquip | 13 | Display cases | 0% | Tech/Econ | 6.922% | 0 | 0 | 0
Tech | Hospitals | Refrigeration | Large cold storage | TRC | Existing | NE4706 | Freezer-Cooler Replacement Gaskets | Freezer-Cooler Replacement Gaskets | NonEquip | 4 | Display cases | 0% | Tech/Econ | 3.131% | 0 | 0 | 0
Tech | Hospitals | Refrigeration | Large cold storage | TRC | Existing | NE4680 | Floating Head Pressure Controls | Floating Head Pressure Controls | NonEquip | 15 |  | 24.64% | Tech/Econ | 6.05% | 181.8208 | 0.023574 | 0.019746
Tech | Hospitals | Refrigeration | Large cold storage | TRC | Existing | NE4654 | Demand Defrost | Demand Defrost | NonEquip | 10 | Walk-in cooler | 0% | Tech/Econ | 30% | 0 | 0 | 0
Tech | Hospitals | Refrigeration | Large cold storage | TRC | Existing | NE4628 | Automatic Door Closer for Walk-in Coolers and Freezers | Automatic Door Closer for Walk-in Coolers and Freezers | NonEquip | 8 | Walk-in cooler | 0% | Tech/Econ | 3.131% | 0 | 0 | 0
Tech | Hospitals | Refrigeration | Large cold storage | TRC | Existing | NE4602 | Anti-Sweat Controls | Anti-Sweat Controls | NonEquip | 8 | Display cases | 0% | Tech/Econ | 85% | 0 | 0 | 0
Tech | Hospitals | Miscellaneous | Laboratory equipment | TRC | New | NN5447 | Retro-Commissioning | Retro-Commissioning | NonEquip | 5 |  | 0% | Tech/Econ | 16% | 0 | 0 | 0
Tech | Hospitals | Miscellaneous | Laboratory equipment | TRC | New | NN4537 | VSD Controlled Compressor | VSD Controlled Compressor | NonEquip | 15 | Others | 0% | Tech/Econ | 20.79% | 0 | 0 | 0
Tech | Hospitals | Miscellaneous | Laboratory equipment | TRC | New | NN4511 | Regenerative Drive Elevator Motor | Regenerative Drive Elevator Motor | NonEquip | 13 | Elevators/Escalators | 0% | Tech/Econ | 6.211% | 0 | 0 | 0
Tech | Hospitals | Miscellaneous | Laboratory equipment | TRC | New | NN4485 | Engine Block Timer | Engine Block Timer | NonEquip | 5 | Others | 0% | Tech/Econ | 36% | 0 | 0 | 0
Tech | Hospitals | Miscellaneous | Laboratory equipment | TRC | New | NN4459 | Efficient Motor Belts | Efficient Motor Belts | NonEquip | 10 | Others | 0% | Tech/Econ | 1.105% | 0 | 0 | 0
Tech | Hospitals | Miscellaneous | Laboratory equipment | TRC | Existing | NE5434 | Retro-Commissioning | Retro-Commissioning | NonEquip | 5 |  | 21.99% | Tech/Econ | 16% | 12537.4621 | 5.2864 | 0.060734
Tech | Hospitals | Miscellaneous | Laboratory equipment | TRC | Existing | NE4524 | VSD Controlled Compressor | VSD Controlled Compressor | NonEquip | 15 | Others | 0% | Tech/Econ | 20.79% | 0 | 0 | 0
Tech | Hospitals | Miscellaneous | Laboratory equipment | TRC | Existing | NE4498 | Regenerative Drive Elevator Motor | Regenerative Drive Elevator Motor | NonEquip | 13 | Elevators/Escalators | 0% | Tech/Econ | 6.211% | 0 | 0 | 0
Tech | Hospitals | Miscellaneous | Laboratory equipment | TRC | Existing | NE4472 | Engine Block Timer | Engine Block Timer | NonEquip | 5 | Others | 0% | Tech/Econ | 36% | 0 | 0 | 0
Tech | Hospitals | Miscellaneous | Laboratory equipment | TRC | Existing | NE4446 | Efficient Motor Belts | Efficient Motor Belts | NonEquip | 10 | Others | 0% | Tech/Econ | 1.105% | 0 | 0 | 0
Tech | Hospitals | Ventilation and Circulation | Individual room ventilation | TRC | New | NN5395 | Retro-Commissioning | Retro-Commissioning | NonEquip | 5 |  | 0% | Tech/Econ | 16% | 0 | 0 | 0
Tech | Hospitals | Ventilation and Circulation | Individual room ventilation | TRC | New | NN4979 | VAV System | VAV System | NonEquip | 10 |  | 15.96% | Tech/Econ | 30% | 234.0348 | 0.06661 | 0.067598
Tech | Hospitals | Ventilation and Circulation | Individual room ventilation | TRC | New | NN4953 | Demand Controlled Ventilation | Demand Controlled Ventilation | NonEquip | 10 |  | 17.54% | Tech/Econ | 23.08% | 188.4745 | 0.019623 | 0.11048
Tech | Hospitals | Ventilation and Circulation | Individual room ventilation | TRC | New | NN4927 | CO Sensors for Parking Garage Exhaust | CO Sensors for Parking Garage Exhaust | NonEquip | 15 | Motor/Fan | 0% | Tech/Econ | 33% | 0 | 0 | 0
Tech | Hospitals | Ventilation and Circulation | Individual room ventilation | TRC | Existing | NE5382 | Retro-Commissioning | Retro-Commissioning | NonEquip | 5 |  | 21.99% | Tech/Econ | 16% | 17541.3361 | 7.3963 | 0.084974
Tech | Hospitals | Ventilation and Circulation | Individual room ventilation | TRC | Existing | NE4966 | VAV System | VAV System | NonEquip | 10 |  | 10.64% | Tech/Econ | 30% | 17374.6719 | 4.9451 | 5.0184
Tech | Hospitals | Ventilation and Circulation | Individual room ventilation | TRC | Existing | NE4940 | Demand Controlled Ventilation | Demand Controlled Ventilation | NonEquip | 10 |  | 23.39% | Tech/Econ | 23.08% | 28453.5984 | 2.9624 | 16.6785
Tech | Hospitals | Ventilation and Circulation | Individual room ventilation | TRC | Existing | NE4914 | CO Sensors for Parking Garage Exhaust | CO Sensors for Parking Garage Exhaust | NonEquip | 15 | Motor/Fan | 0% | Tech/Econ | 33% | 0 | 0 | 0
Tech | Hospitals | Space Heating | Individual room heating | TRC | New | NN5343 | Retro-Commissioning | Retro-Commissioning | NonEquip | 5 |  | 0% | Tech/Econ | 16% | 0 | 0 | 0
Tech | Hospitals | Space Heating | Individual room heating | TRC | New | NN4329 | Water Cooled Refrigeration Heat Recovery | Water Cooled Refrigeration Heat Recovery | NonEquip | 20 |  | 4.199% | Tech/Econ | 10% | 0 | 0 | 0
Tech | Hospitals | Space Heating | Individual room heating | TRC | New | NN4277 | Warehouse Loading Dock Seals | Warehouse Loading Dock Seals | NonEquip | 18 |  | 0% | Tech/Econ | 0.01492% | 0 | 0 | 0
Tech | Hospitals | Space Heating | Individual room heating | TRC | New | NN4251 | Wall Insulation | Wall Insulation | NonEquip | 20 |  | 0% | Tech/Econ | 0% | 0 | 0 | 0
Tech | Hospitals | Space Heating | Individual room heating | TRC | New | NN4173 | Smart Thermostat | Smart Thermostat | NonEquip | 11 |  | 31.48% | Tech/Econ | 10% | 0 | 0 | 0
Tech | Hospitals | Space Heating | Individual room heating | TRC | New | NN4095 | Roof Insulation | Roof Insulation | NonEquip | 20 |  | 58.5% | Tech/Econ | 0.05964% | 0 | 0 | 0
Tech | Hospitals | Space Heating | Individual room heating | TRC | New | NN4069 | Programmable Thermostat | Programmable Thermostat | NonEquip | 11 |  | 0% | Tech/Econ | 3.6% | 0 | 0 | 0
Tech | Hospitals | Space Heating | Individual room heating | TRC | New | NN4017 | Low U-Value Windows | Low U-Value Windows | NonEquip | 20 |  | 13.44% | Tech/Econ | 10% | 0 | 0 | 0
Tech | Hospitals | Space Heating | Individual room heating | TRC | New | NN3939 | Infiltration Reduction - Air Sealing | Infiltration Reduction - Air Sealing | NonEquip | 11 |  | 0% | Tech/Econ | 0.007461% | 0 | 0 | 0
Tech | Hospitals | Space Heating | Individual room heating | TRC | New | NN3861 | Hotel Card Energy Control Systems | Hotel Card Energy Control Systems | NonEquip | 15 |  | 0% | Tech/Econ | 0% | 0 | 0 | 0
Tech | Hospitals | Space Heating | Individual room heating | TRC | New | NN3783 | Green Roof | Green Roof | NonEquip | 15 |  | 0.315% | Tech/Econ | 0.09216% | 0 | 0 | 0
Tech | Hospitals | Space Heating | Individual room heating | TRC | New | NN3731 | Floor Insulation | Floor Insulation | NonEquip | 20 |  | 32.06% | Tech/Econ | 0.03129% | 0 | 0 | 0
Tech | Hospitals | Space Heating | Individual room heating | TRC | New | NN3653 | Facility Energy Management System | Facility Energy Management System | NonEquip | 15 |  | 4.276% | Tech/Econ | 20% | 0 | 0 | 0
Tech | Hospitals | Space Heating | Individual room heating | TRC | New | NN3575 | ECM Motors on Furnaces | ECM Motors on Furnaces | NonEquip | 15 | Forced air furnace | 0% | Tech/Econ | 1.706% | 0 | 0 | 0
Tech | Hospitals | Space Heating | Individual room heating | TRC | New | NN3549 | Duct Sealing Repair | Duct Sealing Repair | NonEquip | 15 |  | 0% | Tech/Econ | 12% | 0 | 0 | 0
Tech | Hospitals | Space Heating | Individual room heating | TRC | New | NN3497 | Duct Insulation | Duct Insulation | NonEquip | 15 |  | 0% | Tech/Econ | 2.045% | 0 | 0 | 0
Tech | Hospitals | Space Heating | Individual room heating | TRC | New | NN3445 | Destratification Fans | Destratification Fans | NonEquip | 10 |  | 0% | Tech/Econ | 15.61% | 0 | 0 | 0
Tech | Hospitals | Space Heating | Individual room heating | TRC | New | NN3393 | Dedicated Outdoor Air System on VRF unit | Dedicated Outdoor Air System on VRF unit | NonEquip | 15 | Residential/split system heat pump | 0% | Tech/Econ | 10% | 0 | 0 | 0
Tech | Hospitals | Space Heating | Individual room heating | TRC | New | NN3341 | Cool Roof | Cool Roof | NonEquip | 15 |  | 72.49% | Tech/Econ | 0.03313% | 0 | 0 | 0
Tech | Hospitals | Space Heating | Individual room heating | TRC | New | NN3237 | Ceiling Insulation(R30 to R38) | Ceiling Insulation(R30 to R38) | NonEquip | 20 |  | 0% | Tech/Econ | 0.01205% | 0 | 0 | 0
Tech | Hospitals | Space Heating | Individual room heating | TRC | New | NN3185 | Ceiling Insulation(R2 to R38) | Ceiling Insulation(R2 to R38) | NonEquip | 20 |  | 0% | Tech/Econ | 0.8136% | 0 | 0 | 0
Tech | Hospitals | Space Heating | Individual room heating | TRC | New | NN3133 | Ceiling Insulation(R19 to R38) | Ceiling Insulation(R19 to R38) | NonEquip | 20 |  | 0% | Tech/Econ | 0.0452% | 0 | 0 | 0
Tech | Hospitals | Space Heating | Individual room heating | TRC | New | NN3081 | Ceiling Insulation(R12 to R38) | Ceiling Insulation(R12 to R38) | NonEquip | 20 |  | 0% | Tech/Econ | 0.09793% | 0 | 0 | 0
Tech | Hospitals | Space Heating | Individual room heating | TRC | New | NN3003 | Air Curtains | Air Curtains | NonEquip | 8 |  | 28.37% | Tech/Econ | 0.02369% | 0 | 0 | 0
Tech | Hospitals | Space Heating | Individual room heating | TRC | Existing | NE5330 | Retro-Commissioning | Retro-Commissioning | NonEquip | 5 |  | 21.99% | Tech/Econ | 16% | 0 | 0 | 0
Tech | Hospitals | Space Heating | Individual room heating | TRC | Existing | NE4316 | Water Cooled Refrigeration Heat Recovery | Water Cooled Refrigeration Heat Recovery | NonEquip | 20 |  | 55.99% | Tech/Econ | 10% | 0 | 0 | 0
Tech | Hospitals | Space Heating | Individual room heating | TRC | Existing | NE4264 | Warehouse Loading Dock Seals | Warehouse Loading Dock Seals | NonEquip | 18 |  | 0% | Tech/Econ | 0.01647% | 0 | 0 | 0
Tech | Hospitals | Space Heating | Individual room heating | TRC | Existing | NE4238 | Wall Insulation | Wall Insulation | NonEquip | 20 |  | 0% | Tech/Econ | 0.6629% | 0 | 0 | 0
Tech | Hospitals | Space Heating | Individual room heating | TRC | Existing | NE4160 | Smart Thermostat | Smart Thermostat | NonEquip | 11 |  | 31.48% | Tech/Econ | 10% | 0 | 0 | 0
Tech | Hospitals | Space Heating | Individual room heating | TRC | Existing | NE4082 | Roof Insulation | Roof Insulation | NonEquip | 20 |  | 58.5% | Tech/Econ | 0.1316% | 0 | 0 | 0
Tech | Hospitals | Space Heating | Individual room heating | TRC | Existing | NE4056 | Programmable Thermostat | Programmable Thermostat | NonEquip | 11 |  | 0% | Tech/Econ | 3.6% | 0 | 0 | 0
Tech | Hospitals | Space Heating | Individual room heating | TRC | Existing | NE4004 | Low U-Value Windows | Low U-Value Windows | NonEquip | 20 |  | 5.375% | Tech/Econ | 46% | 0 | 0 | 0
Tech | Hospitals | Space Heating | Individual room heating | TRC | Existing | NE3926 | Infiltration Reduction - Air Sealing | Infiltration Reduction - Air Sealing | NonEquip | 11 |  | 0% | Tech/Econ | 0.008233% | 0 | 0 | 0
Tech | Hospitals | Space Heating | Individual room heating | TRC | Existing | NE3848 | Hotel Card Energy Control Systems | Hotel Card Energy Control Systems | NonEquip | 15 |  | 0% | Tech/Econ | 0% | 0 | 0 | 0
Tech | Hospitals | Space Heating | Individual room heating | TRC | Existing | NE3770 | Green Roof | Green Roof | NonEquip | 15 |  | 0.063% | Tech/Econ | 0.1017% | 0 | 0 | 0
Tech | Hospitals | Space Heating | Individual room heating | TRC | Existing | NE3718 | Floor Insulation | Floor Insulation | NonEquip | 20 |  | 12.82% | Tech/Econ | 0.03453% | 0 | 0 | 0
Tech | Hospitals | Space Heating | Individual room heating | TRC | Existing | NE3640 | Facility Energy Management System | Facility Energy Management System | NonEquip | 15 |  | 5.375% | Tech/Econ | 20% | 0 | 0 | 0
Tech | Hospitals | Space Heating | Individual room heating | TRC | Existing | NE3562 | ECM Motors on Furnaces | ECM Motors on Furnaces | NonEquip | 15 | Forced air furnace | 0% | Tech/Econ | 1.706% | 0 | 0 | 0
Tech | Hospitals | Space Heating | Individual room heating | TRC | Existing | NE3536 | Duct Sealing Repair | Duct Sealing Repair | NonEquip | 15 |  | 0% | Tech/Econ | 12% | 0 | 0 | 0
Tech | Hospitals | Space Heating | Individual room heating | TRC | Existing | NE3484 | Duct Insulation | Duct Insulation | NonEquip | 15 |  | 0% | Tech/Econ | 2.045% | 0 | 0 | 0
Tech | Hospitals | Space Heating | Individual room heating | TRC | Existing | NE3432 | Destratification Fans | Destratification Fans | NonEquip | 10 |  | 0% | Tech/Econ | 15.61% | 0 | 0 | 0
Tech | Hospitals | Space Heating | Individual room heating | TRC | Existing | NE3380 | Dedicated Outdoor Air System on VRF unit | Dedicated Outdoor Air System on VRF unit | NonEquip | 15 | Residential/split system heat pump | 0% | Tech/Econ | 10% | 0 | 0 | 0
Tech | Hospitals | Space Heating | Individual room heating | TRC | Existing | NE3328 | Cool Roof | Cool Roof | NonEquip | 15 |  | 72.74% | Tech/Econ | 0.03656% | 0 | 0 | 0
Tech | Hospitals | Space Heating | Individual room heating | TRC | Existing | NE3224 | Ceiling Insulation(R30 to R38) | Ceiling Insulation(R30 to R38) | NonEquip | 20 |  | 0% | Tech/Econ | 0.0133% | 0 | 0 | 0
Tech | Hospitals | Space Heating | Individual room heating | TRC | Existing | NE3172 | Ceiling Insulation(R2 to R38) | Ceiling Insulation(R2 to R38) | NonEquip | 20 |  | 0% | Tech/Econ | 0.8977% | 0 | 0 | 0
Tech | Hospitals | Space Heating | Individual room heating | TRC | Existing | NE3120 | Ceiling Insulation(R19 to R38) | Ceiling Insulation(R19 to R38) | NonEquip | 20 |  | 0% | Tech/Econ | 0.04987% | 0 | 0 | 0
Tech | Hospitals | Space Heating | Individual room heating | TRC | Existing | NE3068 | Ceiling Insulation(R12 to R38) | Ceiling Insulation(R12 to R38) | NonEquip | 20 |  | 0% | Tech/Econ | 0.1081% | 0 | 0 | 0
Tech | Hospitals | Space Heating | Individual room heating | TRC | Existing | NE2990 | Air Curtains | Air Curtains | NonEquip | 8 |  | 33.45% | Tech/Econ | 0.02369% | 0 | 0 | 0
Tech | Hospitals | Space Cooling | Individual room air conditioners | TRC | New | NN5369 | Retro-Commissioning | Retro-Commissioning | NonEquip | 5 |  | 0% | Tech/Econ | 16% | 0 | 0 | 0
Tech | Hospitals | Space Cooling | Individual room air conditioners | TRC | New | NN4381 | Window Sun Protection | Window Sun Protection | NonEquip | 10 |  | 15.35% | Tech/Econ | 16% | 0 | 0 | 0
Tech | Hospitals | Space Cooling | Individual room air conditioners | TRC | New | NN4355 | Waterside Economizer | Waterside Economizer | NonEquip | 20 |  | 19.15% | Tech/Econ | 5.556% | 0 | 0 | 0
Tech | Hospitals | Space Cooling | Individual room air conditioners | TRC | New | NN4147 | Smart Thermostat | Smart Thermostat | NonEquip | 11 |  | 31.48% | Tech/Econ | 10% | 0 | 0 | 0
Tech | Hospitals | Space Cooling | Individual room air conditioners | TRC | New | NN4121 | Roof Insulation | Roof Insulation | NonEquip | 20 |  | 58.5% | Tech/Econ | 0.1702% | 0 | 0 | 0
Tech | Hospitals | Space Cooling | Individual room air conditioners | TRC | New | NN4043 | Programmable Thermostat | Programmable Thermostat | NonEquip | 11 |  | 0% | Tech/Econ | 3.6% | 0 | 0 | 0
Tech | Hospitals | Space Cooling | Individual room air conditioners | TRC | New | NN3991 | Low U-Value Windows | Low U-Value Windows | NonEquip | 20 |  | 13.44% | Tech/Econ | 10% | 0 | 0 | 0
Tech | Hospitals | Space Cooling | Individual room air conditioners | TRC | New | NN3913 | HVAC tune-up_RTU | HVAC tune-up_RTU | NonEquip | 5 | Packaged air conditioning units (RTUs) | 0% | Tech/Econ | 5% | 0 | 0 | 0
Tech | Hospitals | Space Cooling | Individual room air conditioners | TRC | New | NN3887 | HVAC tune-up | HVAC tune-up | NonEquip | 5 | Residential-type central air conditioners | 0% | Tech/Econ | 5% | 0 | 0 | 0
Tech | Hospitals | Space Cooling | Individual room air conditioners | TRC | New | NN3809 | Green Roof | Green Roof | NonEquip | 15 |  | 0.315% | Tech/Econ | 0.1973% | 0 | 0 | 0
Tech | Hospitals | Space Cooling | Individual room air conditioners | TRC | New | NN3757 | Floor Insulation | Floor Insulation | NonEquip | 20 |  | 32.06% | Tech/Econ | 0.08931% | 0 | 0 | 0
Tech | Hospitals | Space Cooling | Individual room air conditioners | TRC | New | NN3679 | Facility Energy Management System | Facility Energy Management System | NonEquip | 15 |  | 4.276% | Tech/Econ | 20% | 0 | 0 | 0
Tech | Hospitals | Space Cooling | Individual room air conditioners | TRC | New | NN3627 | Facility Commissioning | Facility Commissioning | NonEquip | 10 |  | 35.83% | Tech/Econ | 16% | 0 | 0 | 0
Tech | Hospitals | Space Cooling | Individual room air conditioners | TRC | New | NN3601 | Energy Recovery Ventilation System (ERV) | Energy Recovery Ventilation System (ERV) | NonEquip | 15 | Packaged air conditioning units (RTUs) | 0% | Tech/Econ | 9.935% | 0 | 0 | 0
Tech | Hospitals | Space Cooling | Individual room air conditioners | TRC | New | NN3523 | Duct Sealing Repair | Duct Sealing Repair | NonEquip | 15 |  | 0% | Tech/Econ | 12% | 0 | 0 | 0
Tech | Hospitals | Space Cooling | Individual room air conditioners | TRC | New | NN3471 | Duct Insulation | Duct Insulation | NonEquip | 15 |  | 0% | Tech/Econ | 2.045% | 0 | 0 | 0
Tech | Hospitals | Space Cooling | Individual room air conditioners | TRC | New | NN3419 | Dedicated Outdoor Air System on VRF unit | Dedicated Outdoor Air System on VRF unit | NonEquip | 15 | Residential-type central air conditioners | 0% | Tech/Econ | 17.5% | 0 | 0 | 0
Tech | Hospitals | Space Cooling | Individual room air conditioners | TRC | New | NN3367 | Cool Roof | Cool Roof | NonEquip | 15 |  | 72.49% | Tech/Econ | 0.253% | 0 | 0 | 0
Tech | Hospitals | Space Cooling | Individual room air conditioners | TRC | New | NN3315 | Chilled Water System - Variable Speed Drives | Chilled Water System - Variable Speed Drives | NonEquip | 13 | Central chillers inside | 0% | Tech/Econ | 24.74% | 0 | 0 | 0
Tech | Hospitals | Space Cooling | Individual room air conditioners | TRC | New | NN3289 | Chilled Water Controls Optimization | Chilled Water Controls Optimization | NonEquip | 10 | Central chillers inside | 0% | Tech/Econ | 12.5% | 0 | 0 | 0
Tech | Hospitals | Space Cooling | Individual room air conditioners | TRC | New | NN3211 | Ceiling Insulation(R2 to R38) | Ceiling Insulation(R2 to R38) | NonEquip | 20 |  | 0% | Tech/Econ | 2.322% | 0 | 0 | 0
Tech | Hospitals | Space Cooling | Individual room air conditioners | TRC | New | NN3159 | Ceiling Insulation(R19 to R38) | Ceiling Insulation(R19 to R38) | NonEquip | 20 |  | 0% | Tech/Econ | 0.129% | 0 | 0 | 0
Tech | Hospitals | Space Cooling | Individual room air conditioners | TRC | New | NN3107 | Ceiling Insulation(R12 to R38) | Ceiling Insulation(R12 to R38) | NonEquip | 20 |  | 0% | Tech/Econ | 0.2795% | 0 | 0 | 0
Tech | Hospitals | Space Cooling | Individual room air conditioners | TRC | New | NN3055 | Airside Economizer | Airside Economizer | NonEquip | 10 | Packaged air conditioning units (RTUs) | 0% | Tech/Econ | 5.556% | 0 | 0 | 0
Tech | Hospitals | Space Cooling | Individual room air conditioners | TRC | Existing | NE5356 | Retro-Commissioning | Retro-Commissioning | NonEquip | 5 |  | 21.99% | Tech/Econ | 16% | 0 | 0 | 0
Tech | Hospitals | Space Cooling | Individual room air conditioners | TRC | Existing | NE4368 | Window Sun Protection | Window Sun Protection | NonEquip | 10 |  | 7.839% | Tech/Econ | 16% | 0 | 0 | 0
Tech | Hospitals | Space Cooling | Individual room air conditioners | TRC | Existing | NE4342 | Waterside Economizer | Waterside Economizer | NonEquip | 20 |  | 12.77% | Tech/Econ | 5.556% | 0 | 0 | 0
Tech | Hospitals | Space Cooling | Individual room air conditioners | TRC | Existing | NE4212 | Wall Insulation | Wall Insulation | NonEquip | 20 |  | 0% | Tech/Econ | 11.74% | 0 | 0 | 0
Tech | Hospitals | Space Cooling | Individual room air conditioners | TRC | Existing | NE4134 | Smart Thermostat | Smart Thermostat | NonEquip | 11 |  | 31.48% | Tech/Econ | 10% | 0 | 0 | 0
Tech | Hospitals | Space Cooling | Individual room air conditioners | TRC | Existing | NE4108 | Roof Insulation | Roof Insulation | NonEquip | 20 |  | 58.5% | Tech/Econ | 0.3404% | 0 | 0 | 0
Tech | Hospitals | Space Cooling | Individual room air conditioners | TRC | Existing | NE4030 | Programmable Thermostat | Programmable Thermostat | NonEquip | 11 |  | 0% | Tech/Econ | 3.6% | 0 | 0 | 0
Tech | Hospitals | Space Cooling | Individual room air conditioners | TRC | Existing | NE3978 | Low U-Value Windows | Low U-Value Windows | NonEquip | 20 |  | 5.375% | Tech/Econ | 46% | 0 | 0 | 0
Tech | Hospitals | Space Cooling | Individual room air conditioners | TRC | Existing | NE3900 | HVAC tune-up_RTU | HVAC tune-up_RTU | NonEquip | 5 | Packaged air conditioning units (RTUs) | 0% | Tech/Econ | 5% | 0 | 0 | 0
Tech | Hospitals | Space Cooling | Individual room air conditioners | TRC | Existing | NE3874 | HVAC tune-up | HVAC tune-up | NonEquip | 5 | Residential-type central air conditioners | 0% | Tech/Econ | 5% | 0 | 0 | 0
Tech | Hospitals | Space Cooling | Individual room air conditioners | TRC | Existing | NE3796 | Green Roof | Green Roof | NonEquip | 15 |  | 0.063% | Tech/Econ | 0.1973% | 0 | 0 | 0
Tech | Hospitals | Space Cooling | Individual room air conditioners | TRC | Existing | NE3744 | Floor Insulation | Floor Insulation | NonEquip | 20 |  | 12.82% | Tech/Econ | 0.08931% | 0 | 0 | 0
Tech | Hospitals | Space Cooling | Individual room air conditioners | TRC | Existing | NE3666 | Facility Energy Management System | Facility Energy Management System | NonEquip | 15 |  | 5.375% | Tech/Econ | 20% | 0 | 0 | 0
Tech | Hospitals | Space Cooling | Individual room air conditioners | TRC | Existing | NE3588 | Energy Recovery Ventilation System (ERV) | Energy Recovery Ventilation System (ERV) | NonEquip | 15 | Packaged air conditioning units (RTUs) | 0% | Tech/Econ | 9.935% | 0 | 0 | 0
Tech | Hospitals | Space Cooling | Individual room air conditioners | TRC | Existing | NE3510 | Duct Sealing Repair | Duct Sealing Repair | NonEquip | 15 |  | 0% | Tech/Econ | 12% | 0 | 0 | 0
Tech | Hospitals | Space Cooling | Individual room air conditioners | TRC | Existing | NE3458 | Duct Insulation | Duct Insulation | NonEquip | 15 |  | 0% | Tech/Econ | 2.045% | 0 | 0 | 0
Tech | Hospitals | Space Cooling | Individual room air conditioners | TRC | Existing | NE3406 | Dedicated Outdoor Air System on VRF unit | Dedicated Outdoor Air System on VRF unit | NonEquip | 15 | Residential-type central air conditioners | 0% | Tech/Econ | 17.5% | 0 | 0 | 0
Tech | Hospitals | Space Cooling | Individual room air conditioners | TRC | Existing | NE3354 | Cool Roof | Cool Roof | NonEquip | 15 |  | 72.74% | Tech/Econ | 0.253% | 0 | 0 | 0
Tech | Hospitals | Space Cooling | Individual room air conditioners | TRC | Existing | NE3302 | Chilled Water System - Variable Speed Drives | Chilled Water System - Variable Speed Drives | NonEquip | 13 | Central chillers inside | 0% | Tech/Econ | 24.74% | 0 | 0 | 0
Tech | Hospitals | Space Cooling | Individual room air conditioners | TRC | Existing | NE3276 | Chilled Water Controls Optimization | Chilled Water Controls Optimization | NonEquip | 10 | Central chillers inside | 0% | Tech/Econ | 12.5% | 0 | 0 | 0
Tech | Hospitals | Space Cooling | Individual room air conditioners | TRC | Existing | NE3198 | Ceiling Insulation(R2 to R38) | Ceiling Insulation(R2 to R38) | NonEquip | 20 |  | 0% | Tech/Econ | 2.322% | 0 | 0 | 0
Tech | Hospitals | Space Cooling | Individual room air conditioners | TRC | Existing | NE3146 | Ceiling Insulation(R19 to R38) | Ceiling Insulation(R19 to R38) | NonEquip | 20 |  | 0% | Tech/Econ | 0.129% | 0 | 0 | 0
Tech | Hospitals | Space Cooling | Individual room air conditioners | TRC | Existing | NE3094 | Ceiling Insulation(R12 to R38) | Ceiling Insulation(R12 to R38) | NonEquip | 20 |  | 0% | Tech/Econ | 0.2795% | 0 | 0 | 0
Tech | Hospitals | Space Cooling | Individual room air conditioners | TRC | Existing | NE3042 | Airside Economizer | Airside Economizer | NonEquip | 10 | Packaged air conditioning units (RTUs) | 0% | Tech/Econ | 5.556% | 0 | 0 | 0
Tech | Hospitals | Interior Lighting | High bay | TRC | New | NN5265 | Retro-Commissioning | Retro-Commissioning | NonEquip | 5 |  | 0% | Tech/Econ | 16% | 0 | 0 | 0
Tech | Hospitals | Interior Lighting | High bay | TRC | New | NN4433 | Interior Lighting Controls | Interior Lighting Controls | NonEquip | 8 | Overhead (fluorescent/LED/CFL U-shape) | 0% | Tech/Econ | 28% | 0 | 0 | 0
Tech | Hospitals | Interior Lighting | High bay | TRC | New | NN4407 | Bi-Level Lighting Control (Interior) | Bi-Level Lighting Control (Interior) | NonEquip | 8 | Overhead (fluorescent/LED/CFL U-shape) | 0% | Tech/Econ | 31% | 0 | 0 | 0
Tech | Hospitals | Interior Lighting | High bay | TRC | New | NN3705 | Facility Energy Management System | Facility Energy Management System | NonEquip | 15 |  | 4.276% | Tech/Econ | 24% | 1779.707 | 0.26347 | 0.22759
Tech | Hospitals | Interior Lighting | High bay | TRC | Existing | NE5252 | Retro-Commissioning | Retro-Commissioning | NonEquip | 5 |  | 21.99% | Tech/Econ | 16% | 589411.9038 | 248.5262 | 2.8553
Tech | Hospitals | Interior Lighting | High bay | TRC | Existing | NE4420 | Interior Lighting Controls | Interior Lighting Controls | NonEquip | 8 | Overhead (fluorescent/LED/CFL U-shape) | 0% | Tech/Econ | 28% | 0 | 0 | 0
Tech | Hospitals | Interior Lighting | High bay | TRC | Existing | NE4394 | Bi-Level Lighting Control (Interior) | Bi-Level Lighting Control (Interior) | NonEquip | 8 | Overhead (fluorescent/LED/CFL U-shape) | 0% | Tech/Econ | 31% | 0 | 0 | 0
Tech | Hospitals | Interior Lighting | High bay | TRC | Existing | NE3692 | Facility Energy Management System | Facility Energy Management System | NonEquip | 15 |  | 5.375% | Tech/Econ | 24% | 218942.1341 | 32.4127 | 27.999
Tech | Hospitals | Interior Lighting | High bay | TRC | Turnover | ET1644 | LED Linear - Fixture Replacement | LED Linear - Fixture Replacement | Equip | 15 | High bay | 24.1% | Tech/Econ | 50.28% | 2340408.486 | 245.2553 | 227.4875
Tech | Hospitals | Interior Lighting | High bay | TRC | Turnover | ET1527 | High Bay LED | High Bay LED | Equip | 15 | High bay | 0% | Tech/Econ | 64.78% | 0 | 0 | 0
Tech | Hospitals | Interior Lighting | High bay | TRC | Turnover | ET1488 | High Bay Fluorescent (T5) | High Bay Fluorescent (T5) | Equip | 15 | High bay | 0% | Tech/Econ | 64.14% | 0 | 0 | 0
Tech | Hospitals | Interior Lighting | High bay | TRC | New | EN1670 | LED Linear - Fixture Replacement | LED Linear - Fixture Replacement | Equip | 15 | High bay | 0% | Tech/Econ | 50.28% | 0 | 0 | 0
Tech | Hospitals | Interior Lighting | High bay | TRC | New | EN1553 | High Bay LED | High Bay LED | Equip | 15 | High bay | 0% | Tech/Econ | 64.78% | 0 | 0 | 0
Tech | Hospitals | Interior Lighting | High bay | TRC | New | EN1514 | High Bay Fluorescent (T5) | High Bay Fluorescent (T5) | Equip | 15 | High bay | 0% | Tech/Econ | 64.14% | 0 | 0 | 0
Tech | Hospitals | Cooking | Fryer | TRC | Turnover | ET84 | Energy Star Fryer | Energy Star Fryer | Equip | 12 | Fryer | 29.2% | Tech/Econ | 17.46% | 6599.1424 | 1.0697 | 0.33079
Tech | Hospitals | Cooking | Fryer | TRC | New | EN110 | Energy Star Fryer | Energy Star Fryer | Equip | 12 | Fryer | 29.2% | Tech/Econ | 17.46% | 59.2598 | 0.0096059 | 0.0029705
Tech | Hospitals | Space Heating | Forced air furnace | TRC | New | NN5343 | Retro-Commissioning | Retro-Commissioning | NonEquip | 5 |  | 0% | Tech/Econ | 16% | 0 | 0 | 0
Tech | Hospitals | Space Heating | Forced air furnace | TRC | New | NN4329 | Water Cooled Refrigeration Heat Recovery | Water Cooled Refrigeration Heat Recovery | NonEquip | 20 |  | 4.199% | Tech/Econ | 10% | 1.2824 | 0 | 0.00013927
Tech | Hospitals | Space Heating | Forced air furnace | TRC | New | NN4277 | Warehouse Loading Dock Seals | Warehouse Loading Dock Seals | NonEquip | 18 |  | 0% | Tech/Econ | 0.01492% | 0 | 0 | 0
Tech | Hospitals | Space Heating | Forced air furnace | TRC | New | NN4251 | Wall Insulation | Wall Insulation | NonEquip | 20 |  | 0% | Tech/Econ | 0% | 0 | 0 | 0
Tech | Hospitals | Space Heating | Forced air furnace | TRC | New | NN4173 | Smart Thermostat | Smart Thermostat | NonEquip | 11 |  | 31.48% | Tech/Econ | 10% | 9.9244 | 0 | 0.00024507
Tech | Hospitals | Space Heating | Forced air furnace | TRC | New | NN4095 | Roof Insulation | Roof Insulation | NonEquip | 20 |  | 58.5% | Tech/Econ | 0.05964% | 0.082155 | 0 | 2.0014e-05
Tech | Hospitals | Space Heating | Forced air furnace | TRC | New | NN4069 | Programmable Thermostat | Programmable Thermostat | NonEquip | 11 |  | 0% | Tech/Econ | 3.6% | 0 | 0 | 0
Tech | Hospitals | Space Heating | Forced air furnace | TRC | New | NN4017 | Low U-Value Windows | Low U-Value Windows | NonEquip | 20 |  | 13.44% | Tech/Econ | 10% | 4.0864 | 0 | 1.6983e-05
Tech | Hospitals | Space Heating | Forced air furnace | TRC | New | NN3939 | Infiltration Reduction - Air Sealing | Infiltration Reduction - Air Sealing | NonEquip | 11 |  | 0% | Tech/Econ | 0.007461% | 0 | 0 | 0
Tech | Hospitals | Space Heating | Forced air furnace | TRC | New | NN3861 | Hotel Card Energy Control Systems | Hotel Card Energy Control Systems | NonEquip | 15 |  | 0% | Tech/Econ | 0% | 0 | 0 | 0
Tech | Hospitals | Space Heating | Forced air furnace | TRC | New | NN3783 | Green Roof | Green Roof | NonEquip | 15 |  | 0.315% | Tech/Econ | 0.09216% | 0.00086386 | 0 | 0
Tech | Hospitals | Space Heating | Forced air furnace | TRC | New | NN3731 | Floor Insulation | Floor Insulation | NonEquip | 20 |  | 32.06% | Tech/Econ | 0.03129% | 0 | 0 | 0
Tech | Hospitals | Space Heating | Forced air furnace | TRC | New | NN3653 | Facility Energy Management System | Facility Energy Management System | NonEquip | 15 |  | 4.276% | Tech/Econ | 20% | 2.7197 | 0 | 0.0003478
Tech | Hospitals | Space Heating | Forced air furnace | TRC | New | NN3575 | ECM Motors on Furnaces | ECM Motors on Furnaces | NonEquip | 15 | Forced air furnace | 47.78% | Tech/Econ | 1.706% | 2.4459 | 0 | 0.00037323
Tech | Hospitals | Space Heating | Forced air furnace | TRC | New | NN3549 | Duct Sealing Repair | Duct Sealing Repair | NonEquip | 15 |  | 0% | Tech/Econ | 12% | 0 | 0 | 0
Tech | Hospitals | Space Heating | Forced air furnace | TRC | New | NN3497 | Duct Insulation | Duct Insulation | NonEquip | 15 |  | 0% | Tech/Econ | 2.045% | 0 | 0 | 0
Tech | Hospitals | Space Heating | Forced air furnace | TRC | New | NN3445 | Destratification Fans | Destratification Fans | NonEquip | 10 |  | 0% | Tech/Econ | 15.61% | 0 | 0 | 0
Tech | Hospitals | Space Heating | Forced air furnace | TRC | New | NN3393 | Dedicated Outdoor Air System on VRF unit | Dedicated Outdoor Air System on VRF unit | NonEquip | 15 | Residential/split system heat pump | 0% | Tech/Econ | 10% | 0 | 0 | 0
Tech | Hospitals | Space Heating | Forced air furnace | TRC | New | NN3341 | Cool Roof | Cool Roof | NonEquip | 15 |  | 72.49% | Tech/Econ | 0.03313% | 0 | 0 | 0
Tech | Hospitals | Space Heating | Forced air furnace | TRC | New | NN3237 | Ceiling Insulation(R30 to R38) | Ceiling Insulation(R30 to R38) | NonEquip | 20 |  | 0% | Tech/Econ | 0.01205% | 0 | 0 | 0
Tech | Hospitals | Space Heating | Forced air furnace | TRC | New | NN3185 | Ceiling Insulation(R2 to R38) | Ceiling Insulation(R2 to R38) | NonEquip | 20 |  | 0% | Tech/Econ | 0.8136% | 0 | 0 | 0
Tech | Hospitals | Space Heating | Forced air furnace | TRC | New | NN3133 | Ceiling Insulation(R19 to R38) | Ceiling Insulation(R19 to R38) | NonEquip | 20 |  | 0% | Tech/Econ | 0.0452% | 0 | 0 | 0
Tech | Hospitals | Space Heating | Forced air furnace | TRC | New | NN3081 | Ceiling Insulation(R12 to R38) | Ceiling Insulation(R12 to R38) | NonEquip | 20 |  | 0% | Tech/Econ | 0.09793% | 0 | 0 | 0
Tech | Hospitals | Space Heating | Forced air furnace | TRC | New | NN3003 | Air Curtains | Air Curtains | NonEquip | 8 |  | 28.37% | Tech/Econ | 0.02369% | 0 | 0 | 0
Tech | Hospitals | Space Heating | Forced air furnace | TRC | Existing | NE5330 | Retro-Commissioning | Retro-Commissioning | NonEquip | 5 |  | 21.99% | Tech/Econ | 16% | 1202.1126 | 0 | 0.0058233
Tech | Hospitals | Space Heating | Forced air furnace | TRC | Existing | NE4316 | Water Cooled Refrigeration Heat Recovery | Water Cooled Refrigeration Heat Recovery | NonEquip | 20 |  | 55.99% | Tech/Econ | 10% | 1787.6786 | 0 | 0.19415
Tech | Hospitals | Space Heating | Forced air furnace | TRC | Existing | NE4264 | Warehouse Loading Dock Seals | Warehouse Loading Dock Seals | NonEquip | 18 |  | 0% | Tech/Econ | 0.01647% | 0 | 0 | 0
Tech | Hospitals | Space Heating | Forced air furnace | TRC | Existing | NE4238 | Wall Insulation | Wall Insulation | NonEquip | 20 |  | 0% | Tech/Econ | 0.6629% | 0 | 0 | 0
Tech | Hospitals | Space Heating | Forced air furnace | TRC | Existing | NE4160 | Smart Thermostat | Smart Thermostat | NonEquip | 11 |  | 31.48% | Tech/Econ | 10% | 1037.6264 | 0 | 0.025623
Tech | Hospitals | Space Heating | Forced air furnace | TRC | Existing | NE4082 | Roof Insulation | Roof Insulation | NonEquip | 20 |  | 58.5% | Tech/Econ | 0.1316% | 23.0161 | 0 | 0.005607
Tech | Hospitals | Space Heating | Forced air furnace | TRC | Existing | NE4056 | Programmable Thermostat | Programmable Thermostat | NonEquip | 11 |  | 0% | Tech/Econ | 3.6% | 0 | 0 | 0
Tech | Hospitals | Space Heating | Forced air furnace | TRC | Existing | NE4004 | Low U-Value Windows | Low U-Value Windows | NonEquip | 20 |  | 5.375% | Tech/Econ | 46% | 875.6499 | 0 | 0.0036393
Tech | Hospitals | Space Heating | Forced air furnace | TRC | Existing | NE3926 | Infiltration Reduction - Air Sealing | Infiltration Reduction - Air Sealing | NonEquip | 11 |  | 0% | Tech/Econ | 0.008233% | 0 | 0 | 0
Tech | Hospitals | Space Heating | Forced air furnace | TRC | Existing | NE3848 | Hotel Card Energy Control Systems | Hotel Card Energy Control Systems | NonEquip | 15 |  | 0% | Tech/Econ | 0% | 0 | 0 | 0
Tech | Hospitals | Space Heating | Forced air furnace | TRC | Existing | NE3770 | Green Roof | Green Roof | NonEquip | 15 |  | 0.063% | Tech/Econ | 0.1017% | 0.019138 | 0 | 0
Tech | Hospitals | Space Heating | Forced air furnace | TRC | Existing | NE3718 | Floor Insulation | Floor Insulation | NonEquip | 20 |  | 12.82% | Tech/Econ | 0.03453% | 1.3223 | 0 | 0.00032214
Tech | Hospitals | Space Heating | Forced air furnace | TRC | Existing | NE3640 | Facility Energy Management System | Facility Energy Management System | NonEquip | 15 |  | 5.375% | Tech/Econ | 20% | 371.3038 | 0 | 0.047483
Tech | Hospitals | Space Heating | Forced air furnace | TRC | Existing | NE3562 | ECM Motors on Furnaces | ECM Motors on Furnaces | NonEquip | 15 | Forced air furnace | 47.78% | Tech/Econ | 1.706% | 245.7318 | 0 | 0.037496
Tech | Hospitals | Space Heating | Forced air furnace | TRC | Existing | NE3536 | Duct Sealing Repair | Duct Sealing Repair | NonEquip | 15 |  | 0% | Tech/Econ | 12% | 0 | 0 | 0
Tech | Hospitals | Space Heating | Forced air furnace | TRC | Existing | NE3484 | Duct Insulation | Duct Insulation | NonEquip | 15 |  | 0% | Tech/Econ | 2.045% | 0 | 0 | 0
Tech | Hospitals | Space Heating | Forced air furnace | TRC | Existing | NE3432 | Destratification Fans | Destratification Fans | NonEquip | 10 |  | 0% | Tech/Econ | 15.61% | 0 | 0 | 0
Tech | Hospitals | Space Heating | Forced air furnace | TRC | Existing | NE3380 | Dedicated Outdoor Air System on VRF unit | Dedicated Outdoor Air System on VRF unit | NonEquip | 15 | Residential/split system heat pump | 0% | Tech/Econ | 10% | 0 | 0 | 0
Tech | Hospitals | Space Heating | Forced air furnace | TRC | Existing | NE3328 | Cool Roof | Cool Roof | NonEquip | 15 |  | 72.74% | Tech/Econ | 0.03656% | 7.9438 | 0 | 0
Tech | Hospitals | Space Heating | Forced air furnace | TRC | Existing | NE3224 | Ceiling Insulation(R30 to R38) | Ceiling Insulation(R30 to R38) | NonEquip | 20 |  | 0% | Tech/Econ | 0.0133% | 0 | 0 | 0
Tech | Hospitals | Space Heating | Forced air furnace | TRC | Existing | NE3172 | Ceiling Insulation(R2 to R38) | Ceiling Insulation(R2 to R38) | NonEquip | 20 |  | 0% | Tech/Econ | 0.8977% | 0 | 0 | 0
Tech | Hospitals | Space Heating | Forced air furnace | TRC | Existing | NE3120 | Ceiling Insulation(R19 to R38) | Ceiling Insulation(R19 to R38) | NonEquip | 20 |  | 0% | Tech/Econ | 0.04987% | 0 | 0 | 0
Tech | Hospitals | Space Heating | Forced air furnace | TRC | Existing | NE3068 | Ceiling Insulation(R12 to R38) | Ceiling Insulation(R12 to R38) | NonEquip | 20 |  | 0% | Tech/Econ | 0.1081% | 0 | 0 | 0
Tech | Hospitals | Space Heating | Forced air furnace | TRC | Existing | NE2990 | Air Curtains | Air Curtains | NonEquip | 8 |  | 33.45% | Tech/Econ | 0.02369% | 2.366 | 0 | 0.00025695
Tech | Hospitals | Exterior Lighting | Exterior parking/lot lighting | TRC | New | NN5291 | Retro-Commissioning | Retro-Commissioning | NonEquip | 5 |  | 0% | Tech/Econ | 16% | 0 | 0 | 0
Tech | Hospitals | Exterior Lighting | Exterior parking/lot lighting | TRC | New | NN2977 | Outdoor Lighting Controls | Outdoor Lighting Controls | NonEquip | 8 | Exterior parking/lot lighting | 30.95% | Tech/Econ | 28% | 0 | 0 | 0
Tech | Hospitals | Exterior Lighting | Exterior parking/lot lighting | TRC | New | NN2951 | Bi-Level Lighting Control (Exterior) | Bi-Level Lighting Control (Exterior) | NonEquip | 9 | Exterior parking/lot lighting | 13.75% | Tech/Econ | 31% | 125.6902 | 0 | 0
Tech | Hospitals | Exterior Lighting | Exterior parking/lot lighting | TRC | Existing | NE5278 | Retro-Commissioning | Retro-Commissioning | NonEquip | 5 |  | 21.99% | Tech/Econ | 16% | 127800.73 | 0 | 0.6191
Tech | Hospitals | Exterior Lighting | Exterior parking/lot lighting | TRC | Existing | NE2964 | Outdoor Lighting Controls | Outdoor Lighting Controls | NonEquip | 8 | Exterior parking/lot lighting | 30.95% | Tech/Econ | 28% | 344609.799 | 0 | 0
Tech | Hospitals | Exterior Lighting | Exterior parking/lot lighting | TRC | Existing | NE2938 | Bi-Level Lighting Control (Exterior) | Bi-Level Lighting Control (Exterior) | NonEquip | 9 | Exterior parking/lot lighting | 13.75% | Tech/Econ | 31% | 177121.8017 | 0 | 0
Tech | Hospitals | Exterior Lighting | Exterior parking/lot lighting | TRC | Turnover | ET708 | LED Parking Lighting | LED Parking Lighting | Equip | 18 | Exterior parking/lot lighting | 6.728% | Tech/Econ | 84% | 248833.3652 | 0 | 0
Tech | Hospitals | Exterior Lighting | Exterior parking/lot lighting | TRC | Turnover | ET513 | High Efficiency HID Lighting | High Efficiency HID Lighting | Equip | 13 | Exterior parking/lot lighting | 0% | Tech/Econ | 34.18% | 0 | 0 | 0
Tech | Hospitals | Exterior Lighting | Exterior parking/lot lighting | TRC | New | EN734 | LED Parking Lighting | LED Parking Lighting | Equip | 18 | Exterior parking/lot lighting | 94.94% | Tech/Econ | 84% | 31531.0789 | 0 | 0
Tech | Hospitals | Exterior Lighting | Exterior parking/lot lighting | TRC | New | EN539 | High Efficiency HID Lighting | High Efficiency HID Lighting | Equip | 13 | Exterior parking/lot lighting | 0% | Tech/Econ | 34.18% | 0 | 0 | 0
Tech | Hospitals | Exterior Lighting | Exterior marquis | TRC | New | NN5291 | Retro-Commissioning | Retro-Commissioning | NonEquip | 5 |  | 0% | Tech/Econ | 16% | 0 | 0 | 0
Tech | Hospitals | Exterior Lighting | Exterior marquis | TRC | New | NN2977 | Outdoor Lighting Controls | Outdoor Lighting Controls | NonEquip | 8 | Exterior parking/lot lighting | 0% | Tech/Econ | 28% | 0 | 0 | 0
Tech | Hospitals | Exterior Lighting | Exterior marquis | TRC | New | NN2951 | Bi-Level Lighting Control (Exterior) | Bi-Level Lighting Control (Exterior) | NonEquip | 9 | Exterior parking/lot lighting | 0% | Tech/Econ | 31% | 0 | 0 | 0
Tech | Hospitals | Exterior Lighting | Exterior marquis | TRC | Existing | NE5278 | Retro-Commissioning | Retro-Commissioning | NonEquip | 5 |  | 21.99% | Tech/Econ | 16% | 461.2838 | 0 | 0.0022346
Tech | Hospitals | Exterior Lighting | Exterior marquis | TRC | Existing | NE2964 | Outdoor Lighting Controls | Outdoor Lighting Controls | NonEquip | 8 | Exterior parking/lot lighting | 0% | Tech/Econ | 28% | 0 | 0 | 0
Tech | Hospitals | Exterior Lighting | Exterior marquis | TRC | Existing | NE2938 | Bi-Level Lighting Control (Exterior) | Bi-Level Lighting Control (Exterior) | NonEquip | 9 | Exterior parking/lot lighting | 0% | Tech/Econ | 31% | 0 | 0 | 0
Tech | Hospitals | Exterior Lighting | Exterior marquis | TRC | Turnover | ET630 | LED Exterior Lighting | LED Exterior Lighting | Equip | 13 | Exterior marquis | 4.268% | Tech/Econ | 60.51% | 347.5899 | 0 | 0
Tech | Hospitals | Exterior Lighting | Exterior marquis | TRC | Turnover | ET591 | LED Display Lighting (Exterior) | LED Display Lighting (Exterior) | Equip | 15 | Exterior marquis | 4.268% | Tech/Econ | 87.04% | 519.2639 | 0 | 0
Tech | Hospitals | Exterior Lighting | Exterior marquis | TRC | New | EN656 | LED Exterior Lighting | LED Exterior Lighting | Equip | 13 | Exterior marquis | 4.624% | Tech/Econ | 60.51% | 3.3706 | 0 | 0
Tech | Hospitals | Exterior Lighting | Exterior marquis | TRC | New | EN617 | LED Display Lighting (Exterior) | LED Display Lighting (Exterior) | Equip | 15 | Exterior marquis | 4.624% | Tech/Econ | 87.04% | 5.0515 | 0 | 0
Tech | Hospitals | Miscellaneous | Elevators/Escalators | TRC | New | NN5447 | Retro-Commissioning | Retro-Commissioning | NonEquip | 5 |  | 0% | Tech/Econ | 16% | 0 | 0 | 0
Tech | Hospitals | Miscellaneous | Elevators/Escalators | TRC | New | NN4537 | VSD Controlled Compressor | VSD Controlled Compressor | NonEquip | 15 | Others | 0% | Tech/Econ | 20.79% | 0 | 0 | 0
Tech | Hospitals | Miscellaneous | Elevators/Escalators | TRC | New | NN4511 | Regenerative Drive Elevator Motor | Regenerative Drive Elevator Motor | NonEquip | 13 | Elevators/Escalators | 11.17% | Tech/Econ | 6.211% | 61.0736 | 0.0079185 | 0.0066327
Tech | Hospitals | Miscellaneous | Elevators/Escalators | TRC | New | NN4485 | Engine Block Timer | Engine Block Timer | NonEquip | 5 | Others | 0% | Tech/Econ | 36% | 0 | 0 | 0
Tech | Hospitals | Miscellaneous | Elevators/Escalators | TRC | New | NN4459 | Efficient Motor Belts | Efficient Motor Belts | NonEquip | 10 | Others | 0% | Tech/Econ | 1.105% | 0 | 0 | 0
Tech | Hospitals | Miscellaneous | Elevators/Escalators | TRC | Existing | NE5434 | Retro-Commissioning | Retro-Commissioning | NonEquip | 5 |  | 21.99% | Tech/Econ | 16% | 34508.1995 | 14.5504 | 0.16717
Tech | Hospitals | Miscellaneous | Elevators/Escalators | TRC | Existing | NE4524 | VSD Controlled Compressor | VSD Controlled Compressor | NonEquip | 15 | Others | 0% | Tech/Econ | 20.79% | 0 | 0 | 0
Tech | Hospitals | Miscellaneous | Elevators/Escalators | TRC | Existing | NE4498 | Regenerative Drive Elevator Motor | Regenerative Drive Elevator Motor | NonEquip | 13 | Elevators/Escalators | 10.45% | Tech/Econ | 6.211% | 6142.5889 | 0.79642 | 0.6671
Tech | Hospitals | Miscellaneous | Elevators/Escalators | TRC | Existing | NE4472 | Engine Block Timer | Engine Block Timer | NonEquip | 5 | Others | 0% | Tech/Econ | 36% | 0 | 0 | 0
Tech | Hospitals | Miscellaneous | Elevators/Escalators | TRC | Existing | NE4446 | Efficient Motor Belts | Efficient Motor Belts | NonEquip | 10 | Others | 0% | Tech/Econ | 1.105% | 0 | 0 | 0
Tech | Hospitals | Office Equipment | Document production | TRC | New | NN4589 | Smart Strip Plug Outlet | Smart Strip Plug Outlet | NonEquip | 4 |  | 43.9% | Tech/Econ | 1.187% | 343.5918 | 0.05109 | 0.035507
Tech | Hospitals | Office Equipment | Document production | TRC | New | NN4563 | Network PC Power Management | Network PC Power Management | NonEquip | 5 | Computers | 0% | Tech/Econ | 56.5% | 0 | 0 | 0
Tech | Hospitals | Office Equipment | Document production | TRC | Existing | NE4576 | Smart Strip Plug Outlet | Smart Strip Plug Outlet | NonEquip | 4 |  | 43.9% | Tech/Econ | 1.187% | 38262.2301 | 5.6894 | 3.954
Tech | Hospitals | Office Equipment | Document production | TRC | Existing | NE4550 | Network PC Power Management | Network PC Power Management | NonEquip | 5 | Computers | 0% | Tech/Econ | 56.5% | 0 | 0 | 0
Tech | Hospitals | Office Equipment | Document production | TRC | Turnover | ET2145 | ENERGY STAR Imaging Equipment | ENERGY STAR Imaging Equipment | Equip | 6 | Document production | 17.92% | Tech/Econ | 44.44% | 635379.7965 | 88.1121 | 59.1672
Tech | Hospitals | Office Equipment | Document production | TRC | New | EN2171 | ENERGY STAR Imaging Equipment | ENERGY STAR Imaging Equipment | Equip | 6 | Document production | 17.92% | Tech/Econ | 44.44% | 5705.6606 | 0.79124 | 0.53132
Tech | Hospitals | Space Cooling | District chilled water piped | TRC | New | NN5369 | Retro-Commissioning | Retro-Commissioning | NonEquip | 5 |  | 0% | Tech/Econ | 16% | 0 | 0 | 0
Tech | Hospitals | Space Cooling | District chilled water piped | TRC | New | NN4381 | Window Sun Protection | Window Sun Protection | NonEquip | 10 |  | 15.35% | Tech/Econ | 16% | 8016.8041 | 2.4962 | -0.14064
Tech | Hospitals | Space Cooling | District chilled water piped | TRC | New | NN4355 | Waterside Economizer | Waterside Economizer | NonEquip | 20 |  | 19.15% | Tech/Econ | 5.556% | 0 | 0 | 0
Tech | Hospitals | Space Cooling | District chilled water piped | TRC | New | NN4147 | Smart Thermostat | Smart Thermostat | NonEquip | 11 |  | 31.48% | Tech/Econ | 10% | 9772.2264 | 0.81683 | 0
Tech | Hospitals | Space Cooling | District chilled water piped | TRC | New | NN4043 | Programmable Thermostat | Programmable Thermostat | NonEquip | 11 |  | 0% | Tech/Econ | 3.6% | 0 | 0 | 0
Tech | Hospitals | Space Cooling | District chilled water piped | TRC | New | NN3991 | Low U-Value Windows | Low U-Value Windows | NonEquip | 20 |  | 13.44% | Tech/Econ | 10% | 4279.3656 | 1.5907 | 0
Tech | Hospitals | Space Cooling | District chilled water piped | TRC | New | NN3913 | HVAC tune-up_RTU | HVAC tune-up_RTU | NonEquip | 5 | Packaged air conditioning units (RTUs) | 0% | Tech/Econ | 5% | 0 | 0 | 0
Tech | Hospitals | Space Cooling | District chilled water piped | TRC | New | NN3887 | HVAC tune-up | HVAC tune-up | NonEquip | 5 | Residential-type central air conditioners | 0% | Tech/Econ | 5% | 0 | 0 | 0
Tech | Hospitals | Space Cooling | District chilled water piped | TRC | New | NN3809 | Green Roof | Green Roof | NonEquip | 15 |  | 0.315% | Tech/Econ | 0.1973% | 0 | 0 | 0
Tech | Hospitals | Space Cooling | District chilled water piped | TRC | New | NN3679 | Facility Energy Management System | Facility Energy Management System | NonEquip | 15 |  | 4.276% | Tech/Econ | 20% | 2987.3224 | 0.44225 | 0
Tech | Hospitals | Space Cooling | District chilled water piped | TRC | New | NN3627 | Facility Commissioning | Facility Commissioning | NonEquip | 10 |  | 35.83% | Tech/Econ | 16% | 19856.7578 | 2.996 | 0.5621
Tech | Hospitals | Space Cooling | District chilled water piped | TRC | New | NN3601 | Energy Recovery Ventilation System (ERV) | Energy Recovery Ventilation System (ERV) | NonEquip | 15 | Packaged air conditioning units (RTUs) | 0% | Tech/Econ | 9.935% | 0 | 0 | 0
Tech | Hospitals | Space Cooling | District chilled water piped | TRC | New | NN3523 | Duct Sealing Repair | Duct Sealing Repair | NonEquip | 15 |  | 0% | Tech/Econ | 12% | 0 | 0 | 0
Tech | Hospitals | Space Cooling | District chilled water piped | TRC | New | NN3471 | Duct Insulation | Duct Insulation | NonEquip | 15 |  | 0% | Tech/Econ | 2.045% | 0 | 0 | 0
Tech | Hospitals | Space Cooling | District chilled water piped | TRC | New | NN3419 | Dedicated Outdoor Air System on VRF unit | Dedicated Outdoor Air System on VRF unit | NonEquip | 15 | Residential-type central air conditioners | 0% | Tech/Econ | 17.5% | 0 | 0 | 0
Tech | Hospitals | Space Cooling | District chilled water piped | TRC | New | NN3367 | Cool Roof | Cool Roof | NonEquip | 15 |  | 72.49% | Tech/Econ | 0.253% | 0 | 0 | 0
Tech | Hospitals | Space Cooling | District chilled water piped | TRC | New | NN3315 | Chilled Water System - Variable Speed Drives | Chilled Water System - Variable Speed Drives | NonEquip | 13 | Central chillers inside | 0% | Tech/Econ | 24.74% | 0 | 0 | 0
Tech | Hospitals | Space Cooling | District chilled water piped | TRC | New | NN3289 | Chilled Water Controls Optimization | Chilled Water Controls Optimization | NonEquip | 10 | Central chillers inside | 0% | Tech/Econ | 12.5% | 0 | 0 | 0
Tech | Hospitals | Space Cooling | District chilled water piped | TRC | New | NN3211 | Ceiling Insulation(R2 to R38) | Ceiling Insulation(R2 to R38) | NonEquip | 20 |  | 0% | Tech/Econ | 2.322% | 0 | 0 | 0
Tech | Hospitals | Space Cooling | District chilled water piped | TRC | New | NN3107 | Ceiling Insulation(R12 to R38) | Ceiling Insulation(R12 to R38) | NonEquip | 20 |  | 0% | Tech/Econ | 0.2795% | 0 | 0 | 0
Tech | Hospitals | Space Cooling | District chilled water piped | TRC | New | NN3055 | Airside Economizer | Airside Economizer | NonEquip | 10 | Packaged air conditioning units (RTUs) | 0% | Tech/Econ | 5.556% | 0 | 0 | 0
Tech | Hospitals | Space Cooling | District chilled water piped | TRC | Existing | NE5356 | Retro-Commissioning | Retro-Commissioning | NonEquip | 5 |  | 21.99% | Tech/Econ | 16% | 1191544.411 | 502.4161 | 0
Tech | Hospitals | Space Cooling | District chilled water piped | TRC | Existing | NE4368 | Window Sun Protection | Window Sun Protection | NonEquip | 10 |  | 7.839% | Tech/Econ | 16% | 470702.5874 | 146.5621 | -8.2574
Tech | Hospitals | Space Cooling | District chilled water piped | TRC | Existing | NE4342 | Waterside Economizer | Waterside Economizer | NonEquip | 20 |  | 12.77% | Tech/Econ | 5.556% | 247443.6565 | 81.8489 | 0
Tech | Hospitals | Space Cooling | District chilled water piped | TRC | Existing | NE4212 | Wall Insulation | Wall Insulation | NonEquip | 20 |  | 0% | Tech/Econ | 11.74% | 0 | 0 | 0
Tech | Hospitals | Space Cooling | District chilled water piped | TRC | Existing | NE4134 | Smart Thermostat | Smart Thermostat | NonEquip | 11 |  | 31.48% | Tech/Econ | 10% | 1166484.721 | 97.5027 | 0
Tech | Hospitals | Space Cooling | District chilled water piped | TRC | Existing | NE4108 | Roof Insulation | Roof Insulation | NonEquip | 20 |  | 58.5% | Tech/Econ | 0.3404% | 65072.778 | 26.9129 | 0
Tech | Hospitals | Space Cooling | District chilled water piped | TRC | Existing | NE4030 | Programmable Thermostat | Programmable Thermostat | NonEquip | 11 |  | 0% | Tech/Econ | 3.6% | 0 | 0 | 0
Tech | Hospitals | Space Cooling | District chilled water piped | TRC | Existing | NE3978 | Low U-Value Windows | Low U-Value Windows | NonEquip | 20 |  | 5.375% | Tech/Econ | 46% | 961822.5192 | 357.5123 | 0
Tech | Hospitals | Space Cooling | District chilled water piped | TRC | Existing | NE3900 | HVAC tune-up_RTU | HVAC tune-up_RTU | NonEquip | 5 | Packaged air conditioning units (RTUs) | 0% | Tech/Econ | 5% | 0 | 0 | 0
Tech | Hospitals | Space Cooling | District chilled water piped | TRC | Existing | NE3874 | HVAC tune-up | HVAC tune-up | NonEquip | 5 | Residential-type central air conditioners | 0% | Tech/Econ | 5% | 0 | 0 | 0
Tech | Hospitals | Space Cooling | District chilled water piped | TRC | Existing | NE3796 | Green Roof | Green Roof | NonEquip | 15 |  | 0.063% | Tech/Econ | 0.1973% | 40.4598 | 0.017188 | 0
Tech | Hospitals | Space Cooling | District chilled water piped | TRC | Existing | NE3744 | Floor Insulation | Floor Insulation | NonEquip | 20 |  | 12.82% | Tech/Econ | 0.08931% | 3728.155 | 1.5419 | 0
Tech | Hospitals | Space Cooling | District chilled water piped | TRC | Existing | NE3666 | Facility Energy Management System | Facility Energy Management System | NonEquip | 15 |  | 5.375% | Tech/Econ | 20% | 407843.8097 | 60.3782 | 0
Tech | Hospitals | Space Cooling | District chilled water piped | TRC | Existing | NE3588 | Energy Recovery Ventilation System (ERV) | Energy Recovery Ventilation System (ERV) | NonEquip | 15 | Packaged air conditioning units (RTUs) | 0% | Tech/Econ | 9.935% | 0 | 0 | 0
Tech | Hospitals | Space Cooling | District chilled water piped | TRC | Existing | NE3510 | Duct Sealing Repair | Duct Sealing Repair | NonEquip | 15 |  | 0% | Tech/Econ | 12% | 0 | 0 | 0
Tech | Hospitals | Space Cooling | District chilled water piped | TRC | Existing | NE3458 | Duct Insulation | Duct Insulation | NonEquip | 15 |  | 0% | Tech/Econ | 2.045% | 0 | 0 | 0
Tech | Hospitals | Space Cooling | District chilled water piped | TRC | Existing | NE3406 | Dedicated Outdoor Air System on VRF unit | Dedicated Outdoor Air System on VRF unit | NonEquip | 15 | Residential-type central air conditioners | 0% | Tech/Econ | 17.5% | 0 | 0 | 0
Tech | Hospitals | Space Cooling | District chilled water piped | TRC | Existing | NE3354 | Cool Roof | Cool Roof | NonEquip | 15 |  | 72.74% | Tech/Econ | 0.253% | 60025.8532 | 25.5002 | 0
Tech | Hospitals | Space Cooling | District chilled water piped | TRC | Existing | NE3302 | Chilled Water System - Variable Speed Drives | Chilled Water System - Variable Speed Drives | NonEquip | 13 | Central chillers inside | 0% | Tech/Econ | 24.74% | 0 | 0 | 0
Tech | Hospitals | Space Cooling | District chilled water piped | TRC | Existing | NE3276 | Chilled Water Controls Optimization | Chilled Water Controls Optimization | NonEquip | 10 | Central chillers inside | 0% | Tech/Econ | 12.5% | 0 | 0 | 0
Tech | Hospitals | Space Cooling | District chilled water piped | TRC | Existing | NE3198 | Ceiling Insulation(R2 to R38) | Ceiling Insulation(R2 to R38) | NonEquip | 20 |  | 0% | Tech/Econ | 2.322% | 0 | 0 | 0
Tech | Hospitals | Space Cooling | District chilled water piped | TRC | Existing | NE3146 | Ceiling Insulation(R19 to R38) | Ceiling Insulation(R19 to R38) | NonEquip | 20 |  | 0% | Tech/Econ | 0.129% | 0 | 0 | 0
Tech | Hospitals | Space Cooling | District chilled water piped | TRC | Existing | NE3094 | Ceiling Insulation(R12 to R38) | Ceiling Insulation(R12 to R38) | NonEquip | 20 |  | 0% | Tech/Econ | 0.2795% | 0 | 0 | 0
Tech | Hospitals | Space Cooling | District chilled water piped | TRC | Existing | NE3042 | Airside Economizer | Airside Economizer | NonEquip | 10 | Packaged air conditioning units (RTUs) | 0% | Tech/Econ | 5.556% | 0 | 0 | 0
Tech | Hospitals | Space Cooling | District chilled water piped | TRC | Turnover | ET942 | High Efficiency Chiller (Air Cooled, 50 tons) | High Efficiency Chiller (Air Cooled, 50 tons) | Equip | 20 | District chilled water piped | 31.91% | Tech/Econ | 8.759% | 1003374.43 | 232.6864 | 53.6726
Tech | Hospitals | Space Cooling | District chilled water piped | TRC | Turnover | ET1098 | High Efficiency Chiller (Water cooled-positive displacement, 100 tons) | High Efficiency Chiller (Water cooled-positive displacement, 100 tons) | Equip | 20 | District chilled water piped | 31.91% | Tech/Econ | 2.683% | 292494.409 | 93.8304 | 0.92376
Tech | Hospitals | Space Cooling | District chilled water piped | TRC | Turnover | ET1020 | High Efficiency Chiller (Water cooled-centrifugal, 200 tons) | High Efficiency Chiller (Water cooled-centrifugal, 200 tons) | Equip | 20 | District chilled water piped | 31.91% | Tech/Econ | 4.362% | 482308.4145 | 154.7216 | 1.5232
Tech | Hospitals | Space Cooling | District chilled water piped | TRC | New | EN968 | High Efficiency Chiller (Air Cooled, 50 tons) | High Efficiency Chiller (Air Cooled, 50 tons) | Equip | 20 | District chilled water piped | 31.91% | Tech/Econ | 8.759% | 8509.5213 | 1.9734 | 0.45519
Tech | Hospitals | Space Cooling | District chilled water piped | TRC | New | EN1124 | High Efficiency Chiller (Water cooled-positive displacement, 100 tons) | High Efficiency Chiller (Water cooled-positive displacement, 100 tons) | Equip | 20 | District chilled water piped | 31.91% | Tech/Econ | 2.683% | 2498.3354 | 0.80145 | 0.0078903
Tech | Hospitals | Space Cooling | District chilled water piped | TRC | New | EN1046 | High Efficiency Chiller (Water cooled-centrifugal, 200 tons) | High Efficiency Chiller (Water cooled-centrifugal, 200 tons) | Equip | 20 | District chilled water piped | 31.91% | Tech/Econ | 4.362% | 4119.6282 | 1.3216 | 0.013011
Tech | Hospitals | Refrigeration | Display cases | TRC | New | NN5317 | Retro-Commissioning | Retro-Commissioning | NonEquip | 5 |  | 0% | Tech/Econ | 16% | 0 | 0 | 0
Tech | Hospitals | Refrigeration | Display cases | TRC | New | NN4901 | Strip Curtains for Walk-ins | Strip Curtains for Walk-ins | NonEquip | 4 | Walk-in cooler | 0% | Tech/Econ | 2.115% | 0 | 0 | 0
Tech | Hospitals | Refrigeration | Display cases | TRC | New | NN4875 | Refrigerated Display Case Lighting Controls | Refrigerated Display Case Lighting Controls | NonEquip | 8 | Display cases | 0% | Tech/Econ | 0.9365% | 0 | 0 | 0
Tech | Hospitals | Refrigeration | Display cases | TRC | New | NN4849 | PSC to ECM Evaporator Fan Motor (Walk-In, Refrigerator) | PSC to ECM Evaporator Fan Motor (Walk-In, Refrigerator) | NonEquip | 15 | Walk-in cooler | 0% | Tech/Econ | 37.5% | 0 | 0 | 0
Tech | Hospitals | Refrigeration | Display cases | TRC | New | NN4823 | PSC to ECM Evaporator Fan Motor (Reach-In) | PSC to ECM Evaporator Fan Motor (Reach-In) | NonEquip | 15 | Display cases | 68.68% | Tech/Econ | 37.5% | 841.2566 | 0.10907 | 0.091362
Tech | Hospitals | Refrigeration | Display cases | TRC | New | NN4797 | Night Covers for Display Cases | Night Covers for Display Cases | NonEquip | 5 | Display cases | 0% | Tech/Econ | 1.877% | 0 | 0 | 0
Tech | Hospitals | Refrigeration | Display cases | TRC | New | NN4771 | High R-Value Glass Doors | High R-Value Glass Doors | NonEquip | 12 | Display cases | 0% | Tech/Econ | 0% | 0 | 0 | 0
Tech | Hospitals | Refrigeration | Display cases | TRC | New | NN4745 | High Efficiency Refrigeration Compressor | High Efficiency Refrigeration Compressor | NonEquip | 13 | Display cases | 4.199% | Tech/Econ | 6.922% | 7.0491 | 0.00091395 | 0.00076554
Tech | Hospitals | Refrigeration | Display cases | TRC | New | NN4719 | Freezer-Cooler Replacement Gaskets | Freezer-Cooler Replacement Gaskets | NonEquip | 4 | Display cases | 0% | Tech/Econ | 0% | 0 | 0 | 0
Tech | Hospitals | Refrigeration | Display cases | TRC | New | NN4693 | Floating Head Pressure Controls | Floating Head Pressure Controls | NonEquip | 15 |  | 24.64% | Tech/Econ | 6.05% | 36.0401 | 0.0046728 | 0.003914
Tech | Hospitals | Refrigeration | Display cases | TRC | New | NN4667 | Demand Defrost | Demand Defrost | NonEquip | 10 | Walk-in cooler | 0% | Tech/Econ | 30% | 0 | 0 | 0
Tech | Hospitals | Refrigeration | Display cases | TRC | New | NN4641 | Automatic Door Closer for Walk-in Coolers and Freezers | Automatic Door Closer for Walk-in Coolers and Freezers | NonEquip | 8 | Walk-in cooler | 0% | Tech/Econ | 3.131% | 0 | 0 | 0
Tech | Hospitals | Refrigeration | Display cases | TRC | New | NN4615 | Anti-Sweat Controls | Anti-Sweat Controls | NonEquip | 8 | Display cases | 0% | Tech/Econ | 85% | 0 | 0 | 0
Tech | Hospitals | Refrigeration | Display cases | TRC | Existing | NE5304 | Retro-Commissioning | Retro-Commissioning | NonEquip | 5 |  | 21.99% | Tech/Econ | 16% | 10927.5864 | 4.6076 | 0.052936
Tech | Hospitals | Refrigeration | Display cases | TRC | Existing | NE4888 | Strip Curtains for Walk-ins | Strip Curtains for Walk-ins | NonEquip | 4 | Walk-in cooler | 0% | Tech/Econ | 2.115% | 0 | 0 | 0
Tech | Hospitals | Refrigeration | Display cases | TRC | Existing | NE4862 | Refrigerated Display Case Lighting Controls | Refrigerated Display Case Lighting Controls | NonEquip | 8 | Display cases | 0% | Tech/Econ | 2.524% | 0 | 0 | 0
Tech | Hospitals | Refrigeration | Display cases | TRC | Existing | NE4836 | PSC to ECM Evaporator Fan Motor (Walk-In, Refrigerator) | PSC to ECM Evaporator Fan Motor (Walk-In, Refrigerator) | NonEquip | 15 | Walk-in cooler | 0% | Tech/Econ | 37.5% | 0 | 0 | 0
Tech | Hospitals | Refrigeration | Display cases | TRC | Existing | NE4810 | PSC to ECM Evaporator Fan Motor (Reach-In) | PSC to ECM Evaporator Fan Motor (Reach-In) | NonEquip | 15 | Display cases | 17.17% | Tech/Econ | 37.5% | 21586.9827 | 2.7989 | 2.3444
Tech | Hospitals | Refrigeration | Display cases | TRC | Existing | NE4784 | Night Covers for Display Cases | Night Covers for Display Cases | NonEquip | 5 | Display cases | 0% | Tech/Econ | 1.877% | 0 | 0 | 0
Tech | Hospitals | Refrigeration | Display cases | TRC | Existing | NE4758 | High R-Value Glass Doors | High R-Value Glass Doors | NonEquip | 12 | Display cases | 0% | Tech/Econ | 23.81% | 0 | 0 | 0
Tech | Hospitals | Refrigeration | Display cases | TRC | Existing | NE4732 | High Efficiency Refrigeration Compressor | High Efficiency Refrigeration Compressor | NonEquip | 13 | Display cases | 14.15% | Tech/Econ | 6.922% | 3073.0202 | 0.39843 | 0.33374
Tech | Hospitals | Refrigeration | Display cases | TRC | Existing | NE4706 | Freezer-Cooler Replacement Gaskets | Freezer-Cooler Replacement Gaskets | NonEquip | 4 | Display cases | 63.61% | Tech/Econ | 3.131% | 5878.8217 | 0.76222 | 0.63845
Tech | Hospitals | Refrigeration | Display cases | TRC | Existing | NE4680 | Floating Head Pressure Controls | Floating Head Pressure Controls | NonEquip | 15 |  | 24.64% | Tech/Econ | 6.05% | 4466.5966 | 0.57912 | 0.48508
Tech | Hospitals | Refrigeration | Display cases | TRC | Existing | NE4654 | Demand Defrost | Demand Defrost | NonEquip | 10 | Walk-in cooler | 0% | Tech/Econ | 30% | 0 | 0 | 0
Tech | Hospitals | Refrigeration | Display cases | TRC | Existing | NE4628 | Automatic Door Closer for Walk-in Coolers and Freezers | Automatic Door Closer for Walk-in Coolers and Freezers | NonEquip | 8 | Walk-in cooler | 0% | Tech/Econ | 3.131% | 0 | 0 | 0
Tech | Hospitals | Refrigeration | Display cases | TRC | Existing | NE4602 | Anti-Sweat Controls | Anti-Sweat Controls | NonEquip | 8 | Display cases | 9.21% | Tech/Econ | 85% | 28475.0573 | 3.6919 | 3.0925
Tech | Hospitals | Refrigeration | Display cases | TRC | Turnover | ET2613 | Refrigerated Display Case LED Lighting | Refrigerated Display Case LED Lighting | Equip | 8 | Display cases | 0% | Tech/Econ | 6.613% | 0 | 0 | 0
Tech | Hospitals | Refrigeration | Display cases | TRC | Turnover | ET2457 | Energy Star Commercial Solid Door Refrigerator | Energy Star Commercial Solid Door Refrigerator | Equip | 12 | Display cases | 0% | Tech/Econ | 50.28% | 0 | 0 | 0
Tech | Hospitals | Refrigeration | Display cases | TRC | Turnover | ET2418 | Energy Star Commercial Solid Door Freezer | Energy Star Commercial Solid Door Freezer | Equip | 12 | Display cases | 0% | Tech/Econ | 42.11% | 0 | 0 | 0
Tech | Hospitals | Refrigeration | Display cases | TRC | Turnover | ET2379 | Energy Star Commercial Glass Door Refrigerator | Energy Star Commercial Glass Door Refrigerator | Equip | 12 | Display cases | 0% | Tech/Econ | 37.88% | 0 | 0 | 0
Tech | Hospitals | Refrigeration | Display cases | TRC | Turnover | ET2340 | Energy Star Commercial Glass Door Freezer | Energy Star Commercial Glass Door Freezer | Equip | 12 | Display cases | 0% | Tech/Econ | 40.57% | 0 | 0 | 0
Tech | Hospitals | Refrigeration | Display cases | TRC | New | EN2639 | Refrigerated Display Case LED Lighting | Refrigerated Display Case LED Lighting | Equip | 8 | Display cases | 0% | Tech/Econ | 0% | 0 | 0 | 0
Tech | Hospitals | Refrigeration | Display cases | TRC | New | EN2483 | Energy Star Commercial Solid Door Refrigerator | Energy Star Commercial Solid Door Refrigerator | Equip | 12 | Display cases | 0% | Tech/Econ | 50.28% | 0 | 0 | 0
Tech | Hospitals | Refrigeration | Display cases | TRC | New | EN2444 | Energy Star Commercial Solid Door Freezer | Energy Star Commercial Solid Door Freezer | Equip | 12 | Display cases | 0% | Tech/Econ | 42.11% | 0 | 0 | 0
Tech | Hospitals | Refrigeration | Display cases | TRC | New | EN2405 | Energy Star Commercial Glass Door Refrigerator | Energy Star Commercial Glass Door Refrigerator | Equip | 12 | Display cases | 0% | Tech/Econ | 37.88% | 0 | 0 | 0
Tech | Hospitals | Refrigeration | Display cases | TRC | New | EN2366 | Energy Star Commercial Glass Door Freezer | Energy Star Commercial Glass Door Freezer | Equip | 12 | Display cases | 0% | Tech/Econ | 40.57% | 0 | 0 | 0
Tech | Hospitals | Cooking | Cooking Other | TRC | Turnover | ET6 | Efficient Exhaust Hood | Efficient Exhaust Hood | Equip | 15 | Cooking Other | 11.82% | Tech/Econ | 42.5% | 196714.4523 | 43.0056 | 16.8796
Tech | Hospitals | Cooking | Cooking Other | TRC | Turnover | ET240 | Induction Cooktops | Induction Cooktops | Equip | 10 | Cooking Other | 4.728% | Tech/Econ | 18.82% | 33099.6825 | 7.1372 | 2.9388
Tech | Hospitals | Cooking | Cooking Other | TRC | Turnover | ET162 | Energy Star Hot Food Holding Cabinet | Energy Star Hot Food Holding Cabinet | Equip | 12 | Cooking Other | 26.95% | Tech/Econ | 52.67% | 647726.2836 | 119.2866 | 57.7193
Tech | Hospitals | Cooking | Cooking Other | TRC | Turnover | ET123 | Energy Star Griddle | Energy Star Griddle | Equip | 12 | Cooking Other | 41% | Tech/Econ | 12.08% | 182514.423 | 30.1581 | 7.7182
Tech | Hospitals | Cooking | Cooking Other | TRC | New | EN32 | Efficient Exhaust Hood | Efficient Exhaust Hood | Equip | 15 | Cooking Other | 11.82% | Tech/Econ | 42.5% | 1766.4803 | 0.38619 | 0.15158
Tech | Hospitals | Cooking | Cooking Other | TRC | New | EN266 | Induction Cooktops | Induction Cooktops | Equip | 10 | Cooking Other | 4.728% | Tech/Econ | 18.82% | 297.2325 | 0.064091 | 0.026391
Tech | Hospitals | Cooking | Cooking Other | TRC | New | EN188 | Energy Star Hot Food Holding Cabinet | Energy Star Hot Food Holding Cabinet | Equip | 12 | Cooking Other | 26.95% | Tech/Econ | 52.67% | 5816.531 | 1.0712 | 0.51832
Tech | Hospitals | Cooking | Cooking Other | TRC | New | EN149 | Energy Star Griddle | Energy Star Griddle | Equip | 12 | Cooking Other | 41% | Tech/Econ | 12.08% | 1638.9652 | 0.27082 | 0.069309
Tech | Hospitals | Office Equipment | Computers | TRC | New | NN4589 | Smart Strip Plug Outlet | Smart Strip Plug Outlet | NonEquip | 4 |  | 43.9% | Tech/Econ | 1.187% | 66.8808 | 0.0099448 | 0.0069115
Tech | Hospitals | Office Equipment | Computers | TRC | New | NN4563 | Network PC Power Management | Network PC Power Management | NonEquip | 5 | Computers | 22.4% | Tech/Econ | 56.5% | 2192.0226 | 0.29454 | 0.25428
Tech | Hospitals | Office Equipment | Computers | TRC | Existing | NE4576 | Smart Strip Plug Outlet | Smart Strip Plug Outlet | NonEquip | 4 |  | 43.9% | Tech/Econ | 1.187% | 7447.8211 | 1.1074 | 0.76966
Tech | Hospitals | Office Equipment | Computers | TRC | Existing | NE4550 | Network PC Power Management | Network PC Power Management | NonEquip | 5 | Computers | 22.4% | Tech/Econ | 56.5% | 244102.6491 | 32.7998 | 28.3169
Tech | Hospitals | Office Equipment | Computers | TRC | Turnover | ET2184 | Energy Star PCs | Energy Star PCs | Equip | 4 | Computers | 35% | Tech/Econ | 43.34% | 255606.3525 | 49.0523 | 49.0523
Tech | Hospitals | Office Equipment | Computers | TRC | New | EN2210 | Energy Star PCs | Energy Star PCs | Equip | 4 | Computers | 35% | Tech/Econ | 43.34% | 2295.3249 | 0.44049 | 0.44049
Tech | Hospitals | Domestic Hot Water | Centralized water heaters | TRC | New | NN5421 | Retro-Commissioning | Retro-Commissioning | NonEquip | 5 |  | 0% | Tech/Econ | 16% | 0 | 0 | 0
Tech | Hospitals | Domestic Hot Water | Centralized water heaters | TRC | New | NN2925 | Thermostatic Shower Restriction Valve | Thermostatic Shower Restriction Valve | NonEquip | 10 | Centralized water heaters | 0% | Tech/Econ | 7.687% | 0 | 0 | 0
Tech | Hospitals | Domestic Hot Water | Centralized water heaters | TRC | New | NN2899 | Tank Wrap on Water Heater | Tank Wrap on Water Heater | NonEquip | 7 | Centralized water heaters | 55.99% | Tech/Econ | 1.306% | 0 | 0 | 0
Tech | Hospitals | Domestic Hot Water | Centralized water heaters | TRC | New | NN2873 | Low-Flow Pre-Rinse Sprayers | Low-Flow Pre-Rinse Sprayers | NonEquip | 5 | Centralized water heaters | 24.64% | Tech/Econ | 0.7822% | 0 | 0 | 0
Tech | Hospitals | Domestic Hot Water | Centralized water heaters | TRC | New | NN2847 | Low Flow Shower Head | Low Flow Shower Head | NonEquip | 10 | Centralized water heaters | 74.65% | Tech/Econ | 1.557% | 0 | 0 | 0
Tech | Hospitals | Domestic Hot Water | Centralized water heaters | TRC | New | NN2821 | Hot Water Pipe Insulation | Hot Water Pipe Insulation | NonEquip | 13 | Centralized water heaters | 22.45% | Tech/Econ | 7.009% | 5.7641 | 0.000658 | 0.000658
Tech | Hospitals | Domestic Hot Water | Centralized water heaters | TRC | New | NN2795 | Hot Water Circulation Pump Control | Hot Water Circulation Pump Control | NonEquip | 15 | Centralized water heaters | 0% | Tech/Econ | 3.366% | 0 | 0 | 0
Tech | Hospitals | Domestic Hot Water | Centralized water heaters | TRC | New | NN2769 | Faucet Aerator | Faucet Aerator | NonEquip | 10 | Centralized water heaters | 23.64% | Tech/Econ | 1.1% | 0 | 0 | 0
Tech | Hospitals | Domestic Hot Water | Centralized water heaters | TRC | New | NN2743 | Drain Water Heat Recovery | Drain Water Heat Recovery | NonEquip | 15 | Centralized water heaters | 22.45% | Tech/Econ | 12.27% | 269.1612 | 0.027486 | 0.061005
Tech | Hospitals | Domestic Hot Water | Centralized water heaters | TRC | Existing | NE5408 | Retro-Commissioning | Retro-Commissioning | NonEquip | 5 |  | 21.99% | Tech/Econ | 16% | 38267.6721 | 16.1356 | 0.18538
Tech | Hospitals | Domestic Hot Water | Centralized water heaters | TRC | Existing | NE2912 | Thermostatic Shower Restriction Valve | Thermostatic Shower Restriction Valve | NonEquip | 10 | Centralized water heaters | 74.65% | Tech/Econ | 7.353% | 57419.0812 | 5.2935 | 13.8377
Tech | Hospitals | Domestic Hot Water | Centralized water heaters | TRC | Existing | NE2886 | Tank Wrap on Water Heater | Tank Wrap on Water Heater | NonEquip | 7 | Centralized water heaters | 55.99% | Tech/Econ | 1.306% | 6964.3808 | 0.69761 | 0.71176
Tech | Hospitals | Domestic Hot Water | Centralized water heaters | TRC | Existing | NE2860 | Low-Flow Pre-Rinse Sprayers | Low-Flow Pre-Rinse Sprayers | NonEquip | 5 | Centralized water heaters | 24.64% | Tech/Econ | 0.7459% | 1733.5967 | 0.15982 | 0.41779
Tech | Hospitals | Domestic Hot Water | Centralized water heaters | TRC | Existing | NE2834 | Low Flow Shower Head | Low Flow Shower Head | NonEquip | 10 | Centralized water heaters | 74.65% | Tech/Econ | 1.49% | 10715.5775 | 0.98788 | 2.5824
Tech | Hospitals | Domestic Hot Water | Centralized water heaters | TRC | Existing | NE2808 | Hot Water Pipe Insulation | Hot Water Pipe Insulation | NonEquip | 13 | Centralized water heaters | 4.299% | Tech/Econ | 6.705% | 2849.5346 | 0.32529 | 0.32529
Tech | Hospitals | Domestic Hot Water | Centralized water heaters | TRC | Existing | NE2782 | Hot Water Circulation Pump Control | Hot Water Circulation Pump Control | NonEquip | 15 | Centralized water heaters | 70.18% | Tech/Econ | 3.22% | 22274.0346 | 2.7738 | 2.7738
Tech | Hospitals | Domestic Hot Water | Centralized water heaters | TRC | Existing | NE2756 | Faucet Aerator | Faucet Aerator | NonEquip | 10 | Centralized water heaters | 23.64% | Tech/Econ | 1.053% | 2353.6399 | 0.21698 | 0.56722
Tech | Hospitals | Domestic Hot Water | Centralized water heaters | TRC | Existing | NE2730 | Drain Water Heat Recovery | Drain Water Heat Recovery | NonEquip | 15 | Centralized water heaters | 2.67% | Tech/Econ | 12.27% | 3438.7324 | 0.35115 | 0.77939
Tech | Hospitals | Domestic Hot Water | Centralized water heaters | TRC | Turnover | ET435 | Solar Water Heater | Solar Water Heater | Equip | 15 | Centralized water heaters | 4.728% | Tech/Econ | 76.67% | 61948.44 | 4.6301 | 0.65005
Tech | Hospitals | Domestic Hot Water | Centralized water heaters | TRC | Turnover | ET357 | Heat Pump Water Heater | Heat Pump Water Heater | Equip | 10 | Centralized water heaters | 42.25% | Tech/Econ | 65.32% | 454565.669 | 24.1784 | 130.7926
Tech | Hospitals | Domestic Hot Water | Centralized water heaters | TRC | Turnover | ET279 | Energy Star Commercial Dishwasher | Energy Star Commercial Dishwasher | Equip | 15 | Centralized water heaters | 29.7% | Tech/Econ | 29.58% | 104769.4706 | 7.6022 | -0.00080881
Tech | Hospitals | Domestic Hot Water | Centralized water heaters | TRC | New | EN461 | Solar Water Heater | Solar Water Heater | Equip | 15 | Centralized water heaters | 4.728% | Tech/Econ | 76.67% | 556.2921 | 0.041578 | 0.0058374
Tech | Hospitals | Domestic Hot Water | Centralized water heaters | TRC | New | EN383 | Heat Pump Water Heater | Heat Pump Water Heater | Equip | 10 | Centralized water heaters | 42.25% | Tech/Econ | 65.32% | 4081.9639 | 0.21712 | 1.1745
Tech | Hospitals | Domestic Hot Water | Centralized water heaters | TRC | New | EN305 | Energy Star Commercial Dishwasher | Energy Star Commercial Dishwasher | Equip | 15 | Centralized water heaters | 29.7% | Tech/Econ | 29.58% | 940.8216 | 0.068267 | -7.2631e-06
Tech | Hospitals | Space Cooling | Central chillers inside | TRC | New | NN5369 | Retro-Commissioning | Retro-Commissioning | NonEquip | 5 |  | 0% | Tech/Econ | 16% | 0 | 0 | 0
Tech | Hospitals | Space Cooling | Central chillers inside | TRC | New | NN4381 | Window Sun Protection | Window Sun Protection | NonEquip | 10 |  | 15.35% | Tech/Econ | 16% | 3238.5716 | 1.0084 | -0.056813
Tech | Hospitals | Space Cooling | Central chillers inside | TRC | New | NN4355 | Waterside Economizer | Waterside Economizer | NonEquip | 20 |  | 19.15% | Tech/Econ | 5.556% | 0 | 0 | 0
Tech | Hospitals | Space Cooling | Central chillers inside | TRC | New | NN4147 | Smart Thermostat | Smart Thermostat | NonEquip | 11 |  | 31.48% | Tech/Econ | 10% | 3819.3601 | 0.31925 | 0
Tech | Hospitals | Space Cooling | Central chillers inside | TRC | New | NN4043 | Programmable Thermostat | Programmable Thermostat | NonEquip | 11 |  | 0% | Tech/Econ | 3.6% | 0 | 0 | 0
Tech | Hospitals | Space Cooling | Central chillers inside | TRC | New | NN3991 | Low U-Value Windows | Low U-Value Windows | NonEquip | 20 |  | 13.44% | Tech/Econ | 10% | 1672.5399 | 0.62169 | 0
Tech | Hospitals | Space Cooling | Central chillers inside | TRC | New | NN3913 | HVAC tune-up_RTU | HVAC tune-up_RTU | NonEquip | 5 | Packaged air conditioning units (RTUs) | 0% | Tech/Econ | 5% | 0 | 0 | 0
Tech | Hospitals | Space Cooling | Central chillers inside | TRC | New | NN3887 | HVAC tune-up | HVAC tune-up | NonEquip | 5 | Residential-type central air conditioners | 0% | Tech/Econ | 5% | 0 | 0 | 0
Tech | Hospitals | Space Cooling | Central chillers inside | TRC | New | NN3809 | Green Roof | Green Roof | NonEquip | 15 |  | 0.315% | Tech/Econ | 0.1973% | 0 | 0 | 0
Tech | Hospitals | Space Cooling | Central chillers inside | TRC | New | NN3679 | Facility Energy Management System | Facility Energy Management System | NonEquip | 15 |  | 4.276% | Tech/Econ | 20% | 1206.7973 | 0.17866 | 0
Tech | Hospitals | Space Cooling | Central chillers inside | TRC | New | NN3627 | Facility Commissioning | Facility Commissioning | NonEquip | 10 |  | 35.83% | Tech/Econ | 16% | 8021.5921 | 1.2103 | 0.22707
Tech | Hospitals | Space Cooling | Central chillers inside | TRC | New | NN3601 | Energy Recovery Ventilation System (ERV) | Energy Recovery Ventilation System (ERV) | NonEquip | 15 | Packaged air conditioning units (RTUs) | 0% | Tech/Econ | 9.935% | 0 | 0 | 0
Tech | Hospitals | Space Cooling | Central chillers inside | TRC | New | NN3523 | Duct Sealing Repair | Duct Sealing Repair | NonEquip | 15 |  | 0% | Tech/Econ | 12% | 0 | 0 | 0
Tech | Hospitals | Space Cooling | Central chillers inside | TRC | New | NN3471 | Duct Insulation | Duct Insulation | NonEquip | 15 |  | 0% | Tech/Econ | 2.045% | 0 | 0 | 0
Tech | Hospitals | Space Cooling | Central chillers inside | TRC | New | NN3419 | Dedicated Outdoor Air System on VRF unit | Dedicated Outdoor Air System on VRF unit | NonEquip | 15 | Residential-type central air conditioners | 0% | Tech/Econ | 17.5% | 0 | 0 | 0
Tech | Hospitals | Space Cooling | Central chillers inside | TRC | New | NN3367 | Cool Roof | Cool Roof | NonEquip | 15 |  | 72.49% | Tech/Econ | 0.253% | 0 | 0 | 0
Tech | Hospitals | Space Cooling | Central chillers inside | TRC | New | NN3315 | Chilled Water System - Variable Speed Drives | Chilled Water System - Variable Speed Drives | NonEquip | 13 | Central chillers inside | 73.99% | Tech/Econ | 24.74% | 31618.5569 | 2.941 | 0.66846
Tech | Hospitals | Space Cooling | Central chillers inside | TRC | New | NN3289 | Chilled Water Controls Optimization | Chilled Water Controls Optimization | NonEquip | 10 | Central chillers inside | 38.3% | Tech/Econ | 12.5% | 4182.7888 | 0.8012 | 0.086838
Tech | Hospitals | Space Cooling | Central chillers inside | TRC | New | NN3211 | Ceiling Insulation(R2 to R38) | Ceiling Insulation(R2 to R38) | NonEquip | 20 |  | 0% | Tech/Econ | 2.322% | 0 | 0 | 0
Tech | Hospitals | Space Cooling | Central chillers inside | TRC | New | NN3107 | Ceiling Insulation(R12 to R38) | Ceiling Insulation(R12 to R38) | NonEquip | 20 |  | 0% | Tech/Econ | 0.2795% | 0 | 0 | 0
Tech | Hospitals | Space Cooling | Central chillers inside | TRC | New | NN3055 | Airside Economizer | Airside Economizer | NonEquip | 10 | Packaged air conditioning units (RTUs) | 0% | Tech/Econ | 5.556% | 0 | 0 | 0
Tech | Hospitals | Space Cooling | Central chillers inside | TRC | Existing | NE5356 | Retro-Commissioning | Retro-Commissioning | NonEquip | 5 |  | 21.99% | Tech/Econ | 16% | 465989.3157 | 196.4849 | 0
Tech | Hospitals | Space Cooling | Central chillers inside | TRC | Existing | NE4368 | Window Sun Protection | Window Sun Protection | NonEquip | 10 |  | 7.839% | Tech/Econ | 16% | 190151.0901 | 59.2071 | -3.3358
Tech | Hospitals | Space Cooling | Central chillers inside | TRC | Existing | NE4342 | Waterside Economizer | Waterside Economizer | NonEquip | 20 |  | 12.77% | Tech/Econ | 5.556% | 96770.2916 | 32.0095 | 0
Tech | Hospitals | Space Cooling | Central chillers inside | TRC | Existing | NE4212 | Wall Insulation | Wall Insulation | NonEquip | 20 |  | 0% | Tech/Econ | 11.74% | 0 | 0 | 0
Tech | Hospitals | Space Cooling | Central chillers inside | TRC | Existing | NE4134 | Smart Thermostat | Smart Thermostat | NonEquip | 11 |  | 31.48% | Tech/Econ | 10% | 456188.9694 | 38.1314 | 0
Tech | Hospitals | Space Cooling | Central chillers inside | TRC | Existing | NE4108 | Roof Insulation | Roof Insulation | NonEquip | 20 |  | 58.5% | Tech/Econ | 0.3404% | 25448.669 | 10.5251 | 0
Tech | Hospitals | Space Cooling | Central chillers inside | TRC | Existing | NE4030 | Programmable Thermostat | Programmable Thermostat | NonEquip | 11 |  | 0% | Tech/Econ | 3.6% | 0 | 0 | 0
Tech | Hospitals | Space Cooling | Central chillers inside | TRC | Existing | NE3978 | Low U-Value Windows | Low U-Value Windows | NonEquip | 20 |  | 5.375% | Tech/Econ | 46% | 475610.2143 | 176.7857 | 0
Tech | Hospitals | Space Cooling | Central chillers inside | TRC | Existing | NE3900 | HVAC tune-up_RTU | HVAC tune-up_RTU | NonEquip | 5 | Packaged air conditioning units (RTUs) | 0% | Tech/Econ | 5% | 0 | 0 | 0
Tech | Hospitals | Space Cooling | Central chillers inside | TRC | Existing | NE3874 | HVAC tune-up | HVAC tune-up | NonEquip | 5 | Residential-type central air conditioners | 0% | Tech/Econ | 5% | 0 | 0 | 0
Tech | Hospitals | Space Cooling | Central chillers inside | TRC | Existing | NE3796 | Green Roof | Green Roof | NonEquip | 15 |  | 0.063% | Tech/Econ | 0.1973% | 15.823 | 0.0067219 | 0
Tech | Hospitals | Space Cooling | Central chillers inside | TRC | Existing | NE3744 | Floor Insulation | Floor Insulation | NonEquip | 20 |  | 12.82% | Tech/Econ | 0.08931% | 1458.0073 | 0.603 | 0
Tech | Hospitals | Space Cooling | Central chillers inside | TRC | Existing | NE3666 | Facility Energy Management System | Facility Energy Management System | NonEquip | 15 |  | 5.375% | Tech/Econ | 20% | 164757.8473 | 24.3912 | 0
Tech | Hospitals | Space Cooling | Central chillers inside | TRC | Existing | NE3588 | Energy Recovery Ventilation System (ERV) | Energy Recovery Ventilation System (ERV) | NonEquip | 15 | Packaged air conditioning units (RTUs) | 0% | Tech/Econ | 9.935% | 0 | 0 | 0
Tech | Hospitals | Space Cooling | Central chillers inside | TRC | Existing | NE3510 | Duct Sealing Repair | Duct Sealing Repair | NonEquip | 15 |  | 0% | Tech/Econ | 12% | 0 | 0 | 0
Tech | Hospitals | Space Cooling | Central chillers inside | TRC | Existing | NE3458 | Duct Insulation | Duct Insulation | NonEquip | 15 |  | 0% | Tech/Econ | 2.045% | 0 | 0 | 0
Tech | Hospitals | Space Cooling | Central chillers inside | TRC | Existing | NE3406 | Dedicated Outdoor Air System on VRF unit | Dedicated Outdoor Air System on VRF unit | NonEquip | 15 | Residential-type central air conditioners | 0% | Tech/Econ | 17.5% | 0 | 0 | 0
Tech | Hospitals | Space Cooling | Central chillers inside | TRC | Existing | NE3354 | Cool Roof | Cool Roof | NonEquip | 15 |  | 72.74% | Tech/Econ | 0.253% | 23474.9171 | 9.9726 | 0
Tech | Hospitals | Space Cooling | Central chillers inside | TRC | Existing | NE3302 | Chilled Water System - Variable Speed Drives | Chilled Water System - Variable Speed Drives | NonEquip | 13 | Central chillers inside | 73.99% | Tech/Econ | 24.74% | 3433968.32 | 319.4066 | 72.5989
Tech | Hospitals | Space Cooling | Central chillers inside | TRC | Existing | NE3276 | Chilled Water Controls Optimization | Chilled Water Controls Optimization | NonEquip | 10 | Central chillers inside | 25.53% | Tech/Econ | 12.5% | 477797.94 | 91.5207 | 9.9195
Tech | Hospitals | Space Cooling | Central chillers inside | TRC | Existing | NE3198 | Ceiling Insulation(R2 to R38) | Ceiling Insulation(R2 to R38) | NonEquip | 20 |  | 0% | Tech/Econ | 2.322% | 0 | 0 | 0
Tech | Hospitals | Space Cooling | Central chillers inside | TRC | Existing | NE3146 | Ceiling Insulation(R19 to R38) | Ceiling Insulation(R19 to R38) | NonEquip | 20 |  | 0% | Tech/Econ | 0.129% | 0 | 0 | 0
Tech | Hospitals | Space Cooling | Central chillers inside | TRC | Existing | NE3094 | Ceiling Insulation(R12 to R38) | Ceiling Insulation(R12 to R38) | NonEquip | 20 |  | 0% | Tech/Econ | 0.2795% | 0 | 0 | 0
Tech | Hospitals | Space Cooling | Central chillers inside | TRC | Existing | NE3042 | Airside Economizer | Airside Economizer | NonEquip | 10 | Packaged air conditioning units (RTUs) | 0% | Tech/Econ | 5.556% | 0 | 0 | 0
Tech | Hospitals | Space Cooling | Central chillers inside | TRC | Turnover | ET981 | High Efficiency Chiller (Water cooled-centrifugal, 200 tons) | High Efficiency Chiller (Water cooled-centrifugal, 200 tons) | Equip | 20 | Central chillers inside | 31.91% | Tech/Econ | 4.362% | 188621.2252 | 60.5086 | 0.59571
Tech | Hospitals | Space Cooling | Central chillers inside | TRC | Turnover | ET903 | High Efficiency Chiller (Air Cooled, 50 tons) | High Efficiency Chiller (Air Cooled, 50 tons) | Equip | 20 | Central chillers inside | 31.91% | Tech/Econ | 8.759% | 392399.7792 | 90.999 | 20.9903
Tech | Hospitals | Space Cooling | Central chillers inside | TRC | Turnover | ET1059 | High Efficiency Chiller (Water cooled-positive displacement, 100 tons) | High Efficiency Chiller (Water cooled-positive displacement, 100 tons) | Equip | 20 | Central chillers inside | 31.91% | Tech/Econ | 2.683% | 114388.7449 | 36.6952 | 0.36127
Tech | Hospitals | Space Cooling | Central chillers inside | TRC | New | EN929 | High Efficiency Chiller (Air Cooled, 50 tons) | High Efficiency Chiller (Air Cooled, 50 tons) | Equip | 20 | Central chillers inside | 31.91% | Tech/Econ | 8.759% | 0 | 0 | 0
Tech | Hospitals | Space Cooling | Central chillers inside | TRC | New | EN1085 | High Efficiency Chiller (Water cooled-positive displacement, 100 tons) | High Efficiency Chiller (Water cooled-positive displacement, 100 tons) | Equip | 20 | Central chillers inside | 31.91% | Tech/Econ | 2.683% | 0 | 0 | 0
Tech | Hospitals | Space Cooling | Central chillers inside | TRC | New | EN1007 | High Efficiency Chiller (Water cooled-centrifugal, 200 tons) | High Efficiency Chiller (Water cooled-centrifugal, 200 tons) | Equip | 20 | Central chillers inside | 31.91% | Tech/Econ | 4.362% | 0 | 0 | 0
Tech | Hospitals | Ventilation and Circulation | Central air-handling unit | TRC | New | NN5395 | Retro-Commissioning | Retro-Commissioning | NonEquip | 5 |  | 0% | Tech/Econ | 16% | 0 | 0 | 0
Tech | Hospitals | Ventilation and Circulation | Central air-handling unit | TRC | New | NN4979 | VAV System | VAV System | NonEquip | 10 |  | 15.96% | Tech/Econ | 30% | 3883.0411 | 1.1052 | 1.1216
Tech | Hospitals | Ventilation and Circulation | Central air-handling unit | TRC | New | NN4953 | Demand Controlled Ventilation | Demand Controlled Ventilation | NonEquip | 10 |  | 17.54% | Tech/Econ | 23.08% | 3127.1175 | 0.32558 | 1.833
Tech | Hospitals | Ventilation and Circulation | Central air-handling unit | TRC | New | NN4927 | CO Sensors for Parking Garage Exhaust | CO Sensors for Parking Garage Exhaust | NonEquip | 15 | Motor/Fan | 0% | Tech/Econ | 33% | 0 | 0 | 0
Tech | Hospitals | Ventilation and Circulation | Central air-handling unit | TRC | Existing | NE5382 | Retro-Commissioning | Retro-Commissioning | NonEquip | 5 |  | 21.99% | Tech/Econ | 16% | 291041.0557 | 122.7178 | 1.4099
Tech | Hospitals | Ventilation and Circulation | Central air-handling unit | TRC | Existing | NE4966 | VAV System | VAV System | NonEquip | 10 |  | 10.64% | Tech/Econ | 30% | 288275.8087 | 82.0474 | 83.2645
Tech | Hospitals | Ventilation and Circulation | Central air-handling unit | TRC | Existing | NE4940 | Demand Controlled Ventilation | Demand Controlled Ventilation | NonEquip | 10 |  | 23.39% | Tech/Econ | 23.08% | 472094.33 | 49.1519 | 276.7254
Tech | Hospitals | Ventilation and Circulation | Central air-handling unit | TRC | Existing | NE4914 | CO Sensors for Parking Garage Exhaust | CO Sensors for Parking Garage Exhaust | NonEquip | 15 | Motor/Fan | 0% | Tech/Econ | 33% | 0 | 0 | 0
Tech | Hospitals | Interior Lighting | case lighting | TRC | New | NN5265 | Retro-Commissioning | Retro-Commissioning | NonEquip | 5 |  | 0% | Tech/Econ | 16% | 0 | 0 | 0
Tech | Hospitals | Interior Lighting | case lighting | TRC | New | NN4433 | Interior Lighting Controls | Interior Lighting Controls | NonEquip | 8 | Overhead (fluorescent/LED/CFL U-shape) | 0% | Tech/Econ | 28% | 0 | 0 | 0
Tech | Hospitals | Interior Lighting | case lighting | TRC | New | NN4407 | Bi-Level Lighting Control (Interior) | Bi-Level Lighting Control (Interior) | NonEquip | 8 | Overhead (fluorescent/LED/CFL U-shape) | 0% | Tech/Econ | 31% | 0 | 0 | 0
Tech | Hospitals | Interior Lighting | case lighting | TRC | New | NN3705 | Facility Energy Management System | Facility Energy Management System | NonEquip | 15 |  | 4.276% | Tech/Econ | 24% | 4.3578 | 0.00064515 | 0.00055729
Tech | Hospitals | Interior Lighting | case lighting | TRC | Existing | NE5252 | Retro-Commissioning | Retro-Commissioning | NonEquip | 5 |  | 21.99% | Tech/Econ | 16% | 1642.2776 | 0.69247 | 0.0079556
Tech | Hospitals | Interior Lighting | case lighting | TRC | Existing | NE4420 | Interior Lighting Controls | Interior Lighting Controls | NonEquip | 8 | Overhead (fluorescent/LED/CFL U-shape) | 0% | Tech/Econ | 28% | 0 | 0 | 0
Tech | Hospitals | Interior Lighting | case lighting | TRC | Existing | NE4394 | Bi-Level Lighting Control (Interior) | Bi-Level Lighting Control (Interior) | NonEquip | 8 | Overhead (fluorescent/LED/CFL U-shape) | 0% | Tech/Econ | 31% | 0 | 0 | 0
Tech | Hospitals | Interior Lighting | case lighting | TRC | Existing | NE3692 | Facility Energy Management System | Facility Energy Management System | NonEquip | 15 |  | 5.375% | Tech/Econ | 24% | 610.0382 | 0.090312 | 0.078014
Tech | Hospitals | Space Heating | Boilers | TRC | New | NN5343 | Retro-Commissioning | Retro-Commissioning | NonEquip | 5 |  | 0% | Tech/Econ | 16% | 0 | 0 | 0
Tech | Hospitals | Space Heating | Boilers | TRC | New | NN4329 | Water Cooled Refrigeration Heat Recovery | Water Cooled Refrigeration Heat Recovery | NonEquip | 20 |  | 4.199% | Tech/Econ | 10% | 7.8405 | 0 | 0.0008515
Tech | Hospitals | Space Heating | Boilers | TRC | New | NN4277 | Warehouse Loading Dock Seals | Warehouse Loading Dock Seals | NonEquip | 18 |  | 0% | Tech/Econ | 0.01492% | 0 | 0 | 0
Tech | Hospitals | Space Heating | Boilers | TRC | New | NN4251 | Wall Insulation | Wall Insulation | NonEquip | 20 |  | 0% | Tech/Econ | 0% | 0 | 0 | 0
Tech | Hospitals | Space Heating | Boilers | TRC | New | NN4173 | Smart Thermostat | Smart Thermostat | NonEquip | 11 |  | 31.48% | Tech/Econ | 10% | 60.6783 | 0 | 0.0014984
Tech | Hospitals | Space Heating | Boilers | TRC | New | NN4095 | Roof Insulation | Roof Insulation | NonEquip | 20 |  | 58.5% | Tech/Econ | 0.05964% | 0.50643 | 0 | 0.00012337
Tech | Hospitals | Space Heating | Boilers | TRC | New | NN4069 | Programmable Thermostat | Programmable Thermostat | NonEquip | 11 |  | 0% | Tech/Econ | 3.6% | 0 | 0 | 0
Tech | Hospitals | Space Heating | Boilers | TRC | New | NN4017 | Low U-Value Windows | Low U-Value Windows | NonEquip | 20 |  | 13.44% | Tech/Econ | 10% | 24.9842 | 0 | 0.00010384
Tech | Hospitals | Space Heating | Boilers | TRC | New | NN3939 | Infiltration Reduction - Air Sealing | Infiltration Reduction - Air Sealing | NonEquip | 11 |  | 0% | Tech/Econ | 0.007461% | 0 | 0 | 0
Tech | Hospitals | Space Heating | Boilers | TRC | New | NN3861 | Hotel Card Energy Control Systems | Hotel Card Energy Control Systems | NonEquip | 15 |  | 0% | Tech/Econ | 0% | 0 | 0 | 0
Tech | Hospitals | Space Heating | Boilers | TRC | New | NN3783 | Green Roof | Green Roof | NonEquip | 15 |  | 0.315% | Tech/Econ | 0.09216% | 0.0053251 | 0 | 0
Tech | Hospitals | Space Heating | Boilers | TRC | New | NN3731 | Floor Insulation | Floor Insulation | NonEquip | 20 |  | 32.06% | Tech/Econ | 0.03129% | 0 | 0 | 0
Tech | Hospitals | Space Heating | Boilers | TRC | New | NN3653 | Facility Energy Management System | Facility Energy Management System | NonEquip | 15 |  | 4.276% | Tech/Econ | 20% | 16.6282 | 0 | 0.0021265
Tech | Hospitals | Space Heating | Boilers | TRC | New | NN3575 | ECM Motors on Furnaces | ECM Motors on Furnaces | NonEquip | 15 | Forced air furnace | 0% | Tech/Econ | 1.706% | 0 | 0 | 0
Tech | Hospitals | Space Heating | Boilers | TRC | New | NN3549 | Duct Sealing Repair | Duct Sealing Repair | NonEquip | 15 |  | 0% | Tech/Econ | 12% | 0 | 0 | 0
Tech | Hospitals | Space Heating | Boilers | TRC | New | NN3497 | Duct Insulation | Duct Insulation | NonEquip | 15 |  | 0% | Tech/Econ | 2.045% | 0 | 0 | 0
Tech | Hospitals | Space Heating | Boilers | TRC | New | NN3445 | Destratification Fans | Destratification Fans | NonEquip | 10 |  | 0% | Tech/Econ | 15.61% | 0 | 0 | 0
Tech | Hospitals | Space Heating | Boilers | TRC | New | NN3393 | Dedicated Outdoor Air System on VRF unit | Dedicated Outdoor Air System on VRF unit | NonEquip | 15 | Residential/split system heat pump | 0% | Tech/Econ | 10% | 0 | 0 | 0
Tech | Hospitals | Space Heating | Boilers | TRC | New | NN3341 | Cool Roof | Cool Roof | NonEquip | 15 |  | 72.49% | Tech/Econ | 0.03313% | 0 | 0 | 0
Tech | Hospitals | Space Heating | Boilers | TRC | New | NN3237 | Ceiling Insulation(R30 to R38) | Ceiling Insulation(R30 to R38) | NonEquip | 20 |  | 0% | Tech/Econ | 0.01205% | 0 | 0 | 0
Tech | Hospitals | Space Heating | Boilers | TRC | New | NN3185 | Ceiling Insulation(R2 to R38) | Ceiling Insulation(R2 to R38) | NonEquip | 20 |  | 0% | Tech/Econ | 0.8136% | 0 | 0 | 0
Tech | Hospitals | Space Heating | Boilers | TRC | New | NN3133 | Ceiling Insulation(R19 to R38) | Ceiling Insulation(R19 to R38) | NonEquip | 20 |  | 0% | Tech/Econ | 0.0452% | 0 | 0 | 0
Tech | Hospitals | Space Heating | Boilers | TRC | New | NN3081 | Ceiling Insulation(R12 to R38) | Ceiling Insulation(R12 to R38) | NonEquip | 20 |  | 0% | Tech/Econ | 0.09793% | 0 | 0 | 0
Tech | Hospitals | Space Heating | Boilers | TRC | New | NN3003 | Air Curtains | Air Curtains | NonEquip | 8 |  | 28.37% | Tech/Econ | 0.02369% | 0 | 0 | 0
Tech | Hospitals | Space Heating | Boilers | TRC | Existing | NE5330 | Retro-Commissioning | Retro-Commissioning | NonEquip | 5 |  | 21.99% | Tech/Econ | 16% | 7349.7587 | 0 | 0.035604
Tech | Hospitals | Space Heating | Boilers | TRC | Existing | NE4316 | Water Cooled Refrigeration Heat Recovery | Water Cooled Refrigeration Heat Recovery | NonEquip | 20 |  | 55.99% | Tech/Econ | 10% | 10929.9297 | 0 | 1.187
Tech | Hospitals | Space Heating | Boilers | TRC | Existing | NE4264 | Warehouse Loading Dock Seals | Warehouse Loading Dock Seals | NonEquip | 18 |  | 0% | Tech/Econ | 0.01647% | 0 | 0 | 0
Tech | Hospitals | Space Heating | Boilers | TRC | Existing | NE4238 | Wall Insulation | Wall Insulation | NonEquip | 20 |  | 0% | Tech/Econ | 0.6629% | 0 | 0 | 0
Tech | Hospitals | Space Heating | Boilers | TRC | Existing | NE4160 | Smart Thermostat | Smart Thermostat | NonEquip | 11 |  | 31.48% | Tech/Econ | 10% | 6344.084 | 0 | 0.15666
Tech | Hospitals | Space Heating | Boilers | TRC | Existing | NE4082 | Roof Insulation | Roof Insulation | NonEquip | 20 |  | 58.5% | Tech/Econ | 0.1316% | 141.8777 | 0 | 0.034563
Tech | Hospitals | Space Heating | Boilers | TRC | Existing | NE4056 | Programmable Thermostat | Programmable Thermostat | NonEquip | 11 |  | 0% | Tech/Econ | 3.6% | 0 | 0 | 0
Tech | Hospitals | Space Heating | Boilers | TRC | Existing | NE4004 | Low U-Value Windows | Low U-Value Windows | NonEquip | 20 |  | 5.375% | Tech/Econ | 46% | 5353.754 | 0 | 0.022251
Tech | Hospitals | Space Heating | Boilers | TRC | Existing | NE3926 | Infiltration Reduction - Air Sealing | Infiltration Reduction - Air Sealing | NonEquip | 11 |  | 0% | Tech/Econ | 0.008233% | 0 | 0 | 0
Tech | Hospitals | Space Heating | Boilers | TRC | Existing | NE3848 | Hotel Card Energy Control Systems | Hotel Card Energy Control Systems | NonEquip | 15 |  | 0% | Tech/Econ | 0% | 0 | 0 | 0
Tech | Hospitals | Space Heating | Boilers | TRC | Existing | NE3770 | Green Roof | Green Roof | NonEquip | 15 |  | 0.063% | Tech/Econ | 0.1017% | 0.11798 | 0 | 0
Tech | Hospitals | Space Heating | Boilers | TRC | Existing | NE3718 | Floor Insulation | Floor Insulation | NonEquip | 20 |  | 12.82% | Tech/Econ | 0.03453% | 8.1513 | 0 | 0.0019858
Tech | Hospitals | Space Heating | Boilers | TRC | Existing | NE3640 | Facility Energy Management System | Facility Energy Management System | NonEquip | 15 |  | 5.375% | Tech/Econ | 20% | 2270.1646 | 0 | 0.29032
Tech | Hospitals | Space Heating | Boilers | TRC | Existing | NE3562 | ECM Motors on Furnaces | ECM Motors on Furnaces | NonEquip | 15 | Forced air furnace | 0% | Tech/Econ | 1.706% | 0 | 0 | 0
Tech | Hospitals | Space Heating | Boilers | TRC | Existing | NE3536 | Duct Sealing Repair | Duct Sealing Repair | NonEquip | 15 |  | 0% | Tech/Econ | 12% | 0 | 0 | 0
Tech | Hospitals | Space Heating | Boilers | TRC | Existing | NE3484 | Duct Insulation | Duct Insulation | NonEquip | 15 |  | 0% | Tech/Econ | 2.045% | 0 | 0 | 0
Tech | Hospitals | Space Heating | Boilers | TRC | Existing | NE3432 | Destratification Fans | Destratification Fans | NonEquip | 10 |  | 0% | Tech/Econ | 15.61% | 0 | 0 | 0
Tech | Hospitals | Space Heating | Boilers | TRC | Existing | NE3380 | Dedicated Outdoor Air System on VRF unit | Dedicated Outdoor Air System on VRF unit | NonEquip | 15 | Residential/split system heat pump | 0% | Tech/Econ | 10% | 0 | 0 | 0
Tech | Hospitals | Space Heating | Boilers | TRC | Existing | NE3328 | Cool Roof | Cool Roof | NonEquip | 15 |  | 72.74% | Tech/Econ | 0.03656% | 48.9679 | 0 | 0
Tech | Hospitals | Space Heating | Boilers | TRC | Existing | NE3224 | Ceiling Insulation(R30 to R38) | Ceiling Insulation(R30 to R38) | NonEquip | 20 |  | 0% | Tech/Econ | 0.0133% | 0 | 0 | 0
Tech | Hospitals | Space Heating | Boilers | TRC | Existing | NE3172 | Ceiling Insulation(R2 to R38) | Ceiling Insulation(R2 to R38) | NonEquip | 20 |  | 0% | Tech/Econ | 0.8977% | 0 | 0 | 0
Tech | Hospitals | Space Heating | Boilers | TRC | Existing | NE3120 | Ceiling Insulation(R19 to R38) | Ceiling Insulation(R19 to R38) | NonEquip | 20 |  | 0% | Tech/Econ | 0.04987% | 0 | 0 | 0
Tech | Hospitals | Space Heating | Boilers | TRC | Existing | NE3068 | Ceiling Insulation(R12 to R38) | Ceiling Insulation(R12 to R38) | NonEquip | 20 |  | 0% | Tech/Econ | 0.1081% | 0 | 0 | 0
Tech | Hospitals | Space Heating | Boilers | TRC | Existing | NE2990 | Air Curtains | Air Curtains | NonEquip | 8 |  | 33.45% | Tech/Econ | 0.02369% | 14.5844 | 0 | 0.0015839
Tech | Hospitals | Domestic Hot Water | "Point-of-Use" water heaters | TRC | New | NN5421 | Retro-Commissioning | Retro-Commissioning | NonEquip | 5 |  | 0% | Tech/Econ | 16% | 0 | 0 | 0
Tech | Hospitals | Domestic Hot Water | "Point-of-Use" water heaters | TRC | New | NN2925 | Thermostatic Shower Restriction Valve | Thermostatic Shower Restriction Valve | NonEquip | 10 | Centralized water heaters | 0% | Tech/Econ | 7.687% | 0 | 0 | 0
Tech | Hospitals | Domestic Hot Water | "Point-of-Use" water heaters | TRC | New | NN2899 | Tank Wrap on Water Heater | Tank Wrap on Water Heater | NonEquip | 7 | Centralized water heaters | 0% | Tech/Econ | 1.306% | 0 | 0 | 0
Tech | Hospitals | Domestic Hot Water | "Point-of-Use" water heaters | TRC | New | NN2873 | Low-Flow Pre-Rinse Sprayers | Low-Flow Pre-Rinse Sprayers | NonEquip | 5 | Centralized water heaters | 0% | Tech/Econ | 0.7822% | 0 | 0 | 0
Tech | Hospitals | Domestic Hot Water | "Point-of-Use" water heaters | TRC | New | NN2847 | Low Flow Shower Head | Low Flow Shower Head | NonEquip | 10 | Centralized water heaters | 0% | Tech/Econ | 1.557% | 0 | 0 | 0
Tech | Hospitals | Domestic Hot Water | "Point-of-Use" water heaters | TRC | New | NN2821 | Hot Water Pipe Insulation | Hot Water Pipe Insulation | NonEquip | 13 | Centralized water heaters | 0% | Tech/Econ | 7.009% | 0 | 0 | 0
Tech | Hospitals | Domestic Hot Water | "Point-of-Use" water heaters | TRC | New | NN2795 | Hot Water Circulation Pump Control | Hot Water Circulation Pump Control | NonEquip | 15 | Centralized water heaters | 0% | Tech/Econ | 3.366% | 0 | 0 | 0
Tech | Hospitals | Domestic Hot Water | "Point-of-Use" water heaters | TRC | New | NN2769 | Faucet Aerator | Faucet Aerator | NonEquip | 10 | Centralized water heaters | 0% | Tech/Econ | 1.1% | 0 | 0 | 0
Tech | Hospitals | Domestic Hot Water | "Point-of-Use" water heaters | TRC | New | NN2743 | Drain Water Heat Recovery | Drain Water Heat Recovery | NonEquip | 15 | Centralized water heaters | 0% | Tech/Econ | 12.27% | 0 | 0 | 0
Tech | Hospitals | Domestic Hot Water | "Point-of-Use" water heaters | TRC | Existing | NE5408 | Retro-Commissioning | Retro-Commissioning | NonEquip | 5 |  | 21.99% | Tech/Econ | 16% | 24118.7333 | 10.1697 | 0.11684
Tech | Hospitals | Domestic Hot Water | "Point-of-Use" water heaters | TRC | Existing | NE2912 | Thermostatic Shower Restriction Valve | Thermostatic Shower Restriction Valve | NonEquip | 10 | Centralized water heaters | 0% | Tech/Econ | 7.353% | 0 | 0 | 0
Tech | Hospitals | Domestic Hot Water | "Point-of-Use" water heaters | TRC | Existing | NE2886 | Tank Wrap on Water Heater | Tank Wrap on Water Heater | NonEquip | 7 | Centralized water heaters | 0% | Tech/Econ | 1.306% | 0 | 0 | 0
Tech | Hospitals | Domestic Hot Water | "Point-of-Use" water heaters | TRC | Existing | NE2860 | Low-Flow Pre-Rinse Sprayers | Low-Flow Pre-Rinse Sprayers | NonEquip | 5 | Centralized water heaters | 0% | Tech/Econ | 0.7459% | 0 | 0 | 0
Tech | Hospitals | Domestic Hot Water | "Point-of-Use" water heaters | TRC | Existing | NE2834 | Low Flow Shower Head | Low Flow Shower Head | NonEquip | 10 | Centralized water heaters | 0% | Tech/Econ | 1.49% | 0 | 0 | 0
Tech | Hospitals | Domestic Hot Water | "Point-of-Use" water heaters | TRC | Existing | NE2808 | Hot Water Pipe Insulation | Hot Water Pipe Insulation | NonEquip | 13 | Centralized water heaters | 0% | Tech/Econ | 6.705% | 0 | 0 | 0
Tech | Hospitals | Domestic Hot Water | "Point-of-Use" water heaters | TRC | Existing | NE2782 | Hot Water Circulation Pump Control | Hot Water Circulation Pump Control | NonEquip | 15 | Centralized water heaters | 0% | Tech/Econ | 3.22% | 0 | 0 | 0
Tech | Hospitals | Domestic Hot Water | "Point-of-Use" water heaters | TRC | Existing | NE2756 | Faucet Aerator | Faucet Aerator | NonEquip | 10 | Centralized water heaters | 0% | Tech/Econ | 1.053% | 0 | 0 | 0
Tech | Hospitals | Domestic Hot Water | "Point-of-Use" water heaters | TRC | Existing | NE2730 | Drain Water Heat Recovery | Drain Water Heat Recovery | NonEquip | 15 | Centralized water heaters | 0% | Tech/Econ | 12.27% | 0 | 0 | 0
Tech | Hospitals | Domestic Hot Water | "Point-of-Use" water heaters | TRC | Turnover | ET396 | Instantaneous Hot Water System | Instantaneous Hot Water System | Equip | 20 | "Point-of-Use" water heaters | 94.56% | Tech/Econ | 5.847% | 40121.2769 | 3.7913 | 9.1446
Tech | Hospitals | Domestic Hot Water | "Point-of-Use" water heaters | TRC | Turnover | ET318 | Energy Star Commercial Dishwasher | Energy Star Commercial Dishwasher | Equip | 15 | "Point-of-Use" water heaters | 29.7% | Tech/Econ | 29.42% | 69466.1337 | 5.0406 | -0.00053627
Tech | Hospitals | Domestic Hot Water | "Point-of-Use" water heaters | TRC | New | EN422 | Instantaneous Hot Water System | Instantaneous Hot Water System | Equip | 20 | "Point-of-Use" water heaters | 94.56% | Tech/Econ | 5.847% | 267.8438 | 0.02531 | 0.061048
Tech | Hospitals | Domestic Hot Water | "Point-of-Use" water heaters | TRC | New | EN344 | Energy Star Commercial Dishwasher | Energy Star Commercial Dishwasher | Equip | 15 | "Point-of-Use" water heaters | 29.7% | Tech/Econ | 29.42% | 623.8004 | 0.045264 | -4.8157e-06
Tech | Institutional | Refrigeration | Walk-in cooler | TRC | New | NN5318 | Retro-Commissioning | Retro-Commissioning | NonEquip | 5 |  | 0% | Tech/Econ | 16% | 0 | 0 | 0
Tech | Institutional | Refrigeration | Walk-in cooler | TRC | New | NN4902 | Strip Curtains for Walk-ins | Strip Curtains for Walk-ins | NonEquip | 4 | Walk-in cooler | 0% | Tech/Econ | 2.115% | 0 | 0 | 0
Tech | Institutional | Refrigeration | Walk-in cooler | TRC | New | NN4876 | Refrigerated Display Case Lighting Controls | Refrigerated Display Case Lighting Controls | NonEquip | 8 | Display cases | 0% | Tech/Econ | 0.9365% | 0 | 0 | 0
Tech | Institutional | Refrigeration | Walk-in cooler | TRC | New | NN4850 | PSC to ECM Evaporator Fan Motor (Walk-In, Refrigerator) | PSC to ECM Evaporator Fan Motor (Walk-In, Refrigerator) | NonEquip | 15 | Walk-in cooler | 0% | Tech/Econ | 37.5% | 0 | 0 | 0
Tech | Institutional | Refrigeration | Walk-in cooler | TRC | New | NN4824 | PSC to ECM Evaporator Fan Motor (Reach-In) | PSC to ECM Evaporator Fan Motor (Reach-In) | NonEquip | 15 | Display cases | 0% | Tech/Econ | 37.5% | 0 | 0 | 0
Tech | Institutional | Refrigeration | Walk-in cooler | TRC | New | NN4798 | Night Covers for Display Cases | Night Covers for Display Cases | NonEquip | 5 | Display cases | 0% | Tech/Econ | 1.877% | 0 | 0 | 0
Tech | Institutional | Refrigeration | Walk-in cooler | TRC | New | NN4772 | High R-Value Glass Doors | High R-Value Glass Doors | NonEquip | 12 | Display cases | 0% | Tech/Econ | 0% | 0 | 0 | 0
Tech | Institutional | Refrigeration | Walk-in cooler | TRC | New | NN4746 | High Efficiency Refrigeration Compressor | High Efficiency Refrigeration Compressor | NonEquip | 13 | Display cases | 0% | Tech/Econ | 6.922% | 0 | 0 | 0
Tech | Institutional | Refrigeration | Walk-in cooler | TRC | New | NN4720 | Freezer-Cooler Replacement Gaskets | Freezer-Cooler Replacement Gaskets | NonEquip | 4 | Display cases | 0% | Tech/Econ | 0% | 0 | 0 | 0
Tech | Institutional | Refrigeration | Walk-in cooler | TRC | New | NN4694 | Floating Head Pressure Controls | Floating Head Pressure Controls | NonEquip | 15 |  | 0% | Tech/Econ | 6.05% | 0 | 0 | 0
Tech | Institutional | Refrigeration | Walk-in cooler | TRC | New | NN4668 | Demand Defrost | Demand Defrost | NonEquip | 10 | Walk-in cooler | 0% | Tech/Econ | 30% | 0 | 0 | 0
Tech | Institutional | Refrigeration | Walk-in cooler | TRC | New | NN4642 | Automatic Door Closer for Walk-in Coolers and Freezers | Automatic Door Closer for Walk-in Coolers and Freezers | NonEquip | 8 | Walk-in cooler | 0% | Tech/Econ | 3.131% | 0 | 0 | 0
Tech | Institutional | Refrigeration | Walk-in cooler | TRC | New | NN4616 | Anti-Sweat Controls | Anti-Sweat Controls | NonEquip | 8 | Display cases | 0% | Tech/Econ | 85% | 0 | 0 | 0
Tech | Institutional | Refrigeration | Walk-in cooler | TRC | Existing | NE5305 | Retro-Commissioning | Retro-Commissioning | NonEquip | 5 |  | 21.99% | Tech/Econ | 16% | 1976.8613 | 0.3305 | 1.0247
Tech | Institutional | Refrigeration | Walk-in cooler | TRC | Existing | NE4889 | Strip Curtains for Walk-ins | Strip Curtains for Walk-ins | NonEquip | 4 | Walk-in cooler | 0% | Tech/Econ | 2.115% | 0 | 0 | 0
Tech | Institutional | Refrigeration | Walk-in cooler | TRC | Existing | NE4863 | Refrigerated Display Case Lighting Controls | Refrigerated Display Case Lighting Controls | NonEquip | 8 | Display cases | 0% | Tech/Econ | 2.524% | 0 | 0 | 0
Tech | Institutional | Refrigeration | Walk-in cooler | TRC | Existing | NE4837 | PSC to ECM Evaporator Fan Motor (Walk-In, Refrigerator) | PSC to ECM Evaporator Fan Motor (Walk-In, Refrigerator) | NonEquip | 15 | Walk-in cooler | 0% | Tech/Econ | 37.5% | 0 | 0 | 0
Tech | Institutional | Refrigeration | Walk-in cooler | TRC | Existing | NE4811 | PSC to ECM Evaporator Fan Motor (Reach-In) | PSC to ECM Evaporator Fan Motor (Reach-In) | NonEquip | 15 | Display cases | 0% | Tech/Econ | 37.5% | 0 | 0 | 0
Tech | Institutional | Refrigeration | Walk-in cooler | TRC | Existing | NE4785 | Night Covers for Display Cases | Night Covers for Display Cases | NonEquip | 5 | Display cases | 0% | Tech/Econ | 1.877% | 0 | 0 | 0
Tech | Institutional | Refrigeration | Walk-in cooler | TRC | Existing | NE4759 | High R-Value Glass Doors | High R-Value Glass Doors | NonEquip | 12 | Display cases | 0% | Tech/Econ | 23.81% | 0 | 0 | 0
Tech | Institutional | Refrigeration | Walk-in cooler | TRC | Existing | NE4733 | High Efficiency Refrigeration Compressor | High Efficiency Refrigeration Compressor | NonEquip | 13 | Display cases | 0% | Tech/Econ | 6.922% | 0 | 0 | 0
Tech | Institutional | Refrigeration | Walk-in cooler | TRC | Existing | NE4707 | Freezer-Cooler Replacement Gaskets | Freezer-Cooler Replacement Gaskets | NonEquip | 4 | Display cases | 0% | Tech/Econ | 3.131% | 0 | 0 | 0
Tech | Institutional | Refrigeration | Walk-in cooler | TRC | Existing | NE4681 | Floating Head Pressure Controls | Floating Head Pressure Controls | NonEquip | 15 |  | 0% | Tech/Econ | 6.05% | 0 | 0 | 0
Tech | Institutional | Refrigeration | Walk-in cooler | TRC | Existing | NE4655 | Demand Defrost | Demand Defrost | NonEquip | 10 | Walk-in cooler | 0% | Tech/Econ | 30% | 0 | 0 | 0
Tech | Institutional | Refrigeration | Walk-in cooler | TRC | Existing | NE4629 | Automatic Door Closer for Walk-in Coolers and Freezers | Automatic Door Closer for Walk-in Coolers and Freezers | NonEquip | 8 | Walk-in cooler | 0% | Tech/Econ | 3.131% | 0 | 0 | 0
Tech | Institutional | Refrigeration | Walk-in cooler | TRC | Existing | NE4603 | Anti-Sweat Controls | Anti-Sweat Controls | NonEquip | 8 | Display cases | 0% | Tech/Econ | 85% | 0 | 0 | 0
Tech | Institutional | Refrigeration | Vending and ice makers | TRC | New | NN5318 | Retro-Commissioning | Retro-Commissioning | NonEquip | 5 |  | 0% | Tech/Econ | 16% | 0 | 0 | 0
Tech | Institutional | Refrigeration | Vending and ice makers | TRC | New | NN4902 | Strip Curtains for Walk-ins | Strip Curtains for Walk-ins | NonEquip | 4 | Walk-in cooler | 0% | Tech/Econ | 2.115% | 0 | 0 | 0
Tech | Institutional | Refrigeration | Vending and ice makers | TRC | New | NN4876 | Refrigerated Display Case Lighting Controls | Refrigerated Display Case Lighting Controls | NonEquip | 8 | Display cases | 0% | Tech/Econ | 0.9365% | 0 | 0 | 0
Tech | Institutional | Refrigeration | Vending and ice makers | TRC | New | NN4850 | PSC to ECM Evaporator Fan Motor (Walk-In, Refrigerator) | PSC to ECM Evaporator Fan Motor (Walk-In, Refrigerator) | NonEquip | 15 | Walk-in cooler | 0% | Tech/Econ | 37.5% | 0 | 0 | 0
Tech | Institutional | Refrigeration | Vending and ice makers | TRC | New | NN4824 | PSC to ECM Evaporator Fan Motor (Reach-In) | PSC to ECM Evaporator Fan Motor (Reach-In) | NonEquip | 15 | Display cases | 0% | Tech/Econ | 37.5% | 0 | 0 | 0
Tech | Institutional | Refrigeration | Vending and ice makers | TRC | New | NN4798 | Night Covers for Display Cases | Night Covers for Display Cases | NonEquip | 5 | Display cases | 0% | Tech/Econ | 1.877% | 0 | 0 | 0
Tech | Institutional | Refrigeration | Vending and ice makers | TRC | New | NN4772 | High R-Value Glass Doors | High R-Value Glass Doors | NonEquip | 12 | Display cases | 0% | Tech/Econ | 0% | 0 | 0 | 0
Tech | Institutional | Refrigeration | Vending and ice makers | TRC | New | NN4746 | High Efficiency Refrigeration Compressor | High Efficiency Refrigeration Compressor | NonEquip | 13 | Display cases | 0% | Tech/Econ | 6.922% | 0 | 0 | 0
Tech | Institutional | Refrigeration | Vending and ice makers | TRC | New | NN4720 | Freezer-Cooler Replacement Gaskets | Freezer-Cooler Replacement Gaskets | NonEquip | 4 | Display cases | 0% | Tech/Econ | 0% | 0 | 0 | 0
Tech | Institutional | Refrigeration | Vending and ice makers | TRC | New | NN4694 | Floating Head Pressure Controls | Floating Head Pressure Controls | NonEquip | 15 |  | 0% | Tech/Econ | 6.05% | 0 | 0 | 0
Tech | Institutional | Refrigeration | Vending and ice makers | TRC | New | NN4668 | Demand Defrost | Demand Defrost | NonEquip | 10 | Walk-in cooler | 0% | Tech/Econ | 30% | 0 | 0 | 0
Tech | Institutional | Refrigeration | Vending and ice makers | TRC | New | NN4642 | Automatic Door Closer for Walk-in Coolers and Freezers | Automatic Door Closer for Walk-in Coolers and Freezers | NonEquip | 8 | Walk-in cooler | 0% | Tech/Econ | 3.131% | 0 | 0 | 0
Tech | Institutional | Refrigeration | Vending and ice makers | TRC | New | NN4616 | Anti-Sweat Controls | Anti-Sweat Controls | NonEquip | 8 | Display cases | 0% | Tech/Econ | 85% | 0 | 0 | 0
Tech | Institutional | Refrigeration | Vending and ice makers | TRC | Existing | NE5305 | Retro-Commissioning | Retro-Commissioning | NonEquip | 5 |  | 21.99% | Tech/Econ | 16% | 62665.8526 | 10.4766 | 32.4816
Tech | Institutional | Refrigeration | Vending and ice makers | TRC | Existing | NE4889 | Strip Curtains for Walk-ins | Strip Curtains for Walk-ins | NonEquip | 4 | Walk-in cooler | 0% | Tech/Econ | 2.115% | 0 | 0 | 0
Tech | Institutional | Refrigeration | Vending and ice makers | TRC | Existing | NE4863 | Refrigerated Display Case Lighting Controls | Refrigerated Display Case Lighting Controls | NonEquip | 8 | Display cases | 0% | Tech/Econ | 2.524% | 0 | 0 | 0
Tech | Institutional | Refrigeration | Vending and ice makers | TRC | Existing | NE4837 | PSC to ECM Evaporator Fan Motor (Walk-In, Refrigerator) | PSC to ECM Evaporator Fan Motor (Walk-In, Refrigerator) | NonEquip | 15 | Walk-in cooler | 0% | Tech/Econ | 37.5% | 0 | 0 | 0
Tech | Institutional | Refrigeration | Vending and ice makers | TRC | Existing | NE4811 | PSC to ECM Evaporator Fan Motor (Reach-In) | PSC to ECM Evaporator Fan Motor (Reach-In) | NonEquip | 15 | Display cases | 0% | Tech/Econ | 37.5% | 0 | 0 | 0
Tech | Institutional | Refrigeration | Vending and ice makers | TRC | Existing | NE4785 | Night Covers for Display Cases | Night Covers for Display Cases | NonEquip | 5 | Display cases | 0% | Tech/Econ | 1.877% | 0 | 0 | 0
Tech | Institutional | Refrigeration | Vending and ice makers | TRC | Existing | NE4759 | High R-Value Glass Doors | High R-Value Glass Doors | NonEquip | 12 | Display cases | 0% | Tech/Econ | 23.81% | 0 | 0 | 0
Tech | Institutional | Refrigeration | Vending and ice makers | TRC | Existing | NE4733 | High Efficiency Refrigeration Compressor | High Efficiency Refrigeration Compressor | NonEquip | 13 | Display cases | 0% | Tech/Econ | 6.922% | 0 | 0 | 0
Tech | Institutional | Refrigeration | Vending and ice makers | TRC | Existing | NE4707 | Freezer-Cooler Replacement Gaskets | Freezer-Cooler Replacement Gaskets | NonEquip | 4 | Display cases | 0% | Tech/Econ | 3.131% | 0 | 0 | 0
Tech | Institutional | Refrigeration | Vending and ice makers | TRC | Existing | NE4681 | Floating Head Pressure Controls | Floating Head Pressure Controls | NonEquip | 15 |  | 0% | Tech/Econ | 6.05% | 0 | 0 | 0
Tech | Institutional | Refrigeration | Vending and ice makers | TRC | Existing | NE4655 | Demand Defrost | Demand Defrost | NonEquip | 10 | Walk-in cooler | 0% | Tech/Econ | 30% | 0 | 0 | 0
Tech | Institutional | Refrigeration | Vending and ice makers | TRC | Existing | NE4629 | Automatic Door Closer for Walk-in Coolers and Freezers | Automatic Door Closer for Walk-in Coolers and Freezers | NonEquip | 8 | Walk-in cooler | 0% | Tech/Econ | 3.131% | 0 | 0 | 0
Tech | Institutional | Refrigeration | Vending and ice makers | TRC | Existing | NE4603 | Anti-Sweat Controls | Anti-Sweat Controls | NonEquip | 8 | Display cases | 0% | Tech/Econ | 85% | 0 | 0 | 0
Tech | Institutional | Refrigeration | Vending and ice makers | TRC | Turnover | ET2575 | Energy Star Vending Machine | Energy Star Vending Machine | Equip | 14 | Vending and ice makers | 0% | Tech/Econ | 36% | 0 | 0 | 0
Tech | Institutional | Refrigeration | Vending and ice makers | TRC | Turnover | ET2497 | Energy Star Ice Maker | Energy Star Ice Maker | Equip | 8 | Vending and ice makers | 0% | Tech/Econ | 11.39% | 0 | 0 | 0
Tech | Institutional | Refrigeration | Vending and ice makers | TRC | New | EN2601 | Energy Star Vending Machine | Energy Star Vending Machine | Equip | 14 | Vending and ice makers | 0% | Tech/Econ | 36% | 0 | 0 | 0
Tech | Institutional | Refrigeration | Vending and ice makers | TRC | New | EN2523 | Energy Star Ice Maker | Energy Star Ice Maker | Equip | 8 | Vending and ice makers | 0% | Tech/Econ | 11.39% | 0 | 0 | 0
Tech | Institutional | Exterior Lighting | Street lighting | TRC | New | NN5292 | Retro-Commissioning | Retro-Commissioning | NonEquip | 5 |  | 0% | Tech/Econ | 16% | 0 | 0 | 0
Tech | Institutional | Exterior Lighting | Street lighting | TRC | New | NN2978 | Outdoor Lighting Controls | Outdoor Lighting Controls | NonEquip | 8 | Exterior parking/lot lighting | 0% | Tech/Econ | 28% | 0 | 0 | 0
Tech | Institutional | Exterior Lighting | Street lighting | TRC | New | NN2952 | Bi-Level Lighting Control (Exterior) | Bi-Level Lighting Control (Exterior) | NonEquip | 9 | Exterior parking/lot lighting | 0% | Tech/Econ | 31% | 0 | 0 | 0
Tech | Institutional | Exterior Lighting | Street lighting | TRC | Existing | NE5279 | Retro-Commissioning | Retro-Commissioning | NonEquip | 5 |  | 21.99% | Tech/Econ | 16% | 0 | 0 | 0
Tech | Institutional | Exterior Lighting | Street lighting | TRC | Existing | NE2965 | Outdoor Lighting Controls | Outdoor Lighting Controls | NonEquip | 8 | Exterior parking/lot lighting | 0% | Tech/Econ | 28% | 0 | 0 | 0
Tech | Institutional | Exterior Lighting | Street lighting | TRC | Existing | NE2939 | Bi-Level Lighting Control (Exterior) | Bi-Level Lighting Control (Exterior) | NonEquip | 9 | Exterior parking/lot lighting | 0% | Tech/Econ | 31% | 0 | 0 | 0
Tech | Institutional | Exterior Lighting | Street lighting | TRC | Turnover | ET787 | LED Traffic and Crosswalk Lighting | LED Traffic and Crosswalk Lighting | Equip | 10 | Street lighting | 21.49% | Tech/Econ | 37.14% | 0 | 0 | 0
Tech | Institutional | Exterior Lighting | Street lighting | TRC | Turnover | ET748 | LED Street Lights | LED Street Lights | Equip | 18 | Street lighting | 21.49% | Tech/Econ | 66.53% | 0 | 0 | 0
Tech | Institutional | Exterior Lighting | Street lighting | TRC | New | EN813 | LED Traffic and Crosswalk Lighting | LED Traffic and Crosswalk Lighting | Equip | 10 | Street lighting | 21.49% | Tech/Econ | 37.14% | 0 | 0 | 0
Tech | Institutional | Exterior Lighting | Street lighting | TRC | New | EN774 | LED Street Lights | LED Street Lights | Equip | 18 | Street lighting | 21.49% | Tech/Econ | 66.53% | 0 | 0 | 0
Tech | Institutional | Cooking | Steamer | TRC | Turnover | ET202 | Energy Star Steamer | Energy Star Steamer | Equip | 12 | Steamer | 0% | Tech/Econ | 56.63% | 0 | 0 | 0
Tech | Institutional | Cooking | Steamer | TRC | New | EN228 | Energy Star Steamer | Energy Star Steamer | Equip | 12 | Steamer | 0% | Tech/Econ | 56.63% | 0 | 0 | 0
Tech | Institutional | Exterior Lighting | Spot lighting/Security/Flood | TRC | New | NN5292 | Retro-Commissioning | Retro-Commissioning | NonEquip | 5 |  | 0% | Tech/Econ | 16% | 0 | 0 | 0
Tech | Institutional | Exterior Lighting | Spot lighting/Security/Flood | TRC | New | NN2978 | Outdoor Lighting Controls | Outdoor Lighting Controls | NonEquip | 8 | Exterior parking/lot lighting | 0% | Tech/Econ | 28% | 0 | 0 | 0
Tech | Institutional | Exterior Lighting | Spot lighting/Security/Flood | TRC | New | NN2952 | Bi-Level Lighting Control (Exterior) | Bi-Level Lighting Control (Exterior) | NonEquip | 9 | Exterior parking/lot lighting | 0% | Tech/Econ | 31% | 0 | 0 | 0
Tech | Institutional | Exterior Lighting | Spot lighting/Security/Flood | TRC | Existing | NE5279 | Retro-Commissioning | Retro-Commissioning | NonEquip | 5 |  | 21.99% | Tech/Econ | 16% | 0 | 0 | 0
Tech | Institutional | Exterior Lighting | Spot lighting/Security/Flood | TRC | Existing | NE2965 | Outdoor Lighting Controls | Outdoor Lighting Controls | NonEquip | 8 | Exterior parking/lot lighting | 0% | Tech/Econ | 28% | 0 | 0 | 0
Tech | Institutional | Exterior Lighting | Spot lighting/Security/Flood | TRC | Existing | NE2939 | Bi-Level Lighting Control (Exterior) | Bi-Level Lighting Control (Exterior) | NonEquip | 9 | Exterior parking/lot lighting | 0% | Tech/Econ | 31% | 0 | 0 | 0
Tech | Institutional | Exterior Lighting | Spot lighting/Security/Flood | TRC | Turnover | ET670 | LED Exterior Lighting | LED Exterior Lighting | Equip | 13 | Spot lighting/Security/Flood | 4.624% | Tech/Econ | 60.51% | 0 | 0 | 0
Tech | Institutional | Exterior Lighting | Spot lighting/Security/Flood | TRC | Turnover | ET553 | LED - 9W Flood | LED - 9W Flood | Equip | 15 | Spot lighting/Security/Flood | 13.31% | Tech/Econ | 86.15% | 0 | 0 | 0
Tech | Institutional | Exterior Lighting | Spot lighting/Security/Flood | TRC | Turnover | ET475 | CFL - 15W Flood | CFL - 15W Flood | Equip | 7.8 | Spot lighting/Security/Flood | 0% | Tech/Econ | 76.92% | 0 | 0 | 0
Tech | Institutional | Exterior Lighting | Spot lighting/Security/Flood | TRC | New | EN696 | LED Exterior Lighting | LED Exterior Lighting | Equip | 13 | Spot lighting/Security/Flood | 4.624% | Tech/Econ | 60.51% | 0 | 0 | 0
Tech | Institutional | Exterior Lighting | Spot lighting/Security/Flood | TRC | New | EN579 | LED - 9W Flood | LED - 9W Flood | Equip | 15 | Spot lighting/Security/Flood | 86.42% | Tech/Econ | 86.15% | 0 | 0 | 0
Tech | Institutional | Exterior Lighting | Spot lighting/Security/Flood | TRC | New | EN501 | CFL - 15W Flood | CFL - 15W Flood | Equip | 7.8 | Spot lighting/Security/Flood | 0% | Tech/Econ | 76.92% | 0 | 0 | 0
Tech | Institutional | Interior Lighting | Spot lighting | TRC | New | NN5266 | Retro-Commissioning | Retro-Commissioning | NonEquip | 5 |  | 0% | Tech/Econ | 16% | 0 | 0 | 0
Tech | Institutional | Interior Lighting | Spot lighting | TRC | New | NN4434 | Interior Lighting Controls | Interior Lighting Controls | NonEquip | 8 | Overhead (fluorescent/LED/CFL U-shape) | 0% | Tech/Econ | 28% | 0 | 0 | 0
Tech | Institutional | Interior Lighting | Spot lighting | TRC | New | NN4408 | Bi-Level Lighting Control (Interior) | Bi-Level Lighting Control (Interior) | NonEquip | 8 | Overhead (fluorescent/LED/CFL U-shape) | 0% | Tech/Econ | 31% | 0 | 0 | 0
Tech | Institutional | Interior Lighting | Spot lighting | TRC | New | NN3706 | Facility Energy Management System | Facility Energy Management System | NonEquip | 15 |  | 1.982% | Tech/Econ | 24% | 6.4863 | 0.0013595 | 0.0001169
Tech | Institutional | Interior Lighting | Spot lighting | TRC | Existing | NE5253 | Retro-Commissioning | Retro-Commissioning | NonEquip | 5 |  | 21.99% | Tech/Econ | 16% | 2822.4806 | 0.47187 | 1.463
Tech | Institutional | Interior Lighting | Spot lighting | TRC | Existing | NE4421 | Interior Lighting Controls | Interior Lighting Controls | NonEquip | 8 | Overhead (fluorescent/LED/CFL U-shape) | 0% | Tech/Econ | 28% | 0 | 0 | 0
Tech | Institutional | Interior Lighting | Spot lighting | TRC | Existing | NE4395 | Bi-Level Lighting Control (Interior) | Bi-Level Lighting Control (Interior) | NonEquip | 8 | Overhead (fluorescent/LED/CFL U-shape) | 0% | Tech/Econ | 31% | 0 | 0 | 0
Tech | Institutional | Interior Lighting | Spot lighting | TRC | Existing | NE3693 | Facility Energy Management System | Facility Energy Management System | NonEquip | 15 |  | 5.375% | Tech/Econ | 24% | 1048.4348 | 0.21975 | 0.018896
Tech | Institutional | Interior Lighting | Spot lighting | TRC | Turnover | ET1606 | LED Display Lighting (Interior) | LED Display Lighting (Interior) | Equip | 15 | Spot lighting | 2.129% | Tech/Econ | 87.04% | 2845.8444 | 0.69884 | 0.15787
Tech | Institutional | Interior Lighting | Spot lighting | TRC | Turnover | ET1567 | LED - 14W | LED - 14W | Equip | 15 | Spot lighting | 86.42% | Tech/Econ | 53.33% | 69478.6912 | 16.6704 | 3.8543
Tech | Institutional | Interior Lighting | Spot lighting | TRC | Turnover | ET1450 | CFL-23W | CFL-23W | Equip | 7.8 | Spot lighting | 0% | Tech/Econ | 23.33% | 0 | 0 | 0
Tech | Institutional | Interior Lighting | Spot lighting | TRC | New | EN1632 | LED Display Lighting (Interior) | LED Display Lighting (Interior) | Equip | 15 | Spot lighting | 0% | Tech/Econ | 87.04% | 0 | 0 | 0
Tech | Institutional | Interior Lighting | Spot lighting | TRC | New | EN1593 | LED - 14W | LED - 14W | Equip | 15 | Spot lighting | 0% | Tech/Econ | 53.33% | 0 | 0 | 0
Tech | Institutional | Interior Lighting | Spot lighting | TRC | New | EN1476 | CFL-23W | CFL-23W | Equip | 7.8 | Spot lighting | 0% | Tech/Econ | 23.33% | 0 | 0 | 0
Tech | Institutional | Office Equipment | Servers | TRC | New | NN4590 | Smart Strip Plug Outlet | Smart Strip Plug Outlet | NonEquip | 4 |  | 43.9% | Tech/Econ | 1.187% | 2.6271 | 0.00039063 | 0
Tech | Institutional | Office Equipment | Servers | TRC | New | NN4564 | Network PC Power Management | Network PC Power Management | NonEquip | 5 | Computers | 0% | Tech/Econ | 56.5% | 0 | 0 | 0
Tech | Institutional | Office Equipment | Servers | TRC | Existing | NE4577 | Smart Strip Plug Outlet | Smart Strip Plug Outlet | NonEquip | 4 |  | 43.9% | Tech/Econ | 1.187% | 289.1603 | 0.042996 | 0
Tech | Institutional | Office Equipment | Servers | TRC | Existing | NE4551 | Network PC Power Management | Network PC Power Management | NonEquip | 5 | Computers | 0% | Tech/Econ | 56.5% | 0 | 0 | 0
Tech | Institutional | Office Equipment | Servers | TRC | Turnover | ET2302 | Server Virtualization | Server Virtualization | Equip | 3 | Servers | 92% | Tech/Econ | 85.71% | 216673.0312 | 32.2495 | 22.4303
Tech | Institutional | Office Equipment | Servers | TRC | Turnover | ET1138 | High Efficiency Data Center Cooling | High Efficiency Data Center Cooling | Equip | 20 | Servers | 15.96% | Tech/Econ | 28% | 2595.6753 | 0.59507 | 0.3437
Tech | Institutional | Office Equipment | Servers | TRC | New | EN2328 | Server Virtualization | Server Virtualization | Equip | 3 | Servers | 92% | Tech/Econ | 85.71% | 1923.6508 | 0.28631 | 0.19914
Tech | Institutional | Office Equipment | Servers | TRC | New | EN1164 | High Efficiency Data Center Cooling | High Efficiency Data Center Cooling | Equip | 20 | Servers | 15.96% | Tech/Econ | 28% | 11.5531 | 0.0026486 | 0.0015298
Tech | Institutional | Space Cooling | Residential-type central air conditioners | TRC | New | NN5370 | Retro-Commissioning | Retro-Commissioning | NonEquip | 5 |  | 0% | Tech/Econ | 16% | 0 | 0 | 0
Tech | Institutional | Space Cooling | Residential-type central air conditioners | TRC | New | NN4382 | Window Sun Protection | Window Sun Protection | NonEquip | 10 |  | 15.35% | Tech/Econ | 16% | 76.8792 | 0.023938 | -0.0013487
Tech | Institutional | Space Cooling | Residential-type central air conditioners | TRC | New | NN4356 | Waterside Economizer | Waterside Economizer | NonEquip | 20 |  | 19.15% | Tech/Econ | 5.556% | 4.3105 | 0.0014258 | 0
Tech | Institutional | Space Cooling | Residential-type central air conditioners | TRC | New | NN4304 | Warehouse Loading Dock Seals | Warehouse Loading Dock Seals | NonEquip | 18 |  | 0% | Tech/Econ | 0.3839% | 0 | 0 | 0
Tech | Institutional | Space Cooling | Residential-type central air conditioners | TRC | New | NN4148 | Smart Thermostat | Smart Thermostat | NonEquip | 11 |  | 31.48% | Tech/Econ | 10% | 90.614 | 0.0010759 | 0
Tech | Institutional | Space Cooling | Residential-type central air conditioners | TRC | New | NN4044 | Programmable Thermostat | Programmable Thermostat | NonEquip | 11 |  | 0% | Tech/Econ | 3.6% | 0 | 0 | 0
Tech | Institutional | Space Cooling | Residential-type central air conditioners | TRC | New | NN3992 | Low U-Value Windows | Low U-Value Windows | NonEquip | 20 |  | 12.54% | Tech/Econ | 10% | 34.9697 | 0.012998 | 0
Tech | Institutional | Space Cooling | Residential-type central air conditioners | TRC | New | NN3914 | HVAC tune-up_RTU | HVAC tune-up_RTU | NonEquip | 5 | Packaged air conditioning units (RTUs) | 0% | Tech/Econ | 5% | 0 | 0 | 0
Tech | Institutional | Space Cooling | Residential-type central air conditioners | TRC | New | NN3888 | HVAC tune-up | HVAC tune-up | NonEquip | 5 | Residential-type central air conditioners | 0% | Tech/Econ | 5% | 0 | 0 | 0
Tech | Institutional | Space Cooling | Residential-type central air conditioners | TRC | New | NN3680 | Facility Energy Management System | Facility Energy Management System | NonEquip | 15 |  | 1.982% | Tech/Econ | 20% | 12.9207 | 0.0027081 | 0
Tech | Institutional | Space Cooling | Residential-type central air conditioners | TRC | New | NN3628 | Facility Commissioning | Facility Commissioning | NonEquip | 10 |  | 35.83% | Tech/Econ | 16% | 175.0959 | 0.030656 | 0.00069942
Tech | Institutional | Space Cooling | Residential-type central air conditioners | TRC | New | NN3602 | Energy Recovery Ventilation System (ERV) | Energy Recovery Ventilation System (ERV) | NonEquip | 15 | Packaged air conditioning units (RTUs) | 0% | Tech/Econ | 9.935% | 0 | 0 | 0
Tech | Institutional | Space Cooling | Residential-type central air conditioners | TRC | New | NN3524 | Duct Sealing Repair | Duct Sealing Repair | NonEquip | 15 |  | 0% | Tech/Econ | 12% | 0 | 0 | 0
Tech | Institutional | Space Cooling | Residential-type central air conditioners | TRC | New | NN3472 | Duct Insulation | Duct Insulation | NonEquip | 15 |  | 0% | Tech/Econ | 2.045% | 0 | 0 | 0
Tech | Institutional | Space Cooling | Residential-type central air conditioners | TRC | New | NN3420 | Dedicated Outdoor Air System on VRF unit | Dedicated Outdoor Air System on VRF unit | NonEquip | 15 | Residential-type central air conditioners | 58.91% | Tech/Econ | 17.5% | 115.9496 | 0.035282 | 0
Tech | Institutional | Space Cooling | Residential-type central air conditioners | TRC | New | NN3316 | Chilled Water System - Variable Speed Drives | Chilled Water System - Variable Speed Drives | NonEquip | 13 | Central chillers inside | 0% | Tech/Econ | 24.74% | 0 | 0 | 0
Tech | Institutional | Space Cooling | Residential-type central air conditioners | TRC | New | NN3290 | Chilled Water Controls Optimization | Chilled Water Controls Optimization | NonEquip | 10 | Central chillers inside | 0% | Tech/Econ | 12.5% | 0 | 0 | 0
Tech | Institutional | Space Cooling | Residential-type central air conditioners | TRC | New | NN3212 | Ceiling Insulation(R2 to R38) | Ceiling Insulation(R2 to R38) | NonEquip | 20 |  | 0% | Tech/Econ | 3.355% | 0 | 0 | 0
Tech | Institutional | Space Cooling | Residential-type central air conditioners | TRC | New | NN3108 | Ceiling Insulation(R12 to R38) | Ceiling Insulation(R12 to R38) | NonEquip | 20 |  | 0% | Tech/Econ | 0.4038% | 0 | 0 | 0
Tech | Institutional | Space Cooling | Residential-type central air conditioners | TRC | New | NN3056 | Airside Economizer | Airside Economizer | NonEquip | 10 | Packaged air conditioning units (RTUs) | 0% | Tech/Econ | 5.556% | 0 | 0 | 0
Tech | Institutional | Space Cooling | Residential-type central air conditioners | TRC | Existing | NE5357 | Retro-Commissioning | Retro-Commissioning | NonEquip | 5 |  | 21.99% | Tech/Econ | 16% | 11196.7542 | 1.8719 | 0
Tech | Institutional | Space Cooling | Residential-type central air conditioners | TRC | Existing | NE4369 | Window Sun Protection | Window Sun Protection | NonEquip | 10 |  | 6.178% | Tech/Econ | 16% | 3035.1608 | 0.94505 | -0.053245
Tech | Institutional | Space Cooling | Residential-type central air conditioners | TRC | Existing | NE4343 | Waterside Economizer | Waterside Economizer | NonEquip | 20 |  | 12.77% | Tech/Econ | 5.556% | 2088.2593 | 0.69075 | 0
Tech | Institutional | Space Cooling | Residential-type central air conditioners | TRC | Existing | NE4291 | Warehouse Loading Dock Seals | Warehouse Loading Dock Seals | NonEquip | 18 |  | 0% | Tech/Econ | 0.3839% | 0 | 0 | 0
Tech | Institutional | Space Cooling | Residential-type central air conditioners | TRC | Existing | NE4213 | Wall Insulation | Wall Insulation | NonEquip | 20 |  | 0% | Tech/Econ | 20.09% | 0 | 0 | 0
Tech | Institutional | Space Cooling | Residential-type central air conditioners | TRC | Existing | NE4135 | Smart Thermostat | Smart Thermostat | NonEquip | 11 |  | 31.48% | Tech/Econ | 10% | 9569.1561 | 0.11362 | 0
Tech | Institutional | Space Cooling | Residential-type central air conditioners | TRC | Existing | NE4109 | Roof Insulation | Roof Insulation | NonEquip | 20 |  | 58.5% | Tech/Econ | 0.4918% | 841.1431 | 0.016832 | 0
Tech | Institutional | Space Cooling | Residential-type central air conditioners | TRC | Existing | NE4031 | Programmable Thermostat | Programmable Thermostat | NonEquip | 11 |  | 0% | Tech/Econ | 3.6% | 0 | 0 | 0
Tech | Institutional | Space Cooling | Residential-type central air conditioners | TRC | Existing | NE3979 | Low U-Value Windows | Low U-Value Windows | NonEquip | 20 |  | 5.017% | Tech/Econ | 46% | 11060.3148 | 4.1112 | 0
Tech | Institutional | Space Cooling | Residential-type central air conditioners | TRC | Existing | NE3953 | Infiltration Reduction - Air Sealing | Infiltration Reduction - Air Sealing | NonEquip | 11 |  | 0% | Tech/Econ | 0.192% | 0 | 0 | 0
Tech | Institutional | Space Cooling | Residential-type central air conditioners | TRC | Existing | NE3901 | HVAC tune-up_RTU | HVAC tune-up_RTU | NonEquip | 5 | Packaged air conditioning units (RTUs) | 0% | Tech/Econ | 5% | 0 | 0 | 0
Tech | Institutional | Space Cooling | Residential-type central air conditioners | TRC | Existing | NE3875 | HVAC tune-up | HVAC tune-up | NonEquip | 5 | Residential-type central air conditioners | 0% | Tech/Econ | 5% | 0 | 0 | 0
Tech | Institutional | Space Cooling | Residential-type central air conditioners | TRC | Existing | NE3797 | Green Roof | Green Roof | NonEquip | 15 |  | 0.063% | Tech/Econ | 0.285% | 0.5221 | 0.0002218 | 0
Tech | Institutional | Space Cooling | Residential-type central air conditioners | TRC | Existing | NE3667 | Facility Energy Management System | Facility Energy Management System | NonEquip | 15 |  | 5.375% | Tech/Econ | 20% | 3855.9557 | 0.80818 | 0
Tech | Institutional | Space Cooling | Residential-type central air conditioners | TRC | Existing | NE3589 | Energy Recovery Ventilation System (ERV) | Energy Recovery Ventilation System (ERV) | NonEquip | 15 | Packaged air conditioning units (RTUs) | 0% | Tech/Econ | 9.935% | 0 | 0 | 0
Tech | Institutional | Space Cooling | Residential-type central air conditioners | TRC | Existing | NE3511 | Duct Sealing Repair | Duct Sealing Repair | NonEquip | 15 |  | 0% | Tech/Econ | 12% | 0 | 0 | 0
Tech | Institutional | Space Cooling | Residential-type central air conditioners | TRC | Existing | NE3459 | Duct Insulation | Duct Insulation | NonEquip | 15 |  | 0% | Tech/Econ | 2.045% | 0 | 0 | 0
Tech | Institutional | Space Cooling | Residential-type central air conditioners | TRC | Existing | NE3407 | Dedicated Outdoor Air System on VRF unit | Dedicated Outdoor Air System on VRF unit | NonEquip | 15 | Residential-type central air conditioners | 58.91% | Tech/Econ | 17.5% | 36582.4122 | 11.1317 | 0
Tech | Institutional | Space Cooling | Residential-type central air conditioners | TRC | Existing | NE3355 | Cool Roof | Cool Roof | NonEquip | 15 |  | 72.74% | Tech/Econ | 0.3656% | 775.2168 | 0.32933 | 0
Tech | Institutional | Space Cooling | Residential-type central air conditioners | TRC | Existing | NE3303 | Chilled Water System - Variable Speed Drives | Chilled Water System - Variable Speed Drives | NonEquip | 13 | Central chillers inside | 0% | Tech/Econ | 24.74% | 0 | 0 | 0
Tech | Institutional | Space Cooling | Residential-type central air conditioners | TRC | Existing | NE3277 | Chilled Water Controls Optimization | Chilled Water Controls Optimization | NonEquip | 10 | Central chillers inside | 0% | Tech/Econ | 12.5% | 0 | 0 | 0
Tech | Institutional | Space Cooling | Residential-type central air conditioners | TRC | Existing | NE3199 | Ceiling Insulation(R2 to R38) | Ceiling Insulation(R2 to R38) | NonEquip | 20 |  | 0% | Tech/Econ | 3.355% | 0 | 0 | 0
Tech | Institutional | Space Cooling | Residential-type central air conditioners | TRC | Existing | NE3095 | Ceiling Insulation(R12 to R38) | Ceiling Insulation(R12 to R38) | NonEquip | 20 |  | 0% | Tech/Econ | 0.4038% | 0 | 0 | 0
Tech | Institutional | Space Cooling | Residential-type central air conditioners | TRC | Existing | NE3043 | Airside Economizer | Airside Economizer | NonEquip | 10 | Packaged air conditioning units (RTUs) | 0% | Tech/Econ | 5.556% | 0 | 0 | 0
Tech | Institutional | Space Cooling | Residential-type central air conditioners | TRC | Turnover | ET826 | Geothermal Heat Pump | Geothermal Heat Pump | Equip | 15 | Residential-type central air conditioners | 30.5% | Tech/Econ | 21.18% | 24764.4761 | 10.6498 | 0
Tech | Institutional | Space Cooling | Residential-type central air conditioners | TRC | Turnover | ET1372 | Variable Refrigerant Flow (VRF) HVAC Systems | Variable Refrigerant Flow (VRF) HVAC Systems | Equip | 15 | Residential-type central air conditioners | 49.09% | Tech/Econ | 36.88% | 84763.7534 | 25.7929 | 0
Tech | Institutional | Space Cooling | Residential-type central air conditioners | TRC | Turnover | ET1294 | High Efficiency PTHP | High Efficiency PTHP | Equip | 15 | Residential-type central air conditioners | 0% | Tech/Econ | 23.64% | 0 | 0 | 0
Tech | Institutional | Space Cooling | Residential-type central air conditioners | TRC | Turnover | ET1255 | High Efficiency PTAC | High Efficiency PTAC | Equip | 15 | Residential-type central air conditioners | 0% | Tech/Econ | 23.64% | 0 | 0 | 0
Tech | Institutional | Space Cooling | Residential-type central air conditioners | TRC | New | EN852 | Geothermal Heat Pump | Geothermal Heat Pump | Equip | 15 | Residential-type central air conditioners | 30.5% | Tech/Econ | 21.18% | 225.0559 | 0.096784 | 0
Tech | Institutional | Space Cooling | Residential-type central air conditioners | TRC | New | EN1398 | Variable Refrigerant Flow (VRF) HVAC Systems | Variable Refrigerant Flow (VRF) HVAC Systems | Equip | 15 | Residential-type central air conditioners | 49.09% | Tech/Econ | 36.88% | 770.3204 | 0.2344 | 0
Tech | Institutional | Space Cooling | Residential-type central air conditioners | TRC | New | EN1320 | High Efficiency PTHP | High Efficiency PTHP | Equip | 15 | Residential-type central air conditioners | 0% | Tech/Econ | 23.64% | 0 | 0 | 0
Tech | Institutional | Space Cooling | Residential-type central air conditioners | TRC | New | EN1281 | High Efficiency PTAC | High Efficiency PTAC | Equip | 15 | Residential-type central air conditioners | 0% | Tech/Econ | 23.64% | 0 | 0 | 0
Tech | Institutional | Space Heating | Residential/split system heat pump | TRC | New | NN5344 | Retro-Commissioning | Retro-Commissioning | NonEquip | 5 |  | 0% | Tech/Econ | 16% | 0 | 0 | 0
Tech | Institutional | Space Heating | Residential/split system heat pump | TRC | New | NN4330 | Water Cooled Refrigeration Heat Recovery | Water Cooled Refrigeration Heat Recovery | NonEquip | 20 |  | 15.4% | Tech/Econ | 10% | 474.0384 | 0 | 0.03169
Tech | Institutional | Space Heating | Residential/split system heat pump | TRC | New | NN4278 | Warehouse Loading Dock Seals | Warehouse Loading Dock Seals | NonEquip | 18 |  | 0% | Tech/Econ | 0.1345% | 0 | 0 | 0
Tech | Institutional | Space Heating | Residential/split system heat pump | TRC | New | NN4174 | Smart Thermostat | Smart Thermostat | NonEquip | 11 |  | 31.48% | Tech/Econ | 10% | 1000.5352 | 0 | -0.1644
Tech | Institutional | Space Heating | Residential/split system heat pump | TRC | New | NN4096 | Roof Insulation | Roof Insulation | NonEquip | 20 |  | 58.5% | Tech/Econ | 0.08616% | 9.4905 | 0 | 0.004281
Tech | Institutional | Space Heating | Residential/split system heat pump | TRC | New | NN4070 | Programmable Thermostat | Programmable Thermostat | NonEquip | 11 |  | 0% | Tech/Econ | 3.6% | 0 | 0 | 0
Tech | Institutional | Space Heating | Residential/split system heat pump | TRC | New | NN4018 | Low U-Value Windows | Low U-Value Windows | NonEquip | 20 |  | 12.54% | Tech/Econ | 10% | 403.7383 | 0 | 0.001678
Tech | Institutional | Space Heating | Residential/split system heat pump | TRC | New | NN3940 | Infiltration Reduction - Air Sealing | Infiltration Reduction - Air Sealing | NonEquip | 11 |  | 0% | Tech/Econ | 0.06725% | 0 | 0 | 0
Tech | Institutional | Space Heating | Residential/split system heat pump | TRC | New | NN3784 | Green Roof | Green Roof | NonEquip | 15 |  | 0.315% | Tech/Econ | 0.1332% | 0.12067 | 0 | 0
Tech | Institutional | Space Heating | Residential/split system heat pump | TRC | New | NN3732 | Floor Insulation | Floor Insulation | NonEquip | 20 |  | 29.92% | Tech/Econ | 0.04521% | 0 | 0 | 0
Tech | Institutional | Space Heating | Residential/split system heat pump | TRC | New | NN3654 | Facility Energy Management System | Facility Energy Management System | NonEquip | 15 |  | 1.982% | Tech/Econ | 20% | 128.1062 | 0 | 0.0023089
Tech | Institutional | Space Heating | Residential/split system heat pump | TRC | New | NN3576 | ECM Motors on Furnaces | ECM Motors on Furnaces | NonEquip | 15 | Forced air furnace | 0% | Tech/Econ | 1.706% | 0 | 0 | 0
Tech | Institutional | Space Heating | Residential/split system heat pump | TRC | New | NN3550 | Duct Sealing Repair | Duct Sealing Repair | NonEquip | 15 |  | 0% | Tech/Econ | 12% | 0 | 0 | 0
Tech | Institutional | Space Heating | Residential/split system heat pump | TRC | New | NN3498 | Duct Insulation | Duct Insulation | NonEquip | 15 |  | 0% | Tech/Econ | 2.045% | 0 | 0 | 0
Tech | Institutional | Space Heating | Residential/split system heat pump | TRC | New | NN3446 | Destratification Fans | Destratification Fans | NonEquip | 10 |  | 0% | Tech/Econ | 12.7% | 0 | 0 | 0
Tech | Institutional | Space Heating | Residential/split system heat pump | TRC | New | NN3394 | Dedicated Outdoor Air System on VRF unit | Dedicated Outdoor Air System on VRF unit | NonEquip | 15 | Residential/split system heat pump | 58.91% | Tech/Econ | 10% | 1543.061 | 0 | 0.47458
Tech | Institutional | Space Heating | Residential/split system heat pump | TRC | New | NN3342 | Cool Roof | Cool Roof | NonEquip | 15 |  | 72.49% | Tech/Econ | 0.04786% | 0 | 0 | 0
Tech | Institutional | Space Heating | Residential/split system heat pump | TRC | New | NN3186 | Ceiling Insulation(R2 to R38) | Ceiling Insulation(R2 to R38) | NonEquip | 20 |  | 0% | Tech/Econ | 1.175% | 0 | 0 | 0
Tech | Institutional | Space Heating | Residential/split system heat pump | TRC | New | NN3134 | Ceiling Insulation(R19 to R38) | Ceiling Insulation(R19 to R38) | NonEquip | 20 |  | 0% | Tech/Econ | 0.0653% | 0 | 0 | 0
Tech | Institutional | Space Heating | Residential/split system heat pump | TRC | New | NN3082 | Ceiling Insulation(R12 to R38) | Ceiling Insulation(R12 to R38) | NonEquip | 20 |  | 0% | Tech/Econ | 0.1415% | 0 | 0 | 0
Tech | Institutional | Space Heating | Residential/split system heat pump | TRC | New | NN3004 | Air Curtains | Air Curtains | NonEquip | 8 |  | 0% | Tech/Econ | 0.2135% | 0 | 0 | 0
Tech | Institutional | Space Heating | Residential/split system heat pump | TRC | Existing | NE5331 | Retro-Commissioning | Retro-Commissioning | NonEquip | 5 |  | 21.99% | Tech/Econ | 16% | 110082.9185 | 0 | 57.0592
Tech | Institutional | Space Heating | Residential/split system heat pump | TRC | Existing | NE4317 | Water Cooled Refrigeration Heat Recovery | Water Cooled Refrigeration Heat Recovery | NonEquip | 20 |  | 15.4% | Tech/Econ | 10% | 54169.4204 | 0 | 3.6213
Tech | Institutional | Space Heating | Residential/split system heat pump | TRC | Existing | NE4265 | Warehouse Loading Dock Seals | Warehouse Loading Dock Seals | NonEquip | 18 |  | 0% | Tech/Econ | 0.1484% | 0 | 0 | 0
Tech | Institutional | Space Heating | Residential/split system heat pump | TRC | Existing | NE4239 | Wall Insulation | Wall Insulation | NonEquip | 20 |  | 0% | Tech/Econ | 1.134% | 0 | 0 | 0
Tech | Institutional | Space Heating | Residential/split system heat pump | TRC | Existing | NE4161 | Smart Thermostat | Smart Thermostat | NonEquip | 11 |  | 31.48% | Tech/Econ | 10% | 109029.5604 | 0 | -17.9151
Tech | Institutional | Space Heating | Residential/split system heat pump | TRC | Existing | NE4083 | Roof Insulation | Roof Insulation | NonEquip | 20 |  | 58.5% | Tech/Econ | 0.1901% | 3357.8288 | 0 | 1.5146
Tech | Institutional | Space Heating | Residential/split system heat pump | TRC | Existing | NE4057 | Programmable Thermostat | Programmable Thermostat | NonEquip | 11 |  | 0% | Tech/Econ | 3.6% | 0 | 0 | 0
Tech | Institutional | Space Heating | Residential/split system heat pump | TRC | Existing | NE4005 | Low U-Value Windows | Low U-Value Windows | NonEquip | 20 |  | 5.017% | Tech/Econ | 46% | 99232.5188 | 0 | 0.41242
Tech | Institutional | Space Heating | Residential/split system heat pump | TRC | Existing | NE3927 | Infiltration Reduction - Air Sealing | Infiltration Reduction - Air Sealing | NonEquip | 11 |  | 0% | Tech/Econ | 0.07421% | 0 | 0 | 0
Tech | Institutional | Space Heating | Residential/split system heat pump | TRC | Existing | NE3849 | Hotel Card Energy Control Systems | Hotel Card Energy Control Systems | NonEquip | 15 |  | 0% | Tech/Econ | 0% | 0 | 0 | 0
Tech | Institutional | Space Heating | Residential/split system heat pump | TRC | Existing | NE3771 | Green Roof | Green Roof | NonEquip | 15 |  | 0.063% | Tech/Econ | 0.1469% | 2.7912 | 0 | 0
Tech | Institutional | Space Heating | Residential/split system heat pump | TRC | Existing | NE3719 | Floor Insulation | Floor Insulation | NonEquip | 20 |  | 11.97% | Tech/Econ | 0.04988% | 179.9722 | 0 | 0.081182
Tech | Institutional | Space Heating | Residential/split system heat pump | TRC | Existing | NE3641 | Facility Energy Management System | Facility Energy Management System | NonEquip | 15 |  | 5.375% | Tech/Econ | 20% | 38231.1006 | 0 | 0.68905
Tech | Institutional | Space Heating | Residential/split system heat pump | TRC | Existing | NE3563 | ECM Motors on Furnaces | ECM Motors on Furnaces | NonEquip | 15 | Forced air furnace | 0% | Tech/Econ | 1.706% | 0 | 0 | 0
Tech | Institutional | Space Heating | Residential/split system heat pump | TRC | Existing | NE3537 | Duct Sealing Repair | Duct Sealing Repair | NonEquip | 15 |  | 0% | Tech/Econ | 12% | 0 | 0 | 0
Tech | Institutional | Space Heating | Residential/split system heat pump | TRC | Existing | NE3485 | Duct Insulation | Duct Insulation | NonEquip | 15 |  | 0% | Tech/Econ | 2.045% | 0 | 0 | 0
Tech | Institutional | Space Heating | Residential/split system heat pump | TRC | Existing | NE3433 | Destratification Fans | Destratification Fans | NonEquip | 10 |  | 0% | Tech/Econ | 12.7% | 0 | 0 | 0
Tech | Institutional | Space Heating | Residential/split system heat pump | TRC | Existing | NE3381 | Dedicated Outdoor Air System on VRF unit | Dedicated Outdoor Air System on VRF unit | NonEquip | 15 | Residential/split system heat pump | 58.91% | Tech/Econ | 10% | 197647.0185 | 0 | 60.7882
Tech | Institutional | Space Heating | Residential/split system heat pump | TRC | Existing | NE3329 | Cool Roof | Cool Roof | NonEquip | 15 |  | 72.74% | Tech/Econ | 0.05282% | 1158.5249 | 0 | 0
Tech | Institutional | Space Heating | Residential/split system heat pump | TRC | Existing | NE3225 | Ceiling Insulation(R30 to R38) | Ceiling Insulation(R30 to R38) | NonEquip | 20 |  | 0% | Tech/Econ | 0.01921% | 0 | 0 | 0
Tech | Institutional | Space Heating | Residential/split system heat pump | TRC | Existing | NE3173 | Ceiling Insulation(R2 to R38) | Ceiling Insulation(R2 to R38) | NonEquip | 20 |  | 0% | Tech/Econ | 1.297% | 0 | 0 | 0
Tech | Institutional | Space Heating | Residential/split system heat pump | TRC | Existing | NE3121 | Ceiling Insulation(R19 to R38) | Ceiling Insulation(R19 to R38) | NonEquip | 20 |  | 0% | Tech/Econ | 0.07206% | 0 | 0 | 0
Tech | Institutional | Space Heating | Residential/split system heat pump | TRC | Existing | NE3069 | Ceiling Insulation(R12 to R38) | Ceiling Insulation(R12 to R38) | NonEquip | 20 |  | 0% | Tech/Econ | 0.1561% | 0 | 0 | 0
Tech | Institutional | Space Heating | Residential/split system heat pump | TRC | Existing | NE2991 | Air Curtains | Air Curtains | NonEquip | 8 |  | 0% | Tech/Econ | 0.2135% | 0 | 0 | 0
Tech | Institutional | Space Heating | Residential/split system heat pump | TRC | Turnover | ET865 | Geothermal Heat Pump | Geothermal Heat Pump | Equip | 15 | Residential/split system heat pump | 30.5% | Tech/Econ | 2.941% | 28319.9734 | 0 | 9.3544
Tech | Institutional | Space Heating | Residential/split system heat pump | TRC | Turnover | ET1411 | Variable Refrigerant Flow (VRF) HVAC Systems | Variable Refrigerant Flow (VRF) HVAC Systems | Equip | 15 | Residential/split system heat pump | 49.09% | Tech/Econ | 31.25% | 644487.7968 | 0 | 198.2182
Tech | Institutional | Space Heating | Residential/split system heat pump | TRC | Turnover | ET1333 | High Efficiency PTHP | High Efficiency PTHP | Equip | 15 | Residential/split system heat pump | 0% | Tech/Econ | 9.375% | 0 | 0 | 0
Tech | Institutional | Space Heating | Residential/split system heat pump | TRC | New | EN891 | Geothermal Heat Pump | Geothermal Heat Pump | Equip | 15 | Residential/split system heat pump | 30.5% | Tech/Econ | 2.941% | 0 | 0 | 0
Tech | Institutional | Space Heating | Residential/split system heat pump | TRC | New | EN1437 | Variable Refrigerant Flow (VRF) HVAC Systems | Variable Refrigerant Flow (VRF) HVAC Systems | Equip | 15 | Residential/split system heat pump | 49.09% | Tech/Econ | 31.25% | 5857.0091 | 0 | 1.8014
Tech | Institutional | Space Heating | Residential/split system heat pump | TRC | New | EN1359 | High Efficiency PTHP | High Efficiency PTHP | Equip | 15 | Residential/split system heat pump | 0% | Tech/Econ | 9.375% | 0 | 0 | 0
Tech | Institutional | Refrigeration | Residential style | TRC | New | NN5318 | Retro-Commissioning | Retro-Commissioning | NonEquip | 5 |  | 0% | Tech/Econ | 16% | 0 | 0 | 0
Tech | Institutional | Refrigeration | Residential style | TRC | New | NN4902 | Strip Curtains for Walk-ins | Strip Curtains for Walk-ins | NonEquip | 4 | Walk-in cooler | 0% | Tech/Econ | 2.115% | 0 | 0 | 0
Tech | Institutional | Refrigeration | Residential style | TRC | New | NN4876 | Refrigerated Display Case Lighting Controls | Refrigerated Display Case Lighting Controls | NonEquip | 8 | Display cases | 0% | Tech/Econ | 0.9365% | 0 | 0 | 0
Tech | Institutional | Refrigeration | Residential style | TRC | New | NN4850 | PSC to ECM Evaporator Fan Motor (Walk-In, Refrigerator) | PSC to ECM Evaporator Fan Motor (Walk-In, Refrigerator) | NonEquip | 15 | Walk-in cooler | 0% | Tech/Econ | 37.5% | 0 | 0 | 0
Tech | Institutional | Refrigeration | Residential style | TRC | New | NN4824 | PSC to ECM Evaporator Fan Motor (Reach-In) | PSC to ECM Evaporator Fan Motor (Reach-In) | NonEquip | 15 | Display cases | 0% | Tech/Econ | 37.5% | 0 | 0 | 0
Tech | Institutional | Refrigeration | Residential style | TRC | New | NN4798 | Night Covers for Display Cases | Night Covers for Display Cases | NonEquip | 5 | Display cases | 0% | Tech/Econ | 1.877% | 0 | 0 | 0
Tech | Institutional | Refrigeration | Residential style | TRC | New | NN4772 | High R-Value Glass Doors | High R-Value Glass Doors | NonEquip | 12 | Display cases | 0% | Tech/Econ | 0% | 0 | 0 | 0
Tech | Institutional | Refrigeration | Residential style | TRC | New | NN4746 | High Efficiency Refrigeration Compressor | High Efficiency Refrigeration Compressor | NonEquip | 13 | Display cases | 0% | Tech/Econ | 6.922% | 0 | 0 | 0
Tech | Institutional | Refrigeration | Residential style | TRC | New | NN4720 | Freezer-Cooler Replacement Gaskets | Freezer-Cooler Replacement Gaskets | NonEquip | 4 | Display cases | 0% | Tech/Econ | 0% | 0 | 0 | 0
Tech | Institutional | Refrigeration | Residential style | TRC | New | NN4694 | Floating Head Pressure Controls | Floating Head Pressure Controls | NonEquip | 15 |  | 0% | Tech/Econ | 6.05% | 0 | 0 | 0
Tech | Institutional | Refrigeration | Residential style | TRC | New | NN4668 | Demand Defrost | Demand Defrost | NonEquip | 10 | Walk-in cooler | 0% | Tech/Econ | 30% | 0 | 0 | 0