## Ind Summary
MPS - Industrial Measures |  |  |  | FEECA Utilities - Industrial Segments
Category | Type | Updated Measure | Measure Description | TPS Industrial Segment | SIC Code | NAICS
HVAC | Building Envelope | Building Envelope Improvements | Facility envelope improvements to improve thermal efficiency | Chemicals | 28 | 325
HVAC | Equipment | HVAC Equipment Upgrades | Equipment upgrades to improve operating efficiency | Electronic Equipment | 36 | 335
HVAC | Optimization | HVAC Recommissioning | Diagnostic evaluation and optimization of facility HVAC system | Fabricated Metal | 34 | 332
HVAC | Controls | HVAC Improved Controls | Improved control technologies such as EMS, thermostats, demand controlled ventilation | Food Production | 20 | 311
Lighting | Equipment | Efficient Lighting - High Bay | Efficient high bay lighting fixtures | Industrial Machinery | 35 | 333
Lighting | Equipment | Efficient Lighting - Other Interior Lighting | Efficient interior lighting | Lumber, Wood Products | 24 | 321
Lighting | Equipment | Efficient Lighting - Exterior | Efficient exterior lighting | Miscellaneous Manufacturing | 39 | 339
Lighting | Controls | Lighting Controls | Improved control technologies such as time clocks, bi-level fixture controls, photocell controls, and occupancy/vacancy sensors | Petroleum Refining | 29 | 324
Motors | Compressed Air | Compressed Air System Optimization | Compressed air system improvements | Primary Metals | 33 | 331
Motors | Compressed Air | Compressed Air Controls | Improved control technologies for compressed air system | Pulp & Paper | 26 | 322
Motors | Compressed Air | Compressed Air Equipment | Equipment upgrades to improve operating efficiency | Rubber & Plastics | 30 | 326
Motors | Equipment | Motor Equipment Upgrades | Equipment upgrades to improve operating efficiency | Stone/Clay/Glass/Concrete | 32 | 327
Motors | Controls | Motor Improved Controls | Improved motor control technologies | Textiles | 22, 23 | 313, 314, 315
Motors | Drives | Motor Optimization | Motor system optimization | Textiles | 23 | 315
Motors | Fans | Fan Improved Controls | Improved fan control technologies | Transportation | 37 | 336
Motors | Fans | Fan System Optimization | Fan system optimization | Unspecified
Motors | Fans | Fan Equipment Upgrades | Equipment upgrades to improve operating efficiency
Motors | Pumps | Pump Improved Controls | Improved pump control technologies
Motors | Pumps | Pump System Optimization | Pump system optimization
Motors | Pumps | Pump Equipment Upgrade | Equipment upgrades to improve operating efficiency
Processes | Misc | Plant Energy Management | Facility control technologies and optimization to improve energy efficiency
Processes | Heating | Process Heat Improved Controls | Improved process heat control technologies
Processes | Heating | Process Heat System Optimization | Process heat system optimization
Processes | Heating | Process Heat Equipment Upgrade | Equipment upgrades to improve operating efficiency
Processes | Industry | Process Other Systems Optimization | Process other system optimization
Processes | Industry | Process Other Equipment Upgrades | Equipment upgrades to improve operating efficiency
Processes | Refrigeration | Process Refrig System Optimization | Process refrigeration system optimization
Processes | Refrigeration | Process Refrig Controls | Improved process refrigeration control technologies
Processes | Refrigeration | Process Refrig Equipment Upgrade | Equipment upgrades to improve operating efficiency
Add'l Duke categories:
Theme Parks
Agriculture & Assembly
Water & Wastewater

## Measure Permutations
Segment | Category | Type | Measure | Measure Description | Combined (SIC_Measure) | Applicability | New Applicability | Reference | Savings % | Reference | Cost ($/kWh) | Reference | EUL
Chemicals | HVAC | Building Envelope | Building Envelope Improvements | Facility envelope improvements to improve thermal efficiency | Chemicals_Building Envelope Improvements | 28.85% | 16.65% | IAC-Southeast | 8.003% | IAC-Southeast | 0.089734 | IAC-Southeast | 15
Chemicals | HVAC | Equipment | HVAC Equipment Upgrades | Equipment upgrades to improve operating efficiency | Chemicals_HVAC Equipment Upgrades | 9.615% | 16.65% | IAC-Southeast | 12.46% | Nexant egr estimates | 0.1245 | Nexant egr estimates | 18
Chemicals | HVAC | Controls | HVAC Improved Controls | Improved control technologies such as EMS, thermostats, demand controlled ventilation | Chemicals_HVAC Improved Controls | 9.615% | 16.65% | IAC-Southeast | 7.024% | IAC-Southeast | 0.00687 | IAC-Southeast | 15
Chemicals | Lighting | Equipment | Efficient Lighting - High Bay | Efficient high bay lighting fixtures | Chemicals_Efficient Lighting - High Bay | 20% | 20% | Nexant egr estimate | 48.41% | Nexant egr estimates | 0.21586 | Nexant egr estimates | 13.6667
Chemicals | Lighting | Equipment | Efficient Lighting - Other Interior Lighting | Efficient interior lighting | Chemicals_Efficient Lighting - Other Interior Lighting | 25% | 84.26% | Nexant egr estimate | 38.99% | Nexant egr estimates | 0.39837 | Nexant egr estimates | 14.4667
Chemicals | Lighting | Equipment | Efficient Lighting - Exterior | Efficient exterior lighting | Chemicals_Efficient Lighting - Exterior | 15.29% | 15.29% | Nexant egr estimate | 78.74% | Nexant egr estimates | 0.1144 | Nexant egr estimates | 13.6
Chemicals | Lighting | Controls | Lighting Controls | Improved control technologies such as time clocks, bi-level fixture controls, photocell controls, and occupancy/vacancy sensors | Chemicals_Lighting Controls | 30% | 30% | NWPC 7th Plan | 18.53% | Averaged IAC-Southeast & NWPC | 0.11796 | Averaged IAC-Southeast & NWPC | 10
Chemicals | Motors | Compressed Air | Compressed Air System Optimization | Compressed air system improvements | Chemicals_Compressed Air System Optimization | 25.94% | 25.94% | NWPC 7th Plan | 10.2% | Averaged IAC-Southeast & NWPC | 0.054951 | Averaged IAC-Southeast & NWPC | 10
Chemicals | Motors | Compressed Air | Compressed Air Controls | Improved control technologies for compressed air system | Chemicals_Compressed Air Controls | 15.38% | 91.64% | IAC-Southeast | 0.8744% | IAC-Southeast | 0.11342 | IAC-Southeast | 12.5
Chemicals | Motors | Compressed Air | Compressed Air Equipment | Equipment upgrades to improve operating efficiency | Chemicals_Compressed Air Equipment | 9.615% | 91.64% | IAC-Southeast | 1.996% | IAC-Southeast | 0.1008 | IAC-Southeast | 15
Chemicals | Motors | Equipment | Motor Equipment Upgrades | Equipment upgrades to improve operating efficiency | Chemicals_Motor Equipment Upgrades | 38.46% | 91.64% | IAC-Southeast | 1.831% | Averaged IAC-Southeast & NWPC | 0.17304 | Averaged IAC-Southeast & NWPC | 10
Chemicals | Motors | Controls | Motor Improved Controls | Improved motor control technologies | Chemicals_Motor Improved Controls | 3.846% | 91.64% | IAC-Southeast | 0.4828% | IAC-Southeast | 0.1223 | IAC-Southeast | 15
Chemicals | Motors | Drives | Motor Optimization | Motor system optimization | Chemicals_Motor Optimization | 63.46% | 91.64% | IAC-Southeast | 0.9286% | IAC-Southeast | 0.068248 | IAC-Southeast | 10
Chemicals | Motors | Pumps | Pump Improved Controls | Improved pump control technologies | Chemicals_Pump Improved Controls | 34.21% | 34.21% | Nexant egr estimate | 1.792% | IAC-Southeast | 0.063804 | IAC-Southeast | 15
Chemicals | Motors | Pumps | Pump System Optimization | Pump system optimization | Chemicals_Pump System Optimization | 3.846% | 91.64% | IAC-Southeast | 6.095% | IAC-Southeast | 0.10081 | IAC-Southeast | 10
Chemicals | Motors | Pumps | Pump Equipment Upgrade | Equipment upgrades to improve operating efficiency | Chemicals_Pump Equipment Upgrade | 76.03% | 76.03% | Nexant egr estimate | 6.399% | IAC-Southeast | 0.097284 | IAC-Southeast | 15
Chemicals | Processes | Misc | Plant Energy Management | Facility control technologies and optimization to improve energy efficiency | Chemicals_Plant Energy Management | 27.36% | 27.36% | Nexant egr estimate | 12% | NWPC 7th Plan | 0.023178 | NWPC 7th Plan | 10.5
Chemicals | Processes | Heating | Process Heat Improved Controls | Improved process heat control technologies | Chemicals_Process Heat Improved Controls | 32.94% | 50.54% | Nexant egr estimate | 0.9888% | IAC-Southeast | 0.1997 | IAC-Southeast | 15
Chemicals | Processes | Heating | Process Heat System Optimization | Process heat system optimization | Chemicals_Process Heat System Optimization | 38.46% | 50.54% | IAC-Southeast | 11.32% | IAC-Southeast | 0.79191 | IAC-Southeast | 2
Chemicals | Processes | Refrigeration | Process Refrig System Optimization | Process refrigeration system optimization | Chemicals_Process Refrig System Optimization | 10% | 10% | NWPC 7th Plan | 40% | NWPC 7th Plan | 0.0071838 | NWPC 7th Plan | 4.6667
Chemicals | Processes | Refrigeration | Process Refrig Controls | Improved process refrigeration control technologies | Chemicals_Process Refrig Controls | 33.75% | 7.299% | Nexant egr estimate | 4.564% | IAC-Southeast | 0.0061468 | IAC-Southeast | 15
Chemicals | Processes | Refrigeration | Process Refrig Equipment Upgrade | Equipment upgrades to improve operating efficiency | Chemicals_Process Refrig Equipment Upgrade | 28.34% | 28.34% | NWPC 7th Plan | 19.81% | Averaged IAC-Southeast & NWPC | 0.1499 | Averaged IAC-Southeast & NWPC | 10
Electronic Equipment | HVAC | Building Envelope | Building Envelope Improvements | Facility envelope improvements to improve thermal efficiency | Electronic Equipment_Building Envelope Improvements | 70% | 22.26% | IAC-Southeast | 13.92% | IAC-Southeast | 0.17391 | IAC-Southeast | 15
Electronic Equipment | HVAC | Equipment | HVAC Equipment Upgrades | Equipment upgrades to improve operating efficiency | Electronic Equipment_HVAC Equipment Upgrades | 12.19% | 22.26% | Nexant egr estimate | 12.46% | Nexant egr estimates | 0.1245 | Nexant egr estimates | 18
Electronic Equipment | HVAC | Optimization | HVAC Recommissioning | Diagnostic evaluation and optimization of facility HVAC system | Electronic Equipment_HVAC Recommissioning | 6.667% | 22.26% | IAC-Southeast | 6.681% | IAC-Southeast | 0.035919 | IAC-Southeast | 10
Electronic Equipment | HVAC | Controls | HVAC Improved Controls | Improved control technologies such as EMS, thermostats, demand controlled ventilation | Electronic Equipment_HVAC Improved Controls | 10% | 22.26% | IAC-Southeast | 5.529% | IAC-Southeast | 0.136 | IAC-Southeast | 15
Electronic Equipment | Lighting | Equipment | Efficient Lighting - High Bay | Efficient high bay lighting fixtures | Electronic Equipment_Efficient Lighting - High Bay | 20% | 20% | Nexant egr estimate | 48.41% | Nexant egr estimates | 0.21586 | Nexant egr estimates | 13.6667
Electronic Equipment | Lighting | Equipment | Efficient Lighting - Other Interior Lighting | Efficient interior lighting | Electronic Equipment_Efficient Lighting - Other Interior Lighting | 25% | 69.19% | Nexant egr estimate | 38.99% | Nexant egr estimates | 0.39837 | Nexant egr estimates | 14.4667
Electronic Equipment | Lighting | Equipment | Efficient Lighting - Exterior | Efficient exterior lighting | Electronic Equipment_Efficient Lighting - Exterior | 15.29% | 15.29% | Nexant egr estimate | 78.74% | Nexant egr estimates | 0.1144 | Nexant egr estimates | 13.6
Electronic Equipment | Lighting | Controls | Lighting Controls | Improved control technologies such as time clocks, bi-level fixture controls, photocell controls, and occupancy/vacancy sensors | Electronic Equipment_Lighting Controls | 30% | 30% | NWPC 7th Plan | 15.17% | Averaged IAC-Southeast & NWPC | 0.14448 | Averaged IAC-Southeast & NWPC | 10
Electronic Equipment | Motors | Compressed Air | Compressed Air System Optimization | Compressed air system improvements | Electronic Equipment_Compressed Air System Optimization | 25.94% | 25.94% | NWPC 7th Plan | 10.72% | Averaged IAC-Southeast & NWPC | 0.048234 | Averaged IAC-Southeast & NWPC | 10
Electronic Equipment | Motors | Compressed Air | Compressed Air Controls | Improved control technologies for compressed air system | Electronic Equipment_Compressed Air Controls | 13.33% | 87.54% | IAC-Southeast | 1.483% | IAC-Southeast | 0.030674 | IAC-Southeast | 12.5
Electronic Equipment | Motors | Compressed Air | Compressed Air Equipment | Equipment upgrades to improve operating efficiency | Electronic Equipment_Compressed Air Equipment | 10% | 87.54% | IAC-Southeast | 6.339% | IAC-Southeast | 0.038234 | IAC-Southeast | 15
Electronic Equipment | Motors | Equipment | Motor Equipment Upgrades | Equipment upgrades to improve operating efficiency | Electronic Equipment_Motor Equipment Upgrades | 13.33% | 87.54% | IAC-Southeast | 1.253% | IAC-Southeast | 0.16441 | IAC-Southeast | 12
Electronic Equipment | Motors | Controls | Motor Improved Controls | Improved motor control technologies | Electronic Equipment_Motor Improved Controls | 33.67% | 33.67% | Nexant egr estimate | 1.792% | IAC-Southeast | 0.063804 | IAC-Southeast | 15
Electronic Equipment | Motors | Drives | Motor Optimization | Motor system optimization | Electronic Equipment_Motor Optimization | 16.67% | 87.54% | IAC-Southeast | 10.68% | IAC-Southeast | 0.070953 | IAC-Southeast | 10
Electronic Equipment | Motors | Fans | Fan Improved Controls | Improved fan control technologies | Electronic Equipment_Fan Improved Controls | 33.21% | 87.54% | Nexant egr estimate | 15.88% | IAC-Southeast | 0.024602 | IAC-Southeast | 15
Electronic Equipment | Motors | Pumps | Pump Improved Controls | Improved pump control technologies | Electronic Equipment_Pump Improved Controls | 32.82% | 32.82% | Nexant egr estimate | 1.792% | IAC-Southeast | 0.063804 | IAC-Southeast | 15
Electronic Equipment | Processes | Misc | Plant Energy Management | Facility control technologies and optimization to improve energy efficiency | Electronic Equipment_Plant Energy Management | 27.36% | 27.36% | Nexant egr estimate | 12% | NWPC 7th Plan | 0.023178 | NWPC 7th Plan | 10.5
Electronic Equipment | Processes | Heating | Process Heat Improved Controls | Improved process heat control technologies | Electronic Equipment_Process Heat Improved Controls | 36.07% | 36.07% | Nexant egr estimate | 2.283% | IAC-Southeast | 0.89743 | IAC-Southeast | 15
Electronic Equipment | Processes | Heating | Process Heat System Optimization | Process heat system optimization | Electronic Equipment_Process Heat System Optimization | 36.67% | 9.104% | IAC-Southeast | 13.63% | IAC-Southeast | 0.042354 | IAC-Southeast | 2
Electronic Equipment | Processes | Industry | Process Other Systems Optimization | Process other system optimization | Electronic Equipment_Process Other Systems Optimization | 27.36% | 2.916% | Nexant egr estimate | 25.45% | Averaged IAC-Southeast & NWPC | 0.11983 | Averaged IAC-Southeast & NWPC | 5.3333
Electronic Equipment | Processes | Refrigeration | Process Refrig System Optimization | Process refrigeration system optimization | Electronic Equipment_Process Refrig System Optimization | 10% | 10% | NWPC 7th Plan | 40% | NWPC 7th Plan | 0.0071838 | NWPC 7th Plan | 4.6667
Electronic Equipment | Processes | Refrigeration | Process Refrig Controls | Improved process refrigeration control technologies | Electronic Equipment_Process Refrig Controls | 33.75% | 33.75% | Nexant egr estimate | 6% | IAC-Southeast | 0.88 | IAC-Southeast | 15
Electronic Equipment | Processes | Refrigeration | Process Refrig Equipment Upgrade | Equipment upgrades to improve operating efficiency | Electronic Equipment_Process Refrig Equipment Upgrade | 28.34% | 28.34% | NWPC 7th Plan | 14.82% | NWPC 7th Plan | 0.090182 | NWPC 7th Plan | 10
Fabricated Metal | HVAC | Building Envelope | Building Envelope Improvements | Facility envelope improvements to improve thermal efficiency | Fabricated Metal_Building Envelope Improvements | 26.15% | 22.87% | IAC-Southeast | 32.38% | IAC-Southeast | 0.14941 | IAC-Southeast | 15
Fabricated Metal | HVAC | Equipment | HVAC Equipment Upgrades | Equipment upgrades to improve operating efficiency | Fabricated Metal_HVAC Equipment Upgrades | 24.62% | 22.87% | IAC-Southeast | 13.12% | IAC-Southeast | 0.078657 | IAC-Southeast | 18
Fabricated Metal | HVAC | Optimization | HVAC Recommissioning | Diagnostic evaluation and optimization of facility HVAC system | Fabricated Metal_HVAC Recommissioning | 1.538% | 22.87% | IAC-Southeast | 15% | IAC-Southeast | 0.22 | IAC-Southeast | 10
Fabricated Metal | HVAC | Controls | HVAC Improved Controls | Improved control technologies such as EMS, thermostats, demand controlled ventilation | Fabricated Metal_HVAC Improved Controls | 15.38% | 22.87% | IAC-Southeast | 5.952% | IAC-Southeast | 0.065911 | IAC-Southeast | 15
Fabricated Metal | Lighting | Equipment | Efficient Lighting - High Bay | Efficient high bay lighting fixtures | Fabricated Metal_Efficient Lighting - High Bay | 20% | 20% | Nexant egr estimate (taken from other segments) | 48.41% | Nexant egr estimates | 0.21586 | Nexant egr estimates | 13.6667
Fabricated Metal | Lighting | Equipment | Efficient Lighting - Other Interior Lighting | Efficient interior lighting | Fabricated Metal_Efficient Lighting - Other Interior Lighting | 25% | 48.17% | Nexant egr estimate (taken from other segments) | 38.99% | Nexant egr estimates | 0.39837 | Nexant egr estimates | 14.4667
Fabricated Metal | Lighting | Equipment | Efficient Lighting - Exterior | Efficient exterior lighting | Fabricated Metal_Efficient Lighting - Exterior | 15.29% | 15.29% | Nexant egr estimate (taken from other segments) | 78.74% | Nexant egr estimates | 0.1144 | Nexant egr estimates | 13.6
Fabricated Metal | Lighting | Controls | Lighting Controls | Improved control technologies such as time clocks, bi-level fixture controls, photocell controls, and occupancy/vacancy sensors | Fabricated Metal_Lighting Controls | 30% | 30% | NWPC 7th Plan | 15.98% | Averaged IAC-Southeast & NWPC | 0.12662 | Averaged IAC-Southeast & NWPC | 10
Fabricated Metal | Motors | Compressed Air | Compressed Air System Optimization | Compressed air system improvements | Fabricated Metal_Compressed Air System Optimization | 25.94% | 25.94% | NWPC 7th Plan | 11.68% | Averaged IAC-Southeast & NWPC | 0.047474 | Averaged IAC-Southeast & NWPC | 10
Fabricated Metal | Motors | Compressed Air | Compressed Air Controls | Improved control technologies for compressed air system | Fabricated Metal_Compressed Air Controls | 18.46% | 48.34% | IAC-Southeast | 8.011% | IAC-Southeast | 0.075109 | IAC-Southeast | 12.5
Fabricated Metal | Motors | Compressed Air | Compressed Air Equipment | Equipment upgrades to improve operating efficiency | Fabricated Metal_Compressed Air Equipment | 6.154% | 48.34% | IAC-Southeast | 3.25% | IAC-Southeast | 0.080718 | IAC-Southeast | 12.5
Fabricated Metal | Motors | Equipment | Motor Equipment Upgrades | Equipment upgrades to improve operating efficiency | Fabricated Metal_Motor Equipment Upgrades | 29.23% | 48.34% | IAC-Southeast | 1.935% | Averaged IAC-Southeast & NWPC | 0.1659 | Averaged IAC-Southeast & NWPC | 10
Fabricated Metal | Motors | Controls | Motor Improved Controls | Improved motor control technologies | Fabricated Metal_Motor Improved Controls | 33.71% | 33.71% | Nexant egr estimate |  | IAC-Southeast |  | IAC-Southeast | 15
Fabricated Metal | Motors | Drives | Motor Optimization | Motor system optimization | Fabricated Metal_Motor Optimization | 6.154% | 48.34% | IAC-Southeast | 1.27% | IAC-Southeast | 0.081696 | IAC-Southeast | 10
Fabricated Metal | Motors | Fans | Fan Improved Controls | Improved fan control technologies | Fabricated Metal_Fan Improved Controls | 34.37% | 48.34% | Nexant egr estimate | 15.88% | IAC-Southeast | 0.024602 | IAC-Southeast | 15
Fabricated Metal | Motors | Fans | Fan Equipment Upgrades | Equipment upgrades to improve operating efficiency | Fabricated Metal_Fan Equipment Upgrades | 76.37% | 76.37% | Nexant egr estimate | 0.1897% | IAC-Southeast | 0.19064 | IAC-Southeast | 15
Fabricated Metal | Motors | Pumps | Pump Improved Controls | Improved pump control technologies | Fabricated Metal_Pump Improved Controls | 33.99% | 33.99% | Nexant egr estimate | 1.792% | IAC-Southeast | 0.063804 | IAC-Southeast | 15
Fabricated Metal | Motors | Pumps | Pump System Optimization | Pump system optimization | Fabricated Metal_Pump System Optimization | 9.231% | 48.34% | IAC-Southeast | 2.181% | IAC-Southeast | 0.079679 | IAC-Southeast | 10
Fabricated Metal | Motors | Pumps | Pump Equipment Upgrade | Equipment upgrades to improve operating efficiency | Fabricated Metal_Pump Equipment Upgrade | 75.53% | 75.53% | Nexant egr estimate | 0.1897% | IAC-Southeast | 0.19064 | IAC-Southeast | 15
Fabricated Metal | Processes | Misc | Plant Energy Management | Facility control technologies and optimization to improve energy efficiency | Fabricated Metal_Plant Energy Management | 22% | 22% | Nexant egr estimate | 50% | NWPC 7th Plan | 0.21831 | NWPC 7th Plan | 10.5
Fabricated Metal | Processes | Heating | Process Heat Improved Controls | Improved process heat control technologies | Fabricated Metal_Process Heat Improved Controls | 36.23% | 2.66% | Nexant egr estimate | 2.283% | IAC-Southeast | 0.89743 | IAC-Southeast | 15
Fabricated Metal | Processes | Heating | Process Heat System Optimization | Process heat system optimization | Fabricated Metal_Process Heat System Optimization | 36.92% | 2.66% | IAC-Southeast | 12.29% | IAC-Southeast | 0.30884 | IAC-Southeast | 2
Fabricated Metal | Processes | Heating | Process Heat Equipment Upgrade | Equipment upgrades to improve operating efficiency | Fabricated Metal_Process Heat Equipment Upgrade | 10% | 10% | NWPC 7th Plan | 22.5% | NWPC 7th Plan | 0.10225 | NWPC 7th Plan | 10
Fabricated Metal | Processes | Industry | Process Other Systems Optimization | Process other system optimization | Fabricated Metal_Process Other Systems Optimization | 6.154% | 46.72% | IAC-Southeast | 7.649% | IAC-Southeast | 0.019083 | IAC-Southeast | 5.3333
Fabricated Metal | Processes | Refrigeration | Process Refrig Controls | Improved process refrigeration control technologies | Fabricated Metal_Process Refrig Controls | 33.75% | 1.303% | Nexant egr estimate | 3.345% | IAC-Southeast | 0.010771 | IAC-Southeast | 15
Fabricated Metal | Processes | Refrigeration | Process Refrig Equipment Upgrade | Equipment upgrades to improve operating efficiency | Fabricated Metal_Process Refrig Equipment Upgrade | 21% | 21% | NWPC 7th Plan | 9.182% | Averaged IAC-Southeast & NWPC | 0.23484 | Averaged IAC-Southeast & NWPC | 10
Food Production | HVAC | Building Envelope | Building Envelope Improvements | Facility envelope improvements to improve thermal efficiency | Food Production_Building Envelope Improvements | 62.3% | 59.61% | IAC-Southeast | 16.86% | IAC-Southeast | 0.1613 | IAC-Southeast | 15
Food Production | HVAC | Equipment | HVAC Equipment Upgrades | Equipment upgrades to improve operating efficiency | Food Production_HVAC Equipment Upgrades | 13.11% | 59.61% | IAC-Southeast | 12.46% | Nexant egr estimates | 0.1245 | Nexant egr estimates | 18
Food Production | HVAC | Optimization | HVAC Recommissioning | Diagnostic evaluation and optimization of facility HVAC system | Food Production_HVAC Recommissioning | 4.918% | 59.61% | IAC-Southeast | 38.32% | IAC-Southeast | 0.080679 | IAC-Southeast | 10
Food Production | HVAC | Controls | HVAC Improved Controls | Improved control technologies such as EMS, thermostats, demand controlled ventilation | Food Production_HVAC Improved Controls | 9.836% | 59.61% | IAC-Southeast | 13.7% | IAC-Southeast | 0.0088366 | IAC-Southeast | 15
Food Production | Lighting | Equipment | Efficient Lighting - High Bay | Efficient high bay lighting fixtures | Food Production_Efficient Lighting - High Bay | 20% | 88.57% | Nexant egr estimate | 48.41% | Nexant egr estimates | 0.21586 | Nexant egr estimates | 13.6667
Food Production | Lighting | Equipment | Efficient Lighting - Other Interior Lighting | Efficient interior lighting | Food Production_Efficient Lighting - Other Interior Lighting | 25% | 88.57% | Nexant egr estimate | 38.99% | Nexant egr estimates | 0.39837 | Nexant egr estimates | 14.4667
Food Production | Lighting | Equipment | Efficient Lighting - Exterior | Efficient exterior lighting | Food Production_Efficient Lighting - Exterior | 15.29% | 15.29% | Nexant egr estimate | 78.74% | Nexant egr estimates | 0.1144 | Nexant egr estimates | 13.6
Food Production | Lighting | Controls | Lighting Controls | Improved control technologies such as time clocks, bi-level fixture controls, photocell controls, and occupancy/vacancy sensors | Food Production_Lighting Controls | 30% | 30% | NWPC 7th Plan | 17.57% | Averaged IAC-Southeast & NWPC | 0.12644 | Averaged IAC-Southeast & NWPC | 10
Food Production | Motors | Compressed Air | Compressed Air System Optimization | Compressed air system improvements | Food Production_Compressed Air System Optimization | 25.94% | 25.94% | NWPC 7th Plan | 10.88% | Averaged IAC-Southeast & NWPC | 0.04962 | Averaged IAC-Southeast & NWPC | 10
Food Production | Motors | Compressed Air | Compressed Air Controls | Improved control technologies for compressed air system | Food Production_Compressed Air Controls | 6.557% | 88.47% | IAC-Southeast | 6.388% | IAC-Southeast | 0.24522 | IAC-Southeast | 12.5
Food Production | Motors | Compressed Air | Compressed Air Equipment | Equipment upgrades to improve operating efficiency | Food Production_Compressed Air Equipment | 8.197% | 88.47% | IAC-Southeast | 9.607% | IAC-Southeast | 0.23044 | IAC-Southeast | 12.5
Food Production | Motors | Equipment | Motor Equipment Upgrades | Equipment upgrades to improve operating efficiency | Food Production_Motor Equipment Upgrades | 42.62% | 88.47% | IAC-Southeast | 2.116% | IAC-Southeast | 0.15835 | IAC-Southeast | 12.3
Food Production | Motors | Controls | Motor Improved Controls | Improved motor control technologies | Food Production_Motor Improved Controls | 32.89% | 32.89% | Nexant egr estimate | 1.792% | IAC-Southeast | 0.063804 | IAC-Southeast | 15
Food Production | Motors | Drives | Motor Optimization | Motor system optimization | Food Production_Motor Optimization | 27% | 27% | NWPC 7th Plan | 15.77% | Averaged IAC-Southeast & NWPC | 0.12852 | Averaged IAC-Southeast & NWPC | 11
Food Production | Motors | Fans | Fan Improved Controls | Improved fan control technologies | Food Production_Fan Improved Controls | 33.8% | 33.8% | Nexant egr estimate | 15.88% | IAC-Southeast | 0.024602 | IAC-Southeast | 15
Food Production | Motors | Fans | Fan Equipment Upgrades | Equipment upgrades to improve operating efficiency | Food Production_Fan Equipment Upgrades | 75.1% | 75.1% | Nexant egr estimate | 4.463% | Averaged IAC-Southeast & NWPC | 0.21615 | Averaged IAC-Southeast & NWPC | 10
Food Production | Motors | Pumps | Pump Improved Controls | Improved pump control technologies | Food Production_Pump Improved Controls | 33.17% | 33.17% | Nexant egr estimate | 1.792% | IAC-Southeast | 0.063804 | IAC-Southeast | 15
Food Production | Motors | Pumps | Pump System Optimization | Pump system optimization | Food Production_Pump System Optimization | 4.918% | 88.47% | IAC-Southeast | 0.6133% | IAC-Southeast | 0.055412 | IAC-Southeast | 10
Food Production | Motors | Pumps | Pump Equipment Upgrade | Equipment upgrades to improve operating efficiency | Food Production_Pump Equipment Upgrade | 73.72% | 73.72% | Nexant egr estimate | 3.913% | Averaged IAC-Southeast & NWPC | 0.29703 | Averaged IAC-Southeast & NWPC | 10
Food Production | Processes | Misc | Plant Energy Management | Facility control technologies and optimization to improve energy efficiency | Food Production_Plant Energy Management | 24.68% | 24.68% | Nexant egr estimate | 31% | NWPC 7th Plan | 0.12074 | NWPC 7th Plan | 10.5
Food Production | Processes | Heating | Process Heat Improved Controls | Improved process heat control technologies | Food Production_Process Heat Improved Controls | 33.73% | 5.963% | Nexant egr estimate | 2.283% | IAC-Southeast | 0.89743 | IAC-Southeast | 15
Food Production | Processes | Heating | Process Heat System Optimization | Process heat system optimization | Food Production_Process Heat System Optimization | 42.62% | 5.963% | IAC-Southeast | 29.43% | IAC-Southeast | 1.7306 | IAC-Southeast | 2
Food Production | Processes | Industry | Process Other Systems Optimization | Process other system optimization | Food Production_Process Other Systems Optimization | 27.36% | 20.23% | Nexant egr estimate | 12% | IAC-Southeast | 0.023178 | IAC-Southeast | 5.3333
Food Production | Processes | Refrigeration | Process Refrig System Optimization | Process refrigeration system optimization | Food Production_Process Refrig System Optimization | 44% | 10.67% | Nexant egr estimate | 23.65% | Averaged IAC-Southeast & NWPC | 0.20969 | Averaged IAC-Southeast & NWPC | 4.6667
Food Production | Processes | Refrigeration | Process Refrig Controls | Improved process refrigeration control technologies | Food Production_Process Refrig Controls | 35.16% | 10.67% | Nexant egr estimate | 0.5859% | IAC-Southeast | 0.44366 | IAC-Southeast | 15
Food Production | Processes | Refrigeration | Process Refrig Equipment Upgrade | Equipment upgrades to improve operating efficiency | Food Production_Process Refrig Equipment Upgrade | 21% | 21% | NWPC 7th Plan | 2.408% | Averaged IAC-Southeast & NWPC | 0.18383 | Averaged IAC-Southeast & NWPC | 10
Industrial Machinery | HVAC | Building Envelope | Building Envelope Improvements | Facility envelope improvements to improve thermal efficiency | Industrial Machinery_Building Envelope Improvements | 32.76% | 41.64% | IAC-Southeast | 16.45% | IAC-Southeast | 0.10052 | IAC-Southeast | 15
Industrial Machinery | HVAC | Equipment | HVAC Equipment Upgrades | Equipment upgrades to improve operating efficiency | Industrial Machinery_HVAC Equipment Upgrades | 13.79% | 41.64% | IAC-Southeast | 33.97% | IAC-Southeast | 0.15738 | IAC-Southeast | 18
Industrial Machinery | HVAC | Optimization | HVAC Recommissioning | Diagnostic evaluation and optimization of facility HVAC system | Industrial Machinery_HVAC Recommissioning | 1.724% | 41.64% | IAC-Southeast | 2.992% | IAC-Southeast | 2.4322 | IAC-Southeast | 10
Industrial Machinery | HVAC | Controls | HVAC Improved Controls | Improved control technologies such as EMS, thermostats, demand controlled ventilation | Industrial Machinery_HVAC Improved Controls | 33.42% | 41.64% | Nexant egr estimate | 47.67% | IAC-Southeast | 0.074465 | IAC-Southeast | 15
Industrial Machinery | Lighting | Equipment | Efficient Lighting - High Bay | Efficient high bay lighting fixtures | Industrial Machinery_Efficient Lighting - High Bay | 20% | 81.57% | Nexant egr estimate (taken from other segments) | 48.41% | Nexant egr estimates | 0.21586 | Nexant egr estimates | 13.6667
Industrial Machinery | Lighting | Equipment | Efficient Lighting - Other Interior Lighting | Efficient interior lighting | Industrial Machinery_Efficient Lighting - Other Interior Lighting | 25% | 81.57% | Nexant egr estimate (taken from other segments) | 38.99% | Nexant egr estimates | 0.39837 | Nexant egr estimates | 14.4667
Industrial Machinery | Lighting | Equipment | Efficient Lighting - Exterior | Efficient exterior lighting | Industrial Machinery_Efficient Lighting - Exterior | 15.29% | 15.29% | Nexant egr estimate (taken from other segments) | 78.74% | Nexant egr estimates | 0.1144 | Nexant egr estimates | 13.6
Industrial Machinery | Lighting | Controls | Lighting Controls | Improved control technologies such as time clocks, bi-level fixture controls, photocell controls, and occupancy/vacancy sensors | Industrial Machinery_Lighting Controls | 30% | 30% | NWPC 7th Plan | 15.86% | Averaged IAC-Southeast & NWPC | 0.21441 | Averaged IAC-Southeast & NWPC | 10
Industrial Machinery | Motors | Compressed Air | Compressed Air System Optimization | Compressed air system improvements | Industrial Machinery_Compressed Air System Optimization | 25.94% | 25.94% | NWPC 7th Plan | 11.86% | Averaged IAC-Southeast & NWPC | 0.054377 | Averaged IAC-Southeast & NWPC | 10
Industrial Machinery | Motors | Compressed Air | Compressed Air Controls | Improved control technologies for compressed air system | Industrial Machinery_Compressed Air Controls | 6.897% | 75.11% | IAC-Southeast | 10.1% | IAC-Southeast | 0.022003 | IAC-Southeast | 12.5
Industrial Machinery | Motors | Compressed Air | Compressed Air Equipment | Equipment upgrades to improve operating efficiency | Industrial Machinery_Compressed Air Equipment | 46.11% | 75.11% | Nexant egr estimate | 9.641% | IAC-Southeast | 0.054757 | IAC-Southeast | 12.5
Industrial Machinery | Motors | Equipment | Motor Equipment Upgrades | Equipment upgrades to improve operating efficiency | Industrial Machinery_Motor Equipment Upgrades | 13.42% | 13.42% | NWPC 7th Plan | 1.157% | Averaged IAC-Southeast & NWPC | 0.25026 | Averaged IAC-Southeast & NWPC | 10
Industrial Machinery | Motors | Controls | Motor Improved Controls | Improved motor control technologies | Industrial Machinery_Motor Improved Controls | 33.71% | 33.71% | Nexant egr estimate | 1.792% | IAC-Southeast | 0.063804 | IAC-Southeast | 15
Industrial Machinery | Motors | Drives | Motor Optimization | Motor system optimization | Industrial Machinery_Motor Optimization | 13.79% | 75.11% | IAC-Southeast | 1.764% | IAC-Southeast | 0.1474 | IAC-Southeast | 10
Industrial Machinery | Motors | Fans | Fan Improved Controls | Improved fan control technologies | Industrial Machinery_Fan Improved Controls | 34.37% | 34.37% | Nexant egr estimate | 15.88% | IAC-Southeast | 0.024602 | IAC-Southeast | 15
Industrial Machinery | Motors | Fans | Fan System Optimization | Fan system optimization | Industrial Machinery_Fan System Optimization | 3.448% | 75.11% | IAC-Southeast | 15.16% | IAC-Southeast | 0.080414 | IAC-Southeast | 10
Industrial Machinery | Motors | Fans | Fan Equipment Upgrades | Equipment upgrades to improve operating efficiency | Industrial Machinery_Fan Equipment Upgrades | 76.37% | 76.37% | Nexant egr estimate | 0.1897% | IAC-Southeast | 0.19064 | IAC-Southeast | 15
Industrial Machinery | Motors | Pumps | Pump Improved Controls | Improved pump control technologies | Industrial Machinery_Pump Improved Controls | 33.99% | 33.99% | Nexant egr estimate | 1.792% | IAC-Southeast | 0.063804 | IAC-Southeast | 15
Industrial Machinery | Motors | Pumps | Pump System Optimization | Pump system optimization | Industrial Machinery_Pump System Optimization | 31.01% | 31.01% | NWPC 7th Plan | 5.167% | Averaged IAC-Southeast & NWPC | 0.0095686 | Averaged IAC-Southeast & NWPC | 10
Industrial Machinery | Motors | Pumps | Pump Equipment Upgrade | Equipment upgrades to improve operating efficiency | Industrial Machinery_Pump Equipment Upgrade | 75.53% | 75.53% | Nexant egr estimate | 0.1897% | IAC-Southeast | 0.19064 | IAC-Southeast | 15
Industrial Machinery | Processes | Misc | Plant Energy Management | Facility control technologies and optimization to improve energy efficiency | Industrial Machinery_Plant Energy Management | 22% | 22% | Nexant egr estimate | 50% | NWPC 7th Plan | 0.21831 | NWPC 7th Plan | 10.5
Industrial Machinery | Processes | Heating | Process Heat Improved Controls | Improved process heat control technologies | Industrial Machinery_Process Heat Improved Controls | 36.23% | 12.32% | Nexant egr estimate | 12.07% | IAC-Southeast | 0.95106 | IAC-Southeast | 15
Industrial Machinery | Processes | Heating | Process Heat System Optimization | Process heat system optimization | Industrial Machinery_Process Heat System Optimization | 69.78% | 12.32% | Nexant egr estimate | 17.63% | IAC-Southeast | 0.26282 | IAC-Southeast | 2
Industrial Machinery | Processes | Heating | Process Heat Equipment Upgrade | Equipment upgrades to improve operating efficiency | Industrial Machinery_Process Heat Equipment Upgrade | 10% | 10% | NWPC 7th Plan | 45% | NWPC 7th Plan | 0.10225 | NWPC 7th Plan | 10
Industrial Machinery | Processes | Refrigeration | Process Refrig Controls | Improved process refrigeration control technologies | Industrial Machinery_Process Refrig Controls | 33.75% | 33.75% | Nexant egr estimate | 6% | IAC-Southeast | 0.88 | IAC-Southeast | 15
Industrial Machinery | Processes | Refrigeration | Process Refrig Equipment Upgrade | Equipment upgrades to improve operating efficiency | Industrial Machinery_Process Refrig Equipment Upgrade | 21% | 21% | NWPC 7th Plan | 2% | NWPC 7th Plan | 0.23691 | NWPC 7th Plan | 20
Lumber, Wood Products | HVAC | Equipment | HVAC Equipment Upgrades | Equipment upgrades to improve operating efficiency | Lumber, Wood Products_HVAC Equipment Upgrades | 12.19% | 8.664% | Nexant egr estimate | 12.46% | Nexant egr estimates | 0.1245 | Nexant egr estimates | 18
Lumber, Wood Products | HVAC | Controls | HVAC Improved Controls | Improved control technologies such as EMS, thermostats, demand controlled ventilation | Lumber, Wood Products_HVAC Improved Controls | 11.63% | 88.93% | IAC-Southeast | 19.64% | IAC-Southeast | 0.005899 | IAC-Southeast | 15
Lumber, Wood Products | Lighting | Equipment | Efficient Lighting - High Bay | Efficient high bay lighting fixtures | Lumber, Wood Products_Efficient Lighting - High Bay | 20% | 20% | Nexant egr estimate | 48.41% | Nexant egr estimates | 0.21586 | Nexant egr estimates | 13.6667
Lumber, Wood Products | Lighting | Equipment | Efficient Lighting - Other Interior Lighting | Efficient interior lighting | Lumber, Wood Products_Efficient Lighting - Other Interior Lighting | 25% | 66.4% | Nexant egr estimate | 38.99% | Nexant egr estimates | 0.39837 | Nexant egr estimates | 14.4667
Lumber, Wood Products | Lighting | Equipment | Efficient Lighting - Exterior | Efficient exterior lighting | Lumber, Wood Products_Efficient Lighting - Exterior | 15.29% | 15.29% | Nexant egr estimate | 78.74% | Nexant egr estimates | 0.1144 | Nexant egr estimates | 13.6
Lumber, Wood Products | Lighting | Controls | Lighting Controls | Improved control technologies such as time clocks, bi-level fixture controls, photocell controls, and occupancy/vacancy sensors | Lumber, Wood Products_Lighting Controls | 30% | 30% | NWPC 7th Plan | 16.31% | Averaged IAC-Southeast & NWPC | 0.17379 | Averaged IAC-Southeast & NWPC | 10
Lumber, Wood Products | Motors | Compressed Air | Compressed Air System Optimization | Compressed air system improvements | Lumber, Wood Products_Compressed Air System Optimization | 25.94% | 25.94% | NWPC 7th Plan | 10.59% | Averaged IAC-Southeast & NWPC | 0.048663 | Averaged IAC-Southeast & NWPC | 10
Lumber, Wood Products | Motors | Compressed Air | Compressed Air Controls | Improved control technologies for compressed air system | Lumber, Wood Products_Compressed Air Controls | 16.28% | 88.93% | IAC-Southeast | 2.194% | IAC-Southeast | 0.061659 | IAC-Southeast | 12.5
Lumber, Wood Products | Motors | Compressed Air | Compressed Air Equipment | Equipment upgrades to improve operating efficiency | Lumber, Wood Products_Compressed Air Equipment | 4.651% | 88.93% | IAC-Southeast | 1.533% | IAC-Southeast | 0.045093 | IAC-Southeast | 12.5
Lumber, Wood Products | Motors | Equipment | Motor Equipment Upgrades | Equipment upgrades to improve operating efficiency | Lumber, Wood Products_Motor Equipment Upgrades | 62.79% | 88.93% | IAC-Southeast | 1.062% | IAC-Southeast | 0.050228 | IAC-Southeast | 12.3
Lumber, Wood Products | Motors | Controls | Motor Improved Controls | Improved motor control technologies | Lumber, Wood Products_Motor Improved Controls | 2.326% | 88.93% | IAC-Southeast | 0.1738% | IAC-Southeast | 0.010929 | IAC-Southeast | 15
Lumber, Wood Products | Motors | Drives | Motor Optimization | Motor system optimization | Lumber, Wood Products_Motor Optimization | 27% | 27% | NWPC 7th Plan | 17.46% | Averaged IAC-Southeast & NWPC | 0.11167 | Averaged IAC-Southeast & NWPC | 11
Lumber, Wood Products | Motors | Fans | Fan Improved Controls | Improved fan control technologies | Lumber, Wood Products_Fan Improved Controls | 34.43% | 34.43% | Nexant egr estimate | 15.88% | IAC-Southeast | 0.024602 | IAC-Southeast | 15
Lumber, Wood Products | Motors | Fans | Fan System Optimization | Fan system optimization | Lumber, Wood Products_Fan System Optimization | 30.2% | 88.93% | Nexant egr estimate | 20.43% | IAC-Southeast | 0.03506 | IAC-Southeast | 10
Lumber, Wood Products | Motors | Fans | Fan Equipment Upgrades | Equipment upgrades to improve operating efficiency | Lumber, Wood Products_Fan Equipment Upgrades | 30.23% | 30.23% | Nexant egr estimate | 19.44% | Averaged IAC-Southeast & NWPC | 0.17731 | Averaged IAC-Southeast & NWPC | 10
Lumber, Wood Products | Motors | Pumps | Pump Improved Controls | Improved pump control technologies | Lumber, Wood Products_Pump Improved Controls | 32.49% | 32.49% | Nexant egr estimate | 1.792% | IAC-Southeast | 0.063804 | IAC-Southeast | 15
Lumber, Wood Products | Motors | Pumps | Pump System Optimization | Pump system optimization | Lumber, Wood Products_Pump System Optimization | 15.43% | 15.43% | NWPC 7th Plan | 25.32% | Averaged IAC-Southeast & NWPC | 0.17892 | Averaged IAC-Southeast & NWPC | 12
Lumber, Wood Products | Motors | Pumps | Pump Equipment Upgrade | Equipment upgrades to improve operating efficiency | Lumber, Wood Products_Pump Equipment Upgrade | 52.88% | 52.88% | Nexant egr estimate | 5.582% | Averaged IAC-Southeast & NWPC | 0.2677 | Averaged IAC-Southeast & NWPC | 10
Lumber, Wood Products | Processes | Misc | Plant Energy Management | Facility control technologies and optimization to improve energy efficiency | Lumber, Wood Products_Plant Energy Management | 24.68% | 24.68% | Nexant egr estimate | 31% | NWPC 7th Plan | 0.12074 | NWPC 7th Plan | 10.5
Lumber, Wood Products | Processes | Heating | Process Heat Improved Controls | Improved process heat control technologies | Lumber, Wood Products_Process Heat Improved Controls | 32.94% | 1.816% | Nexant egr estimate | 2.283% | IAC-Southeast | 0.89743 | IAC-Southeast | 15
Lumber, Wood Products | Processes | Heating | Process Heat System Optimization | Process heat system optimization | Lumber, Wood Products_Process Heat System Optimization | 63.43% | 1.816% | Nexant egr estimate | 16.1% | IAC-Southeast | 0.15479 | IAC-Southeast | 2
Lumber, Wood Products | Processes | Industry | Process Other Systems Optimization | Process other system optimization | Lumber, Wood Products_Process Other Systems Optimization | 27.36% | 27.36% | Nexant egr estimate | 12% | IAC-Southeast | 0.023178 | IAC-Southeast | 5.3333
Lumber, Wood Products | Processes | Refrigeration | Process Refrig Controls | Improved process refrigeration control technologies | Lumber, Wood Products_Process Refrig Controls | 32.34% | 32.34% | Nexant egr estimate | 6% | IAC-Southeast | 0.88 | IAC-Southeast | 15
Lumber, Wood Products | Processes | Refrigeration | Process Refrig Equipment Upgrade | Equipment upgrades to improve operating efficiency | Lumber, Wood Products_Process Refrig Equipment Upgrade | 21% | 21% | NWPC 7th Plan | 10.03% | Averaged IAC-Southeast & NWPC | 0.25761 | Averaged IAC-Southeast & NWPC | 10
Miscellaneous Manufacturing | HVAC | Building Envelope | Building Envelope Improvements | Facility envelope improvements to improve thermal efficiency | Miscellaneous Manufacturing_Building Envelope Improvements | 66.67% | 91.99% | IAC-Southeast | 15.8% | IAC-Southeast | 0.099832 | IAC-Southeast | 15
Miscellaneous Manufacturing | HVAC | Equipment | HVAC Equipment Upgrades | Equipment upgrades to improve operating efficiency | Miscellaneous Manufacturing_HVAC Equipment Upgrades | 33.33% | 91.99% | IAC-Southeast | 21.52% | IAC-Southeast | 0.32494 | IAC-Southeast | 18
Miscellaneous Manufacturing | HVAC | Controls | HVAC Improved Controls | Improved control technologies such as EMS, thermostats, demand controlled ventilation | Miscellaneous Manufacturing_HVAC Improved Controls | 22.22% | 91.99% | IAC-Southeast | 5.604% | IAC-Southeast | 0.0062388 | IAC-Southeast | 15
Miscellaneous Manufacturing | Lighting | Equipment | Efficient Lighting - High Bay | Efficient high bay lighting fixtures | Miscellaneous Manufacturing_Efficient Lighting - High Bay | 20% | 20% | Nexant egr estimate | 48.41% | Nexant egr estimates | 0.21586 | Nexant egr estimates | 13.6667
Miscellaneous Manufacturing | Lighting | Equipment | Efficient Lighting - Other Interior Lighting | Efficient interior lighting | Miscellaneous Manufacturing_Efficient Lighting - Other Interior Lighting | 25% | 25% | Nexant egr estimate | 38.99% | Nexant egr estimates | 0.39837 | Nexant egr estimates | 14.4667
Miscellaneous Manufacturing | Lighting | Equipment | Efficient Lighting - Exterior | Efficient exterior lighting | Miscellaneous Manufacturing_Efficient Lighting - Exterior | 15.29% | 15.29% | Nexant egr estimate | 78.74% | Nexant egr estimates | 0.1144 | Nexant egr estimates | 13.6
Miscellaneous Manufacturing | Lighting | Controls | Lighting Controls | Improved control technologies such as time clocks, bi-level fixture controls, photocell controls, and occupancy/vacancy sensors | Miscellaneous Manufacturing_Lighting Controls | 30% | 30% | NWPC 7th Plan | 23.03% | Averaged IAC-Southeast & NWPC | 0.11289 | Averaged IAC-Southeast & NWPC | 10
Miscellaneous Manufacturing | Motors | Compressed Air | Compressed Air System Optimization | Compressed air system improvements | Miscellaneous Manufacturing_Compressed Air System Optimization | 25.94% | 25.94% | NWPC 7th Plan | 10.62% | Averaged IAC-Southeast & NWPC | 0.073925 | Averaged IAC-Southeast & NWPC | 10
Miscellaneous Manufacturing | Motors | Compressed Air | Compressed Air Controls | Improved control technologies for compressed air system | Miscellaneous Manufacturing_Compressed Air Controls | 11.11% | 52.89% | IAC-Southeast | 4.63% | IAC-Southeast | 0.0064988 | IAC-Southeast | 12.5
Miscellaneous Manufacturing | Motors | Compressed Air | Compressed Air Equipment | Equipment upgrades to improve operating efficiency | Miscellaneous Manufacturing_Compressed Air Equipment | 33.33% | 52.89% | IAC-Southeast | 3.02% | IAC-Southeast | 0.014415 | IAC-Southeast | 15
Miscellaneous Manufacturing | Motors | Equipment | Motor Equipment Upgrades | Equipment upgrades to improve operating efficiency | Miscellaneous Manufacturing_Motor Equipment Upgrades | 21% | 21% | NWPC 7th Plan | 2.863% | Averaged IAC-Southeast & NWPC | 0.21761 | Averaged IAC-Southeast & NWPC | 10
Miscellaneous Manufacturing | Motors | Controls | Motor Improved Controls | Improved motor control technologies | Miscellaneous Manufacturing_Motor Improved Controls | 33.71% | 33.71% | Nexant egr estimate | 1.792% | IAC-Southeast | 0.063804 | IAC-Southeast | 15
Miscellaneous Manufacturing | Motors | Drives | Motor Optimization | Motor system optimization | Miscellaneous Manufacturing_Motor Optimization | 53.47% | 53.47% | NWPC 7th Plan | 2.885% | Averaged IAC-Southeast & NWPC | 0.61947 | Averaged IAC-Southeast & NWPC | 10
Miscellaneous Manufacturing | Motors | Fans | Fan Improved Controls | Improved fan control technologies | Miscellaneous Manufacturing_Fan Improved Controls | 34.37% | 34.37% | Nexant egr estimate | 15.88% | IAC-Southeast | 0.024602 | IAC-Southeast | 15
Miscellaneous Manufacturing | Motors | Fans | Fan Equipment Upgrades | Equipment upgrades to improve operating efficiency | Miscellaneous Manufacturing_Fan Equipment Upgrades | 76.37% | 76.37% | Nexant egr estimate | 3.425% | Averaged IAC-Southeast & NWPC | 0.1824 | Averaged IAC-Southeast & NWPC | 10
Miscellaneous Manufacturing | Motors | Pumps | Pump Improved Controls | Improved pump control technologies | Miscellaneous Manufacturing_Pump Improved Controls | 33.99% | 33.99% | Nexant egr estimate | 1.792% | IAC-Southeast | 0.063804 | IAC-Southeast | 15
Miscellaneous Manufacturing | Motors | Pumps | Pump System Optimization | Pump system optimization | Miscellaneous Manufacturing_Pump System Optimization | 23.22% | 23.22% | Nexant egr estimate | 28.75% | NWPC 7th Plan | 0.14064 | NWPC 7th Plan | 11
Miscellaneous Manufacturing | Motors | Pumps | Pump Equipment Upgrade | Equipment upgrades to improve operating efficiency | Miscellaneous Manufacturing_Pump Equipment Upgrade | 54.55% | 54.55% | Nexant egr estimate | 12.43% | IAC-Southeast | 0.13315 | IAC-Southeast | 12.5
Miscellaneous Manufacturing | Processes | Misc | Plant Energy Management | Facility control technologies and optimization to improve energy efficiency | Miscellaneous Manufacturing_Plant Energy Management | 27.36% | 27.36% | Nexant egr estimate | 12% | NWPC 7th Plan | 0.023178 | NWPC 7th Plan | 10.5
Miscellaneous Manufacturing | Processes | Heating | Process Heat Improved Controls | Improved process heat control technologies | Miscellaneous Manufacturing_Process Heat Improved Controls | 36.23% | 36.23% | Nexant egr estimate | 2.283% | IAC-Southeast | 0.89743 | IAC-Southeast | 15
Miscellaneous Manufacturing | Processes | Heating | Process Heat System Optimization | Process heat system optimization | Miscellaneous Manufacturing_Process Heat System Optimization | 69.78% | 2.645% | Nexant egr estimate | 16.1% | IAC-Southeast | 0.15479 | IAC-Southeast | 2
Miscellaneous Manufacturing | Processes | Industry | Process Other Systems Optimization | Process other system optimization | Miscellaneous Manufacturing_Process Other Systems Optimization | 27.36% | 17.59% | Nexant egr estimate | 12% | IAC-Southeast | 0.023178 | IAC-Southeast | 5.3333
Miscellaneous Manufacturing | Processes | Refrigeration | Process Refrig System Optimization | Process refrigeration system optimization | Miscellaneous Manufacturing_Process Refrig System Optimization | 39.01% | 39.01% | NWPC 7th Plan | 25.61% | NWPC 7th Plan | 0.31847 | NWPC 7th Plan | 4.6667
Miscellaneous Manufacturing | Processes | Refrigeration | Process Refrig Controls | Improved process refrigeration control technologies | Miscellaneous Manufacturing_Process Refrig Controls | 33.75% | 33.75% | Nexant egr estimate | 6% | IAC-Southeast | 0.88 | IAC-Southeast | 15
Miscellaneous Manufacturing | Processes | Refrigeration | Process Refrig Equipment Upgrade | Equipment upgrades to improve operating efficiency | Miscellaneous Manufacturing_Process Refrig Equipment Upgrade | 21% | 21% | NWPC 7th Plan | 2% | NWPC 7th Plan | 0.23691 | NWPC 7th Plan | 20
Petroleum Refining | HVAC | Equipment | HVAC Equipment Upgrades | Equipment upgrades to improve operating efficiency | Petroleum Refining_HVAC Equipment Upgrades | 33.33% | 40.97% | IAC-Southeast | 12.46% | Nexant egr estimates | 0.1245 | Nexant egr estimates | 18
Petroleum Refining | HVAC | Controls | HVAC Improved Controls | Improved control technologies such as EMS, thermostats, demand controlled ventilation | Petroleum Refining_HVAC Improved Controls | 33.33% | 40.97% | IAC-Southeast | 16.82% | IAC-Southeast | 0.040457 | IAC-Southeast | 15
Petroleum Refining | Lighting | Equipment | Efficient Lighting - High Bay | Efficient high bay lighting fixtures | Petroleum Refining_Efficient Lighting - High Bay | 20% | 20% | Nexant egr estimate | 48.41% | Nexant egr estimates | 0.21586 | Nexant egr estimates | 13.6667
Petroleum Refining | Lighting | Equipment | Efficient Lighting - Other Interior Lighting | Efficient interior lighting | Petroleum Refining_Efficient Lighting - Other Interior Lighting | 25% | 100% | Nexant egr estimate | 38.99% | Nexant egr estimates | 0.39837 | Nexant egr estimates | 14.4667
Petroleum Refining | Lighting | Equipment | Efficient Lighting - Exterior | Efficient exterior lighting | Petroleum Refining_Efficient Lighting - Exterior | 15.29% | 15.29% | Nexant egr estimate | 78.74% | Nexant egr estimates | 0.1144 | Nexant egr estimates | 13.6
Petroleum Refining | Lighting | Controls | Lighting Controls | Improved control technologies such as time clocks, bi-level fixture controls, photocell controls, and occupancy/vacancy sensors | Petroleum Refining_Lighting Controls | 30% | 30% | NWPC 7th Plan | 28% | NWPC 7th Plan | 0.213 | NWPC 7th Plan | 10
Petroleum Refining | Motors | Compressed Air | Compressed Air System Optimization | Compressed air system improvements | Petroleum Refining_Compressed Air System Optimization | 25.94% | 25.94% | NWPC 7th Plan | 11.33% | Averaged IAC-Southeast & NWPC | 0.050048 | Averaged IAC-Southeast & NWPC | 10
Petroleum Refining | Motors | Compressed Air | Compressed Air Controls | Improved control technologies for compressed air system | Petroleum Refining_Compressed Air Controls | 17.55% | 17.55% | Nexant egr estimate | 23.7% | 2011/12 PacifiCorp Mkt Characterization Report | 0.41535 | 2011/12 PacifiCorp Mkt Characterization Report | 10
Petroleum Refining | Motors | Compressed Air | Compressed Air Equipment | Equipment upgrades to improve operating efficiency | Petroleum Refining_Compressed Air Equipment | 17.1% | 17.1% | NWPC 7th Plan | 35% | NWPC 7th Plan | 0.18383 | NWPC 7th Plan | 10
Petroleum Refining | Motors | Equipment | Motor Equipment Upgrades | Equipment upgrades to improve operating efficiency | Petroleum Refining_Motor Equipment Upgrades | 35.92% | 35.92% | Nexant egr estimate | 4.051% | IAC-Southeast | 0.32714 | IAC-Southeast | 12.3
Petroleum Refining | Motors | Drives | Motor Optimization | Motor system optimization | Petroleum Refining_Motor Optimization | 27% | 27% | NWPC 7th Plan | 29% | NWPC 7th Plan | 0.13631 | NWPC 7th Plan | 11
Petroleum Refining | Motors | Fans | Fan System Optimization | Fan system optimization | Petroleum Refining_Fan System Optimization | 29.82% | 29.82% | Nexant egr estimate | 20.43% | IAC-Southeast | 0.03506 | IAC-Southeast | 10
Petroleum Refining | Motors | Fans | Fan Equipment Upgrades | Equipment upgrades to improve operating efficiency | Petroleum Refining_Fan Equipment Upgrades | 21% | 21% | NWPC 7th Plan | 2% | NWPC 7th Plan | 0.23691 | NWPC 7th Plan | 10
Petroleum Refining | Motors | Pumps | Pump Equipment Upgrade | Equipment upgrades to improve operating efficiency | Petroleum Refining_Pump Equipment Upgrade | 78.55% | 78.55% | Nexant egr estimate | 1.776% | Averaged IAC-Southeast & NWPC | 0.46463 | Averaged IAC-Southeast & NWPC | 10
Petroleum Refining | Processes | Misc | Plant Energy Management | Facility control technologies and optimization to improve energy efficiency | Petroleum Refining_Plant Energy Management | 27.36% | 27.36% | Nexant egr estimate | 12% | NWPC 7th Plan | 0.023178 | NWPC 7th Plan | 10.5
Petroleum Refining | Processes | Heating | Process Heat Improved Controls | Improved process heat control technologies | Petroleum Refining_Process Heat Improved Controls | 33.33% | 33.33% | IAC-Southeast | 2.283% | IAC-Southeast | 0.89743 | IAC-Southeast | 15
Petroleum Refining | Processes | Heating | Process Heat System Optimization | Process heat system optimization | Petroleum Refining_Process Heat System Optimization | 66.67% | 66.67% | IAC-Southeast | 17.45% | IAC-Southeast | 0.066327 | IAC-Southeast | 2
Petroleum Refining | Processes | Industry | Process Other Systems Optimization | Process other system optimization | Petroleum Refining_Process Other Systems Optimization | 27.36% | 27.36% | Nexant egr estimate | 12% | IAC-Southeast | 0.023178 | IAC-Southeast | 5.3333
Petroleum Refining | Processes | Refrigeration | Process Refrig Controls | Improved process refrigeration control technologies | Petroleum Refining_Process Refrig Controls | 33.75% | 33.75% | Nexant egr estimate | 6% | IAC-Southeast | 0.88 | IAC-Southeast | 15
Petroleum Refining | Processes | Refrigeration | Process Refrig Equipment Upgrade | Equipment upgrades to improve operating efficiency | Petroleum Refining_Process Refrig Equipment Upgrade | 21% | 21% | NWPC 7th Plan | 10.03% | Averaged IAC-Southeast & NWPC | 0.25761 | Averaged IAC-Southeast & NWPC | 10
Primary Metals | HVAC | Building Envelope | Building Envelope Improvements | Facility envelope improvements to improve thermal efficiency | Primary Metals_Building Envelope Improvements | 31.71% | 9.958% | IAC-Southeast | 10.67% | IAC-Southeast | 0.12994 | IAC-Southeast | 15
Primary Metals | HVAC | Equipment | HVAC Equipment Upgrades | Equipment upgrades to improve operating efficiency | Primary Metals_HVAC Equipment Upgrades | 9.756% | 9.958% | IAC-Southeast | 24.15% | IAC-Southeast | 0.23957 | IAC-Southeast | 18
Primary Metals | HVAC | Controls | HVAC Improved Controls | Improved control technologies such as EMS, thermostats, demand controlled ventilation | Primary Metals_HVAC Improved Controls | 12.2% | 9.958% | IAC-Southeast | 1.66% | IAC-Southeast | 0.031159 | IAC-Southeast | 15
Primary Metals | Lighting | Equipment | Efficient Lighting - High Bay | Efficient high bay lighting fixtures | Primary Metals_Efficient Lighting - High Bay | 20% | 41.12% | Nexant egr estimate | 48.41% | Nexant egr estimates | 0.21586 | Nexant egr estimates | 13.6667
Primary Metals | Lighting | Equipment | Efficient Lighting - Other Interior Lighting | Efficient interior lighting | Primary Metals_Efficient Lighting - Other Interior Lighting | 25% | 41.12% | Nexant egr estimate | 38.99% | Nexant egr estimates | 0.39837 | Nexant egr estimates | 14.4667
Primary Metals | Lighting | Equipment | Efficient Lighting - Exterior | Efficient exterior lighting | Primary Metals_Efficient Lighting - Exterior | 15.29% | 15.29% | Nexant egr estimate | 78.74% | Nexant egr estimates | 0.1144 | Nexant egr estimates | 13.6
Primary Metals | Lighting | Controls | Lighting Controls | Improved control technologies such as time clocks, bi-level fixture controls, photocell controls, and occupancy/vacancy sensors | Primary Metals_Lighting Controls | 30% | 30% | NWPC 7th Plan | 25.51% | Averaged IAC-Southeast & NWPC | 0.14699 | Averaged IAC-Southeast & NWPC | 10
Primary Metals | Motors | Compressed Air | Compressed Air System Optimization | Compressed air system improvements | Primary Metals_Compressed Air System Optimization | 25.94% | 25.94% | NWPC 7th Plan | 10.65% | Averaged IAC-Southeast & NWPC | 0.045746 | Averaged IAC-Southeast & NWPC | 10
Primary Metals | Motors | Compressed Air | Compressed Air Controls | Improved control technologies for compressed air system | Primary Metals_Compressed Air Controls | 19.51% | 91.5% | IAC-Southeast | 3.038% | IAC-Southeast | 0.045537 | IAC-Southeast | 12.5
Primary Metals | Motors | Compressed Air | Compressed Air Equipment | Equipment upgrades to improve operating efficiency | Primary Metals_Compressed Air Equipment | 17.07% | 91.5% | IAC-Southeast | 6.3% | IAC-Southeast | 0.12087 | IAC-Southeast | 15
Primary Metals | Motors | Equipment | Motor Equipment Upgrades | Equipment upgrades to improve operating efficiency | Primary Metals_Motor Equipment Upgrades | 7.993% | 7.993% | NWPC 7th Plan | 1.263% | Averaged IAC-Southeast & NWPC | 0.17276 | Averaged IAC-Southeast & NWPC | 10
Primary Metals | Motors | Controls | Motor Improved Controls | Improved motor control technologies | Primary Metals_Motor Improved Controls | 33.35% | 33.35% | Nexant egr estimate | 1.792% | IAC-Southeast | 0.063804 | IAC-Southeast | 15
Primary Metals | Motors | Drives | Motor Optimization | Motor system optimization | Primary Metals_Motor Optimization | 19.51% | 91.5% | IAC-Southeast | 5.31% | IAC-Southeast | 0.061506 | IAC-Southeast | 10
Primary Metals | Motors | Fans | Fan Improved Controls | Improved fan control technologies | Primary Metals_Fan Improved Controls | 33.06% | 33.06% | Nexant egr estimate | 15.88% | IAC-Southeast | 0.024602 | IAC-Southeast | 15
Primary Metals | Motors | Fans | Fan System Optimization | Fan system optimization | Primary Metals_Fan System Optimization | 2.439% | 91.5% | IAC-Southeast | 6.928% | IAC-Southeast | 0.0032552 | IAC-Southeast | 10
Primary Metals | Motors | Fans | Fan Equipment Upgrades | Equipment upgrades to improve operating efficiency | Primary Metals_Fan Equipment Upgrades | 73.47% | 73.47% | Nexant egr estimate | 6.784% | IAC-Southeast | 0.11124 | IAC-Southeast | 15
Primary Metals | Motors | Pumps | Pump Improved Controls | Improved pump control technologies | Primary Metals_Pump Improved Controls | 32.49% | 32.49% | Nexant egr estimate | 1.792% | IAC-Southeast | 0.063804 | IAC-Southeast | 15
Primary Metals | Motors | Pumps | Pump System Optimization | Pump system optimization | Primary Metals_Pump System Optimization | 4.878% | 91.5% | IAC-Southeast | 0.8574% | IAC-Southeast | 0.0083769 | IAC-Southeast | 10
Primary Metals | Motors | Pumps | Pump Equipment Upgrade | Equipment upgrades to improve operating efficiency | Primary Metals_Pump Equipment Upgrade | 72.19% | 72.19% | Nexant egr estimate | 6.784% | IAC-Southeast | 0.11124 | IAC-Southeast | 15
Primary Metals | Processes | Misc | Plant Energy Management | Facility control technologies and optimization to improve energy efficiency | Primary Metals_Plant Energy Management | 27.36% | 27.36% | Nexant egr estimate | 12% | NWPC 7th Plan | 0.023178 | NWPC 7th Plan | 10.5
Primary Metals | Processes | Heating | Process Heat Improved Controls | Improved process heat control technologies | Primary Metals_Process Heat Improved Controls | 34.87% | 11.38% | Nexant egr estimate | 2.283% | IAC-Southeast | 0.89743 | IAC-Southeast | 15
Primary Metals | Processes | Heating | Process Heat System Optimization | Process heat system optimization | Primary Metals_Process Heat System Optimization | 39.02% | 11.38% | IAC-Southeast | 4.223% | IAC-Southeast | 0.1734 | IAC-Southeast | 2
Primary Metals | Processes | Industry | Process Other Systems Optimization | Process other system optimization | Primary Metals_Process Other Systems Optimization | 4.878% | 0.2023% | IAC-Southeast | 14.46% | IAC-Southeast | 0.19278 | IAC-Southeast | 5.3333
Primary Metals | Processes | Refrigeration | Process Refrig System Optimization | Process refrigeration system optimization | Primary Metals_Process Refrig System Optimization | 2.439% | 2.688% | IAC-Southeast | 12.71% | IAC-Southeast | 0.0055642 | IAC-Southeast | 4.6667
Primary Metals | Processes | Refrigeration | Process Refrig Controls | Improved process refrigeration control technologies | Primary Metals_Process Refrig Controls | 33.75% | 33.75% | Nexant egr estimate | 6% | Nexant egr estimate | 0.88 | Nexant egr estimate | 15
Primary Metals | Processes | Refrigeration | Process Refrig Equipment Upgrade | Equipment upgrades to improve operating efficiency | Primary Metals_Process Refrig Equipment Upgrade | 21% | 21% | NWPC 7th Plan | 29.41% | Averaged IAC-Southeast & NWPC | 0.14701 | Averaged IAC-Southeast & NWPC | 10
Pulp & Paper | HVAC | Equipment | HVAC Equipment Upgrades | Equipment upgrades to improve operating efficiency | Pulp & Paper_HVAC Equipment Upgrades | 12.19% | 1.659% | Nexant egr estimate | 12.46% | Nexant egr estimates | 0.1245 | Nexant egr estimates | 18
Pulp & Paper | HVAC | Controls | HVAC Improved Controls | Improved control technologies such as EMS, thermostats, demand controlled ventilation | Pulp & Paper_HVAC Improved Controls | 32.4% | 1.659% | Nexant egr estimate | 15.88% | IAC-Southeast | 0.024602 | IAC-Southeast | 15
Pulp & Paper | Lighting | Equipment | Efficient Lighting - High Bay | Efficient high bay lighting fixtures | Pulp & Paper_Efficient Lighting - High Bay | 20% | 20% | Nexant egr estimate | 48.41% | Nexant egr estimates | 0.21586 | Nexant egr estimates | 13.6667
Pulp & Paper | Lighting | Equipment | Efficient Lighting - Other Interior Lighting | Efficient interior lighting | Pulp & Paper_Efficient Lighting - Other Interior Lighting | 25% | 14.46% | Nexant egr estimate | 38.99% | Nexant egr estimates | 0.39837 | Nexant egr estimates | 14.4667
Pulp & Paper | Lighting | Equipment | Efficient Lighting - Exterior | Efficient exterior lighting | Pulp & Paper_Efficient Lighting - Exterior | 15.29% | 15.29% | Nexant egr estimate | 78.74% | Nexant egr estimates | 0.1144 | Nexant egr estimates | 13.6
Pulp & Paper | Lighting | Controls | Lighting Controls | Improved control technologies such as time clocks, bi-level fixture controls, photocell controls, and occupancy/vacancy sensors | Pulp & Paper_Lighting Controls | 30% | 30% | NWPC 7th Plan | 21.97% | Averaged IAC-Southeast & NWPC | 0.17493 | Averaged IAC-Southeast & NWPC | 10
Pulp & Paper | Motors | Compressed Air | Compressed Air System Optimization | Compressed air system improvements | Pulp & Paper_Compressed Air System Optimization | 25.94% | 25.94% | NWPC 7th Plan | 10.22% | Averaged IAC-Southeast & NWPC | 0.049236 | Averaged IAC-Southeast & NWPC | 10
Pulp & Paper | Motors | Compressed Air | Compressed Air Controls | Improved control technologies for compressed air system | Pulp & Paper_Compressed Air Controls | 9.524% | 67.1% | IAC-Southeast | 0.3126% | IAC-Southeast | 0.023586 | IAC-Southeast | 12.5
Pulp & Paper | Motors | Compressed Air | Compressed Air Equipment | Equipment upgrades to improve operating efficiency | Pulp & Paper_Compressed Air Equipment | 17.1% | 17.1% | Nexant egr estimate | 35% | IAC-Southeast | 0.18383 | IAC-Southeast | 10
Pulp & Paper | Motors | Equipment | Motor Equipment Upgrades | Equipment upgrades to improve operating efficiency | Pulp & Paper_Motor Equipment Upgrades | 38.1% | 67.1% | IAC-Southeast | 3.413% | IAC-Southeast | 0.071484 | IAC-Southeast | 12.3
Pulp & Paper | Motors | Controls | Motor Improved Controls | Improved motor control technologies | Pulp & Paper_Motor Improved Controls | 30.46% | 30.46% | Nexant egr estimate | 1.792% | IAC-Southeast | 0.063804 | IAC-Southeast | 15
Pulp & Paper | Motors | Drives | Motor Optimization | Motor system optimization | Pulp & Paper_Motor Optimization | 19.05% | 67.1% | IAC-Southeast | 4.089% | IAC-Southeast | 0.066199 | IAC-Southeast | 10
Pulp & Paper | Motors | Fans | Fan Improved Controls | Improved fan control technologies | Pulp & Paper_Fan Improved Controls | 30.91% | 67.1% | Nexant egr estimate | 15.88% | IAC-Southeast | 0.024602 | IAC-Southeast | 15
Pulp & Paper | Motors | Fans | Fan Equipment Upgrades | Equipment upgrades to improve operating efficiency | Pulp & Paper_Fan Equipment Upgrades | 29.71% | 29.71% | Nexant egr estimate | 19.41% | IAC-Southeast | 0.25217 | IAC-Southeast | 11.25
Pulp & Paper | Motors | Pumps | Pump Improved Controls | Improved pump control technologies | Pulp & Paper_Pump Improved Controls | 35.14% | 35.14% | Nexant egr estimate | 1.792% | IAC-Southeast | 0.063804 | IAC-Southeast | 15
Pulp & Paper | Motors | Pumps | Pump System Optimization | Pump system optimization | Pulp & Paper_Pump System Optimization | 15.43% | 15.43% | NWPC 7th Plan | 50% | NWPC 7th Plan | 0.28128 | NWPC 7th Plan | 12
Pulp & Paper | Motors | Pumps | Pump Equipment Upgrade | Equipment upgrades to improve operating efficiency | Pulp & Paper_Pump Equipment Upgrade | 55.82% | 55.82% | Nexant egr estimate | 11.33% | IAC-Southeast | 0.33451 | IAC-Southeast | 12.5
Pulp & Paper | Processes | Misc | Plant Energy Management | Facility control technologies and optimization to improve energy efficiency | Pulp & Paper_Plant Energy Management | 24.68% | 24.68% | Nexant egr estimate | 31% | NWPC 7th Plan | 0.12074 | NWPC 7th Plan | 10.5
Pulp & Paper | Processes | Heating | Process Heat Improved Controls | Improved process heat control technologies | Pulp & Paper_Process Heat Improved Controls | 33.16% | 33.16% | Nexant egr estimate | 2.283% | IAC-Southeast | 0.89743 | IAC-Southeast | 15
Pulp & Paper | Processes | Heating | Process Heat System Optimization | Process heat system optimization | Pulp & Paper_Process Heat System Optimization | 38.1% | 7.168% | IAC-Southeast | 15.65% | IAC-Southeast | 0.35576 | IAC-Southeast | 2
Pulp & Paper | Processes | Industry | Process Other Systems Optimization | Process other system optimization | Pulp & Paper_Process Other Systems Optimization | 25.32% | 25.32% | Nexant egr estimate | 0.1679% | Averaged IAC-Southeast & NWPC | 0.12556 | Averaged IAC-Southeast & NWPC | 5.3333
Pulp & Paper | Processes | Industry | Process Other Equipment Upgrades | Equipment upgrades to improve operating efficiency | Pulp & Paper_Process Other Equipment Upgrades | 11.88% | 11.88% | Nexant egr estimate | 32.5% | IAC-Southeast | 0.087478 | IAC-Southeast | 10
Pulp & Paper | Processes | Refrigeration | Process Refrig Controls | Improved process refrigeration control technologies | Pulp & Paper_Process Refrig Controls | 33.75% | 33.75% | Nexant egr estimate | 6% | IAC-Southeast | 0.88 | IAC-Southeast | 15
Pulp & Paper | Processes | Refrigeration | Process Refrig Equipment Upgrade | Equipment upgrades to improve operating efficiency | Pulp & Paper_Process Refrig Equipment Upgrade | 21% | 21% | NWPC 7th Plan | 2% | NWPC 7th Plan | 0.23691 | NWPC 7th Plan | 10
Rubber & Plastics | HVAC | Building Envelope | Building Envelope Improvements | Facility envelope improvements to improve thermal efficiency | Rubber & Plastics_Building Envelope Improvements | 26.42% | 18.28% | IAC-Southeast | 12.43% | IAC-Southeast | 0.15099 | IAC-Southeast | 15
Rubber & Plastics | HVAC | Equipment | HVAC Equipment Upgrades | Equipment upgrades to improve operating efficiency | Rubber & Plastics_HVAC Equipment Upgrades | 11.32% | 18.28% | IAC-Southeast | 42.1% | IAC-Southeast | 0.033424 | IAC-Southeast | 18
Rubber & Plastics | HVAC | Controls | HVAC Improved Controls | Improved control technologies such as EMS, thermostats, demand controlled ventilation | Rubber & Plastics_HVAC Improved Controls | 9.434% | 18.28% | IAC-Southeast | 2.368% | IAC-Southeast | 0.028401 | IAC-Southeast | 15
Rubber & Plastics | Lighting | Equipment | Efficient Lighting - High Bay | Efficient high bay lighting fixtures | Rubber & Plastics_Efficient Lighting - High Bay | 20% | 20% | Nexant egr estimate (taken from other segments) | 48.41% | Nexant egr estimates | 0.21586 | Nexant egr estimates | 13.6667
Rubber & Plastics | Lighting | Equipment | Efficient Lighting - Other Interior Lighting | Efficient interior lighting | Rubber & Plastics_Efficient Lighting - Other Interior Lighting | 25% | 54.93% | Nexant egr estimate (taken from other segments) | 38.99% | Nexant egr estimates | 0.39837 | Nexant egr estimates | 14.4667
Rubber & Plastics | Lighting | Equipment | Efficient Lighting - Exterior | Efficient exterior lighting | Rubber & Plastics_Efficient Lighting - Exterior | 15.29% | 15.29% | Nexant egr estimate (taken from other segments) | 78.74% | Nexant egr estimates | 0.1144 | Nexant egr estimates | 13.6
Rubber & Plastics | Lighting | Controls | Lighting Controls | Improved control technologies such as time clocks, bi-level fixture controls, photocell controls, and occupancy/vacancy sensors | Rubber & Plastics_Lighting Controls | 30% | 30% | NWPC 7th Plan | 16.95% | Averaged IAC-Southeast & NWPC | 0.1528 | Averaged IAC-Southeast & NWPC | 10
Rubber & Plastics | Motors | Compressed Air | Compressed Air System Optimization | Compressed air system improvements | Rubber & Plastics_Compressed Air System Optimization | 25.94% | 25.94% | NWPC 7th Plan | 10.61% | Averaged IAC-Southeast & NWPC | 0.052351 | Averaged IAC-Southeast & NWPC | 10
Rubber & Plastics | Motors | Compressed Air | Compressed Air Controls | Improved control technologies for compressed air system | Rubber & Plastics_Compressed Air Controls | 18.87% | 95.62% | IAC-Southeast | 4.897% | IAC-Southeast | 0.017476 | IAC-Southeast | 12.5
Rubber & Plastics | Motors | Compressed Air | Compressed Air Equipment | Equipment upgrades to improve operating efficiency | Rubber & Plastics_Compressed Air Equipment | 11.32% | 95.62% | IAC-Southeast | 3.373% | IAC-Southeast | 0.15146 | IAC-Southeast | 15
Rubber & Plastics | Motors | Equipment | Motor Equipment Upgrades | Equipment upgrades to improve operating efficiency | Rubber & Plastics_Motor Equipment Upgrades | 21% | 21% | NWPC 7th Plan | 1.555% | Averaged IAC-Southeast & NWPC | 0.15615 | Averaged IAC-Southeast & NWPC | 10
Rubber & Plastics | Motors | Controls | Motor Improved Controls | Improved motor control technologies | Rubber & Plastics_Motor Improved Controls | 33.3% | 33.3% | Nexant egr estimate | 1.792% | IAC-Southeast | 0.063804 | IAC-Southeast | 15
Rubber & Plastics | Motors | Drives | Motor Optimization | Motor system optimization | Rubber & Plastics_Motor Optimization | 26.42% | 95.62% | IAC-Southeast | 1.248% | IAC-Southeast | 0.094927 | IAC-Southeast | 10
Rubber & Plastics | Motors | Fans | Fan Improved Controls | Improved fan control technologies | Rubber & Plastics_Fan Improved Controls | 32.98% | 95.62% | Nexant egr estimate | 15.88% | IAC-Southeast | 0.024602 | IAC-Southeast | 15
Rubber & Plastics | Motors | Fans | Fan System Optimization | Fan system optimization | Rubber & Plastics_Fan System Optimization | 5.66% | 95.62% | IAC-Southeast | 6.214% | IAC-Southeast | 0.15094 | IAC-Southeast | 10
Rubber & Plastics | Motors | Fans | Fan Equipment Upgrades | Equipment upgrades to improve operating efficiency | Rubber & Plastics_Fan Equipment Upgrades | 73.29% | 73.29% | Nexant egr estimate | 2.601% | IAC-Southeast | 0.2127 | IAC-Southeast | 15
Rubber & Plastics | Motors | Pumps | Pump Improved Controls | Improved pump control technologies | Rubber & Plastics_Pump Improved Controls | 34.21% | 34.21% | Nexant egr estimate | 1.792% | IAC-Southeast | 0.063804 | IAC-Southeast | 15
Rubber & Plastics | Motors | Pumps | Pump System Optimization | Pump system optimization | Rubber & Plastics_Pump System Optimization | 11.32% | 95.62% | IAC-Southeast | 0.685% | IAC-Southeast | 0.08597 | IAC-Southeast | 10
Rubber & Plastics | Motors | Pumps | Pump Equipment Upgrade | Equipment upgrades to improve operating efficiency | Rubber & Plastics_Pump Equipment Upgrade | 76.03% | 76.03% | Nexant egr estimate | 2.601% | IAC-Southeast | 0.2127 | IAC-Southeast | 15
Rubber & Plastics | Processes | Heating | Process Heat Improved Controls | Improved process heat control technologies | Rubber & Plastics_Process Heat Improved Controls | 32.94% | 32.94% | Nexant egr estimate | 2.283% | IAC-Southeast | 0.89743 | IAC-Southeast | 15
Rubber & Plastics | Processes | Heating | Process Heat System Optimization | Process heat system optimization | Rubber & Plastics_Process Heat System Optimization | 37.74% | 19.35% | IAC-Southeast | 8.065% | IAC-Southeast | 0.075099 | IAC-Southeast | 2
Rubber & Plastics | Processes | Heating | Process Heat Equipment Upgrade | Equipment upgrades to improve operating efficiency | Rubber & Plastics_Process Heat Equipment Upgrade | 25% | 19.35% | Nexant egr estimate | 75% | State of Ohio TRM | 0.232 | State of Ohio TRM | 5
Rubber & Plastics | Processes | Industry | Process Other Systems Optimization | Process other system optimization | Rubber & Plastics_Process Other Systems Optimization | 7.547% | 11.07% | IAC-Southeast | 17.13% | IAC-Southeast | 0.023612 | IAC-Southeast | 5.3333
Rubber & Plastics | Processes | Refrigeration | Process Refrig System Optimization | Process refrigeration system optimization | Rubber & Plastics_Process Refrig System Optimization | 1.887% | 10.12% | IAC-Southeast | 7.896% | IAC-Southeast | 0.057587 | IAC-Southeast | 4.6667
Rubber & Plastics | Processes | Refrigeration | Process Refrig Controls | Improved process refrigeration control technologies | Rubber & Plastics_Process Refrig Controls | 33.75% | 33.75% | Nexant egr estimate | 6% | Nexant egr estimate | 0.88 | Nexant egr estimate | 15
Rubber & Plastics | Processes | Refrigeration | Process Refrig Equipment Upgrade | Equipment upgrades to improve operating efficiency | Rubber & Plastics_Process Refrig Equipment Upgrade | 21% | 21% | NWPC 7th Plan | 19.99% | Averaged IAC-Southeast & NWPC | 0.16698 | Averaged IAC-Southeast & NWPC | 10
Stone/Clay/Glass/Concrete | HVAC | Building Envelope | Building Envelope Improvements | Facility envelope improvements to improve thermal efficiency | Stone/Clay/Glass/Concrete_Building Envelope Improvements | 20% | 1.319% | IAC-Southeast | 54.44% | IAC-Southeast | 0.15485 | IAC-Southeast | 15
Stone/Clay/Glass/Concrete | HVAC | Equipment | HVAC Equipment Upgrades | Equipment upgrades to improve operating efficiency | Stone/Clay/Glass/Concrete_HVAC Equipment Upgrades | 4% | 1.319% | IAC-Southeast | 12.46% | Nexant egr estimates | 0.1245 | Nexant egr estimates | 18
Stone/Clay/Glass/Concrete | HVAC | Controls | HVAC Improved Controls | Improved control technologies such as EMS, thermostats, demand controlled ventilation | Stone/Clay/Glass/Concrete_HVAC Improved Controls | 8% | 1.319% | IAC-Southeast | 10.25% | IAC-Southeast | 0.040722 | IAC-Southeast | 15
Stone/Clay/Glass/Concrete | Lighting | Equipment | Efficient Lighting - High Bay | Efficient high bay lighting fixtures | Stone/Clay/Glass/Concrete_Efficient Lighting - High Bay | 20% | 20% | Nexant egr estimate | 48.41% | Nexant egr estimates | 0.21586 | Nexant egr estimates | 13.6667
Stone/Clay/Glass/Concrete | Lighting | Equipment | Efficient Lighting - Other Interior Lighting | Efficient interior lighting | Stone/Clay/Glass/Concrete_Efficient Lighting - Other Interior Lighting | 25% | 41.63% | Nexant egr estimate | 38.99% | Nexant egr estimates | 0.39837 | Nexant egr estimates | 14.4667
Stone/Clay/Glass/Concrete | Lighting | Equipment | Efficient Lighting - Exterior | Efficient exterior lighting | Stone/Clay/Glass/Concrete_Efficient Lighting - Exterior | 15.29% | 15.29% | Nexant egr estimate | 78.74% | Nexant egr estimates | 0.1144 | Nexant egr estimates | 13.6
Stone/Clay/Glass/Concrete | Lighting | Controls | Lighting Controls | Improved control technologies such as time clocks, bi-level fixture controls, photocell controls, and occupancy/vacancy sensors | Stone/Clay/Glass/Concrete_Lighting Controls | 30% | 30% | NWPC 7th Plan | 17.43% | Averaged IAC-Southeast & NWPC | 0.14989 | Averaged IAC-Southeast & NWPC | 10
Stone/Clay/Glass/Concrete | Motors | Compressed Air | Compressed Air System Optimization | Compressed air system improvements | Stone/Clay/Glass/Concrete_Compressed Air System Optimization | 25.94% | 25.94% | NWPC 7th Plan | 10.81% | Averaged IAC-Southeast & NWPC | 0.061575 | Averaged IAC-Southeast & NWPC | 10
Stone/Clay/Glass/Concrete | Motors | Compressed Air | Compressed Air Controls | Improved control technologies for compressed air system | Stone/Clay/Glass/Concrete_Compressed Air Controls | 20% | 77.48% | IAC-Southeast | 1.027% | IAC-Southeast | 0.05342 | IAC-Southeast | 12.5
Stone/Clay/Glass/Concrete | Motors | Compressed Air | Compressed Air Equipment | Equipment upgrades to improve operating efficiency | Stone/Clay/Glass/Concrete_Compressed Air Equipment | 12% | 77.48% | IAC-Southeast | 1.973% | IAC-Southeast | 0.22138 | IAC-Southeast | 15
Stone/Clay/Glass/Concrete | Motors | Equipment | Motor Equipment Upgrades | Equipment upgrades to improve operating efficiency | Stone/Clay/Glass/Concrete_Motor Equipment Upgrades | 56% | 77.48% | IAC-Southeast | 1.077% | IAC-Southeast | 0.061216 | IAC-Southeast | 12.3
Stone/Clay/Glass/Concrete | Motors | Controls | Motor Improved Controls | Improved motor control technologies | Stone/Clay/Glass/Concrete_Motor Improved Controls | 33.71% | 33.71% | Nexant egr estimate | 1.792% | IAC-Southeast | 0.063804 | IAC-Southeast | 15
Stone/Clay/Glass/Concrete | Motors | Drives | Motor Optimization | Motor system optimization | Stone/Clay/Glass/Concrete_Motor Optimization | 16% | 77.48% | IAC-Southeast | 3.714% | IAC-Southeast | 0.065314 | IAC-Southeast | 10
Stone/Clay/Glass/Concrete | Motors | Fans | Fan Improved Controls | Improved fan control technologies | Stone/Clay/Glass/Concrete_Fan Improved Controls | 34.37% | 34.37% | Nexant egr estimate | 15.88% | IAC-Southeast | 0.024602 | IAC-Southeast | 15
Stone/Clay/Glass/Concrete | Motors | Fans | Fan Equipment Upgrades | Equipment upgrades to improve operating efficiency | Stone/Clay/Glass/Concrete_Fan Equipment Upgrades | 76.37% | 76.37% | Nexant egr estimate | 3.425% | Averaged IAC-Southeast & NWPC | 0.1824 | Averaged IAC-Southeast & NWPC | 10
Stone/Clay/Glass/Concrete | Motors | Pumps | Pump Improved Controls | Improved pump control technologies | Stone/Clay/Glass/Concrete_Pump Improved Controls | 33.99% | 33.99% | Nexant egr estimate | 1.792% | IAC-Southeast | 0.063804 | IAC-Southeast | 15
Stone/Clay/Glass/Concrete | Motors | Pumps | Pump System Optimization | Pump system optimization | Stone/Clay/Glass/Concrete_Pump System Optimization |  | 77.48% | NWPC 7th Plan | 2.389% | Averaged IAC-Southeast & NWPC | 0.0090771 | Averaged IAC-Southeast & NWPC
Stone/Clay/Glass/Concrete | Motors | Pumps | Pump Equipment Upgrade | Equipment upgrades to improve operating efficiency | Stone/Clay/Glass/Concrete_Pump Equipment Upgrade | 75.53% | 75.53% | Nexant egr estimate | 3.425% | Averaged IAC-Southeast & NWPC | 0.1824 | Averaged IAC-Southeast & NWPC | 10
Stone/Clay/Glass/Concrete | Processes | Misc | Plant Energy Management | Facility control technologies and optimization to improve energy efficiency | Stone/Clay/Glass/Concrete_Plant Energy Management | 27.36% | 27.36% | Nexant egr estimate | 12% | NWPC 7th Plan | 0.023178 | NWPC 7th Plan | 10.5
Stone/Clay/Glass/Concrete | Processes | Heating | Process Heat Improved Controls | Improved process heat control technologies | Stone/Clay/Glass/Concrete_Process Heat Improved Controls | 36.23% | 36.23% | Nexant egr estimate | 2.283% | IAC-Southeast | 0.89743 | IAC-Southeast | 15
Stone/Clay/Glass/Concrete | Processes | Heating | Process Heat System Optimization | Process heat system optimization | Stone/Clay/Glass/Concrete_Process Heat System Optimization | 52% | 1.808% | IAC-Southeast | 26.85% | IAC-Southeast | 0.32569 | IAC-Southeast | 2
Stone/Clay/Glass/Concrete | Processes | Heating | Process Heat Equipment Upgrade | Equipment upgrades to improve operating efficiency | Stone/Clay/Glass/Concrete_Process Heat Equipment Upgrade | 25% | 25% | Nexant egr estimate | 75% | State of Ohio TRM | 0.232 | State of Ohio TRM | 5
Stone/Clay/Glass/Concrete | Processes | Industry | Process Other Systems Optimization | Process other system optimization | Stone/Clay/Glass/Concrete_Process Other Systems Optimization | 27.36% | 27.36% | Nexant egr estimate | 12% | NWPC 7th Plan | 0.023178 | NWPC 7th Plan | 5.3333
Stone/Clay/Glass/Concrete | Processes | Refrigeration | Process Refrig Controls | Improved process refrigeration control technologies | Stone/Clay/Glass/Concrete_Process Refrig Controls | 33.75% | 33.75% | Nexant egr estimate | 6% | IAC-Southeast | 0.88 | IAC-Southeast | 15
Stone/Clay/Glass/Concrete | Processes | Refrigeration | Process Refrig Equipment Upgrade | Equipment upgrades to improve operating efficiency | Stone/Clay/Glass/Concrete_Process Refrig Equipment Upgrade | 21% | 21% | NWPC 7th Plan | 10.03% | Averaged IAC-Southeast & NWPC | 0.25761 | Averaged IAC-Southeast & NWPC | 10
Textiles | HVAC | Building Envelope | Building Envelope Improvements | Facility envelope improvements to improve thermal efficiency | Textiles_Building Envelope Improvements | 18.6% | 19.11% | IAC-Southeast | 7.051% | IAC-Southeast | 0.28165 | IAC-Southeast | 15
Textiles | HVAC | Equipment | HVAC Equipment Upgrades | Equipment upgrades to improve operating efficiency | Textiles_HVAC Equipment Upgrades | 11.63% | 19.11% | IAC-Southeast | 15.11% | IAC-Southeast | 0.12765 | IAC-Southeast | 18
Textiles | HVAC | Optimization | HVAC Recommissioning | Diagnostic evaluation and optimization of facility HVAC system | Textiles_HVAC Recommissioning | 2.326% | 19.11% | IAC-Southeast | 9.207% | IAC-Southeast | 0.059357 | IAC-Southeast | 10
Textiles | HVAC | Controls | HVAC Improved Controls | Improved control technologies such as EMS, thermostats, demand controlled ventilation | Textiles_HVAC Improved Controls | 6.977% | 19.11% | IAC-Southeast | 13.22% | IAC-Southeast | 0.0032746 | IAC-Southeast | 15
Textiles | Lighting | Equipment | Efficient Lighting - High Bay | Efficient high bay lighting fixtures | Textiles_Efficient Lighting - High Bay | 20% | 20% | Nexant egr estimate (taken from other segments) | 48.41% | Nexant egr estimates | 0.21586 | Nexant egr estimates | 13.6667
Textiles | Lighting | Equipment | Efficient Lighting - Other Interior Lighting | Efficient interior lighting | Textiles_Efficient Lighting - Other Interior Lighting | 25% | 76.99% | Nexant egr estimate (taken from other segments) | 38.99% | Nexant egr estimates | 0.39837 | Nexant egr estimates | 14.4667
Textiles | Lighting | Equipment | Efficient Lighting - Exterior | Efficient exterior lighting | Textiles_Efficient Lighting - Exterior | 15.29% | 15.29% | Nexant egr estimate (taken from other segments) | 78.74% | Nexant egr estimates | 0.1144 | Nexant egr estimates | 13.6
Textiles | Lighting | Controls | Lighting Controls | Improved control technologies such as time clocks, bi-level fixture controls, photocell controls, and occupancy/vacancy sensors | Textiles_Lighting Controls | 30% | 30% | NWPC 7th Plan | 16.46% | Averaged IAC-Southeast & NWPC | 0.1284 | Averaged IAC-Southeast & NWPC | 10
Textiles | Motors | Compressed Air | Compressed Air System Optimization | Compressed air system improvements | Textiles_Compressed Air System Optimization | 25.94% | 25.94% | NWPC 7th Plan | 10.78% | Averaged IAC-Southeast & NWPC | 0.049977 | Averaged IAC-Southeast & NWPC | 10
Textiles | Motors | Compressed Air | Compressed Air Controls | Improved control technologies for compressed air system | Textiles_Compressed Air Controls | 9.302% | 72.03% | IAC-Southeast | 1.918% | IAC-Southeast | 0.054893 | IAC-Southeast | 12.5
Textiles | Motors | Compressed Air | Compressed Air Equipment | Equipment upgrades to improve operating efficiency | Textiles_Compressed Air Equipment | 20.93% | 72.03% | IAC-Southeast | 4.024% | IAC-Southeast | 0.12591 | IAC-Southeast | 15
Textiles | Motors | Equipment | Motor Equipment Upgrades | Equipment upgrades to improve operating efficiency | Textiles_Motor Equipment Upgrades | 21% | 21% | NWPC 7th Plan | 3.252% | Averaged IAC-Southeast & NWPC | 0.14068 | Averaged IAC-Southeast & NWPC | 10
Textiles | Motors | Controls | Motor Improved Controls | Improved motor control technologies | Textiles_Motor Improved Controls | 33.71% | 33.71% | Nexant egr estimate | 1.792% | IAC-Southeast | 0.063804 | IAC-Southeast | 15
Textiles | Motors | Drives | Motor Optimization | Motor system optimization | Textiles_Motor Optimization | 2.326% | 72.03% | IAC-Southeast | 27.02% | IAC-Southeast | 0.30625 | IAC-Southeast | 10
Textiles | Motors | Fans | Fan Improved Controls | Improved fan control technologies | Textiles_Fan Improved Controls | 34.37% | 34.37% | Nexant egr estimate | 15.88% | IAC-Southeast | 0.024602 | IAC-Southeast | 15
Textiles | Motors | Fans | Fan Equipment Upgrades | Equipment upgrades to improve operating efficiency | Textiles_Fan Equipment Upgrades | 76.37% | 76.37% | Nexant egr estimate | 4.851% | IAC-Southeast | 0.12788 | IAC-Southeast | 15
Textiles | Motors | Pumps | Pump Improved Controls | Improved pump control technologies | Textiles_Pump Improved Controls | 33.99% | 33.99% | Nexant egr estimate | 1.792% | IAC-Southeast | 0.063804 | IAC-Southeast | 15
Textiles | Motors | Pumps | Pump Equipment Upgrade | Equipment upgrades to improve operating efficiency | Textiles_Pump Equipment Upgrade | 75.53% | 75.53% | Nexant egr estimate | 4.851% | IAC-Southeast | 0.12788 | IAC-Southeast | 15
Textiles | Processes | Heating | Process Heat System Optimization | Process heat system optimization | Textiles_Process Heat System Optimization | 55.81% | 24.47% | IAC-Southeast | 8.837% | IAC-Southeast | 1.0583 | IAC-Southeast | 2
Textiles | Processes | Heating | Process Heat Equipment Upgrade | Equipment upgrades to improve operating efficiency | Textiles_Process Heat Equipment Upgrade | 2.326% | 24.47% | IAC-Southeast | 27.11% | IAC-Southeast | 0.037357 | IAC-Southeast | 10
Textiles | Processes | Industry | Process Other Systems Optimization | Process other system optimization | Textiles_Process Other Systems Optimization | 4.651% | 4.344% | IAC-Southeast | 42.04% | IAC-Southeast | 0.05463 | IAC-Southeast | 5.3333
Textiles | Processes | Refrigeration | Process Refrig Controls | Improved process refrigeration control technologies | Textiles_Process Refrig Controls | 33.75% | 33.75% | Nexant egr estimate | 6% | Nexant egr estimate | 0.88 | Nexant egr estimate | 15
Textiles | Processes | Refrigeration | Process Refrig Equipment Upgrade | Equipment upgrades to improve operating efficiency | Textiles_Process Refrig Equipment Upgrade | 21% | 21% | NWPC 7th Plan | 14.49% | Averaged IAC-Southeast & NWPC | 0.16463 | Averaged IAC-Southeast & NWPC | 10
Transportation | HVAC | Building Envelope | Building Envelope Improvements | Facility envelope improvements to improve thermal efficiency | Transportation_Building Envelope Improvements | 30.43% | 48.92% | IAC-Southeast | 11.86% | IAC-Southeast | 0.13548 | IAC-Southeast | 15
Transportation | HVAC | Equipment | HVAC Equipment Upgrades | Equipment upgrades to improve operating efficiency | Transportation_HVAC Equipment Upgrades | 12.19% | 48.92% | Nexant egr estimate | 12.46% | Nexant egr estimates | 0.1245 | Nexant egr estimates | 18
Transportation | HVAC | Optimization | HVAC Recommissioning | Diagnostic evaluation and optimization of facility HVAC system | Transportation_HVAC Recommissioning | 4.348% | 48.92% | IAC-Southeast | 12.44% | IAC-Southeast | 0.23283 | IAC-Southeast | 10
Transportation | HVAC | Controls | HVAC Improved Controls | Improved control technologies such as EMS, thermostats, demand controlled ventilation | Transportation_HVAC Improved Controls | 21.74% | 48.92% | IAC-Southeast | 6.312% | IAC-Southeast | 0.015056 | IAC-Southeast | 15
Transportation | Lighting | Equipment | Efficient Lighting - High Bay | Efficient high bay lighting fixtures | Transportation_Efficient Lighting - High Bay | 20% | 20% | Nexant egr estimate | 48.41% | Nexant egr estimates | 0.21586 | Nexant egr estimates | 13.6667
Transportation | Lighting | Equipment | Efficient Lighting - Other Interior Lighting | Efficient interior lighting | Transportation_Efficient Lighting - Other Interior Lighting | 25% | 77.99% | Nexant egr estimate | 38.99% | Nexant egr estimates | 0.39837 | Nexant egr estimates | 14.4667
Transportation | Lighting | Equipment | Efficient Lighting - Exterior | Efficient exterior lighting | Transportation_Efficient Lighting - Exterior | 15.29% | 15.29% | Nexant egr estimate | 78.74% | Nexant egr estimates | 0.1144 | Nexant egr estimates | 13.6
Transportation | Lighting | Controls | Lighting Controls | Improved control technologies such as time clocks, bi-level fixture controls, photocell controls, and occupancy/vacancy sensors | Transportation_Lighting Controls | 55.07% | 77.99% | IAC-Southeast | 15.94% | Averaged IAC-Southeast & NWPC | 0.13145 | Averaged IAC-Southeast & NWPC | 10
Transportation | Motors | Compressed Air | Compressed Air System Optimization | Compressed air system improvements | Transportation_Compressed Air System Optimization | 78.26% | 93.35% | IAC-Southeast | 12.36% | Averaged IAC-Southeast & NWPC | 0.061071 | Averaged IAC-Southeast & NWPC | 10
Transportation | Motors | Compressed Air | Compressed Air Controls | Improved control technologies for compressed air system | Transportation_Compressed Air Controls | 10.14% | 93.35% | IAC-Southeast | 1.281% | IAC-Southeast | 0.068082 | IAC-Southeast | 12.5
Transportation | Motors | Compressed Air | Compressed Air Equipment | Equipment upgrades to improve operating efficiency | Transportation_Compressed Air Equipment | 21.74% | 93.35% | IAC-Southeast | 7.829% | IAC-Southeast | 0.086663 | IAC-Southeast | 12.5
Transportation | Motors | Equipment | Motor Equipment Upgrades | Equipment upgrades to improve operating efficiency | Transportation_Motor Equipment Upgrades | 33.33% | 93.35% | IAC-Southeast | 2.862% | IAC-Southeast | 0.031454 | IAC-Southeast | 12.3
Transportation | Motors | Controls | Motor Improved Controls | Improved motor control technologies | Transportation_Motor Improved Controls | 33.71% | 33.71% | Nexant egr estimate | 1.792% | IAC-Southeast | 0.063804 | IAC-Southeast | 15
Transportation | Motors | Drives | Motor Optimization | Motor system optimization | Transportation_Motor Optimization | 7.246% | 93.35% | IAC-Southeast | 0.877% | IAC-Southeast | 0.083771 | IAC-Southeast | 10
Transportation | Motors | Fans | Fan Improved Controls | Improved fan control technologies | Transportation_Fan Improved Controls | 2.899% | 93.35% | IAC-Southeast | 14.66% | IAC-Southeast | 0.0098583 | IAC-Southeast | 15
Transportation | Motors | Fans | Fan System Optimization | Fan system optimization | Transportation_Fan System Optimization | 30.14% | 93.35% | Nexant egr estimate | 20.43% | IAC-Southeast | 0.03506 | IAC-Southeast | 10
Transportation | Motors | Fans | Fan Equipment Upgrades | Equipment upgrades to improve operating efficiency | Transportation_Fan Equipment Upgrades | 76.37% | 76.37% | Nexant egr estimate | 2.752% | IAC-Southeast | 0.25378 | IAC-Southeast | 15
Transportation | Motors | Pumps | Pump Improved Controls | Improved pump control technologies | Transportation_Pump Improved Controls | 33.99% | 33.99% | Nexant egr estimate | 1.792% | IAC-Southeast | 0.063804 | IAC-Southeast | 15
Transportation | Motors | Pumps | Pump System Optimization | Pump system optimization | Transportation_Pump System Optimization | 1.449% | 93.35% | IAC-Southeast | 3.493% | IAC-Southeast | 0.078327 | IAC-Southeast | 10
Transportation | Motors | Pumps | Pump Equipment Upgrade | Equipment upgrades to improve operating efficiency | Transportation_Pump Equipment Upgrade | 75.53% | 75.53% | Nexant egr estimate | 2.752% | IAC-Southeast | 0.25378 | IAC-Southeast | 15
Transportation | Processes | Misc | Plant Energy Management | Facility control technologies and optimization to improve energy efficiency | Transportation_Plant Energy Management | 27.36% | 27.36% | Nexant egr estimate | 12% | NWPC 7th Plan | 0.023178 | NWPC 7th Plan | 10.5
Transportation | Processes | Heating | Process Heat Improved Controls | Improved process heat control technologies | Transportation_Process Heat Improved Controls | 36.23% | 8.411% | Nexant egr estimate | 2.283% | IAC-Southeast | 0.89743 | IAC-Southeast | 15
Transportation | Processes | Heating | Process Heat System Optimization | Process heat system optimization | Transportation_Process Heat System Optimization | 43.48% | 8.411% | IAC-Southeast | 11.19% | IAC-Southeast | 0.092715 | IAC-Southeast | 2
Transportation | Processes | Industry | Process Other Systems Optimization | Process other system optimization | Transportation_Process Other Systems Optimization | 27.36% | 1.136% | Nexant egr estimate | 12% | IAC-Southeast | 0.023178 | IAC-Southeast | 5.3333
Transportation | Processes | Refrigeration | Process Refrig Controls | Improved process refrigeration control technologies | Transportation_Process Refrig Controls | 33.75% | 33.75% | Nexant egr estimate | 6% | IAC-Southeast | 0.88 | IAC-Southeast | 15
Transportation | Processes | Refrigeration | Process Refrig Equipment Upgrade | Equipment upgrades to improve operating efficiency | Transportation_Process Refrig Equipment Upgrade | 21% | 21% | NWPC 7th Plan | 2.689% | Averaged IAC-Southeast & NWPC | 0.12236 | Averaged IAC-Southeast & NWPC | 10
Unspecified | HVAC | Building Envelope | Building Envelope Improvements | Facility envelope improvements to improve thermal efficiency | Unspecified_Building Envelope Improvements | 43.18% | 43.18% | IAC-Southeast | 14.68% | IAC-Southeast | 0.1444 | IAC-Southeast | 15
Unspecified | HVAC | Equipment | HVAC Equipment Upgrades | Equipment upgrades to improve operating efficiency | Unspecified_HVAC Equipment Upgrades | 16.72% | 16.72% | IAC-Southeast | 14.08% | IAC-Southeast | 0.13731 | IAC-Southeast | 18
Unspecified | HVAC | Optimization | HVAC Recommissioning | Diagnostic evaluation and optimization of facility HVAC system | Unspecified_HVAC Recommissioning | 1.786% | 1.786% | IAC-Southeast | 18.86% | IAC-Southeast | 0.23103 | IAC-Southeast | 10
Unspecified | HVAC | Controls | HVAC Improved Controls | Improved control technologies such as EMS, thermostats, demand controlled ventilation | Unspecified_HVAC Improved Controls | 14.29% | 14.29% | IAC-Southeast | 14.73% | IAC-Southeast | 0.050489 | IAC-Southeast | 15
Unspecified | Lighting | Equipment | Efficient Lighting - High Bay | Efficient high bay lighting fixtures | Unspecified_Efficient Lighting - High Bay | 20% | 20% | Nexant egr estimate | 48.41% | Nexant egr estimates | 0.21586 | Nexant egr estimates | 13.6667
Unspecified | Lighting | Equipment | Efficient Lighting - Other Interior Lighting | Efficient interior lighting | Unspecified_Efficient Lighting - Other Interior Lighting | 25% | 25% | Nexant egr estimate | 38.99% | Nexant egr estimates | 0.39837 | Nexant egr estimates | 14.4667
Unspecified | Lighting | Equipment | Efficient Lighting - Exterior | Efficient exterior lighting | Unspecified_Efficient Lighting - Exterior | 15.29% | 15.29% | Nexant egr estimate | 78.74% | Nexant egr estimates | 0.1144 | Nexant egr estimates | 13.6
Unspecified | Lighting | Controls | Lighting Controls | Improved control technologies such as time clocks, bi-level fixture controls, photocell controls, and occupancy/vacancy sensors | Unspecified_Lighting Controls | 30% | 30% | NWPC 7th Plan | 16.92% | Averaged IAC-Southeast & NWPC | 0.13992 | Averaged IAC-Southeast & NWPC | 10
Unspecified | Motors | Compressed Air | Compressed Air System Optimization | Compressed air system improvements | Unspecified_Compressed Air System Optimization | 25.94% | 25.94% | NWPC 7th Plan | 10.64% | Averaged IAC-Southeast & NWPC | 0.05397 | Averaged IAC-Southeast & NWPC | 10
Unspecified | Motors | Compressed Air | Compressed Air Controls | Improved control technologies for compressed air system | Unspecified_Compressed Air Controls | 13.31% | 13.31% | IAC-Southeast | 2.192% | IAC-Southeast | 0.055306 | IAC-Southeast | 12.5
Unspecified | Motors | Compressed Air | Compressed Air Equipment | Equipment upgrades to improve operating efficiency | Unspecified_Compressed Air Equipment | 13.15% | 13.15% | IAC-Southeast | 4.001% | IAC-Southeast | 0.10354 | IAC-Southeast | 15
Unspecified | Motors | Equipment | Motor Equipment Upgrades | Equipment upgrades to improve operating efficiency | Unspecified_Motor Equipment Upgrades | 21% | 21% | NWPC 7th Plan | 2.132% | Averaged IAC-Southeast & NWPC | 0.1667 | Averaged IAC-Southeast & NWPC | 10
Unspecified | Motors | Controls | Motor Improved Controls | Improved motor control technologies | Unspecified_Motor Improved Controls | 0.6494% | 0.6494% | IAC-Southeast | 0.4056% | IAC-Southeast | 0.10371 | IAC-Southeast | 15
Unspecified | Motors | Drives | Motor Optimization | Motor system optimization | Unspecified_Motor Optimization | 53.47% | 53.47% | NWPC 7th Plan | 3.467% | Averaged IAC-Southeast & NWPC | 0.45607 | Averaged IAC-Southeast & NWPC | 10
Unspecified | Motors | Fans | Fan Improved Controls | Improved fan control technologies | Unspecified_Fan Improved Controls | 1.948% | 1.948% | IAC-Southeast | 9.465% | IAC-Southeast | 0.033329 | IAC-Southeast | 15
Unspecified | Motors | Fans | Fan System Optimization | Fan system optimization | Unspecified_Fan System Optimization | 1.461% | 1.461% | IAC-Southeast | 4.879% | IAC-Southeast | 0.035317 | IAC-Southeast | 10
Unspecified | Motors | Fans | Fan Equipment Upgrades | Equipment upgrades to improve operating efficiency | Unspecified_Fan Equipment Upgrades | 21% | 21% | NWPC 7th Plan | 3.425% | Averaged IAC-Southeast & NWPC | 0.1824 | Averaged IAC-Southeast & NWPC | 10
Unspecified | Motors | Pumps | Pump Improved Controls | Improved pump control technologies | Unspecified_Pump Improved Controls | 33.99% | 33.99% | Nexant egr estimate | 1.792% | IAC-Southeast | 0.063804 | IAC-Southeast | 15
Unspecified | Motors | Pumps | Pump System Optimization | Pump system optimization | Unspecified_Pump System Optimization | 5.032% | 5.032% | IAC-Southeast | 1.68% | IAC-Southeast | 0.066358 | IAC-Southeast | 10
Unspecified | Motors | Pumps | Pump Equipment Upgrade | Equipment upgrades to improve operating efficiency | Unspecified_Pump Equipment Upgrade | 54.55% | 54.55% | Nexant egr estimate | 12.43% | IAC-Southeast | 0.13315 | IAC-Southeast | 12.5
Unspecified | Processes | Misc | Plant Energy Management | Facility control technologies and optimization to improve energy efficiency | Unspecified_Plant Energy Management | 27.36% | 27.36% | Nexant egr estimate | 12% | NWPC 7th Plan | 0.023178 | NWPC 7th Plan | 10.5
Unspecified | Processes | Heating | Process Heat Improved Controls | Improved process heat control technologies | Unspecified_Process Heat Improved Controls | 4.708% | 4.708% | IAC-Southeast | 1.21% | IAC-Southeast | 0.96304 | IAC-Southeast | 15
Unspecified | Processes | Heating | Process Heat System Optimization | Process heat system optimization | Unspecified_Process Heat System Optimization | 39.77% | 39.77% | IAC-Southeast | 9.204% | IAC-Southeast | 0.30975 | IAC-Southeast | 2
Unspecified | Processes | Industry | Process Other Systems Optimization | Process other system optimization | Unspecified_Process Other Systems Optimization | 6.169% | 6.169% | IAC-Southeast | 48.74% | IAC-Southeast | 0.032717 | IAC-Southeast | 5.3333
Unspecified | Processes | Refrigeration | Process Refrig System Optimization | Process refrigeration system optimization | Unspecified_Process Refrig System Optimization | 1.786% | 1.786% | IAC-Southeast | 45.35% | IAC-Southeast | 0.11299 | IAC-Southeast | 4.6667
Unspecified | Processes | Refrigeration | Process Refrig Controls | Improved process refrigeration control technologies | Unspecified_Process Refrig Controls | 0.487% | 0.487% | IAC-Southeast | 2.354% | IAC-Southeast | 0.06633 | IAC-Southeast | 15
Unspecified | Processes | Refrigeration | Process Refrig Equipment Upgrade | Equipment upgrades to improve operating efficiency | Unspecified_Process Refrig Equipment Upgrade | 21% | 21% | NWPC 7th Plan | 31.43% | Averaged IAC-Southeast & NWPC | 0.20671 | Averaged IAC-Southeast & NWPC | 10

## IAC Measure Mapping
ARC2 | Measure | Measure Category | ApplicableEndUse | Type | Include or Exclude in the Analysis? | Notes
2.4232 | Eliminate Or Reduce Compressed Air Used For Cooling, Agitating Liquids, Moving Product, Or Drying |  | Motors |  | Exclude | Behavioral
2.7261 | Install Timers And/or Thermostats | HVAC Improved Controls | HVAC | Controls | Include
2.4222 | Install Adequate Dryers On Air Lines To Eliminate Blowdown | Compressed Air Equipment | Motors | Compressed Air | Include
2.7142 | Utilize Higher Efficiency Lamps And/or Ballasts | Efficient Lighting - Other Interior Lighting | Lighting | Equipment | Include
2.2421 | Install Waste Heat Boiler To Provide Direct Power |  | Processes |  | Exclude | Non-electric
2.4111 | Utilize Energy-efficient Belts And Other Improved Mechanisms | Motor Equipment Upgrades | Motors | Equipment | Include
2.7224 | Reduce Space Conditioning During Non-working Hours |  | HVAC |  | Exclude | Behavioral
2.4236 | Eliminate Leaks In Inert Gas And Compressed Air Lines/ Valves |  | Motors |  | Exclude | Behavioral
2.6218 | Turn Off Equipment When Not In Use |  | Operations |  | Exclude | Behavioral
2.4233 | Eliminate Permanently The Use Of Compressed Air |  | Motors |  | Exclude | Behavioral
3.4156 | Use Flow Control Valves On Equipment To Optimize Water Use |  | Water Use |  | Exclude | Non-electric
3.4115 | Recover And Reuse Cooling Water |  | Water Use |  | Exclude | Non-electric
2.7135 | Install Occupancy Sensors | Lighting Controls | Lighting | Controls | Include
2.2131 | Insulate Steam / Hot Water Lines |  | Processes |  | Exclude | Non-electric
2.2121 | Increase Amount Of Condensate Returned |  | Processes |  | Exclude | Behavioral
2.7491 | Insulate Glazing, Walls, Ceilings, And Roofs | Building Envelope Improvements | HVAC | Building Envelope | Include
2.2124 | Install De-Aerator In Place Of Condensate Tank |  | Processes |  | Exclude
2.4224 | Upgrade Controls On Compressors | Compressed Air Controls | Motors | Compressed Air | Include
2.4322 | Use Or Replace With Energy Efficient Substitutes | Motor Equipment Upgrades | Motors | Equipment | Include
2.4314 | Use Synthetic Lubricant |  | Motors |  | Exclude | Behavioral
2.7447 | Install Vinyl Strip / High Speed / Air Curtain Doors | Building Envelope Improvements | HVAC | Building Envelope | Include
2.4141 | Use Multiple Speed Motors Or Afd For Variable Pump, Blower And Compressor Loads | Motor Equipment Upgrades | Motors | Equipment | Include
2.6231 | Utilize Controls To Operate Equipment Only When Needed | Process Other Systems Optimization | Processes | Industry | Include
2.5113 | Use Direct Flame Impingement Or Infrared Processing For Chamber Type Heating | Process Heat System Optimization | Processes | Heating | Include
2.4231 | Reduce The Pressure Of Compressed Air To The Minimum Required | Compressed Air System Optimization | Motors | Compressed Air | Include
2.2614 | Use Cooling Tower Or Economizer To Replace Chiller Cooling | Process Refrig Equipment Upgrade | Processes | Refrigeration | Include
2.7241 | Install Outside Air Damper / Economizer On Hvac Unit | HVAC Equipment Upgrades | HVAC | Equipment | Include
2.2512 | Increase Insulation Thickness | Building Envelope Improvements | HVAC | Building Envelope | Include
2.3191 | Use Demand Controller Or Load Shedder |  | Processes |  | Exclude | Load shifting
2.6212 | Turn Off Equipment During Breaks, Reduce Operating Time |  | Operations |  | Exclude | Behavioral
2.7273 | Install Desiccant Humidity Control System | HVAC Improved Controls | HVAC | Controls | Include
2.2443 | Re-use Or Recycle Hot Or Cold Process Exhaust Air | Process Heat System Optimization | Processes | Heating | Include
3.2111 | Install Redundant Equipment To Avoid Losses Caused By Equipment Failure And Routine Maintenance |  | Equipment |  | Exclude | Non-EE (redundancy)
2.2135 | Repair And Eliminate Steam Leaks |  | Processes |  | Exclude | Behavioral
2.2211 | Use Optimum Temperature |  | Processes | Heating | Exclude | Behavioral
3.4111 | Use Closed Cycle Process To Minimize Waste Water Production |  | Water Use |  | Exclude | Non-electric
2.7313 | Recycle Air For Heating, Ventilation And Air Conditioning | Fan Improved Controls | Motors | Fans | Include
2.2622 | Replace Existing Chiller With High Efficiency Model | Process Refrig Equipment Upgrade | Processes | Refrigeration | Include
2.2621 | Modify Refrigeration System To Operate At A Lower Pressure | Process Refrig System Optimization | Processes | Refrigeration | Include
2.2694 | Use Highest Temperature For Chilling Or Cold Storage | Process Refrig System Optimization | Processes | Refrigeration | Include
2.4225 | Install Common Header On Compressors | Compressed Air Controls | Motors | Compressed Air | Include
2.7143 | Use More Efficient Light Source | Efficient Lighting - Other Interior Lighting | Lighting | Equipment | Include
2.7122 | Disconnect Ballasts |  | Lighting |  | Exclude | Behavioral
2.2314 | Replace Heat Treating Oven With More Efficient Unit | Process Heat Equipment Upgrade | Processes | Heating | Include
2.8112 | Combine Utility Meters |  | Ancillary Costs |  | Exclude | Non-EE
2.2628 | Utilize A Less Expensive Cooling Method |  | Processes |  | Exclude | Non-EE
3.4155 | Sub-Meter / Quantify Water Use |  | Water Use |  | Exclude | Non-electric
2.2492 | Use "heat Wheel" Or Other Heat Exchanger To Cross-exchange Building Exhaust Air With Make-up Air | HVAC Equipment Upgrades | HVAC | Equipment | Include
2.2511 | Insulate Bare Equipment | Process Heat System Optimization | Processes | Heating | Include
2.1233 | Analyze Flue Gas For Proper Air/fuel Ratio |  | Processes |  | Exclude | Non-electric
2.2412 | Use Flue Gas Heat To Preheat Boiler Feedwater |  | Processes |  | Exclude | Non-electric
2.2424 | Use Heat In Flue Gases To Preheat Products Or Materials | Process Heat System Optimization | Processes | Heating | Include
2.4235 | Remove Or Close Off Unneeded Compressed Air Lines |  | Motors |  | Exclude | Behavioral
2.7233 | Use Properly Designed And Sized Hvac Equipment | HVAC Equipment Upgrades | HVAC | Equipment | Include
2.3211 | Use Power Factor Controllers | Process Other Systems Optimization | Electrical Power | Optimization | Include
2.7134 | Use Photocell Controls | Lighting Controls | Lighting | Controls | Include
2.4144 | Use Adjustable Frequency Drive To Replace Mechanical Drive | Motor Optimization | Motors | Drives | Include
2.8114 | Change Rate Schedules Or Other Changes In Utility Service |  | Ancillary Costs |  | Exclude | Non-EE
2.4151 | Develop A Repair/replace Policy |  | Motors |  | Exclude | Behavioral
2.4324 | Replace Hydraulic / Pneumatic Equipment With Electric Equipment | Motor Equipment Upgrades | Motors | Equipment | Include
2.1311 | Replace Electrically-operated Equipment With Fossil Fuel Equipment |  | Processes |  | Exclude | Fuel switching
2.7221 | Lower Temperature During The Winter Season And Vice-versa |  | HVAC | Optimization | Exclude | Behavioral
2.2434 | Recover Heat From Air Compressor | Process Heat System Optimization | Processes | Heating | Include
2.6221 | Use Most Efficient Equipment At It's Maximum Capacity And Less Efficient Equipment Only When Necessary |  | Operations |  | Exclude | Behavioral
2.7111 | Reduce Illumination To Minimum Necessary Levels |  | Lighting |  | Exclude | Behavioral
2.2531 | Re-size Charging Openings Or Add Movable Cover Or Door | Process Refrig Equipment Upgrade | Processes | Refrigeration | Include
2.2437 | Recover Waste Heat From Equipment | Process Heat System Optimization | Processes | Heating | Include
2.2113 | Repair Or Replace Steam Traps |  | Processes |  | Exclude | Non-electric
2.2162 | Reduce Excess Steam Bleeding |  | Processes |  | Exclude | Behavioral
2.7131 | Add Area Lighting Switches | Lighting Controls | Lighting | Controls | Include
2.7315 | Reduce Building Ventilation Air To Minimum Safe Levels | Fan System Optimization | Motors | Fans | Include
2.6216 | Shut Off Cooling Water When Not Required |  | HVAC |  | Exclude | Behavioral
2.1243 | Use Heat From Boiler Blowdown To Preheat Boiler Feed Water |  | Processes |  | Exclude | Non-electric
2.4312 | Improve Lubrication Practices |  | Motors |  | Exclude | Behavioral
2.1133 | Adjust Burners For Efficient Operation |  | Processes |  | Exclude | Non-electric
2.2432 | Recover Heat From Oven Exhaust / Kilns |  | Processes |  | Exclude | Non-EE
2.4323 | Use Optimum Size And Capacity Equipment |  | Motors |  | Exclude | Non-EE
2.9114 | Use Solar Heat To Make Electricty |  | Alternative Energy Usage |  | Exclude | Fuel switching
2.4143 | Use Adjustable Frequency Drive To Replace Throttling System | Motor Optimization | Motors | Drives | Include
2.4131 | Replace Over-size Motors And Pumps With Optimum Size | Pump System Optimization | Motors | Pumps | Include
2.9113 | Use Solar Heat For Heat |  | Alternative Energy Usage |  | Exclude | Fuel switching
2.1231 | Establish Burner Maintenance Schedule For Boilers |  | Processes |  | Exclude | Behavioral
3.4114 | Replace City Water With Recycled Water Via Cooling Tower |  | Water Use |  | Exclude | Non-electric
2.2625 | Chill Water To The Highest Temperature Possible | Process Refrig System Optimization | Processes | Refrigeration | Include
2.7211 | Clean And Maintain Refrigerant Condensers And Towers | HVAC Recommissioning | HVAC | Optimization | Include
2.4133 | Use Most Efficient Type Of Electric Motors | Motor Equipment Upgrades | Motors | Equipment | Include
2.4226 | Use / Purchase Optimum Sized Compressor | Compressed Air Equipment | Motors | Compressed Air | Include
4.514 | Re-Arrange Equipment Layout To Reduce Handling Costs |  | Space Utilization |  | Exclude | Behavioral
2.2223 | Enhance Sensitivity Of Temperature Control And Cutoff | Process Heat Improved Controls | Processes | Heating | Include
2.4145 | Install Isolation Transformer On Adjustable Frequency Drive | Motor Optimization | Motors | Drives | Include
2.4221 | Install Compressor Air Intakes In Coolest Locations | Compressed Air System Optimization | Motors | Compressed Air | Include
2.7425 | Clean Or Color Roof To Reduce Solar Load | Building Envelope Improvements | HVAC | Building Envelope | Include
4.111 | Add Equipment/ Operators To Reduce Production Bottleneck |  | Manufacturing Enhancements |  | Exclude | Behavioral
2.3192 | Use Fossil Fuel Powered Generator During Peak Demand Periods |  | Processes |  | Exclude | Load shifting
3.6112 | Use Filter And Drying Oven To Reduce Sludge Volume |  | Waste Disposal |  | Exclude | Non-electric
2.3137 | Use Power During Off-peak Periods |  | HVAC |  | Exclude | Load shifting
2.7145 | Install Skylights | Lighting Controls | Lighting | Controls | Include
2.7245 | Use Direct Air Supply To Exhaust Hoods | HVAC Equipment Upgrades | HVAC | Equipment | Include
2.2447 | Heat Water With Exhaust Heat |  | Processes |  | Exclude | Non-electric
2.2696 | Use Excess Cold Process Fluid For Industrial Cooling Needs | Process Refrig System Optimization | Processes | Refrigeration | Include
2.7496 | Install Partitions To Reduce Size Of Conditioned Space | Building Envelope Improvements | HVAC | Building Envelope | Include
2.3131 | Reschedule Plant Operations Or Reduce Load To Avoid Peaks |  | HVAC |  | Exclude | Behavioral
3.4154 | Eliminate Leaks In Water Lines And Valves |  | Water Use |  | Exclude | Non-electric
2.1332 | Convert Combustion Equipment To Burn Natural Gas |  | Processes |  | Exclude | Non-electric
3.4159 | Replace Treated Water With Well / Surface Water |  | Water Use |  | Exclude | Non-electric
2.7231 | Use Radiant Heater For Spot Heating | HVAC Equipment Upgrades | HVAC | Equipment | Include
2.2523 | Reduce Infiltration To Refrigerated Areas; Isolate Hot Equipment From Refrigerated Areas | Process Refrig System Optimization | Processes |  | Include
2.5121 | Redesign Flow To Minimize Mass Transfer Length |  | Motors |  | Exclude | Non-electric
2.7443 | Air Seals Around Truck Loading Dock Doors | Building Envelope Improvements | HVAC | Building Envelope | Include
2.1121 | Use Insulation In Furnaces To Facilitate Heating / Cooling | Building Envelope Improvements | Processes |  | Include
2.6127 | Maintain Air Filters By Cleaning Or Replacement |  | Motors | Fans | Exclude | Behavioral
2.7121 | Utilize Daylight Whenever Possible In Lieu Of Artificial Light | Lighting Controls | Lighting | Controls | Include
2.3311 | Replace Dc Equipment With Ac Equipment |  | Electrical Power |  | Exclude | Non-EE
4.821 | Pay Bills On Time To Avoid Late Fees |  | Other Administrative Savings |  | Exclude | Behavioral
2.8226 | Increase Efficiency Of Trucks |  | Ancillary Costs |  | Exclude | Non-electric
2.7444 | Close Holes And Openings In Building Such As Broken Windows | Building Envelope Improvements | HVAC | Building Envelope | Include
3.4116 | Meter Recycled Water (To Reduce Sewer Charges) |  | Water Use |  | Exclude | Non-electric
3.8132 | Use Less Toxic And Volatile Solvent Substitutes |  | Raw Materials |  | Exclude | Non-electric
3.5313 | Increase Amount Of Waste Recovered For Resale |  | Recycling |  | Exclude | Non-electric
3.6192 | Use A Less Expensive Method Of Waste Removal |  | Waste Disposal |  | Exclude | Non-electric
3.4151 | Minimize Water Usage |  | Water Use |  | Exclude | Non-electric
2.2522 | Isolate Hot Or Cold Equipment |  | Processes |  | Exclude | Behavioral
2.7132 | Install Timers On Light Switches In Little Used Areas | Lighting Controls | Lighting | Controls | Include
2.7223 | Condition Smallest Space Necessary |  | HVAC |  | Exclude | Behavioral
2.7141 | Lower Light Fixtures In High Ceiling Areas | Efficient Lighting - High Bay | Lighting | Equipment | Include
2.3132 | Recharge Batteries On During Off-peak Demand Periods |  | HVAC |  | Exclude | Behavioral
2.1331 | Burn A Less Expensive Grade Of Fuel |  | Processes |  | Exclude | Non-electric
2.8123 | Pay Utility Bills On Time |  | Ancillary Costs |  | Exclude | Behavioral
2.7124 | Make A Practice Of Turning Off Lights When Not Needed |  | Lighting |  | Exclude | Behavioral
2.7423 | Reduce Heat Gain By Window Tinting | Building Envelope Improvements | HVAC | Building Envelope | Include
2.7292 | Lower Ceiling To Reduce Conditioned Space | Building Envelope Improvements | HVAC | Building Envelope | Include
2.2514 | Cover Open Tanks |  | Processes |  | Exclude | Non-electric
2.7232 | Replace Existing Hvac Unit With High Efficiency Model | HVAC Equipment Upgrades | HVAC | Equipment | Include
2.7442 | Keep Doors And Windows Shut When Not On Use |  | HVAC |  | Exclude | Behavioral
2.7316 | Centralize Control Of Exhaust Fans To Ensure Their Shutdown, Or Establish Program To Ensure Manual Shutdown | Fan Improved Controls | Motors | Fans | Include
2.7226 | Use Computer Programs To Optimize Hvac Performance | HVAC Recommissioning | HVAC | Optimization | Include
4.512 | Condense Operation Into One Building |  | Space Utilization |  | Exclude | Behavioral
2.7293 | Install Dry Sprinkler System Or Other Method To Reduce Heating Requirements | HVAC Equipment Upgrades | HVAC | Equipment | Include
2.7495 | Install Replacement Doors | Building Envelope Improvements | HVAC | Building Envelope | Include
2.4112 | Install Soft-start To Eliminate Nuisance Trips | Motor Equipment Upgrades | Motors | Equipment | Include
2.3113 | Make Ice During Off Peak Hours For Cooling |  | HVAC |  | Exclude | Load shifting
2.5193 | Convert From Batch To Continuous Operation |  | Processes |  | Exclude | Non-electric
2.3135 | Schedule Routine Maintenance During Non-operating Periods |  | HVAC |  | Exclude | Behavioral
2.2411 | Use Waste Heat From Hot Flue Gases To Preheat Combustion Air |  | Processes |  | Exclude | Non-electric
2.1336 | Install Equipment To Utilize Waste Fuel | Process Heat Equipment Upgrade | Processes | Heating | Include
2.1321 | Replace Fossil Fuel Equipment With Electrical Equipment | Process Heat Equipment Upgrade | Processes | Heating | Include
2.9112 | Use Solar Heat To Heat Water |  | Alternative Energy Usage |  | Exclude | Fuel switching
2.3212 | Optimize Plant Power Factor | Process Other Systems Optimization | Electrical Power | Optimization | Include
2.1113 | Reduce Combustion Air Flow To Optimum | Process Heat Improved Controls | Processes | Heating | Include
2.7228 | Avoid Introducing Hot, Humid, Or Dirty Air Into Hvac System |  | HVAC |  | Exclude | Behavioral
2.2222 | Convert Liquid Heaters From Underfiring To Immersion Or Submersion Heating | Process Heat Equipment Upgrade | Processes | Heating | Include
3.5142 | Treat And Reuse Equipment Cleaning Solutions |  | Recycling |  | Exclude | Non-electric
4.212 | Adopt In-House Material Generation |  | Purchasing |  | Exclude | Non-electric
3.4113 | Treat And Reuse Rinse Waters |  | Water Use |  | Exclude | Non-electric
2.2693 | Use Waste Heat Steam For Absorption Refrigeration |  | Processes |  | Exclude | Non-electric
2.2163 | Use Minimum Steam Operating Pressure |  | Processes |  | Exclude | Behavioral
2.1232 | Keep Boiler Tubes Clean |  | Processes |  | Exclude | Behavioral
2.2436 | Recover Heat From Refrigeration Condensers |  | Processes |  | Exclude | Behavioral
2.3415 | Use A Fossil Fuel Engine To Cogenerate Electricity Or Motive Power; And Utilize Heat |  | Electrical Power |  | Exclude | CHP
3.1194 | Use Automatic Flow Control |  | Operations |  | Exclude | Non-electric
2.2441 | Preheat Boiler Makeup Water With Waste Process Heat |  | Processes |  | Exclude | Non-electric
2.1224 | Replace Boiler |  | Processes |  | Exclude | Non-electric
3.4141 | Replace The Chlorination Stage With An Oxygen Or Ozone Stage |  | Water Use |  | Exclude | Non-electric
4.625 | Develop Standard Operating Procedures |  | Reduction of Downtime |  | Exclude | Behavioral
2.1221 | Replace Obsolete Burners With More Efficient Ones |  | Processes |  | Exclude | Non-electric
2.2126 | Lower Operating Pressure Of Condenser (Steam) |  | Processes |  | Exclude | Non-electric
4.611 | Begin A Practice Of Predictive / Preventative Maintenance |  | Reduction of Downtime |  | Exclude | Behavioral
2.2123 | Insulate Feedwater Tank |  | Processes |  | Exclude | Non-electric
2.2133 | Repair Leaks In Lines And Valves |  | Processes |  | Exclude | Behavioral
4.424 | Improve Space Comfort Conditioning |  | Labor Optimization |  | Exclude | Behavioral
2.1132 | Repair Faulty Louvers And Dampers |  | Processes |  | Exclude | Behavioral
2.1117 | Relocate Oven / Furnace To More Efficient Location |  | Processes |  | Exclude | Non-electric
2.4134 | Replace Electric Motor With Fossil Fuel Engine |  | Motors |  | Exclude | Fuel switching
2.7144 | Install Spectral Reflectors / Delamp | Efficient Lighting - Other Interior Lighting | Lighting | Equipment | Include
2.1392 | Replace Purchased Steam With Other Energy Source |  | Processes |  | Exclude | Fuel switching
2.3411 | Replace Electric Motors With Back Pressure Steam Turbines And Use Exhaust Steam For Process Heat |  | Processes |  | Exclude | Fuel switching
2.1242 | Minimize Boiler Blowdown With Better Feedwater Treatment |  | Processes |  | Exclude | Non-electric
2.7234 | Use Heat Pump For Space Conditioning | HVAC Equipment Upgrades | HVAC | Equipment | Include
2.7252 | Utilize An Evaporative Air Pre-cooler Or Other Heat Exchanger In Ac System | HVAC Equipment Upgrades | HVAC | Equipment | Include
2.1333 | Convert Combustion Equipment To Burn Oil |  | Processes |  | Exclude | Non-electric
2.3412 | Use Waste Heat To Produce Steam To Drive A Steam Turbine-generator |  | Electrical Power |  | Exclude | Non-electric
2.2425 | Use Flue Gases To Heat Process Or Service Water |  | Processes |  | Exclude | Non-electric
4.114 | Add/Modify Equipment To Improve Drying Process |  | Manufacturing Enhancements |  | Exclude | Non-electric
4.131 | Modify Process To Reduce Material Use/Cost |  | Manufacturing Enhancements |  | Exclude | Behavioral
4.121 | Maintain Clean Conditions Before Painting |  | Manufacturing Enhancements |  | Exclude | Behavioral
2.2623 | Minimize Condenser Cooling Water Temperature |  | Processes |  | Exclude | Non-electric
3.4132 | Use Deionized Water In Upstream Rinse Tanks |  | Water Use |  | Exclude | Non-electric
4.431 | Train Operators For Maximum Operating Efficiency |  | Labor Optimization |  | Exclude | Behavioral
4.513 | Re-Arrange Equipment Layout To Reduce Labor Costs |  | Space Utilization |  | Exclude | Behavioral
2.3413 | Burn Fossil Fuel To Produce Steam To Drive A Steam Turbine-generator And Use Steam Exhaust For Heat |  | Processes |  | Exclude | Non-electric
2.1241 | Reduce Excessive Boiler Blowdown |  | Processes |  | Exclude | Non-electric
2.2445 | Recover Heat From Exhausted Steam |  | Processes |  | Exclude | Non-electric
2.5194 | Redesign Process | Process Other Systems Optimization | Processes | Industry | Include
3.3128 | Utilize Other Methods To Remove Contaminants |  | Post Generation Treatment /Minimization |  | Exclude | Non-electric
2.7242 | Change Zone Reheat Coils To Variable Air Volume Boxes | HVAC Equipment Upgrades | HVAC | Equipment | Include
2.5123 | Reduce Fluid Flow Rates | Pump System Optimization | Motors | Pumps | Include
4.452 | Eliminate Shift |  | Labor Optimization |  | Exclude | Behavioral
2.2153 | Close Off Unneeded Steam Lines |  | Processes |  | Exclude | Behavioral
4.323 | Optimize Lot Sizes To Reduce Inventory Carrying Costs |  | Inventory |  | Exclude | Non-electric
2.2444 | Use Hot Process Fluids To Preheat Incoming Process Fluids | Process Heat System Optimization | Processes | Heating | Include
2.1212 | Operate Boilers On High Fire Setting |  | Processes |  | Exclude | Non-electric
3.1182 | Make A New By-Product |  | Operations |  | Exclude | Non-electric
2.4237 | Substitute Compressed Air Cooling With Water Or Air Cooling | Compressed Air System Optimization | Motors | Optimization | Include
2.2612 | Use Cooling Tower Water Instead Of Refrigeration |  | Processes |  | Exclude | Behavioral
4.441 | Install Automatic Packing Equipment |  | Labor Optimization |  | Exclude | Non-electric
4.321 | Optimize Production Lot Sizes And Inventories |  | Inventory |  | Exclude | Non-electric
2.2431 | Recover Heat From Transformers |  | Processes |  | Exclude | Non-EE
2.7445 | Install Weather Stripping On Windows And Doors | Building Envelope Improvements | HVAC | Building Envelope | Include
2.5122 | Replace High Resistance Ducts, Pipes, And Fittings | Fan System Optimization | Motors | Fans | Include
2.2127 | Flash Condensate To Produce Lower Pressure Steam |  | Processes |  | Exclude | Non-electric
2.3416 | Use Combined Cycle Gas Turbine Generator Sets With Waste Heat Boilers Connected To Turbine Exhaust |  | Electrical Power |  | Exclude | Non-electric
2.8111 | Check For Accuracy Of Utility Meters |  | Ancillary Costs |  | Exclude | Behavioral
2.2491 | Use Cooling Air Which Cools Hot Work Pieces For Space Heating | HVAC Equipment Upgrades | HVAC | Equipment | Include
3.6124 | Burn Waste Oil For Heat |  | Waste Disposal |  | Exclude | Non-electric
3.8142 | Distill Contaminated Solvents For Reuse |  | Raw Materials |  | Exclude | Non-electric
3.3125 | Use Distillation, Evaporation To Remove Contaminants |  | Post Generation Treatment /Minimization |  | Exclude | Non-electric
2.2521 | Isolate Steam Lines To Avoid Heating Air Conditioned Areas |  | HVAC |  | Exclude | Behavioral
2.7314 | Reduce Ventilation Air | Fan System Optimization | Motors | Fans | Include
2.6211 | Conserve Energy By Efficient Use Of Vending Machines |  | Operations |  | Exclude | Behavioral
2.8121 | Apply For Tax-Free Status For Energy Purchases |  | Ancillary Costs |  | Exclude | Non-electric
3.1191 | Change Procedures / Equipment / Operating Conditions |  | Operations |  | Exclude | Behavioral
2.2442 | Preheat Combustion Air With Waste Heat |  | Processes |  | Exclude | Non-electric
2.7244 | Revise Smoke Cleanup From Operations | HVAC Equipment Upgrades | HVAC | Equipment | Include
2.1124 | Replace Direct Fired Equipment With Steam Heat |  | Processes |  | Exclude | Non-electric
2.1213 | Direct Warmest Air To Combustion Intake |  | Processes |  | Exclude | Non-electric
2.2427 | Use Waste Heat From Hot Flue Gases To Preheat Incoming Fluids | Process Heat System Optimization | Processes | Heating | Include
3.7312 | Implement A Regular Maintenance Program To Reduce Emissions From Leaky Valves And Pipe Fittings |  | Maintenance |  | Exclude | Behavioral
2.2426 | Use Waste Heat From Flue Gases To Heat Space Conditioning Air |  | HVAC |  | Exclude | CHP
2.2692 | Use Outside Cold Water Source As A Supply Of Cooling Water |  | Processes |  | Exclude | Non-electric
2.4157 | Establish A Predictive Maintenance Program |  | Motors |  | Exclude | Behavioral
2.7243 | Improve Air Circulation With Destratification Fans / Other Methods | HVAC Equipment Upgrades | HVAC | Equipment | Include
2.3321 | Use Steam Pressure Reduction To Generate Power |  | Electrical Power |  | Exclude | CHP
2.8113 | Purchase Gas Directly From A Contract Gas Supplier |  | Ancillary Costs |  | Exclude | Non-electric
2.3511 | Use Plant Owned Transformers Or Lease Transformers |  | Electrical Power |  | Exclude | Non-EE
2.2611 | Moderate Cooling Tower Outlet Temperature | Process Refrig Controls | Processes | Refrigeration | Include
2.2192 | Use Heat Exchange Fluids Instead Of Steam In Pipeline Tracing Systems |  | Processes |  | Exclude | Non-electric
2.9121 | Install Wind Powered Electric Generator |  | Alternative Energy Usage |  | Exclude | Fuel switching
2.4142 | Use Adjustable Frequency Drive To Replace Motor-generator Set | Motor Optimization | Motors | Drives | Include
2.3512 | De-energize Excess Transformer Capacity |  | Electrical Power |  | Exclude | Non-EE
2.9111 | Use Solar Heat To Heat Water |  | Alternative Energy Usage |  | Exclude | Fuel switching
2.1135 | Repair Furnaces And Oven Doors So That They Seal Efficiently |  | Processes |  | Exclude | Non-electric
2.2112 | Use Correct Size Steam Traps |  | Processes |  | Exclude | Non-electric
2.4155 | Standardize Motor Inventory |  | Motors |  | Exclude | Behavioral
2.4113 | Install Motor Voltage Controller On Lightly Loaded Motors | Motor Improved Controls | Motors | Controls | Include
2.3513 | Consider Power Loss As Well As Initial Loads And Load Growth In Down-sizing Transformers |  | Electrical Power |  | Exclude | Non-EE
4.812 | Apply For Investment Incentives |  | Other Administrative Savings |  | Exclude | Non-electric
2.7311 | Ventilation System To Shut Off When Room Is Not In Use | HVAC Improved Controls | Motors | Fans | Include
4.132 | Purchase New Equipment To Reduce Material Use / Cost |  | Manufacturing Enhancements |  | Exclude | Non-electric
3.6193 | Install Equipment (E.G. Compactor) To Reduce Disposal Costs |  | Waste Disposal |  | Exclude | Non-electric
3.6121 | Burn Waste Paper For Heat |  | Waste Disposal |  | Exclude | CHP
2.2515 | Use Optimum Thickness Insulation | Process Heat System Optimization | Processes | Heating | Include
2.7493 | Use Double Or Triple Glazed Windows To Maintain Higher Relative Humidity And To Reduce Heat Losses | Building Envelope Improvements | HVAC | Building Envelope | Include
2.7492 | Use Proper Thickness Of Insulation On Building Envelope | Building Envelope Improvements | HVAC | Building Envelope | Include
2.4227 | Use Compressor Air Filters | Compressed Air Equipment | Motors | Compressed Air | Include
2.2524 | Avoid Cooling Of Process Streams Or Materials That Must Subsequently Be Heated |  | Processes |  | Exclude | Behavioral
2.3414 | Burn Waste To Produce Steam To Drive A Steam Turbine Generator Set And Use Steam Exhaust For Heat |  | Electrical Power |  | Exclude | CHP
3.4133 | Clean Fouling From Water Lines Regularly |  | Water Use |  | Exclude | Non-electric
2.4321 | Upgrade Obsolete Equipment | Motor Equipment Upgrades | Motors | Equipment | Include
2.7446 | Utilize Sensors Controlling Roof And Wall Openings | Building Envelope Improvements | HVAC | Building Envelope | Include
2.6123 | Remove Unneeded Service Lines To Eliminate Potential Leaks |  | Operations |  | Exclude | Behavioral
2.2161 | Optimize Operation Of Multi-Stage Vacuum Steam Jets |  | Processes |  | Exclude | Behavioral
2.2516 | Use Economic Thickness Of Insulation For Low Temperatures | Process Heat System Optimization | Processes | Heating | Include
2.2311 | Heat Treat Parts Only To Required Specifications Or Standards |  | Processes |  | Exclude | Behavioral
2.4313 | Provide Proper Maintenance / Of Motor Driven Equipment |  | Motors |  | Exclude | Behavioral
4.652 | Replace Existing Equipment With More Suitable Substitutes |  | Reduction of Downtime |  | Exclude | Behavioral
2.2212 | Use Minimum Safe Oven Ventilation |  | Processes |  | Exclude | Non-electric
2.7312 | Minimize Use Of Outside Make-up Air For Ventilation Except When Used For Economizer Cycle |  | Motors | Fans | Exclude | Behavioral
2.7422 | Plant Trees Or Shrubs Near Windows To Shield From Sunlight | Building Envelope Improvements | HVAC |  | Include
2.1131 | Repair Faulty Insulation In Furnaces, Boilers, Etc |  | Processes |  | Exclude | Non-electric
2.2513 | Cover Open Tanks With Floating Insulation |  | HVAC |  | Exclude | Non-electric
3.1161 | Eliminate/Reduce An Operation |  | Operations |  | Exclude | Behavioral
2.1114 | Limit And Control Secondary Combustion Air In Furnace |  | Processes |  | Exclude | Non-electric
3.6123 | Burn Wood By-Products For Heat |  | Waste Disposal |  | Exclude | CHP
2.2624 | Use Cold Waste Water To Cool Chiller Feed Water |  | Processes |  | Exclude | Behavioral
2.2691 | Shut Off Cooling If Cold Outside Air Will Cool Process |  | Processes |  | Exclude | Behavioral
4.454 | Modify Startup/Shutdown Times |  | Labor Optimization |  | Exclude | Behavioral
2.4132 | Size Electric Motors For Peak Operating Efficiency |  | Motors |  | Exclude | Behavioral
2.1122 | Re-size Charging Openings Or Add A Movable Door On Equipment |  | Processes |  | Exclude | Non-electric
2.2446 | Recover Heat From Hot Waste Water |  | Processes |  | Exclude | Non-electric
2.1322 | Use Electric Heat In Place Of Fossil Fuel Heating System |  | Processes |  | Exclude | Fuel switching
2.1116 | Improve Combustion Control Capability |  | Processes |  | Exclude | Non-electric
3.5212 | Regrind, Reuse, Or Sell Scrap Plastic Parts |  | Recycling |  | Exclude | Non-electric
2.2615 | Clean Condenser Tubes |  | Processes |  | Exclude | Behavioral
2.4156 | Establish A Preventative Maintenance Program |  | Motors |  | Exclude | Behavioral
2.2128 | Use Steam Condensate For Hot Water Supply (Non-Potable) |  | Processes |  | Exclude | Non-electric
2.7225 | Close Outdoor Air Dampers During Warm-up / Cool-down Periods |  | HVAC |  | Exclude | Behavioral
3.5318 | Recycle Fluorescent Lamps |  | Recycling |  | Exclude | Non-electric
2.1222 | Install Turbulators |  | Processes |  | Exclude | Non-electric
2.7133 | Use Separate Switches On Perimeter Lighting Which May Be Turned Off When Natural Light Is Available | Lighting Controls | Lighting | Controls | Include
2.7222 | Air Condition Only Space In Use |  | HVAC |  | Exclude | Behavioral
2.5112 | Use Continuous Equipment Which Retains Process Heating Conveyors Within The Heated Chamber |  | Processes |  | Exclude | Behavioral
4.122 | Develop Standard Procedures To Improve Internal Yields |  | Manufacturing Enhancements |  | Exclude | Behavioral
4.631 | Install An Uninteruptable Power Supply |  | Reduction of Downtime |  | Exclude | Non-EE
2.6232 | Install Set-back Timers | HVAC Improved Controls | HVAC | Controls | Include
3.5215 | Avoid Contamination Of End Pieces And Reuse As Feed Stock |  | Recycling |  | Exclude | Non-electric
4.446 | Automate Finishing Process |  | Labor Optimization |  | Exclude | Non-electric
4.445 | Install Equipment To Move Product |  | Labor Optimization |  | Exclude | Non-electric
2.4234 | Cool Compressor Air Intake With Heat Exchanger |  | Processes |  | Exclude | Behavioral
2.2312 | Minimize Non-essential Material In Heat Treatment Process |  | Processes |  | Exclude | Non-electric

## Permutations
[6 empty] | FEECA VALUES | [10 empty] | 7th Plan |  |  |  | IAC Database |  |  |  | Nexant
| Category | Type | Updated Measure | Measure Description | Combined (SIC_Measure) | Applicability | New Applicability | Final Applicability | Reference | Savings % | Reference | Cost ($/kWh) | Reference | EUL | Reference | NOTES | Applicability | Savings % | Cost ($/kWh) | EUL | Savings % | Cost ($/kWh) | Count | Facilities | Measure | Applicability | Savings % | Cost ($/kWh) | EUL | savings source
Chemicals | HVAC | Building Envelope | Building Envelope Improvements | Facility envelope improvements to improve thermal efficiency | Chemicals_Building Envelope Improvements | 28.85% | 16.65% | 16.65% | IAC-SE (FEECA) | 8.003% | IAC-SE (FEECA) | 0.089734 | IAC-SE (FEECA) | 15 | 2019 Nexant | [5 empty] | 8.003% | 0.089734 | 15 | 52 | Chemicals_Building Envelope Improvements | 35% | 8.003% | 0.079959 | 15 | IAC Data (Southeast 2010-2016)
Chemicals | HVAC | Equipment | HVAC Equipment Upgrades | Equipment upgrades to improve operating efficiency | Chemicals_HVAC Equipment Upgrades | 9.615% | 16.65% | 16.65% | IAC-SE (FEECA) | 12.46% | Nexant egr estimates | 0.1245 | Nexant egr estimates | 18 | Nexant egr estimates | [5 empty] | 3.97% | 1.2955 | 5 | 52 | Chemicals_HVAC Equipment Upgrades | 12.19% | 12.46% | 0.1245 | 18.75 | Engineering adjustment to space cooling load with cooling equipment efficiency
Chemicals | HVAC | Optimization | HVAC Recommissioning | Diagnostic evaluation and optimization of facility HVAC system | Chemicals_HVAC Recommissioning | Exclude from Segment (behavioral only in IAC list) | #N/A | Exclude from Segment (behavioral only in IAC list) | [16 empty] | Chemicals_HVAC Recommissioning | 72.59% | 5.418% | 0.015627 | 10 | IAC Data (Southeast 2010-2016)
Chemicals | HVAC | Controls | HVAC Improved Controls | Improved control technologies such as EMS, thermostats, demand controlled ventilation | Chemicals_HVAC Improved Controls | 9.615% | 16.65% | 16.65% | IAC-SE (FEECA) | 7.024% | IAC-SE (FEECA) | 0.00687 | IAC-SE (FEECA) | 15 | 2019 Nexant | [5 empty] | 7.024% | 0.00687 | 5 | 52 | Chemicals_HVAC Improved Controls | 32.66% | 15.88% | 0.024602 | 15 | IAC Data (Southeast 2010-2016)
Chemicals | Lighting | Equipment | Efficient Lighting - High Bay | Efficient high bay lighting fixtures | Chemicals_Efficient Lighting - High Bay | 20% | #N/A | 20% | 2019 Nexant | 48.41% | Nexant egr estimates | 0.21586 | Nexant egr estimates | 13.6667 | Nexant egr estimates | [9 empty] | Chemicals_Efficient Lighting - High Bay | 20% | 14.67% | 11.6878 | 17 | Engineering calculations
Chemicals | Lighting | Equipment | Efficient Lighting - Other Interior Lighting | Efficient interior lighting | Chemicals_Efficient Lighting - Other Interior Lighting | 25% | 84.26% | 84.26% | 2019 Nexant | 38.99% | Nexant egr estimates | 0.39837 | Nexant egr estimates | 14.4667 | Nexant egr estimates | [5 empty] | 3.987% | 0.12842 | 67 | 52 | Chemicals_Efficient Lighting - Other Interior Lighting | 25% | 23.12% | 1.0383 | 13 | Engineering calculations
Chemicals | Lighting | Equipment | Efficient Lighting - Exterior | Efficient exterior lighting | Chemicals_Efficient Lighting - Exterior | 15.29% | #N/A | 15.29% | 2019 Nexant | 78.74% | Nexant egr estimates | 0.1144 | Nexant egr estimates | 13.6 | Nexant egr estimates | [9 empty] | Chemicals_Efficient Lighting - Exterior | 15.29% | 75% | 0.03 | 15 | BFJ
Chemicals | Lighting | Controls | Lighting Controls | Improved control technologies such as time clocks, bi-level fixture controls, photocell controls, and occupancy/vacancy sensors | Chemicals_Lighting Controls | 30% | 84.26% | 30% | NWPC 7th Plan | 18.53% | Averaged IAC-SE (FEECA) & NWPC | 0.11796 | Averaged IAC-SE (FEECA) & NWPC | 10 | NWPC 7th Plan |  | 30% | 28% | 0.213 | 10 | 9.058% | 0.022913 | 31 | 52 | Chemicals_Lighting Controls | 30% | 28% | 0.213 | 10 | NW Council 7th Plan (2016)
Chemicals | Motors | Compressed Air | Compressed Air System Optimization | Compressed air system improvements | Chemicals_Compressed Air System Optimization | 25.94% | 91.64% | 25.94% | NWPC 7th Plan | 10.2% | Averaged IAC-SE (FEECA) & NWPC | 0.054951 | Averaged IAC-SE (FEECA) & NWPC | 10 | NWPC 7th Plan |  | 25.94% | 20% | 0.089147 | 10 | 0.3956% | 0.020754 | 31 | 52 | Chemicals_Compressed Air System Optimization | 38.34% | 43.91% | 0.1123 | 10 | Averaged IAC (2014) and Council Data
Chemicals | Motors | Compressed Air | Compressed Air Controls | Improved control technologies for compressed air system | Chemicals_Compressed Air Controls | 15.38% | 91.64% | 91.64% | IAC-SE (FEECA) | 0.8744% | IAC-SE (FEECA) | 0.11342 | IAC-SE (FEECA) | 12.5 | 2019 Nexant | [5 empty] | 0.8744% | 0.11342 | 8 | 52 | Chemicals_Compressed Air Controls | 38.62% | 12.11% | 0.25469 | 12.5 | IAC Data (Southeast 2010-2016)
Chemicals | Motors | Compressed Air | Compressed Air Equipment | Equipment upgrades to improve operating efficiency | Chemicals_Compressed Air Equipment | 9.615% | 91.64% | 91.64% | IAC-SE (FEECA) | 1.996% | IAC-SE (FEECA) | 0.1008 | IAC-SE (FEECA) | 15 | 2019 Nexant | [5 empty] | 1.996% | 0.1008 | 5 | 52 | Chemicals_Compressed Air Equipment | 80.8% | 1.998% | 0.099161 | 15 | IAC Data (Southeast 2010-2016)
Chemicals | Motors | Equipment | Motor Equipment Upgrades | Equipment upgrades to improve operating efficiency | Chemicals_Motor Equipment Upgrades | 38.46% | 91.64% | 91.64% | IAC-SE (FEECA) | 1.831% | Averaged IAC-SE (FEECA) & NWPC | 0.17304 | Averaged IAC-SE (FEECA) & NWPC | 10 | NWPC 7th Plan |  | 21% | 2% | 0.23691 | 10 | 1.662% | 0.10916 | 20 | 52 | Chemicals_Motor Equipment Upgrades | 35.12% | 5.3% | 0.18271 | 12.3333 | IAC Data (Southeast 2010-2016)
Chemicals | Motors | Controls | Motor Improved Controls | Improved motor control technologies | Chemicals_Motor Improved Controls | 3.846% | 91.64% | 91.64% | IAC-SE (FEECA) | 0.4828% | IAC-SE (FEECA) | 0.1223 | IAC-SE (FEECA) | 15 | 2019 Nexant | [5 empty] | 0.4828% | 0.1223 | 2 | 52 | Chemicals_Motor Improved Controls | 33.3% | 1.792% | 0.063804 | 15 | IAC Data (Southeast 2010-2016)
Chemicals | Motors | Drives | Motor Optimization | Motor system optimization | Chemicals_Motor Optimization | 63.46% | 91.64% | 91.64% | IAC-SE (FEECA) | 0.9286% | IAC-SE (FEECA) | 0.068248 | IAC-SE (FEECA) | 10 | DEER database (RCx) | [5 empty] | 0.9286% | 0.068248 | 33 | 52 | #N/A | #N/A | #N/A | #N/A | #N/A | #N/A
Chemicals | Motors | Fans | Fan Improved Controls | Improved fan control technologies | Chemicals_Fan Improved Controls | Exclude from Segment | #N/A | Exclude from Segment | [16 empty] | Chemicals_Fan Improved Controls | 32.98% | 15.88% | 0.024602 | 15 | IAC Data (Southeast 2010-2016)
Chemicals | Motors | Fans | Fan System Optimization | Fan system optimization | Chemicals_Fan System Optimization | Exclude from Segment | 91.64% | 91.64% | [12 empty] | 0.03875% | 0.10202 | 1 | 52 | #N/A | #N/A | #N/A | #N/A | #N/A | #N/A
Chemicals | Motors | Fans | Fan Equipment Upgrades | Equipment upgrades to improve operating efficiency | Chemicals_Fan Equipment Upgrades | Exclude from Segment | #N/A | Exclude from Segment | [8 empty] | 21% | 2% | 0.23691 | 10 |  |  |  |  | Chemicals_Fan Equipment Upgrades | 73.29% | 6.399% | 0.097284 | 15 | IAC Data (Southeast 2010-2016)
Chemicals | Motors | Pumps | Pump Improved Controls | Improved pump control technologies | Chemicals_Pump Improved Controls | 34.21% | #N/A | 34.21% | 2019 Nexant | 1.792% | IAC-SE (Nexant) | 0.063804 | IAC-SE (Nexant) | 15 | 2019 Nexant | [9 empty] | Chemicals_Pump Improved Controls | 34.21% | 1.792% | 0.063804 | 15 | IAC Data (Southeast 2010-2016)
Chemicals | Motors | Pumps | Pump System Optimization | Pump system optimization | Chemicals_Pump System Optimization | 3.846% | 91.64% | 91.64% | IAC-SE (FEECA) | 6.095% | IAC-SE (FEECA) | 0.10081 | IAC-SE (FEECA) | 10 | DEER database (RCx) | [5 empty] | 6.095% | 0.10081 | 2 | 52 | Chemicals_Pump System Optimization | 31.01% | 7.5% | 0 | 10 | NW Council 7th Plan (2016)
Chemicals | Motors | Pumps | Pump Equipment Upgrade | Equipment upgrades to improve operating efficiency | Chemicals_Pump Equipment Upgrade | 76.03% | #N/A | 76.03% | 2019 Nexant | 6.399% | IAC-SE (Nexant) | 0.097284 | IAC-SE (Nexant) | 15 | 2019 Nexant |  | 21% | 2% | 0.23691 | 10 |  |  |  |  | Chemicals_Pump Equipment Upgrade | 76.03% | 6.399% | 0.097284 | 15 | IAC Data (Southeast 2010-2016)
Chemicals | Processes | Misc | Plant Energy Management | Facility control technologies and optimization to improve energy efficiency | Chemicals_Plant Energy Management | 27.36% | #N/A | 27.36% | 2019 Nexant | 12% | NWPC (via Nexant) | 0.023178 | NWPC (via Nexant) | 10.5 | 2019 Nexant | [9 empty] | Chemicals_Plant Energy Management | 27.36% | 12% | 0.023178 | 10.5 | NW Council 7th Plan (2016)
Chemicals | Processes | Heating | Process Heat Improved Controls | Improved process heat control technologies | Chemicals_Process Heat Improved Controls | 32.94% | 50.54% | 50.54% | 2019 Nexant | 0.9888% | IAC-SE (FEECA) | 0.1997 | IAC-SE (FEECA) | 15 | 2019 Nexant | [5 empty] | 0.9888% | 0.1997 | 2 | 52 | Chemicals_Process Heat Improved Controls | 32.94% | 2.283% | 0.89743 | 15 | IAC Data (Southeast 2010-2016)
Chemicals | Processes | Heating | Process Heat System Optimization | Process heat system optimization | Chemicals_Process Heat System Optimization | 38.46% | 50.54% | 50.54% | IAC-SE (FEECA) | 11.32% | IAC-SE (FEECA) | 0.79191 | IAC-SE (FEECA) | 2 | 2019 Nexant | [5 empty] | 11.32% | 0.79191 | 20 | 52 | Chemicals_Process Heat System Optimization | 63.43% | 4.88% | 3.6661 | 2 | IAC Data (Southeast 2010-2016)
Chemicals | Processes | Heating | Process Heat Equipment Upgrade | Equipment upgrades to improve operating efficiency | Chemicals_Process Heat Equipment Upgrade | Exclude from Segment | 50.54% | 50.54% | [14 empty] | 1 | 52 | #N/A | #N/A | #N/A | #N/A | #N/A | #N/A
Chemicals | Processes | Industry | Process Other Systems Optimization | Process other system optimization | Chemicals_Process Other Systems Optimization | Exclude from Segment | 2.359% | 2.359% | [12 empty] | 116.9% | 0.023941 | 3 | 52 | Chemicals_Process Other Systems Optimization | 27.36% | 12% | 0.023178 | 5.3333 | NW Council 7th Plan (2016)
Chemicals | Processes | Industry | Process Other Equipment Upgrades | Equipment upgrades to improve operating efficiency | Chemicals_Process Other Equipment Upgrades | Exclude from Segment | #N/A | Exclude from Segment | [16 empty] | #N/A | #N/A | #N/A | #N/A | #N/A | #N/A
Chemicals | Processes | Refrigeration | Process Refrig System Optimization | Process refrigeration system optimization | Chemicals_Process Refrig System Optimization | 10% | #N/A | 10% | NWPC 7th Plan | 40% | NWPC 7th Plan | 0.0071838 | NWPC 7th Plan | 4.6667 | NWPC 7th Plan |  | 10% | 40% | 0.0071838 | 4.6667 |  |  |  |  | Chemicals_Process Refrig System Optimization | 54.67% | 16.93% | 0.13733 | 6.5 | NW Council 7th Plan (2016)
Chemicals | Processes | Refrigeration | Process Refrig Controls | Improved process refrigeration control technologies | Chemicals_Process Refrig Controls | 33.75% | 7.299% | 7.299% | 2019 Nexant | 4.564% | IAC-SE (FEECA) | 0.0061468 | IAC-SE (FEECA) | 15 | 2019 Nexant | [5 empty] | 4.564% | 0.0061468 | 1 | 52 | Chemicals_Process Refrig Controls | 33.75% | 6% | 0.88 | 15 | Colorado 2010 DSM Study for Xcel
Chemicals | Processes | Refrigeration | Process Refrig Equipment Upgrade | Equipment upgrades to improve operating efficiency | Chemicals_Process Refrig Equipment Upgrade | 28.34% | 7.299% | 28.34% | NWPC 7th Plan | 19.81% | Averaged IAC-SE (FEECA) & NWPC | 0.1499 | Averaged IAC-SE (FEECA) & NWPC | 10 | NWPC 7th Plan |  | 28.34% | 14.82% | 0.090182 | 10 | 24.79% | 0.20961 | 7 | 52 | Chemicals_Process Refrig Equipment Upgrade | 19% | 13.53% | 0.2288 | 20 | NW Council 7th Plan (2016)
Electronic Equipment | HVAC | Building Envelope | Building Envelope Improvements | Facility envelope improvements to improve thermal efficiency | Electronic Equipment_Building Envelope Improvements | 70% | 22.26% | 22.26% | IAC-SE (FEECA) | 13.92% | IAC-SE (FEECA) | 0.17391 | IAC-SE (FEECA) | 15 | 2019 Nexant | [5 empty] | 13.92% | 0.17391 | 21 | 30 | Electronic Equipment_Building Envelope Improvements | 35% | 14.42% | 0.17586 | 15 | IAC Data (Southeast 2010-2016)
Electronic Equipment | HVAC | Equipment | HVAC Equipment Upgrades | Equipment upgrades to improve operating efficiency | Electronic Equipment_HVAC Equipment Upgrades | 12.19% | 22.26% | 22.26% | 2019 Nexant | 12.46% | Nexant egr estimates | 0.1245 | Nexant egr estimates | 18 | Nexant egr estimates | [5 empty] | 19.15% | 0.35543 | 1 | 30 | Electronic Equipment_HVAC Equipment Upgrades | 12.19% | 12.46% | 0.1245 | 18.75 | Engineering adjustment to space cooling load with cooling equipment effciency
Electronic Equipment | HVAC | Optimization | HVAC Recommissioning | Diagnostic evaluation and optimization of facility HVAC system | Electronic Equipment_HVAC Recommissioning | 6.667% | 22.26% | 22.26% | IAC-SE (FEECA) | 6.681% | IAC-SE (FEECA) | 0.035919 | IAC-SE (FEECA) | 10 | 2019 Nexant | [5 empty] | 6.681% | 0.035919 | 2 | 30 | Electronic Equipment_HVAC Recommissioning | 86.42% | 9.311% | 0.0046301 | 10 | IAC Data (Southeast 2010-2016)
Electronic Equipment | HVAC | Controls | HVAC Improved Controls | Improved control technologies such as EMS, thermostats, demand controlled ventilation | Electronic Equipment_HVAC Improved Controls | 10% | 22.26% | 22.26% | IAC-SE (FEECA) | 5.529% | IAC-SE (FEECA) | 0.136 | IAC-SE (FEECA) | 15 | 2019 Nexant | [5 empty] | 5.529% | 0.136 | 3 | 30 | Electronic Equipment_HVAC Improved Controls | 38.89% | 15.88% | 0.024602 | 15 | IAC Data (Southeast 2010-2016)
Electronic Equipment | Lighting | Equipment | Efficient Lighting - High Bay | Efficient high bay lighting fixtures | Electronic Equipment_Efficient Lighting - High Bay | 20% | #N/A | 20% | 2019 Nexant | 48.41% | Nexant egr estimates | 0.21586 | Nexant egr estimates | 13.6667 | Nexant egr estimates | [9 empty] | Electronic Equipment_Efficient Lighting - High Bay | 20% | 14.67% | 11.6878 | 17 | Engineering calculations
Electronic Equipment | Lighting | Equipment | Efficient Lighting - Other Interior Lighting | Efficient interior lighting | Electronic Equipment_Efficient Lighting - Other Interior Lighting | 25% | 69.19% | 69.19% | 2019 Nexant | 38.99% | Nexant egr estimates | 0.39837 | Nexant egr estimates | 14.4667 | Nexant egr estimates | [5 empty] | 16.09% | 0.17253 | 32 | 30 | Electronic Equipment_Efficient Lighting - Other Interior Lighting | 25% | 23.12% | 1.0383 | 13 | Engineering calculations
Electronic Equipment | Lighting | Equipment | Efficient Lighting - Exterior | Efficient exterior lighting | Electronic Equipment_Efficient Lighting - Exterior | 15.29% | #N/A | 15.29% | 2019 Nexant | 78.74% | Nexant egr estimates | 0.1144 | Nexant egr estimates | 13.6 | Nexant egr estimates | [9 empty] | Electronic Equipment_Efficient Lighting - Exterior | 15.29% | 75% | 0.03 | 15 | BFJ
Electronic Equipment | Lighting | Controls | Lighting Controls | Improved control technologies such as time clocks, bi-level fixture controls, photocell controls, and occupancy/vacancy sensors | Electronic Equipment_Lighting Controls | 30% | 69.19% | 30% | NWPC 7th Plan | 15.17% | Averaged IAC-SE (FEECA) & NWPC | 0.14448 | Averaged IAC-SE (FEECA) & NWPC | 10 | NWPC 7th Plan |  | 30% | 28% | 0.213 | 10 | 2.337% | 0.075968 | 15 | 30 | Electronic Equipment_Lighting Controls | 29.1% | 14.29% | 1.5915 | 9 | NW Council 7th Plan (2016)
Electronic Equipment | Motors | Compressed Air | Compressed Air System Optimization | Compressed air system improvements | Electronic Equipment_Compressed Air System Optimization | 25.94% | 87.54% | 25.94% | NWPC 7th Plan | 10.72% | Averaged IAC-SE (FEECA) & NWPC | 0.048234 | Averaged IAC-SE (FEECA) & NWPC | 10 | NWPC 7th Plan |  | 25.94% | 20% | 0.089147 | 10 | 1.443% | 0.0073209 | 18 | 30 | Electronic Equipment_Compressed Air System Optimization | 35% | 43.91% | 0.1123 | 10 | Averaged IAC (2014) and Council Data
Electronic Equipment | Motors | Compressed Air | Compressed Air Controls | Improved control technologies for compressed air system | Electronic Equipment_Compressed Air Controls | 13.33% | 87.54% | 87.54% | IAC-SE (FEECA) | 1.483% | IAC-SE (FEECA) | 0.030674 | IAC-SE (FEECA) | 12.5 | 2019 Nexant | [5 empty] | 1.483% | 0.030674 | 4 | 30 | Electronic Equipment_Compressed Air Controls | 9.939% | 13% | 0.2536 | 12.5 | IAC Data (Southeast 2010-2016)
Electronic Equipment | Motors | Compressed Air | Compressed Air Equipment | Equipment upgrades to improve operating efficiency | Electronic Equipment_Compressed Air Equipment | 10% | 87.54% | 87.54% | IAC-SE (FEECA) | 6.339% | IAC-SE (FEECA) | 0.038234 | IAC-SE (FEECA) | 15 | 2019 Nexant | [5 empty] | 6.339% | 0.038234 | 3 | 30 | Electronic Equipment_Compressed Air Equipment | 73.77% | 6.339% | 0.038234 | 15 | IAC Data (Southeast 2010-2016)
Electronic Equipment | Motors | Equipment | Motor Equipment Upgrades | Equipment upgrades to improve operating efficiency | Electronic Equipment_Motor Equipment Upgrades | 13.33% | 87.54% | 87.54% | IAC-SE (FEECA) | 1.253% | IAC-SE (FEECA) | 0.16441 | IAC-SE (FEECA) | 12 | 2019 Nexant | [5 empty] | 1.253% | 0.16441 | 4 | 30 | Electronic Equipment_Motor Equipment Upgrades | 10.47% | 7.5% | 0.21393 | 12 | Energy Star Plant Mgrs Manual - PetroChem / DOE ITP Motor Tip Sheet
Electronic Equipment | Motors | Controls | Motor Improved Controls | Improved motor control technologies | Electronic Equipment_Motor Improved Controls | 33.67% | #N/A | 33.67% | 2019 Nexant | 1.792% | IAC-SE (Nexant) | 0.063804 | IAC-SE (Nexant) | 15 | 2019 Nexant | [8 empty] | 30 | Electronic Equipment_Motor Improved Controls | 33.67% | 1.792% | 0.063804 | 15 | IAC Data (Southeast 2010-2016)
Electronic Equipment | Motors | Drives | Motor Optimization | Motor system optimization | Electronic Equipment_Motor Optimization | 16.67% | 87.54% | 87.54% | IAC-SE (FEECA) | 10.68% | IAC-SE (FEECA) | 0.070953 | IAC-SE (FEECA) | 10 | DEER database (RCx) | [5 empty] | 10.68% | 0.070953 | 5 | 30 | #N/A | #N/A | #N/A | #N/A | #N/A | #N/A
Electronic Equipment | Motors | Fans | Fan Improved Controls | Improved fan control technologies | Electronic Equipment_Fan Improved Controls | 33.21% | 87.54% | 87.54% | 2019 Nexant | 15.88% | IAC-SE (Nexant) | 0.024602 | IAC-SE (Nexant) | 15 | 2019 Nexant | [5 empty] | 2.151% | 0.10643 | 2 | 30 | Electronic Equipment_Fan Improved Controls | 33.21% | 15.88% | 0.024602 | 15 | IAC Data (Southeast 2010-2016)
Electronic Equipment | Motors | Fans | Fan System Optimization | Fan system optimization | Electronic Equipment_Fan System Optimization | Exclude from Segment | #N/A | Exclude from Segment | [15 empty] | 30 | #N/A | #N/A | #N/A | #N/A | #N/A | #N/A
Electronic Equipment | Motors | Fans | Fan Equipment Upgrades | Equipment upgrades to improve operating efficiency | Electronic Equipment_Fan Equipment Upgrades | Exclude from Segment | #N/A | Exclude from Segment | [15 empty] | 30 | #N/A | #N/A | #N/A | #N/A | #N/A | #N/A
Electronic Equipment | Motors | Pumps | Pump Improved Controls | Improved pump control technologies | Electronic Equipment_Pump Improved Controls | 32.82% | #N/A | 32.82% | 2019 Nexant | 1.792% | IAC-SE (Nexant) | 0.063804 | IAC-SE (Nexant) | 15 | 2019 Nexant | [8 empty] | 30 | Electronic Equipment_Pump Improved Controls | 32.82% | 1.792% | 0.063804 | 15 | IAC Data (Southeast 2010-2016)
Electronic Equipment | Motors | Pumps | Pump System Optimization | Pump system optimization | Electronic Equipment_Pump System Optimization | Exclude from Segment | #N/A | Exclude from Segment | [15 empty] | 30 | Electronic Equipment_Pump System Optimization | 31.01% | 7.5% | 0 | 10 | NW Council 7th Plan (2016)
Electronic Equipment | Motors | Pumps | Pump Equipment Upgrade | Equipment upgrades to improve operating efficiency | Electronic Equipment_Pump Equipment Upgrade | Exclude from Segment | #N/A | Exclude from Segment | [15 empty] | 30 | #N/A | #N/A | #N/A | #N/A | #N/A | #N/A
Electronic Equipment | Processes | Misc | Plant Energy Management | Facility control technologies and optimization to improve energy efficiency | Electronic Equipment_Plant Energy Management | 27.36% | #N/A | 27.36% | 2019 Nexant | 12% | NWPC (via Nexant) | 0.023178 | NWPC (via Nexant) | 10.5 | 2019 Nexant | [8 empty] | 30 | Electronic Equipment_Plant Energy Management | 27.36% | 12% | 0.023178 | 10.5 | NW Council 7th Plan (2016)
Electronic Equipment | Processes | Heating | Process Heat Improved Controls | Improved process heat control technologies | Electronic Equipment_Process Heat Improved Controls | 36.07% | #N/A | 36.07% | 2019 Nexant | 2.283% | IAC-SE (Nexant) | 0.89743 | IAC-SE (Nexant) | 15 | 2019 Nexant | [8 empty] | 30 | Electronic Equipment_Process Heat Improved Controls | 36.07% | 2.283% | 0.89743 | 15 | IAC Data (Southeast 2010-2016)
Electronic Equipment | Processes | Heating | Process Heat System Optimization | Process heat system optimization | Electronic Equipment_Process Heat System Optimization | 36.67% | 9.104% | 9.104% | IAC-SE (FEECA) | 13.63% | IAC-SE (FEECA) | 0.042354 | IAC-SE (FEECA) | 2 | 2019 Nexant | [5 empty] | 13.63% | 0.042354 | 11 | 30 | Electronic Equipment_Process Heat System Optimization | 69.48% | 0.9536% | 1.2758 | 2 | IAC Data (Southeast 2010-2016)
Electronic Equipment | Processes | Heating | Process Heat Equipment Upgrade | Equipment upgrades to improve operating efficiency | Electronic Equipment_Process Heat Equipment Upgrade | Exclude from Segment | #N/A | Exclude from Segment | [15 empty] | 30 | #N/A | #N/A | #N/A | #N/A | #N/A | #N/A
Electronic Equipment | Processes | Industry | Process Other Systems Optimization | Process other system optimization | Electronic Equipment_Process Other Systems Optimization | 27.36% | 2.916% | 2.916% | 2019 Nexant | 25.45% | Averaged IAC-SE (FEECA) & NWPC | 0.11983 | Averaged IAC-SE (FEECA) & NWPC | 5.3333 | 2019 Nexant |  | 80% | 5% | 0.20677 | 10 | 45.9% | 0.032895 | 2 | 30 | Electronic Equipment_Process Other Systems Optimization | 27.36% | 12% | 0.023178 | 5.3333 | NW Council 7th Plan (2016)
Electronic Equipment | Processes | Industry | Process Other Equipment Upgrades | Equipment upgrades to improve operating efficiency | Electronic Equipment_Process Other Equipment Upgrades | Exclude from Segment | #N/A | Exclude from Segment | [8 empty] | 35% | 100% | 0.49869 | 10 |  |  |  | 30 | #N/A | #N/A | #N/A | #N/A | #N/A | #N/A
Electronic Equipment | Processes | Refrigeration | Process Refrig System Optimization | Process refrigeration system optimization | Electronic Equipment_Process Refrig System Optimization | 10% | #N/A | 10% | NWPC 7th Plan | 40% | NWPC 7th Plan | 0.0071838 | NWPC 7th Plan | 4.6667 | NWPC 7th Plan |  | 10% | 40% | 0.0071838 | 4.6667 |  |  |  | 30 | Electronic Equipment_Process Refrig System Optimization | 54.67% | 16.93% | 0.13733 | 6.5 | NW Council 7th Plan (2016)
Electronic Equipment | Processes | Refrigeration | Process Refrig Controls | Improved process refrigeration control technologies | Electronic Equipment_Process Refrig Controls | 33.75% | #N/A | 33.75% | 2019 Nexant | 6% | IAC-SE (Nexant) | 0.88 | IAC-SE (Nexant) | 15 | 2019 Nexant | [8 empty] | 30 | Electronic Equipment_Process Refrig Controls | 33.75% | 6% | 0.88 | 15 | Colorado 2010 DSM Study for Xcel
Electronic Equipment | Processes | Refrigeration | Process Refrig Equipment Upgrade | Equipment upgrades to improve operating efficiency | Electronic Equipment_Process Refrig Equipment Upgrade | 28.34% | 17.26% | 28.34% | NWPC 7th Plan | 14.82% | NWPC 7th Plan | 0.090182 | NWPC 7th Plan | 10 | NWPC 7th Plan |  | 28.34% | 14.82% | 0.090182 | 10 | 230.6% | 0.20729 | 5 | 30 | Electronic Equipment_Process Refrig Equipment Upgrade | 19.33% | 39.02% | 0.34025 | 16.6667 | NW Council 7th Plan (2016)
Fabricated Metal | HVAC | Building Envelope | Building Envelope Improvements | Facility envelope improvements to improve thermal efficiency | Fabricated Metal_Building Envelope Improvements | 26.15% | 22.87% | 22.87% | IAC-SE (FEECA) | 32.38% | IAC-SE (FEECA) | 0.14941 | IAC-SE (FEECA) | 15 | 2019 Nexant | [5 empty] | 32.38% | 0.14941 | 17 | 65 | Fabricated Metal_Building Envelope Improvements | 35% | 23.2% | 0.13966 | 15 | IAC Data (Southeast 2010-2016)
Fabricated Metal | HVAC | Equipment | HVAC Equipment Upgrades | Equipment upgrades to improve operating efficiency | Fabricated Metal_HVAC Equipment Upgrades | 24.62% | 22.87% | 22.87% | IAC-SE (FEECA) | 13.12% | IAC-SE (FEECA) | 0.078657 | IAC-SE (FEECA) | 18 | Nexant egr estimates | [5 empty] | 13.12% | 0.078657 | 16 | 65 | #N/A | #N/A | #N/A | #N/A | #N/A | #N/A
Fabricated Metal | HVAC | Optimization | HVAC Recommissioning | Diagnostic evaluation and optimization of facility HVAC system | Fabricated Metal_HVAC Recommissioning | 1.538% | 22.87% | 22.87% | IAC-SE (FEECA) | 15% | IAC-SE (FEECA) | 0.22 | IAC-SE (FEECA) | 10 | 2019 Nexant | [5 empty] | 15% | 0.22 | 1 | 65 | Fabricated Metal_HVAC Recommissioning | 74.27% | 31.53% | 0.080046 | 10 | IAC Data (Southeast 2010-2016)
Fabricated Metal | HVAC | Controls | HVAC Improved Controls | Improved control technologies such as EMS, thermostats, demand controlled ventilation | Fabricated Metal_HVAC Improved Controls | 15.38% | 22.87% | 22.87% | IAC-SE (FEECA) | 5.952% | IAC-SE (FEECA) | 0.065911 | IAC-SE (FEECA) | 15 | 2019 Nexant | [5 empty] | 5.952% | 0.065911 | 10 | 65 | Fabricated Metal_HVAC Improved Controls | 33.42% | 15.88% | 0.024602 | 15 | IAC Data (Southeast 2010-2016)
Fabricated Metal | Lighting | Equipment | Efficient Lighting - High Bay | Efficient high bay lighting fixtures | Fabricated Metal_Efficient Lighting - High Bay | 20% | #N/A | 20% | 2019 Nexant (taken from other segments) | 48.41% | Nexant egr estimates | 0.21586 | Nexant egr estimates | 13.6667 | Nexant egr estimates | [8 empty] | 65 | #N/A | #N/A | #N/A | #N/A | #N/A | #N/A
Fabricated Metal | Lighting | Equipment | Efficient Lighting - Other Interior Lighting | Efficient interior lighting | Fabricated Metal_Efficient Lighting - Other Interior Lighting | 25% | 48.17% | 48.17% | 2019 Nexant (taken from other segments) | 38.99% | Nexant egr estimates | 0.39837 | Nexant egr estimates | 14.4667 | Nexant egr estimates | [5 empty] | 32.05% | 0.20711 | 67 | 65 | #N/A | #N/A | #N/A | #N/A | #N/A | #N/A
Fabricated Metal | Lighting | Equipment | Efficient Lighting - Exterior | Efficient exterior lighting | Fabricated Metal_Efficient Lighting - Exterior | 15.29% | #N/A | 15.29% | 2019 Nexant (taken from other segments) | 78.74% | Nexant egr estimates | 0.1144 | Nexant egr estimates | 13.6 | Nexant egr estimates | [8 empty] | 65 | #N/A | #N/A | #N/A | #N/A | #N/A | #N/A
Fabricated Metal | Lighting | Controls | Lighting Controls | Improved control technologies such as time clocks, bi-level fixture controls, photocell controls, and occupancy/vacancy sensors | Fabricated Metal_Lighting Controls | 30% | 48.17% | 30% | NWPC 7th Plan | 15.98% | Averaged IAC-SE (FEECA) & NWPC | 0.12662 | Averaged IAC-SE (FEECA) & NWPC | 10 | NWPC 7th Plan |  | 30% | 28% | 0.213 | 10 | 3.964% | 0.040236 | 38 | 65 | #N/A | #N/A | #N/A | #N/A | #N/A | #N/A
Fabricated Metal | Motors | Compressed Air | Compressed Air System Optimization | Compressed air system improvements | Fabricated Metal_Compressed Air System Optimization | 25.94% | 48.34% | 25.94% | NWPC 7th Plan | 11.68% | Averaged IAC-SE (FEECA) & NWPC | 0.047474 | Averaged IAC-SE (FEECA) & NWPC | 10 | NWPC 7th Plan |  | 25.94% | 20% | 0.089147 | 10 | 3.355% | 0.0057998 | 36 | 65 | Fabricated Metal_Compressed Air System Optimization | 35.64% | 43.91% | 0.1123 | 10 | Averaged IAC (2014) and Council Data
Fabricated Metal | Motors | Compressed Air | Compressed Air Controls | Improved control technologies for compressed air system | Fabricated Metal_Compressed Air Controls | 18.46% | 48.34% | 48.34% | IAC-SE (FEECA) | 8.011% | IAC-SE (FEECA) | 0.075109 | IAC-SE (FEECA) | 12.5 | 2019 Nexant (from Chemicals) | [5 empty] | 8.011% | 0.075109 | 12 | 65 | #N/A | #N/A | #N/A | #N/A | #N/A | #N/A
Fabricated Metal | Motors | Compressed Air | Compressed Air Equipment | Equipment upgrades to improve operating efficiency | Fabricated Metal_Compressed Air Equipment | 6.154% | 48.34% | 48.34% | IAC-SE (FEECA) | 3.25% | IAC-SE (FEECA) | 0.080718 | IAC-SE (FEECA) | 12.5 | 2019 Nexant |  | 17.1% | 35% | 0.18383 | 10 | 3.25% | 0.080718 | 4 | 65 | Fabricated Metal_Compressed Air Equipment | 46.11% | 21.78% | 0.12575 | 12.5 | NW Council 7th Plan (2016)
Fabricated Metal | Motors | Equipment | Motor Equipment Upgrades | Equipment upgrades to improve operating efficiency | Fabricated Metal_Motor Equipment Upgrades | 29.23% | 48.34% | 48.34% | IAC-SE (FEECA) | 1.935% | Averaged IAC-SE (FEECA) & NWPC | 0.1659 | Averaged IAC-SE (FEECA) & NWPC | 10 | NWPC 7th Plan |  | 13.42% | 0.5% | 0.25471 | 10 | 3.37% | 0.077092 | 19 | 65 | Fabricated Metal_Motor Equipment Upgrades | 35.47% | 3.23% | 0.21383 | 12.3333 | IAC Data (Southeast 2010-2016)
Fabricated Metal | Motors | Controls | Motor Improved Controls | Improved motor control technologies | Fabricated Metal_Motor Improved Controls | 33.71% | #N/A | 33.71% | 2019 Nexant |  | IAC-SE (FEECA) |  | IAC-SE (FEECA) | 15 | 2019 Nexant | [8 empty] | 65 | Fabricated Metal_Motor Improved Controls | 33.71% | 1.792% | 0.063804 | 15 | IAC Data (Southeast 2010-2016)
Fabricated Metal | Motors | Drives | Motor Optimization | Motor system optimization | Fabricated Metal_Motor Optimization | 6.154% | 48.34% | 48.34% | IAC-SE (FEECA) | 1.27% | IAC-SE (FEECA) | 0.081696 | IAC-SE (FEECA) | 10 | DEER database (RCx) |  | 27% | 29% | 0.13631 | 11 | 1.27% | 0.081696 | 4 | 65 | #N/A | #N/A | #N/A | #N/A | #N/A | #N/A
Fabricated Metal | Motors | Fans | Fan Improved Controls | Improved fan control technologies | Fabricated Metal_Fan Improved Controls | 34.37% | 48.34% | 48.34% | 2019 Nexant | 15.88% | IAC-SE (Nexant) | 0.024602 | IAC-SE (Nexant) | 15 | 2019 Nexant | [5 empty] | 24.21% | 0.0010317 | 2 | 65 | Fabricated Metal_Fan Improved Controls | 34.37% | 15.88% | 0.024602 | 15 | IAC Data (Southeast 2010-2016)
Fabricated Metal | Motors | Fans | Fan System Optimization | Fan system optimization | Fabricated Metal_Fan System Optimization | Exclude from Segment | #N/A | Exclude from Segment | [15 empty] | 65 | #N/A | #N/A | #N/A | #N/A | #N/A | #N/A
Fabricated Metal | Motors | Fans | Fan Equipment Upgrades | Equipment upgrades to improve operating efficiency | Fabricated Metal_Fan Equipment Upgrades | 76.37% | #N/A | 76.37% | 2019 Nexant | 0.1897% | IAC-SE (Nexant) | 0.19064 | IAC-SE (Nexant) | 15 | 2019 Nexant |  | 21% | 2% | 0.23691 | 10 |  |  |  | 65 | Fabricated Metal_Fan Equipment Upgrades | 76.37% | 0.1897% | 0.19064 | 15 | IAC Data (Southeast 2010-2016)
Fabricated Metal | Motors | Pumps | Pump Improved Controls | Improved pump control technologies | Fabricated Metal_Pump Improved Controls | 33.99% | #N/A | 33.99% | 2019 Nexant | 1.792% | IAC-SE (Nexant) | 0.063804 | IAC-SE (Nexant) | 15 | 2019 Nexant | [8 empty] | 65 | Fabricated Metal_Pump Improved Controls | 33.99% | 1.792% | 0.063804 | 15 | IAC Data (Southeast 2010-2016)
Fabricated Metal | Motors | Pumps | Pump System Optimization | Pump system optimization | Fabricated Metal_Pump System Optimization | 9.231% | 48.34% | 48.34% | IAC-SE (FEECA) | 2.181% | IAC-SE (FEECA) | 0.079679 | IAC-SE (FEECA) | 10 | DEER database (RCx) | [5 empty] | 2.181% | 0.079679 | 6 | 65 | Fabricated Metal_Pump System Optimization | 31.01% | 7.5% | 0 | 10 | NW Council 7th Plan (2016)
Fabricated Metal | Motors | Pumps | Pump Equipment Upgrade | Equipment upgrades to improve operating efficiency | Fabricated Metal_Pump Equipment Upgrade | 75.53% | #N/A | 75.53% | 2019 Nexant | 0.1897% | IAC-SE (Nexant) | 0.19064 | IAC-SE (Nexant) | 15 | 2019 Nexant |  | 20.33% | 0.9% | 0.39867 | 10 |  |  |  | 65 | Fabricated Metal_Pump Equipment Upgrade | 75.53% | 0.1897% | 0.19064 | 15 | IAC Data (Southeast 2010-2016)
Fabricated Metal | Processes | Misc | Plant Energy Management | Facility control technologies and optimization to improve energy efficiency | Fabricated Metal_Plant Energy Management | 22% | #N/A | 22% | 2019 Nexant | 50% | NWPC 7th Plan | 0.21831 | NWPC 7th Plan | 10.5 | 2019 Nexant |  | 22% | 50% | 0.21831 | 11 |  |  |  | 65 | Fabricated Metal_Plant Energy Management | 22% | 50% | 0.21831 | 10.5 | NW Council 7th Plan (2016)
Fabricated Metal | Processes | Heating | Process Heat Improved Controls | Improved process heat control technologies | Fabricated Metal_Process Heat Improved Controls | 36.23% | 2.66% | 2.66% | 2019 Nexant | 2.283% | IAC-SE (Nexant) | 0.89743 | IAC-SE (Nexant) | 15 | 2019 Nexant | [7 empty] | 2 | 65 | Fabricated Metal_Process Heat Improved Controls | 36.23% | 2.283% | 0.89743 | 15 | IAC Data (Southeast 2010-2016)
Fabricated Metal | Processes | Heating | Process Heat System Optimization | Process heat system optimization | Fabricated Metal_Process Heat System Optimization | 36.92% | 2.66% | 2.66% | IAC-SE (FEECA) | 12.29% | IAC-SE (FEECA) | 0.30884 | IAC-SE (FEECA) | 2 | 2019 Nexant | [5 empty] | 12.29% | 0.30884 | 24 | 65 | Fabricated Metal_Process Heat System Optimization | 69.78% | 24.32% | 0.56443 | 2 | IAC Data (Southeast 2010-2016)
Fabricated Metal | Processes | Heating | Process Heat Equipment Upgrade | Equipment upgrades to improve operating efficiency | Fabricated Metal_Process Heat Equipment Upgrade | 10% | 2.66% | 10% | NWPC 7th Plan | 22.5% | NWPC 7th Plan | 0.10225 | NWPC 7th Plan | 10 | 2019 Nexant |  | 10% | 45% | 0.10225 | 10 | 0% |  | 1 | 65 | Fabricated Metal_Process Heat Equipment Upgrade | 10% | 45% | 0.10225 | 10 | NW Council 7th Plan (2016)
Fabricated Metal | Processes | Industry | Process Other Systems Optimization | Process other system optimization | Fabricated Metal_Process Other Systems Optimization | 6.154% | 46.72% | 46.72% | IAC-SE (FEECA) | 7.649% | IAC-SE (FEECA) | 0.019083 | IAC-SE (FEECA) | 10 | DEER database (RCx) | [5 empty] | 7.649% | 0.019083 | 4 | 65 | #N/A | #N/A | #N/A | #N/A |  | #N/A
Fabricated Metal | Processes | Industry | Process Other Equipment Upgrades | Equipment upgrades to improve operating efficiency | Fabricated Metal_Process Other Equipment Upgrades | Exclude from Segment | #N/A | Exclude from Segment | [15 empty] | 65 | #N/A | #N/A | #N/A | #N/A | #N/A | #N/A
Fabricated Metal | Processes | Refrigeration | Process Refrig System Optimization | Process refrigeration system optimization | Fabricated Metal_Process Refrig System Optimization | Exclude from Segment | #N/A | Exclude from Segment | [15 empty] | 65 | #N/A | #N/A | #N/A | #N/A | #N/A | #N/A
Fabricated Metal | Processes | Refrigeration | Process Refrig Controls | Improved process refrigeration control technologies | Fabricated Metal_Process Refrig Controls | 33.75% | 1.303% | 1.303% | 2019 Nexant | 3.345% | IAC-SE (FEECA) | 0.010771 | IAC-SE (FEECA) | 15 | 2019 Nexant | [5 empty] | 3.345% | 0.010771 | 1 | 65 | Fabricated Metal_Process Refrig Controls | 33.75% | 6% | 0.88 | 15 | Colorado 2010 DSM Study for Xcel
Fabricated Metal | Processes | Refrigeration | Process Refrig Equipment Upgrade | Equipment upgrades to improve operating efficiency | Fabricated Metal_Process Refrig Equipment Upgrade | 21% | 1.303% | 21% | NWPC 7th Plan | 9.182% | Averaged IAC-SE (FEECA) & NWPC | 0.23484 | Averaged IAC-SE (FEECA) & NWPC | 10 | NWPC 7th Plan |  | 21% | 2% | 0.23691 | 10 | 16.36% | 0.23277 | 2 | 65 | Fabricated Metal_Process Refrig Equipment Upgrade | 8% | 18.07% | 0.27831 | 20 | IAC Data (National data - 2014)
Food Production | HVAC | Building Envelope | Building Envelope Improvements | Facility envelope improvements to improve thermal efficiency | Food Production_Building Envelope Improvements | 62.3% | 59.61% | 59.61% | IAC-SE (FEECA) | 16.86% | IAC-SE (FEECA) | 0.1613 | IAC-SE (FEECA) | 15 | 2019 Nexant | [5 empty] | 16.86% | 0.1613 | 38 | 61 | Food Production_Building Envelope Improvements | 35% | 14.67% | 0.16319 | 15 | IAC Data (Southeast 2010-2016)
Food Production | HVAC | Equipment | HVAC Equipment Upgrades | Equipment upgrades to improve operating efficiency | Food Production_HVAC Equipment Upgrades | 13.11% | 59.61% | 59.61% | IAC-SE (FEECA) | 12.46% | Nexant egr estimates | 0.1245 | Nexant egr estimates | 18 | Nexant egr estimates | [5 empty] | 20.25% | 0.21833 | 8 | 61 | Food Production_HVAC Equipment Upgrades | 12.19% | 12.46% | 0.1245 | 18.75 | Engineering adjustment to space cooling load with cooling equipment effciency
Food Production | HVAC | Optimization | HVAC Recommissioning | Diagnostic evaluation and optimization of facility HVAC system | Food Production_HVAC Recommissioning | 4.918% | 59.61% | 59.61% | IAC-SE (FEECA) | 38.32% | IAC-SE (FEECA) | 0.080679 | IAC-SE (FEECA) | 10 | 2019 Nexant | applicability seems high for savings %age |  |  |  |  | 38.32% | 0.080679 | 3 | 61 | Food Production_HVAC Recommissioning | 72.59% | 14.11% | 0.0051405 | 10 | IAC Data (Southeast 2010-2016)
Food Production | HVAC | Controls | HVAC Improved Controls | Improved control technologies such as EMS, thermostats, demand controlled ventilation | Food Production_HVAC Improved Controls | 9.836% | 59.61% | 59.61% | IAC-SE (FEECA) | 13.7% | IAC-SE (FEECA) | 0.0088366 | IAC-SE (FEECA) | 15 | 2019 Nexant | [5 empty] | 13.7% | 0.0088366 | 6 | 61 | Food Production_HVAC Improved Controls | 32.66% | 10.94% | 0.4523 | 15 | IAC Data (Southeast 2010-2016)
Food Production | Lighting | Equipment | Efficient Lighting - High Bay | Efficient high bay lighting fixtures | Food Production_Efficient Lighting - High Bay | 20% | 88.57% | 88.57% | 2019 Nexant | 48.41% | Nexant egr estimates | 0.21586 | Nexant egr estimates | 13.6667 | Nexant egr estimates | [5 empty] | 15.7% | 0.020881 | 1 | 61 | Food Production_Efficient Lighting - High Bay | 20% | 14.67% | 11.6878 | 17 | Engineering calculations
Food Production | Lighting | Equipment | Efficient Lighting - Other Interior Lighting | Efficient interior lighting | Food Production_Efficient Lighting - Other Interior Lighting | 25% | 88.57% | 88.57% | 2019 Nexant | 38.99% | Nexant egr estimates | 0.39837 | Nexant egr estimates | 14.4667 | Nexant egr estimates | [5 empty] | 17.08% | 0.16695 | 65 | 61 | Food Production_Efficient Lighting - Other Interior Lighting | 25% | 23.12% | 1.0383 | 13 | Engineering calculations
Food Production | Lighting | Equipment | Efficient Lighting - Exterior | Efficient exterior lighting | Food Production_Efficient Lighting - Exterior | 15.29% | #N/A | 15.29% | 2019 Nexant | 78.74% | Nexant egr estimates | 0.1144 | Nexant egr estimates | 13.6 | Nexant egr estimates | [8 empty] | 61 | Food Production_Efficient Lighting - Exterior | 15.29% | 75% | 0.03 | 15 | BFJ
Food Production | Lighting | Controls | Lighting Controls | Improved control technologies such as time clocks, bi-level fixture controls, photocell controls, and occupancy/vacancy sensors | Food Production_Lighting Controls | 30% | 88.57% | 30% | NWPC 7th Plan | 17.57% | Averaged IAC-SE (FEECA) & NWPC | 0.12644 | Averaged IAC-SE (FEECA) & NWPC | 10 | NWPC 7th Plan |  | 30% | 28% | 0.213 | 10 | 7.145% | 0.039881 | 42 | 61 | Food Production_Lighting Controls | 29.1% | 14.29% | 1.5915 | 9 | NW Council 7th Plan (2016)
Food Production | Motors | Compressed Air | Compressed Air System Optimization | Compressed air system improvements | Food Production_Compressed Air System Optimization | 25.94% | 88.47% | 25.94% | NWPC 7th Plan | 10.88% | Averaged IAC-SE (FEECA) & NWPC | 0.04962 | Averaged IAC-SE (FEECA) & NWPC | 10 | NWPC 7th Plan |  | 25.94% | 20% | 0.089147 | 10 | 1.767% | 0.010092 | 24 | 61 | Food Production_Compressed Air System Optimization | 35% | 43.91% | 0.1123 | 10 | Averaged IAC (2014) and Council Data
Food Production | Motors | Compressed Air | Compressed Air Controls | Improved control technologies for compressed air system | Food Production_Compressed Air Controls | 6.557% | 88.47% | 88.47% | IAC-SE (FEECA) | 6.388% | IAC-SE (FEECA) | 0.24522 | IAC-SE (FEECA) | 12.5 | 2019 Nexant | [5 empty] | 6.388% | 0.24522 | 4 | 61 | Food Production_Compressed Air Controls | 9.939% | 12.67% | 0.27213 | 12.5 | IAC Data (Southeast 2010-2016)
Food Production | Motors | Compressed Air | Compressed Air Equipment | Equipment upgrades to improve operating efficiency | Food Production_Compressed Air Equipment | 8.197% | 88.47% | 88.47% | IAC-SE (FEECA) | 9.607% | IAC-SE (FEECA) | 0.23044 | IAC-SE (FEECA) | 12.5 | 2019 Nexant |  | 17.1% | 35% | 0.18383 | 10 | 9.607% | 0.23044 | 5 | 61 | Food Production_Compressed Air Equipment | 45.43% | 22.99% | 0.22268 | 12.5 | NW Council 7th Plan (2016)
Food Production | Motors | Equipment | Motor Equipment Upgrades | Equipment upgrades to improve operating efficiency | Food Production_Motor Equipment Upgrades | 42.62% | 88.47% | 88.47% | IAC-SE (FEECA) | 2.116% | IAC-SE (FEECA) | 0.15835 | IAC-SE (FEECA) | 12.3333 | 2019 Nexant |  | 12.12% | 0.5% | 0.25471 | 10 | 2.116% | 0.15835 | 26 | 61 | Food Production_Motor Equipment Upgrades | 34.77% | 5.475% | 0.21541 | 12.3333 | IAC Data (Southeast 2010-2016)
Food Production | Motors | Controls | Motor Improved Controls | Improved motor control technologies | Food Production_Motor Improved Controls | 32.89% | #N/A | 32.89% | 2019 Nexant | 1.792% | IAC-SE (Nexant) | 0.063804 | IAC-SE (Nexant) | 15 | 2019 Nexant | [8 empty] | 61 | Food Production_Motor Improved Controls | 32.89% | 1.792% | 0.063804 | 15 | IAC Data (Southeast 2010-2016)
Food Production | Motors | Drives | Motor Optimization | Motor system optimization | Food Production_Motor Optimization | 27% | 88.47% | 27% | NWPC 7th Plan | 15.77% | Averaged IAC-SE (FEECA) & NWPC | 0.12852 | Averaged IAC-SE (FEECA) & NWPC | 11 | NWPC 7th Plan |  | 27% | 29% | 0.13631 | 11 | 2.547% | 0.12073 | 17 | 61 | #N/A | #N/A | #N/A | #N/A | #N/A | #N/A
Food Production | Motors | Fans | Fan Improved Controls | Improved fan control technologies | Food Production_Fan Improved Controls | 33.8% | #N/A | 33.8% | 2019 Nexant | 15.88% | IAC-SE (Nexant) | 0.024602 | IAC-SE (Nexant) | 15 | 2019 Nexant | [8 empty] | 61 | Food Production_Fan Improved Controls | 33.8% | 15.88% | 0.024602 | 15 | IAC Data (Southeast 2010-2016)
Food Production | Motors | Fans | Fan System Optimization | Fan system optimization | Food Production_Fan System Optimization | Exclude from Segment | #N/A | Exclude from Segment | [15 empty] | 61 | #N/A | #N/A | #N/A | #N/A | #N/A | #N/A
Food Production | Motors | Fans | Fan Equipment Upgrades | Equipment upgrades to improve operating efficiency | Food Production_Fan Equipment Upgrades | 75.1% | #N/A | 75.1% | 2019 Nexant | 4.463% | Averaged IAC-SE (Nexant) & NWPC | 0.21615 | Averaged IAC-SE (Nexant) & NWPC | 10 | NWPC 7th Plan |  | 21% | 2% | 0.23691 | 10 |  |  |  | 61 | Food Production_Fan Equipment Upgrades | 75.1% | 6.926% | 0.19538 | 15 | IAC Data (Southeast 2010-2016)
Food Production | Motors | Pumps | Pump Improved Controls | Improved pump control technologies | Food Production_Pump Improved Controls | 33.17% | #N/A | 33.17% | 2019 Nexant | 1.792% | IAC-SE (Nexant) | 0.063804 | IAC-SE (Nexant) | 15 | 2019 Nexant | [8 empty] | 61 | Food Production_Pump Improved Controls | 33.17% | 1.792% | 0.063804 | 15 | IAC Data (Southeast 2010-2016)
Food Production | Motors | Pumps | Pump System Optimization | Pump system optimization | Food Production_Pump System Optimization | 4.918% | 88.47% | 88.47% | IAC-SE (FEECA) | 0.6133% | IAC-SE (FEECA) | 0.055412 | IAC-SE (FEECA) | 10 | DEER database (RCx) | [5 empty] | 0.6133% | 0.055412 | 3 | 61 | Food Production_Pump System Optimization | 31.01% | 7.5% | 0 | 10 | NW Council 7th Plan (2016)
Food Production | Motors | Pumps | Pump Equipment Upgrade | Equipment upgrades to improve operating efficiency | Food Production_Pump Equipment Upgrade | 73.72% | #N/A | 73.72% | 2019 Nexant | 3.913% | Averaged IAC-SE (Nexant) & NWPC | 0.29703 | Averaged IAC-SE (Nexant) & NWPC | 10 | NWPC 7th Plan |  | 12.47% | 0.9% | 0.39867 | 10 |  |  |  | 61 | Food Production_Pump Equipment Upgrade | 73.72% | 6.926% | 0.19538 | 15 | IAC Data (Southeast 2010-2016)
Food Production | Processes | Misc | Plant Energy Management | Facility control technologies and optimization to improve energy efficiency | Food Production_Plant Energy Management | 24.68% | #N/A | 24.68% | 2019 Nexant | 31% | NWPC (via Nexant) | 0.12074 | NWPC (via Nexant) | 10.5 | 2019 Nexant |  | 22% | 50% | 0.21831 | 11 |  |  |  | 61 | Food Production_Plant Energy Management | 24.68% | 31% | 0.12074 | 10.5 | NW Council 7th Plan (2016)
Food Production | Processes | Heating | Process Heat Improved Controls | Improved process heat control technologies | Food Production_Process Heat Improved Controls | 33.73% | 5.963% | 5.963% | 2019 Nexant | 2.283% | IAC-SE (Nexant) | 0.89743 | IAC-SE (Nexant) | 15 | 2019 Nexant | [7 empty] | 5 | 61 | Food Production_Process Heat Improved Controls | 33.73% | 2.283% | 0.89743 | 15 | IAC Data (Southeast 2010-2016)
Food Production | Processes | Heating | Process Heat System Optimization | Process heat system optimization | Food Production_Process Heat System Optimization | 42.62% | 5.963% | 5.963% | IAC-SE (FEECA) | 29.43% | IAC-SE (FEECA) | 1.7306 | IAC-SE (FEECA) | 2 | 2019 Nexant | [5 empty] | 29.43% | 1.7306 | 26 | 61 | Food Production_Process Heat System Optimization | 64.97% | 25.69% | 0.58391 | 2 | IAC Data (Southeast 2010-2016)
Food Production | Processes | Heating | Process Heat Equipment Upgrade | Equipment upgrades to improve operating efficiency | Food Production_Process Heat Equipment Upgrade | Exclude from Segment | 5.963% | 5.963% | [14 empty] | 1 | 61 | #N/A | #N/A | #N/A | #N/A | #N/A | #N/A
Food Production | Processes | Industry | Process Other Systems Optimization | Process other system optimization | Food Production_Process Other Systems Optimization | 27.36% | 20.23% | 20.23% | 2019 Nexant | 12% | IAC-SE (Nexant) | 0.023178 | IAC-SE (Nexant) | 5.3333 | 2019 Nexant | [5 empty] | 340.9% | 0.039564 | 9 | 61 | Food Production_Process Other Systems Optimization | 27.36% | 12% | 0.023178 | 5.3333 | NW Council 7th Plan (2016)
Food Production | Processes | Industry | Process Other Equipment Upgrades | Equipment upgrades to improve operating efficiency | Food Production_Process Other Equipment Upgrades | Exclude from Segment | #N/A | Exclude from Segment | [15 empty] | 61 | #N/A | #N/A | #N/A | #N/A | #N/A | #N/A
Food Production | Processes | Refrigeration | Process Refrig System Optimization | Process refrigeration system optimization | Food Production_Process Refrig System Optimization | 44% | 10.67% | 10.67% | 2019 Nexant | 23.65% | Averaged IAC-SE (FEECA) & NWPC | 0.20969 | Averaged IAC-SE (FEECA) & NWPC | 4.6667 | NWPC 7th Plan |  | 100% | 15% | 0.33223 | 4.6667 | 32.3% | 0.087161 | 5 | 61 | Food Production_Process Refrig System Optimization | 44% | 17.3% | 0.063145 | 3 | IAC Data (Southeast 2010-2016)
Food Production | Processes | Refrigeration | Process Refrig Controls | Improved process refrigeration control technologies | Food Production_Process Refrig Controls | 35.16% | 10.67% | 10.67% | 2019 Nexant | 0.5859% | IAC-SE (FEECA) | 0.44366 | IAC-SE (FEECA) | 15 | 2019 Nexant | [5 empty] | 0.5859% | 0.44366 | 1 | 61 | Food Production_Process Refrig Controls | 35.16% | 6% | 0.88 | 15 | Colorado 2010 DSM Study for Xcel
Food Production | Processes | Refrigeration | Process Refrig Equipment Upgrade | Equipment upgrades to improve operating efficiency | Food Production_Process Refrig Equipment Upgrade | 21% | 10.67% | 21% | NWPC 7th Plan | 2.408% | Averaged IAC-SE (FEECA) & NWPC | 0.18383 | Averaged IAC-SE (FEECA) & NWPC | 10 | NWPC 7th Plan |  | 21% | 2% | 0.23691 | 10 | 2.816% | 0.13074 | 1 | 61 | Food Production_Process Refrig Equipment Upgrade | 8.333% | 18.07% | 0.27831 | 20 | IAC Data (National data - 2014)
Industrial Machinery | HVAC | Building Envelope | Building Envelope Improvements | Facility envelope improvements to improve thermal efficiency | Industrial Machinery_Building Envelope Improvements | 32.76% | 41.64% | 41.64% | IAC-SE (FEECA) | 16.45% | IAC-SE (FEECA) | 0.10052 | IAC-SE (FEECA) | 15 | 2019 Nexant | [5 empty] | 16.45% | 0.10052 | 19 | 58 | Fabricated Metal_Building Envelope Improvements | 35% | 23.2% | 0.13966 | 15 | IAC Data (Southeast 2010-2016)
Industrial Machinery | HVAC | Equipment | HVAC Equipment Upgrades | Equipment upgrades to improve operating efficiency | Industrial Machinery_HVAC Equipment Upgrades | 13.79% | 41.64% | 41.64% | IAC-SE (FEECA) | 33.97% | IAC-SE (FEECA) | 0.15738 | IAC-SE (FEECA) | 18 | Nexant egr estimates | [5 empty] | 33.97% | 0.15738 | 8 | 58 | #N/A | #N/A | #N/A | #N/A | #N/A | #N/A
Industrial Machinery | HVAC | Optimization | HVAC Recommissioning | Diagnostic evaluation and optimization of facility HVAC system | Industrial Machinery_HVAC Recommissioning | 1.724% | 41.64% | 41.64% | IAC-SE (FEECA) | 2.992% | IAC-SE (FEECA) | 2.4322 | IAC-SE (FEECA) | 10 | 2019 Nexant | [5 empty] | 2.992% | 2.4322 | 1 | 58 | Fabricated Metal_HVAC Recommissioning | 74.27% | 31.53% | 0.080046 | 10 | IAC Data (Southeast 2010-2016)
Industrial Machinery | HVAC | Controls | HVAC Improved Controls | Improved control technologies such as EMS, thermostats, demand controlled ventilation | Industrial Machinery_HVAC Improved Controls | 33.42% | 41.64% | 41.64% | 2019 Nexant | 47.67% | IAC-SE (FEECA) | 0.074465 | IAC-SE (FEECA) | 15 | 2019 Nexant | [5 empty] | 47.67% | 0.074465 | 11 | 58 | Fabricated Metal_HVAC Improved Controls | 33.42% | 15.88% | 0.024602 | 15 | IAC Data (Southeast 2010-2016)
Industrial Machinery | Lighting | Equipment | Efficient Lighting - High Bay | Efficient high bay lighting fixtures | Industrial Machinery_Efficient Lighting - High Bay | 20% | 81.57% | 81.57% | 2019 Nexant (taken from other segments) | 48.41% | Nexant egr estimates | 0.21586 | Nexant egr estimates | 13.6667 | Nexant egr estimates | [5 empty] | 41.91% | 0.42637 | 2 | 58 | #N/A | #N/A | #N/A | #N/A | #N/A | #N/A
Industrial Machinery | Lighting | Equipment | Efficient Lighting - Other Interior Lighting | Efficient interior lighting | Industrial Machinery_Efficient Lighting - Other Interior Lighting | 25% | 81.57% | 81.57% | 2019 Nexant (taken from other segments) | 38.99% | Nexant egr estimates | 0.39837 | Nexant egr estimates | 14.4667 | Nexant egr estimates | [5 empty] | 15.09% | 0.19208 | 66 | 58 | #N/A | #N/A | #N/A | #N/A | #N/A | #N/A
Industrial Machinery | Lighting | Equipment | Efficient Lighting - Exterior | Efficient exterior lighting | Industrial Machinery_Efficient Lighting - Exterior | 15.29% | #N/A | 15.29% | 2019 Nexant (taken from other segments) | 78.74% | Nexant egr estimates | 0.1144 | Nexant egr estimates | 13.6 | Nexant egr estimates | [8 empty] | 58 | #N/A | #N/A | #N/A | #N/A | #N/A | #N/A
Industrial Machinery | Lighting | Controls | Lighting Controls | Improved control technologies such as time clocks, bi-level fixture controls, photocell controls, and occupancy/vacancy sensors | Industrial Machinery_Lighting Controls | 30% | 81.57% | 30% | NWPC 7th Plan | 15.86% | Averaged IAC-SE (FEECA) & NWPC | 0.21441 | Averaged IAC-SE (FEECA) & NWPC | 10 | NWPC 7th Plan |  | 30% | 28% | 0.213 | 10 | 3.721% | 0.21582 | 36 | 58 | #N/A | #N/A | #N/A | #N/A | #N/A | #N/A
Industrial Machinery | Motors | Compressed Air | Compressed Air System Optimization | Compressed air system improvements | Industrial Machinery_Compressed Air System Optimization | 25.94% | 75.11% | 25.94% | NWPC 7th Plan | 11.86% | Averaged IAC-SE (FEECA) & NWPC | 0.054377 | Averaged IAC-SE (FEECA) & NWPC | 10 | NWPC 7th Plan |  | 25.94% | 20% | 0.089147 | 10 | 3.717% | 0.019607 | 26 | 58 | Fabricated Metal_Compressed Air System Optimization | 35.64% | 43.91% | 0.1123 | 10 | Averaged IAC (2014) and Council Data
Industrial Machinery | Motors | Compressed Air | Compressed Air Controls | Improved control technologies for compressed air system | Industrial Machinery_Compressed Air Controls | 6.897% | 75.11% | 75.11% | IAC-SE (FEECA) | 10.1% | IAC-SE (FEECA) | 0.022003 | IAC-SE (FEECA) | 12.5 | 2019 Nexant (from Chemicals) | [5 empty] | 10.1% | 0.022003 | 4 | 58 | #N/A | #N/A | #N/A | #N/A | #N/A | #N/A
Industrial Machinery | Motors | Compressed Air | Compressed Air Equipment | Equipment upgrades to improve operating efficiency | Industrial Machinery_Compressed Air Equipment | 46.11% | 75.11% | 75.11% | 2019 Nexant | 9.641% | IAC-SE (FEECA) | 0.054757 | IAC-SE (FEECA) | 12.5 | 2019 Nexant |  | 17.1% | 35% | 0.18383 | 10 | 9.641% | 0.054757 | 8 | 58 | Fabricated Metal_Compressed Air Equipment | 46.11% | 21.78% | 0.12575 | 12.5 | NW Council 7th Plan (2016)
Industrial Machinery | Motors | Equipment | Motor Equipment Upgrades | Equipment upgrades to improve operating efficiency | Industrial Machinery_Motor Equipment Upgrades | 13.42% | 75.11% | 13.42% | NWPC 7th Plan | 1.157% | Averaged IAC-SE (FEECA) & NWPC | 0.25026 | Averaged IAC-SE (FEECA) & NWPC | 10 | NWPC 7th Plan |  | 13.42% | 0.5% | 0.25471 | 10 | 1.814% | 0.24581 | 22 | 58 | Fabricated Metal_Motor Equipment Upgrades | 35.47% | 3.23% | 0.21383 | 12.3333 | IAC Data (Southeast 2010-2016)
Industrial Machinery | Motors | Controls | Motor Improved Controls | Improved motor control technologies | Industrial Machinery_Motor Improved Controls | 33.71% | #N/A | 33.71% | 2019 Nexant | 1.792% | IAC-SE (Nexant) | 0.063804 | IAC-SE (Nexant) | 15 | 2019 Nexant | [8 empty] | 58 | Fabricated Metal_Motor Improved Controls | 33.71% | 1.792% | 0.063804 | 15 | IAC Data (Southeast 2010-2016)
Industrial Machinery | Motors | Drives | Motor Optimization | Motor system optimization | Industrial Machinery_Motor Optimization | 13.79% | 75.11% | 75.11% | IAC-SE (FEECA) | 1.764% | IAC-SE (FEECA) | 0.1474 | IAC-SE (FEECA) | 10 | DEER database (RCx) |  | 27% | 29% | 0.13631 | 11 | 1.764% | 0.1474 | 8 | 58 | #N/A | #N/A | #N/A | #N/A | #N/A | #N/A
Industrial Machinery | Motors | Fans | Fan Improved Controls | Improved fan control technologies | Industrial Machinery_Fan Improved Controls | 34.37% | #N/A | 34.37% | 2019 Nexant | 15.88% | IAC-SE (Nexant) | 0.024602 | IAC-SE (Nexant) | 15 | 2019 Nexant | [8 empty] | 58 | Fabricated Metal_Fan Improved Controls | 34.37% | 15.88% | 0.024602 | 15 | IAC Data (Southeast 2010-2016)
Industrial Machinery | Motors | Fans | Fan System Optimization | Fan system optimization | Industrial Machinery_Fan System Optimization | 3.448% | 75.11% | 75.11% | IAC-SE (FEECA) | 15.16% | IAC-SE (FEECA) | 0.080414 | IAC-SE (FEECA) | 10 | DEER database (RCx) | [5 empty] | 15.16% | 0.080414 | 2 | 58 | #N/A | #N/A | #N/A | #N/A | #N/A | #N/A
Industrial Machinery | Motors | Fans | Fan Equipment Upgrades | Equipment upgrades to improve operating efficiency | Industrial Machinery_Fan Equipment Upgrades | 76.37% | #N/A | 76.37% | 2019 Nexant | 0.1897% | IAC-SE (Nexant) | 0.19064 | IAC-SE (Nexant) | 15 | 2019 Nexant |  | 21% | 2% | 0.23691 | 10 |  |  |  | 58 | Fabricated Metal_Fan Equipment Upgrades | 76.37% | 0.1897% | 0.19064 | 15 | IAC Data (Southeast 2010-2016)
Industrial Machinery | Motors | Pumps | Pump Improved Controls | Improved pump control technologies | Industrial Machinery_Pump Improved Controls | 33.99% | #N/A | 33.99% | 2019 Nexant | 1.792% | IAC-SE (Nexant) | 0.063804 | IAC-SE (Nexant) | 15 | 2019 Nexant | [8 empty] | 58 | Fabricated Metal_Pump Improved Controls | 33.99% | 1.792% | 0.063804 | 15 | IAC Data (Southeast 2010-2016)
Industrial Machinery | Motors | Pumps | Pump System Optimization | Pump system optimization | Industrial Machinery_Pump System Optimization | 31.01% | 75.11% | 31.01% | NWPC 7th Plan | 5.167% | Averaged IAC-SE (FEECA) & NWPC | 0.0095686 | Averaged IAC-SE (FEECA) & NWPC | 10 | NWPC 7th Plan |  | 31.01% | 7.5% | 0 | 10 | 2.834% | 0.019137 | 1 | 58 | Fabricated Metal_Pump System Optimization | 31.01% | 7.5% | 0 | 10 | NW Council 7th Plan (2016)
Industrial Machinery | Motors | Pumps | Pump Equipment Upgrade | Equipment upgrades to improve operating efficiency | Industrial Machinery_Pump Equipment Upgrade | 75.53% | #N/A | 75.53% | 2019 Nexant | 0.1897% | IAC-SE (Nexant) | 0.19064 | IAC-SE (Nexant) | 15 | 2019 Nexant |  | 20.33% | 0.9% | 0.39867 | 10 |  |  |  | 58 | Fabricated Metal_Pump Equipment Upgrade | 75.53% | 0.1897% | 0.19064 | 15 | IAC Data (Southeast 2010-2016)
Industrial Machinery | Processes | Misc | Plant Energy Management | Facility control technologies and optimization to improve energy efficiency | Industrial Machinery_Plant Energy Management | 22% | #N/A | 22% | 2019 Nexant | 50% | NWPC 7th Plan | 0.21831 | NWPC 7th Plan | 10.5 | 2019 Nexant |  | 22% | 50% | 0.21831 | 11 |  |  |  | 58 | Fabricated Metal_Plant Energy Management | 22% | 50% | 0.21831 | 10.5 | NW Council 7th Plan (2016)
Industrial Machinery | Processes | Heating | Process Heat Improved Controls | Improved process heat control technologies | Industrial Machinery_Process Heat Improved Controls | 36.23% | 12.32% | 12.32% | 2019 Nexant | 12.07% | IAC-SE (FEECA) | 0.95106 | IAC-SE (FEECA) | 15 | 2019 Nexant | [5 empty] | 12.07% | 0.95106 | 3 | 58 | Fabricated Metal_Process Heat Improved Controls | 36.23% | 2.283% | 0.89743 | 15 | IAC Data (Southeast 2010-2016)
Industrial Machinery | Processes | Heating | Process Heat System Optimization | Process heat system optimization | Industrial Machinery_Process Heat System Optimization | 69.78% | 12.32% | 12.32% | 2019 Nexant | 17.63% | IAC-SE (FEECA) | 0.26282 | IAC-SE (FEECA) | 2 | 2019 Nexant | [5 empty] | 17.63% | 0.26282 | 21 | 58 | Fabricated Metal_Process Heat System Optimization | 69.78% | 24.32% | 0.56443 | 2 | IAC Data (Southeast 2010-2016)
Industrial Machinery | Processes | Heating | Process Heat Equipment Upgrade | Equipment upgrades to improve operating efficiency | Industrial Machinery_Process Heat Equipment Upgrade | 10% | 12.32% | 10% | NWPC 7th Plan | 45% | NWPC 7th Plan | 0.10225 | NWPC 7th Plan | 10 | 2019 Nexant |  | 10% | 45% | 0.10225 | 10 | 0% |  | 1 | 58 | Fabricated Metal_Process Heat Equipment Upgrade | 10% | 45% | 0.10225 | 10 | NW Council 7th Plan (2016)
Industrial Machinery | Processes | Industry | Process Other Systems Optimization | Process other system optimization | Industrial Machinery_Process Other Systems Optimization | Exclude from Segment | 1.364% | 1.364% | [12 empty] | 220% | 0.026643 | 4 | 58 | #N/A | #N/A | #N/A | #N/A |  | #N/A
Industrial Machinery | Processes | Industry | Process Other Equipment Upgrades | Equipment upgrades to improve operating efficiency | Industrial Machinery_Process Other Equipment Upgrades | Exclude from Segment | #N/A | Exclude from Segment | [15 empty] | 58 | #N/A | #N/A | #N/A | #N/A | #N/A | #N/A
Industrial Machinery | Processes | Refrigeration | Process Refrig System Optimization | Process refrigeration system optimization | Industrial Machinery_Process Refrig System Optimization | Exclude from Segment | #N/A | Exclude from Segment | [15 empty] | 58 | #N/A | #N/A | #N/A | #N/A | #N/A | #N/A
Industrial Machinery | Processes | Refrigeration | Process Refrig Controls | Improved process refrigeration control technologies | Industrial Machinery_Process Refrig Controls | 33.75% | #N/A | 33.75% | 2019 Nexant | 6% | IAC-SE (Nexant) | 0.88 | IAC-SE (Nexant) | 15 | 2019 Nexant | [8 empty] | 58 | Fabricated Metal_Process Refrig Controls | 33.75% | 6% | 0.88 | 15 | Colorado 2010 DSM Study for Xcel
Industrial Machinery | Processes | Refrigeration | Process Refrig Equipment Upgrade | Equipment upgrades to improve operating efficiency | Industrial Machinery_Process Refrig Equipment Upgrade | 21% | 4.561% | 21% | NWPC 7th Plan | 2% | NWPC 7th Plan | 0.23691 | NWPC 7th Plan | 20 | 2019 Nexant |  | 21% | 2% | 0.23691 | 10 | 106.4% | 0.061576 | 1 | 58 | Fabricated Metal_Process Refrig Equipment Upgrade | 8% | 18.07% | 0.27831 | 20 | IAC Data (National data - 2014)
Lumber, Wood Products | HVAC | Building Envelope | Building Envelope Improvements | Facility envelope improvements to improve thermal efficiency | Lumber, Wood Products_Building Envelope Improvements | Exclude from Segment | #N/A | Exclude from Segment | [15 empty] | 43 | #N/A | #N/A | #N/A | #N/A | #N/A | #N/A
Lumber, Wood Products | HVAC | Equipment | HVAC Equipment Upgrades | Equipment upgrades to improve operating efficiency | Lumber, Wood Products_HVAC Equipment Upgrades | 12.19% | 8.664% | 8.664% | 2019 Nexant | 12.46% | Nexant egr estimates | 0.1245 | Nexant egr estimates | 18 | Nexant egr estimates | [7 empty] | 1 | 43 | Lumber, Wood Products_HVAC Equipment Upgrades | 12.19% | 12.46% | 0.1245 | 18.75 | Engineering adjustment to space cooling load with cooling equipment effciency
Lumber, Wood Products | HVAC | Optimization | HVAC Recommissioning | Diagnostic evaluation and optimization of facility HVAC system | Lumber, Wood Products_HVAC Recommissioning | Exclude from Segment | #N/A | Exclude from Segment | [15 empty] | 43 | Lumber, Wood Products_HVAC Recommissioning | 72.89% | 27.62% | 0.013321 | 10 | IAC Data (Southeast 2010-2016)
Lumber, Wood Products | HVAC | Controls | HVAC Improved Controls | Improved control technologies such as EMS, thermostats, demand controlled ventilation | Lumber, Wood Products_HVAC Improved Controls | 11.63% | 88.93% | 88.93% | IAC-SE (FEECA) | 19.64% | IAC-SE (FEECA) | 0.005899 | IAC-SE (FEECA) | 15 | 2019 Nexant | [5 empty] | 19.64% | 0.005899 | 5 | 43 | Lumber, Wood Products_HVAC Improved Controls | 32.8% | 15.88% | 0.024602 | 15 | IAC Data (Southeast 2010-2016)
Lumber, Wood Products | Lighting | Equipment | Efficient Lighting - High Bay | Efficient high bay lighting fixtures | Lumber, Wood Products_Efficient Lighting - High Bay | 20% | #N/A | 20% | 2019 Nexant | 48.41% | Nexant egr estimates | 0.21586 | Nexant egr estimates | 13.6667 | Nexant egr estimates | [8 empty] | 43 | Lumber, Wood Products_Efficient Lighting - High Bay | 20% | 14.67% | 11.6878 | 17 | Engineering calculations
Lumber, Wood Products | Lighting | Equipment | Efficient Lighting - Other Interior Lighting | Efficient interior lighting | Lumber, Wood Products_Efficient Lighting - Other Interior Lighting | 25% | 66.4% | 66.4% | 2019 Nexant | 38.99% | Nexant egr estimates | 0.39837 | Nexant egr estimates | 14.4667 | Nexant egr estimates | [5 empty] | 24.84% | 0.15605 | 45 | 43 | Lumber, Wood Products_Efficient Lighting - Other Interior Lighting | 25% | 23.12% | 1.0383 | 13 | Engineering calculations
Lumber, Wood Products | Lighting | Equipment | Efficient Lighting - Exterior | Efficient exterior lighting | Lumber, Wood Products_Efficient Lighting - Exterior | 15.29% | #N/A | 15.29% | 2019 Nexant | 78.74% | Nexant egr estimates | 0.1144 | Nexant egr estimates | 13.6 | Nexant egr estimates | [8 empty] | 43 | Lumber, Wood Products_Efficient Lighting - Exterior | 15.29% | 75% | 0.03 | 15 | BFJ
Lumber, Wood Products | Lighting | Controls | Lighting Controls | Improved control technologies such as time clocks, bi-level fixture controls, photocell controls, and occupancy/vacancy sensors | Lumber, Wood Products_Lighting Controls | 30% | 66.4% | 30% | NWPC 7th Plan | 16.31% | Averaged IAC-SE (FEECA) & NWPC | 0.17379 | Averaged IAC-SE (FEECA) & NWPC | 10 | NWPC 7th Plan |  | 30% | 28% | 0.213 | 10 | 4.619% | 0.13457 | 20 | 43 | Lumber, Wood Products_Lighting Controls | 29.1% | 14.29% | 1.5915 | 9 | NW Council 7th Plan (2016)
Lumber, Wood Products | Motors | Compressed Air | Compressed Air System Optimization | Compressed air system improvements | Lumber, Wood Products_Compressed Air System Optimization | 25.94% | 88.93% | 25.94% | NWPC 7th Plan | 10.59% | Averaged IAC-SE (FEECA) & NWPC | 0.048663 | Averaged IAC-SE (FEECA) & NWPC | 10 | NWPC 7th Plan |  | 25.94% | 20% | 0.089147 | 10 | 1.188% | 0.0081793 | 26 | 43 | Lumber, Wood Products_Compressed Air System Optimization | 36.79% | 43.91% | 0.1123 | 10 | Averaged IAC (2014) and Council Data
Lumber, Wood Products | Motors | Compressed Air | Compressed Air Controls | Improved control technologies for compressed air system | Lumber, Wood Products_Compressed Air Controls | 16.28% | 88.93% | 88.93% | IAC-SE (FEECA) | 2.194% | IAC-SE (FEECA) | 0.061659 | IAC-SE (FEECA) | 12.5 | 2019 Nexant | [5 empty] | 2.194% | 0.061659 | 7 | 43 | Lumber, Wood Products_Compressed Air Controls | 10.45% | 13.65% | 0.23509 | 12.5 | IAC Data (Southeast 2010-2016)
Lumber, Wood Products | Motors | Compressed Air | Compressed Air Equipment | Equipment upgrades to improve operating efficiency | Lumber, Wood Products_Compressed Air Equipment | 4.651% | 88.93% | 88.93% | IAC-SE (FEECA) | 1.533% | IAC-SE (FEECA) | 0.045093 | IAC-SE (FEECA) | 12.5 | 2019 Nexant |  | 17.1% | 35% | 0.18383 | 10 | 1.533% | 0.045093 | 2 | 43 | Lumber, Wood Products_Compressed Air Equipment | 47.32% | 18.27% | 0.11446 | 12.5 | NW Council 7th Plan (2016)
Lumber, Wood Products | Motors | Equipment | Motor Equipment Upgrades | Equipment upgrades to improve operating efficiency | Lumber, Wood Products_Motor Equipment Upgrades | 62.79% | 88.93% | 88.93% | IAC-SE (FEECA) | 1.062% | IAC-SE (FEECA) | 0.050228 | IAC-SE (FEECA) | 12.3333 | 2019 Nexant |  | 28.77% | 0.5% | 0.25471 | 10 | 1.062% | 0.050228 | 27 | 43 | Lumber, Wood Products_Motor Equipment Upgrades | 35.6% | 3.342% | 0.19528 | 12.3333 | IAC Data (Southeast 2010-2016)
Lumber, Wood Products | Motors | Controls | Motor Improved Controls | Improved motor control technologies | Lumber, Wood Products_Motor Improved Controls | 2.326% | 88.93% | 88.93% | IAC-SE (FEECA) | 0.1738% | IAC-SE (FEECA) | 0.010929 | IAC-SE (FEECA) | 15 | 2019 Nexant | [5 empty] | 0.1738% | 0.010929 | 1 | 43 | Lumber, Wood Products_Motor Improved Controls | 33.86% | 1.792% | 0.063804 | 15 | IAC Data (Southeast 2010-2016)
Lumber, Wood Products | Motors | Drives | Motor Optimization | Motor system optimization | Lumber, Wood Products_Motor Optimization | 27% | 88.93% | 27% | NWPC 7th Plan | 17.46% | Averaged IAC-SE (FEECA) & NWPC | 0.11167 | Averaged IAC-SE (FEECA) & NWPC | 11 | NWPC 7th Plan |  | 27% | 29% | 0.13631 | 11 | 5.928% | 0.087021 | 13 | 43 | #N/A | #N/A | #N/A | #N/A | #N/A | #N/A
Lumber, Wood Products | Motors | Fans | Fan Improved Controls | Improved fan control technologies | Lumber, Wood Products_Fan Improved Controls | 34.43% | #N/A | 34.43% | 2019 Nexant | 15.88% | IAC-SE (Nexant) | 0.024602 | IAC-SE (Nexant) | 15 | 2019 Nexant | [8 empty] | 43 | Lumber, Wood Products_Fan Improved Controls | 34.43% | 15.88% | 0.024602 | 15 | IAC Data (Southeast 2010-2016)
Lumber, Wood Products | Motors | Fans | Fan System Optimization | Fan system optimization | Lumber, Wood Products_Fan System Optimization | 30.2% | 88.93% | 88.93% | 2019 Nexant | 20.43% | IAC-SE (Nexant) | 0.03506 | IAC-SE (Nexant) | 10 | DEER database (RCx) | [5 empty] | 11.89% | 0 | 1 | 43 | Lumber, Wood Products_Fan System Optimization | 30.2% | 20.43% | 0.03506 | 10 | IAC Data (Southeast 2010-2016)
Lumber, Wood Products | Motors | Fans | Fan Equipment Upgrades | Equipment upgrades to improve operating efficiency | Lumber, Wood Products_Fan Equipment Upgrades | 30.23% | #N/A | 30.23% | 2019 Nexant | 19.44% | Averaged IAC-SE (Nexant) & NWPC | 0.17731 | Averaged IAC-SE (Nexant) & NWPC | 10 | NWPC 7th Plan |  | 10.5% | 20% | 0.20135 | 10 |  |  |  | 43 | Lumber, Wood Products_Fan Equipment Upgrades | 30.23% | 18.88% | 0.15328 | 11.25 | NW Council 7th Plan (2016)
Lumber, Wood Products | Motors | Pumps | Pump Improved Controls | Improved pump control technologies | Lumber, Wood Products_Pump Improved Controls | 32.49% | #N/A | 32.49% | 2019 Nexant | 1.792% | IAC-SE (Nexant) | 0.063804 | IAC-SE (Nexant) | 15 | 2019 Nexant | [8 empty] | 43 | Lumber, Wood Products_Pump Improved Controls | 32.49% | 1.792% | 0.063804 | 15 | IAC Data (Southeast 2010-2016)
Lumber, Wood Products | Motors | Pumps | Pump System Optimization | Pump system optimization | Lumber, Wood Products_Pump System Optimization | 15.43% | 88.93% | 15.43% | NWPC 7th Plan | 25.32% | Averaged IAC-SE (FEECA) & NWPC | 0.17892 | Averaged IAC-SE (FEECA) & NWPC | 12 | NWPC 7th Plan |  | 15.43% | 50% | 0.28128 | 12 | 0.6319% | 0.076549 | 2 | 43 | Lumber, Wood Products_Pump System Optimization | 20.62% | 35.83% | 0.18752 | 11.3333 | NW Council 7th Plan (2016)
Lumber, Wood Products | Motors | Pumps | Pump Equipment Upgrade | Equipment upgrades to improve operating efficiency | Lumber, Wood Products_Pump Equipment Upgrade | 52.88% | #N/A | 52.88% | 2019 Nexant | 5.582% | Averaged IAC-SE (Nexant) & NWPC | 0.2677 | Averaged IAC-SE (Nexant) & NWPC | 10 | NWPC 7th Plan |  | 9.493% | 0.9% | 0.39867 | 10 |  |  |  | 43 | Lumber, Wood Products_Pump Equipment Upgrade | 52.88% | 10.26% | 0.13672 | 12.5 | IAC Data (Southeast 2010-2016)
Lumber, Wood Products | Processes | Misc | Plant Energy Management | Facility control technologies and optimization to improve energy efficiency | Lumber, Wood Products_Plant Energy Management | 24.68% | #N/A | 24.68% | 2019 Nexant | 31% | NWPC (via Nexant) | 0.12074 | NWPC (via Nexant) | 10.5 | 2019 Nexant |  | 22% | 50% | 0.21831 | 11 |  |  |  | 43 | Lumber, Wood Products_Plant Energy Management | 24.68% | 31% | 0.12074 | 10.5 | NW Council 7th Plan (2016)
Lumber, Wood Products | Processes | Heating | Process Heat Improved Controls | Improved process heat control technologies | Lumber, Wood Products_Process Heat Improved Controls | 32.94% | 1.816% | 1.816% | 2019 Nexant | 2.283% | IAC-SE (Nexant) | 0.89743 | IAC-SE (Nexant) | 15 | 2019 Nexant | [7 empty] | 11 | 43 | Lumber, Wood Products_Process Heat Improved Controls | 32.94% | 2.283% | 0.89743 | 15 | IAC Data (Southeast 2010-2016)
Lumber, Wood Products | Processes | Heating | Process Heat System Optimization | Process heat system optimization | Lumber, Wood Products_Process Heat System Optimization | 63.43% | 1.816% | 1.816% | 2019 Nexant | 16.1% | IAC-SE (Nexant) | 0.15479 | IAC-SE (Nexant) | 2 | 2019 Nexant | [5 empty] | 0% |  | 7 | 43 | Lumber, Wood Products_Process Heat System Optimization | 63.43% | 16.1% | 0.15479 | 2 | IAC Data (Southeast 2010-2016)
Lumber, Wood Products | Processes | Heating | Process Heat Equipment Upgrade | Equipment upgrades to improve operating efficiency | Lumber, Wood Products_Process Heat Equipment Upgrade | Exclude from Segment | 1.816% | 1.816% | [14 empty] | 1 | 43 | #N/A | #N/A | #N/A | #N/A | #N/A | #N/A
Lumber, Wood Products | Processes | Industry | Process Other Systems Optimization | Process other system optimization | Lumber, Wood Products_Process Other Systems Optimization | 27.36% | #N/A | 27.36% | 2019 Nexant | 12% | IAC-SE (Nexant) | 0.023178 | IAC-SE (Nexant) | 5.3333 | 2019 Nexant | [8 empty] | 43 | Lumber, Wood Products_Process Other Systems Optimization | 27.36% | 12% | 0.023178 | 5.3333 | NW Council 7th Plan (2016)
Lumber, Wood Products | Processes | Industry | Process Other Equipment Upgrades | Equipment upgrades to improve operating efficiency | Lumber, Wood Products_Process Other Equipment Upgrades | Exclude from Segment | #N/A | Exclude from Segment | [15 empty] | 43 | #N/A | #N/A | #N/A | #N/A | #N/A | #N/A
Lumber, Wood Products | Processes | Refrigeration | Process Refrig System Optimization | Process refrigeration system optimization | Lumber, Wood Products_Process Refrig System Optimization | Exclude from Segment | #N/A | Exclude from Segment | [15 empty] | 43 | #N/A | #N/A | #N/A | #N/A | #N/A | #N/A
Lumber, Wood Products | Processes | Refrigeration | Process Refrig Controls | Improved process refrigeration control technologies | Lumber, Wood Products_Process Refrig Controls | 32.34% | #N/A | 32.34% | 2019 Nexant | 6% | IAC-SE (Nexant) | 0.88 | IAC-SE (Nexant) | 15 | 2019 Nexant | [8 empty] | 43 | Lumber, Wood Products_Process Refrig Controls | 32.34% | 6% | 0.88 | 15 | Colorado 2010 DSM Study for Xcel
Lumber, Wood Products | Processes | Refrigeration | Process Refrig Equipment Upgrade | Equipment upgrades to improve operating efficiency | Lumber, Wood Products_Process Refrig Equipment Upgrade | 21% | #N/A | 21% | NWPC 7th Plan | 10.03% | Averaged IAC-SE (Nexant) & NWPC | 0.25761 | Averaged IAC-SE (Nexant) & NWPC | 10 | NWPC 7th Plan |  | 21% | 2% | 0.23691 | 10 |  |  |  | 43 | Lumber, Wood Products_Process Refrig Equipment Upgrade | 7.667% | 18.07% | 0.27831 | 20 | IAC Data (National data - 2014)
Miscellaneous Manufacturing | HVAC | Building Envelope | Building Envelope Improvements | Facility envelope improvements to improve thermal efficiency | Miscellaneous Manufacturing_Building Envelope Improvements | 66.67% | 91.99% | 91.99% | IAC-SE (FEECA) | 15.8% | IAC-SE (FEECA) | 0.099832 | IAC-SE (FEECA) | 15 | 2019 Nexant | [5 empty] | 15.8% | 0.099832 | 6 | 9 | Miscellaneous Manufacturing_Building Envelope Improvements | 35% | 15.21% | 0.10531 | 15 | IAC Data (Southeast 2010-2016)
Miscellaneous Manufacturing | HVAC | Equipment | HVAC Equipment Upgrades | Equipment upgrades to improve operating efficiency | Miscellaneous Manufacturing_HVAC Equipment Upgrades | 33.33% | 91.99% | 91.99% | IAC-SE (FEECA) | 21.52% | IAC-SE (FEECA) | 0.32494 | IAC-SE (FEECA) | 18 | Nexant egr estimates | [5 empty] | 21.52% | 0.32494 | 3 | 9 | Miscellaneous Manufacturing_HVAC Equipment Upgrades | 12.19% | 12.46% | 0.1245 | 18.75 | Engineering adjustment to space cooling load with cooling equipment effciency
Miscellaneous Manufacturing | HVAC | Optimization | HVAC Recommissioning | Diagnostic evaluation and optimization of facility HVAC system | Miscellaneous Manufacturing_HVAC Recommissioning | Exclude from Segment | #N/A | Exclude from Segment | [15 empty] | 9 | Miscellaneous Manufacturing_HVAC Recommissioning | 74.27% | 11.58% | 0.023471 | 10 | IAC Data (Southeast 2010-2016)
Miscellaneous Manufacturing | HVAC | Controls | HVAC Improved Controls | Improved control technologies such as EMS, thermostats, demand controlled ventilation | Miscellaneous Manufacturing_HVAC Improved Controls | 22.22% | 91.99% | 91.99% | IAC-SE (FEECA) | 5.604% | IAC-SE (FEECA) | 0.0062388 | IAC-SE (FEECA) | 15 | 2019 Nexant | [5 empty] | 5.604% | 0.0062388 | 2 | 9 | Miscellaneous Manufacturing_HVAC Improved Controls | 33.42% | 15.88% | 0.024602 | 15 | IAC Data (Southeast 2010-2016)
Miscellaneous Manufacturing | Lighting | Equipment | Efficient Lighting - High Bay | Efficient high bay lighting fixtures | Miscellaneous Manufacturing_Efficient Lighting - High Bay | 20% | 100% | 20% | 2019 Nexant | 48.41% | Nexant egr estimates | 0.21586 | Nexant egr estimates | 13.6667 | Nexant egr estimates | [5 empty] | 9.568% | 0.046014 | 1 | 9 | Miscellaneous Manufacturing_Efficient Lighting - High Bay | 20% | 14.67% | 11.6878 | 17 | Engineering calculations
Miscellaneous Manufacturing | Lighting | Equipment | Efficient Lighting - Other Interior Lighting | Efficient interior lighting | Miscellaneous Manufacturing_Efficient Lighting - Other Interior Lighting | 25% | 100% | 25% | 2019 Nexant | 38.99% | Nexant egr estimates | 0.39837 | Nexant egr estimates | 14.4667 | Nexant egr estimates | [5 empty] | 11.78% | 0.25654 | 14 | 9 | Miscellaneous Manufacturing_Efficient Lighting - Other Interior Lighting | 25% | 23.12% | 1.0383 | 13 | Engineering calculations
Miscellaneous Manufacturing | Lighting | Equipment | Efficient Lighting - Exterior | Efficient exterior lighting | Miscellaneous Manufacturing_Efficient Lighting - Exterior | 15.29% | #N/A | 15.29% | 2019 Nexant | 78.74% | Nexant egr estimates | 0.1144 | Nexant egr estimates | 13.6 | Nexant egr estimates | [8 empty] | 9 | Miscellaneous Manufacturing_Efficient Lighting - Exterior | 15.29% | 75% | 0.03 | 15 | BFJ
Miscellaneous Manufacturing | Lighting | Controls | Lighting Controls | Improved control technologies such as time clocks, bi-level fixture controls, photocell controls, and occupancy/vacancy sensors | Miscellaneous Manufacturing_Lighting Controls | 30% | 100% | 30% | NWPC 7th Plan | 23.03% | Averaged IAC-SE (FEECA) & NWPC | 0.11289 | Averaged IAC-SE (FEECA) & NWPC | 10 | NWPC 7th Plan |  | 30% | 28% | 0.213 | 10 | 18.07% | 0.012771 | 6 | 9 | Miscellaneous Manufacturing_Lighting Controls | 29.1% | 14.29% | 1.5915 | 9 | NW Council 7th Plan (2016)
Miscellaneous Manufacturing | Motors | Compressed Air | Compressed Air System Optimization | Compressed air system improvements | Miscellaneous Manufacturing_Compressed Air System Optimization | 25.94% | 52.89% | 25.94% | NWPC 7th Plan | 10.62% | Averaged IAC-SE (FEECA) & NWPC | 0.073925 | Averaged IAC-SE (FEECA) & NWPC | 10 | NWPC 7th Plan |  | 25.94% | 20% | 0.089147 | 10 | 1.242% | 0.058703 | 8 | 9 | Miscellaneous Manufacturing_Compressed Air System Optimization | 35.64% | 43.91% | 0.1123 | 10 | Averaged IAC (2014) and Council Data
Miscellaneous Manufacturing | Motors | Compressed Air | Compressed Air Controls | Improved control technologies for compressed air system | Miscellaneous Manufacturing_Compressed Air Controls | 11.11% | 52.89% | 52.89% | IAC-SE (FEECA) | 4.63% | IAC-SE (FEECA) | 0.0064988 | IAC-SE (FEECA) | 12.5 | 2019 Nexant | [5 empty] | 4.63% | 0.0064988 | 1 | 9 | Miscellaneous Manufacturing_Compressed Air Controls | 10.12% | 14.16% | 0.21092 | 12.5 | IAC Data (Southeast 2010-2016)
Miscellaneous Manufacturing | Motors | Compressed Air | Compressed Air Equipment | Equipment upgrades to improve operating efficiency | Miscellaneous Manufacturing_Compressed Air Equipment | 33.33% | 52.89% | 52.89% | IAC-SE (FEECA) | 3.02% | IAC-SE (FEECA) | 0.014415 | IAC-SE (FEECA) | 15 | 2019 Nexant | [5 empty] | 3.02% | 0.014415 | 3 | 9 | Miscellaneous Manufacturing_Compressed Air Equipment | 75.12% | 3.02% | 0.014415 | 15 | IAC Data (Southeast 2010-2016)
Miscellaneous Manufacturing | Motors | Equipment | Motor Equipment Upgrades | Equipment upgrades to improve operating efficiency | Miscellaneous Manufacturing_Motor Equipment Upgrades | 21% | 52.89% | 21% | NWPC 7th Plan | 2.863% | Averaged IAC-SE (FEECA) & NWPC | 0.21761 | Averaged IAC-SE (FEECA) & NWPC | 10 | NWPC 7th Plan |  | 21% | 2% | 0.23691 | 10 | 3.726% | 0.19831 | 1 | 9 | Miscellaneous Manufacturing_Motor Equipment Upgrades | 35.47% | 4.784% | 0.19291 | 12.3333 | IAC Data (Southeast 2010-2016)
Miscellaneous Manufacturing | Motors | Controls | Motor Improved Controls | Improved motor control technologies | Miscellaneous Manufacturing_Motor Improved Controls | 33.71% | #N/A | 33.71% | 2019 Nexant | 1.792% | IAC-SE (Nexant) | 0.063804 | IAC-SE (Nexant) | 15 | 2019 Nexant | [8 empty] | 9 | Miscellaneous Manufacturing_Motor Improved Controls | 33.71% | 1.792% | 0.063804 | 15 | IAC Data (Southeast 2010-2016)
Miscellaneous Manufacturing | Motors | Drives | Motor Optimization | Motor system optimization | Miscellaneous Manufacturing_Motor Optimization | 53.47% | 52.89% | 53.47% | NWPC 7th Plan | 2.885% | Averaged IAC-SE (FEECA) & NWPC | 0.61947 | Averaged IAC-SE (FEECA) & NWPC | 10 | NWPC 7th Plan |  | 53.47% | 5.01% | 0.82798 | 10 | 0.7603% | 0.41097 | 1 | 9 | #N/A | #N/A | #N/A | #N/A | #N/A | #N/A
Miscellaneous Manufacturing | Motors | Fans | Fan Improved Controls | Improved fan control technologies | Miscellaneous Manufacturing_Fan Improved Controls | 34.37% | #N/A | 34.37% | 2019 Nexant | 15.88% | IAC-SE (Nexant) | 0.024602 | IAC-SE (Nexant) | 15 | 2019 Nexant | [8 empty] | 9 | Miscellaneous Manufacturing_Fan Improved Controls | 34.37% | 15.88% | 0.024602 | 15 | IAC Data (Southeast 2010-2016)
Miscellaneous Manufacturing | Motors | Fans | Fan System Optimization | Fan system optimization | Miscellaneous Manufacturing_Fan System Optimization | Exclude from Segment | #N/A | Exclude from Segment | [15 empty] | 9 | #N/A | #N/A | #N/A | #N/A | #N/A | #N/A
Miscellaneous Manufacturing | Motors | Fans | Fan Equipment Upgrades | Equipment upgrades to improve operating efficiency | Miscellaneous Manufacturing_Fan Equipment Upgrades | 76.37% | #N/A | 76.37% | 2019 Nexant | 3.425% | Averaged IAC-SE (Nexant) & NWPC | 0.1824 | Averaged IAC-SE (Nexant) & NWPC | 10 | NWPC 7th Plan |  | 21% | 2% | 0.23691 | 10 |  |  |  | 9 | Miscellaneous Manufacturing_Fan Equipment Upgrades | 76.37% | 4.851% | 0.12788 | 15 | IAC Data (Southeast 2010-2016)
Miscellaneous Manufacturing | Motors | Pumps | Pump Improved Controls | Improved pump control technologies | Miscellaneous Manufacturing_Pump Improved Controls | 33.99% | #N/A | 33.99% | 2019 Nexant | 1.792% | IAC-SE (Nexant) | 0.063804 | IAC-SE (Nexant) | 15 | 2019 Nexant | [8 empty] | 9 | Miscellaneous Manufacturing_Pump Improved Controls | 33.99% | 1.792% | 0.063804 | 15 | IAC Data (Southeast 2010-2016)
Miscellaneous Manufacturing | Motors | Pumps | Pump System Optimization | Pump system optimization | Miscellaneous Manufacturing_Pump System Optimization | 23.22% | #N/A | 23.22% | 2019 Nexant | 28.75% | NWPC (via Nexant) | 0.14064 | NWPC (via Nexant) | 11 | 2019 Nexant | [8 empty] | 9 | Miscellaneous Manufacturing_Pump System Optimization | 23.22% | 28.75% | 0.14064 | 11 | NW Council 7th Plan (2016)
Miscellaneous Manufacturing | Motors | Pumps | Pump Equipment Upgrade | Equipment upgrades to improve operating efficiency | Miscellaneous Manufacturing_Pump Equipment Upgrade | 54.55% | #N/A | 54.55% | 2019 Nexant | 12.43% | IAC-SE (Nexant) | 0.13315 | IAC-SE (Nexant) | 12.5 | 2019 Nexant |  | 21% | 2% | 0.23691 | 10 |  |  |  | 9 | Miscellaneous Manufacturing_Pump Equipment Upgrade | 54.55% | 12.43% | 0.13315 | 12.5 | IAC Data (Southeast 2010-2016)
Miscellaneous Manufacturing | Processes | Misc | Plant Energy Management | Facility control technologies and optimization to improve energy efficiency | Miscellaneous Manufacturing_Plant Energy Management | 27.36% | #N/A | 27.36% | 2019 Nexant | 12% | NWPC (via Nexant) | 0.023178 | NWPC (via Nexant) | 10.5 | 2019 Nexant | [8 empty] | 9 | Miscellaneous Manufacturing_Plant Energy Management | 27.36% | 12% | 0.023178 | 10.5 | NW Council 7th Plan (2016)
Miscellaneous Manufacturing | Processes | Heating | Process Heat Improved Controls | Improved process heat control technologies | Miscellaneous Manufacturing_Process Heat Improved Controls | 36.23% | #N/A | 36.23% | 2019 Nexant | 2.283% | IAC-SE (Nexant) | 0.89743 | IAC-SE (Nexant) | 15 | 2019 Nexant | [8 empty] | 9 | Miscellaneous Manufacturing_Process Heat Improved Controls | 36.23% | 2.283% | 0.89743 | 15 | IAC Data (Southeast 2010-2016)
Miscellaneous Manufacturing | Processes | Heating | Process Heat System Optimization | Process heat system optimization | Miscellaneous Manufacturing_Process Heat System Optimization | 69.78% | 2.645% | 2.645% | 2019 Nexant | 16.1% | IAC-SE (Nexant) | 0.15479 | IAC-SE (Nexant) | 2 | 2019 Nexant | [5 empty] | 181.2% | 0.014095 | 3 | 9 | Miscellaneous Manufacturing_Process Heat System Optimization | 69.78% | 16.1% | 0.15479 | 2 | IAC Data (Southeast 2010-2016)
Miscellaneous Manufacturing | Processes | Heating | Process Heat Equipment Upgrade | Equipment upgrades to improve operating efficiency | Miscellaneous Manufacturing_Process Heat Equipment Upgrade | Exclude from Segment | #N/A | Exclude from Segment | [15 empty] | 9 | #N/A | #N/A | #N/A | #N/A | #N/A | #N/A
Miscellaneous Manufacturing | Processes | Industry | Process Other Systems Optimization | Process other system optimization | Miscellaneous Manufacturing_Process Other Systems Optimization | 27.36% | 17.59% | 17.59% | 2019 Nexant | 12% | IAC-SE (Nexant) | 0.023178 | IAC-SE (Nexant) | 5.3333 | 2019 Nexant | [5 empty] | 267.2% | 0.054443 | 1 | 9 | Miscellaneous Manufacturing_Process Other Systems Optimization | 27.36% | 12% | 0.023178 | 5.3333 | NW Council 7th Plan (2016)
Miscellaneous Manufacturing | Processes | Industry | Process Other Equipment Upgrades | Equipment upgrades to improve operating efficiency | Miscellaneous Manufacturing_Process Other Equipment Upgrades | Exclude from Segment | #N/A | Exclude from Segment | [15 empty] | 9 | #N/A | #N/A | #N/A | #N/A | #N/A | #N/A
Miscellaneous Manufacturing | Processes | Refrigeration | Process Refrig System Optimization | Process refrigeration system optimization | Miscellaneous Manufacturing_Process Refrig System Optimization | 39.01% | #N/A | 39.01% | NWPC 7th Plan | 25.61% | NWPC 7th Plan | 0.31847 | NWPC 7th Plan | 4.6667 | NWPC 7th Plan |  | 39.01% | 25.61% | 0.31847 | 4.6667 |  |  |  | 9 | Miscellaneous Manufacturing_Process Refrig System Optimization | 52.66% | 17.81% | 0.198 | 6.5 | NW Council 7th Plan (2016)
Miscellaneous Manufacturing | Processes | Refrigeration | Process Refrig Controls | Improved process refrigeration control technologies | Miscellaneous Manufacturing_Process Refrig Controls | 33.75% | #N/A | 33.75% | 2019 Nexant | 6% | IAC-SE (Nexant) | 0.88 | IAC-SE (Nexant) | 15 | 2019 Nexant | [8 empty] | 9 | Miscellaneous Manufacturing_Process Refrig Controls | 33.75% | 6% | 0.88 | 15 | Colorado 2010 DSM Study for Xcel
Miscellaneous Manufacturing | Processes | Refrigeration | Process Refrig Equipment Upgrade | Equipment upgrades to improve operating efficiency | Miscellaneous Manufacturing_Process Refrig Equipment Upgrade | 21% | #N/A | 21% | NWPC 7th Plan | 2% | NWPC 7th Plan | 0.23691 | NWPC 7th Plan | 20 | 2019 Nexant |  | 21% | 2% | 0.23691 | 10 |  |  |  | 9 | Miscellaneous Manufacturing_Process Refrig Equipment Upgrade | 8% | 18.07% | 0.27831 | 20 | IAC Data (National data - 2014)
Petroleum Refining | HVAC | Building Envelope | Building Envelope Improvements | Facility envelope improvements to improve thermal efficiency | Petroleum Refining_Building Envelope Improvements | Exclude from Segment | #N/A | Exclude from Segment | [15 empty] | 3 | #N/A | #N/A | #N/A | #N/A | #N/A | #N/A
Petroleum Refining | HVAC | Equipment | HVAC Equipment Upgrades | Equipment upgrades to improve operating efficiency | Petroleum Refining_HVAC Equipment Upgrades | 33.33% | 40.97% | 40.97% | IAC-SE (FEECA) | 12.46% | Nexant egr estimates | 0.1245 | Nexant egr estimates | 18 | Nexant egr estimates | [7 empty] | 1 | 3 | Petroleum Refining_HVAC Equipment Upgrades | 12.19% | 12.46% | 0.1245 | 18.75 | Engineering adjustment to space cooling load with cooling equipment effciency
Petroleum Refining | HVAC | Optimization | HVAC Recommissioning | Diagnostic evaluation and optimization of facility HVAC system | Petroleum Refining_HVAC Recommissioning | Exclude from Segment | #N/A | Exclude from Segment | [15 empty] | 3 | #N/A | #N/A | #N/A | #N/A | #N/A | #N/A
Petroleum Refining | HVAC | Controls | HVAC Improved Controls | Improved control technologies such as EMS, thermostats, demand controlled ventilation | Petroleum Refining_HVAC Improved Controls | 33.33% | 40.97% | 40.97% | IAC-SE (FEECA) | 16.82% | IAC-SE (FEECA) | 0.040457 | IAC-SE (FEECA) | 15 | 2019 Nexant (from Chemicals) | [5 empty] | 16.82% | 0.040457 | 1 | 3 | #N/A | #N/A | #N/A | #N/A | #N/A | #N/A
Petroleum Refining | Lighting | Equipment | Efficient Lighting - High Bay | Efficient high bay lighting fixtures | Petroleum Refining_Efficient Lighting - High Bay | 20% | #N/A | 20% | 2019 Nexant | 48.41% | Nexant egr estimates | 0.21586 | Nexant egr estimates | 13.6667 | Nexant egr estimates | [8 empty] | 3 | Petroleum Refining_Efficient Lighting - High Bay | 20% | 14.67% | 11.6878 | 17 | Engineering calculations
Petroleum Refining | Lighting | Equipment | Efficient Lighting - Other Interior Lighting | Efficient interior lighting | Petroleum Refining_Efficient Lighting - Other Interior Lighting | 25% | 100% | 100% | 2019 Nexant | 38.99% | Nexant egr estimates | 0.39837 | Nexant egr estimates | 14.4667 | Nexant egr estimates | [5 empty] | 275.4% | 0.15041 | 3 | 3 | Petroleum Refining_Efficient Lighting - Other Interior Lighting | 25% | 23.12% | 1.0383 | 13 | Engineering calculations
Petroleum Refining | Lighting | Equipment | Efficient Lighting - Exterior | Efficient exterior lighting | Petroleum Refining_Efficient Lighting - Exterior | 15.29% | #N/A | 15.29% | 2019 Nexant | 78.74% | Nexant egr estimates | 0.1144 | Nexant egr estimates | 13.6 | Nexant egr estimates | [8 empty] | 3 | Petroleum Refining_Efficient Lighting - Exterior | 15.29% | 75% | 0.03 | 15 | BFJ
Petroleum Refining | Lighting | Controls | Lighting Controls | Improved control technologies such as time clocks, bi-level fixture controls, photocell controls, and occupancy/vacancy sensors | Petroleum Refining_Lighting Controls | 30% | #N/A | 30% | NWPC 7th Plan | 28% | NWPC 7th Plan | 0.213 | NWPC 7th Plan | 10 | NWPC 7th Plan |  | 30% | 28% | 0.213 | 10 |  |  |  | 3 | Petroleum Refining_Lighting Controls | 29.1% | 14.29% | 1.5915 | 9 | NW Council 7th Plan (2016)
Petroleum Refining | Motors | Compressed Air | Compressed Air System Optimization | Compressed air system improvements | Petroleum Refining_Compressed Air System Optimization | 25.94% | 100% | 25.94% | NWPC 7th Plan | 11.33% | Averaged IAC-SE (FEECA) & NWPC | 0.050048 | Averaged IAC-SE (FEECA) & NWPC | 10 | NWPC 7th Plan |  | 25.94% | 20% | 0.089147 | 10 | 2.656% | 0.010949 | 3 | 3 | Petroleum Refining_Compressed Air System Optimization | 30.55% | 30.09% | 0.10801 | 10 | Averaged IAC and Council 6th Plan Data
Petroleum Refining | Motors | Compressed Air | Compressed Air Controls | Improved control technologies for compressed air system | Petroleum Refining_Compressed Air Controls | 17.55% | #N/A | 17.55% | 2019 Nexant | 23.7% | 2011/12 PacifiCorp Mkt Characterization Report | 0.41535 | 2011/12 PacifiCorp Mkt Characterization Report | 10 | 2019 Nexant | [8 empty] | 3 | Petroleum Refining_Compressed Air Controls | 17.55% | 23.7% | 0.41535 | 10 | 2011/12 PacifiCorp Mkt Characterization Report
Petroleum Refining | Motors | Compressed Air | Compressed Air Equipment | Equipment upgrades to improve operating efficiency | Petroleum Refining_Compressed Air Equipment | 17.1% | #N/A | 17.1% | NWPC 7th Plan | 35% | NWPC 7th Plan | 0.18383 | NWPC 7th Plan | 10 | NWPC 7th Plan |  | 17.1% | 35% | 0.18383 | 10 |  |  |  | 3 | Petroleum Refining_Compressed Air Equipment | 17.1% | 35% | 0.18383 | 10 | NW Council 7th Plan (2016)
Petroleum Refining | Motors | Equipment | Motor Equipment Upgrades | Equipment upgrades to improve operating efficiency | Petroleum Refining_Motor Equipment Upgrades | 35.92% | #N/A | 35.92% | 2019 Nexant | 4.051% | IAC-SE (Nexant) | 0.32714 | IAC-SE (Nexant) | 12.3333 | 2019 Nexant |  | 11.58% | 0.5% | 0.25471 | 10 |  |  |  | 3 | Petroleum Refining_Motor Equipment Upgrades | 35.92% | 4.051% | 0.32714 | 12.3333 | IAC Data (Southeast 2010-2016)
Petroleum Refining | Motors | Controls | Motor Improved Controls | Improved motor control technologies | Petroleum Refining_Motor Improved Controls | Exclude from Segment | #N/A | Exclude from Segment | [15 empty] | 3 | #N/A | #N/A | #N/A | #N/A | #N/A | #N/A
Petroleum Refining | Motors | Drives | Motor Optimization | Motor system optimization | Petroleum Refining_Motor Optimization | 27% | #N/A | 27% | NWPC 7th Plan | 29% | NWPC 7th Plan | 0.13631 | NWPC 7th Plan | 11 | NWPC 7th Plan |  | 27% | 29% | 0.13631 | 11 |  |  |  | 3 | #N/A | #N/A | #N/A | #N/A | #N/A | #N/A
Petroleum Refining | Motors | Fans | Fan Improved Controls | Improved fan control technologies | Petroleum Refining_Fan Improved Controls | Exclude from Segment | #N/A | Exclude from Segment | [15 empty] | 3 | #N/A | #N/A | #N/A | #N/A | #N/A | #N/A
Petroleum Refining | Motors | Fans | Fan System Optimization | Fan system optimization | Petroleum Refining_Fan System Optimization | 29.82% | #N/A | 29.82% | 2019 Nexant | 20.43% | IAC-SE (Nexant) | 0.03506 | IAC-SE (Nexant) | 10 | DEER database (RCx) | [8 empty] | 3 | Petroleum Refining_Fan System Optimization | 29.82% | 20.43% | 0.03506 | 10 | IAC Data (Southeast 2010-2016)
Petroleum Refining | Motors | Fans | Fan Equipment Upgrades | Equipment upgrades to improve operating efficiency | Petroleum Refining_Fan Equipment Upgrades | 21% | #N/A | 21% | NWPC 7th Plan | 2% | NWPC 7th Plan | 0.23691 | NWPC 7th Plan | 10 | NWPC 7th Plan |  | 21% | 2% | 0.23691 | 10 |  |  |  | 3 | #N/A | #N/A | #N/A | #N/A | #N/A | #N/A
Petroleum Refining | Motors | Pumps | Pump Improved Controls | Improved pump control technologies | Petroleum Refining_Pump Improved Controls | Exclude from Segment | #N/A | Exclude from Segment | [15 empty] | 3 | #N/A | #N/A | #N/A | #N/A | #N/A | #N/A
Petroleum Refining | Motors | Pumps | Pump System Optimization | Pump system optimization | Petroleum Refining_Pump System Optimization | Exclude from Segment | #N/A | Exclude from Segment | [15 empty] | 3 | #N/A | #N/A | #N/A | #N/A | #N/A | #N/A
Petroleum Refining | Motors | Pumps | Pump Equipment Upgrade | Equipment upgrades to improve operating efficiency | Petroleum Refining_Pump Equipment Upgrade | 78.55% | #N/A | 78.55% | 2019 Nexant | 1.776% | Averaged IAC-SE (Nexant) & NWPC | 0.46463 | Averaged IAC-SE (Nexant) & NWPC | 10 | NWPC 7th Plan |  | 8.436% | 0.9% | 0.39867 | 10 |  |  |  | 3 | Petroleum Refining_Pump Equipment Upgrade | 78.55% | 2.653% | 0.53059 | 15 | IAC Data (Southeast 2010-2016)
Petroleum Refining | Processes | Misc | Plant Energy Management | Facility control technologies and optimization to improve energy efficiency | Petroleum Refining_Plant Energy Management | 27.36% | #N/A | 27.36% | 2019 Nexant | 12% | NWPC (via Nexant) | 0.023178 | NWPC (via Nexant) | 10.5 | 2019 Nexant |  | 22% | 50% | 0.21831 | 11 |  |  |  | 3 | Petroleum Refining_Plant Energy Management | 27.36% | 12% | 0.023178 | 10.5 | NW Council 7th Plan (2016)
Petroleum Refining | Processes | Heating | Process Heat Improved Controls | Improved process heat control technologies | Petroleum Refining_Process Heat Improved Controls | 33.33% | 0% | 33.33% | IAC-SE (FEECA) | 2.283% | IAC-SE (Nexant) | 0.89743 | IAC-SE (Nexant) | 15 | 2019 Nexant | [7 empty] | 1 | 3 | Petroleum Refining_Process Heat Improved Controls | 32.94% | 2.283% | 0.89743 | 15 | IAC Data (Southeast 2010-2016)
Petroleum Refining | Processes | Heating | Process Heat System Optimization | Process heat system optimization | Petroleum Refining_Process Heat System Optimization | 66.67% | 0% | 66.67% | IAC-SE (FEECA) | 17.45% | IAC-SE (Nexant) | 0.066327 | IAC-SE (Nexant) | 2 | 2019 Nexant | [7 empty] | 2 | 3 | Petroleum Refining_Process Heat System Optimization | 63.44% | 17.45% | 0.066327 | 2 | IAC Data (Southeast 2010-2016)
Petroleum Refining | Processes | Heating | Process Heat Equipment Upgrade | Equipment upgrades to improve operating efficiency | Petroleum Refining_Process Heat Equipment Upgrade | Exclude from Segment | #N/A | Exclude from Segment | [15 empty] | 3 | #N/A | #N/A | #N/A | #N/A | #N/A | #N/A
Petroleum Refining | Processes | Industry | Process Other Systems Optimization | Process other system optimization | Petroleum Refining_Process Other Systems Optimization | 27.36% | #N/A | 27.36% | 2019 Nexant | 12% | IAC-SE (Nexant) | 0.023178 | IAC-SE (Nexant) | 5.3333 | 2019 Nexant | [8 empty] | 3 | Petroleum Refining_Process Other Systems Optimization | 27.36% | 12% | 0.023178 | 5.3333 | NW Council 7th Plan (2016)
Petroleum Refining | Processes | Industry | Process Other Equipment Upgrades | Equipment upgrades to improve operating efficiency | Petroleum Refining_Process Other Equipment Upgrades | Exclude from Segment | #N/A | Exclude from Segment | [15 empty] | 3 | #N/A | #N/A | #N/A | #N/A | #N/A | #N/A
Petroleum Refining | Processes | Refrigeration | Process Refrig System Optimization | Process refrigeration system optimization | Petroleum Refining_Process Refrig System Optimization | Exclude from Segment | #N/A | Exclude from Segment | [15 empty] | 3 | #N/A | #N/A | #N/A | #N/A | #N/A | #N/A
Petroleum Refining | Processes | Refrigeration | Process Refrig Controls | Improved process refrigeration control technologies | Petroleum Refining_Process Refrig Controls | 33.75% | #N/A | 33.75% | 2019 Nexant | 6% | IAC-SE (Nexant) | 0.88 | IAC-SE (Nexant) | 15 | 2019 Nexant | [8 empty] | 3 | Petroleum Refining_Process Refrig Controls | 33.75% | 6% | 0.88 | 15 | Colorado 2010 DSM Study for Xcel
Petroleum Refining | Processes | Refrigeration | Process Refrig Equipment Upgrade | Equipment upgrades to improve operating efficiency | Petroleum Refining_Process Refrig Equipment Upgrade | 21% | #N/A | 21% | NWPC 7th Plan | 10.03% | Averaged IAC-SE (Nexant) & NWPC | 0.25761 | Averaged IAC-SE (Nexant) & NWPC | 10 | NWPC 7th Plan |  | 21% | 2% | 0.23691 | 10 |  |  |  | 3 | Petroleum Refining_Process Refrig Equipment Upgrade | 8% | 18.07% | 0.27831 | 20 | IAC Data (National data - 2014)
Primary Metals | HVAC | Building Envelope | Building Envelope Improvements | Facility envelope improvements to improve thermal efficiency | Primary Metals_Building Envelope Improvements | 31.71% | 9.958% | 9.958% | IAC-SE (FEECA) | 10.67% | IAC-SE (FEECA) | 0.12994 | IAC-SE (FEECA) | 15 | 2019 Nexant | [5 empty] | 10.67% | 0.12994 | 13 | 41 | Primary Metals_Building Envelope Improvements | 35% | 8.203% | 0.13553 | 15 | IAC Data (Southeast 2010-2016)
Primary Metals | HVAC | Equipment | HVAC Equipment Upgrades | Equipment upgrades to improve operating efficiency | Primary Metals_HVAC Equipment Upgrades | 9.756% | 9.958% | 9.958% | IAC-SE (FEECA) | 24.15% | IAC-SE (FEECA) | 0.23957 | IAC-SE (FEECA) | 18 | Nexant egr estimates | [5 empty] | 24.15% | 0.23957 | 4 | 41 | Primary Metals_HVAC Equipment Upgrades | 12.19% | 12.46% | 0.1245 | 18.75 | Engineering adjustment to space cooling load with cooling equipment effciency
Primary Metals | HVAC | Optimization | HVAC Recommissioning | Diagnostic evaluation and optimization of facility HVAC system | Primary Metals_HVAC Recommissioning | Exclude from Segment | #N/A | Exclude from Segment | [15 empty] | 41 | Primary Metals_HVAC Recommissioning | 74.66% | 4.018% | 0.003821 | 10 | IAC Data (Southeast 2010-2016)
Primary Metals | HVAC | Controls | HVAC Improved Controls | Improved control technologies such as EMS, thermostats, demand controlled ventilation | Primary Metals_HVAC Improved Controls | 12.2% | 9.958% | 9.958% | IAC-SE (FEECA) | 1.66% | IAC-SE (FEECA) | 0.031159 | IAC-SE (FEECA) | 15 | 2019 Nexant | [5 empty] | 1.66% | 0.031159 | 5 | 41 | Primary Metals_HVAC Improved Controls | 33.59% | 15.88% | 0.024602 | 15 | IAC Data (Southeast 2010-2016)
Primary Metals | Lighting | Equipment | Efficient Lighting - High Bay | Efficient high bay lighting fixtures | Primary Metals_Efficient Lighting - High Bay | 20% | 41.12% | 41.12% | 2019 Nexant | 48.41% | Nexant egr estimates | 0.21586 | Nexant egr estimates | 13.6667 | Nexant egr estimates | [5 empty] | 85.51% | 0.01416 | 1 | 41 | Primary Metals_Efficient Lighting - High Bay | 20% | 14.67% | 11.6878 | 17 | Engineering calculations
Primary Metals | Lighting | Equipment | Efficient Lighting - Other Interior Lighting | Efficient interior lighting | Primary Metals_Efficient Lighting - Other Interior Lighting | 25% | 41.12% | 41.12% | 2019 Nexant | 38.99% | Nexant egr estimates | 0.39837 | Nexant egr estimates | 14.4667 | Nexant egr estimates | [5 empty] | 18.4% | 0.17512 | 41 | 41 | Primary Metals_Efficient Lighting - Other Interior Lighting | 25% | 23.12% | 1.0383 | 13 | Engineering calculations
Primary Metals | Lighting | Equipment | Efficient Lighting - Exterior | Efficient exterior lighting | Primary Metals_Efficient Lighting - Exterior | 15.29% | #N/A | 15.29% | 2019 Nexant | 78.74% | Nexant egr estimates | 0.1144 | Nexant egr estimates | 13.6 | Nexant egr estimates | [8 empty] | 41 | Primary Metals_Efficient Lighting - Exterior | 15.29% | 75% | 0.03 | 15 | BFJ
Primary Metals | Lighting | Controls | Lighting Controls | Improved control technologies such as time clocks, bi-level fixture controls, photocell controls, and occupancy/vacancy sensors | Primary Metals_Lighting Controls | 30% | 41.12% | 30% | NWPC 7th Plan | 25.51% | Averaged IAC-SE (FEECA) & NWPC | 0.14699 | Averaged IAC-SE (FEECA) & NWPC | 10 | NWPC 7th Plan |  | 30% | 28% | 0.213 | 10 | 23.02% | 0.080978 | 19 | 41 | Primary Metals_Lighting Controls | 29.1% | 14.29% | 1.5915 | 9 | NW Council 7th Plan (2016)
Primary Metals | Motors | Compressed Air | Compressed Air System Optimization | Compressed air system improvements | Primary Metals_Compressed Air System Optimization | 25.94% | 91.5% | 25.94% | NWPC 7th Plan | 10.65% | Averaged IAC-SE (FEECA) & NWPC | 0.045746 | Averaged IAC-SE (FEECA) & NWPC | 10 | NWPC 7th Plan |  | 25.94% | 20% | 0.089147 | 10 | 1.303% | 0.0023438 | 17 | 41 | Primary Metals_Compressed Air System Optimization | 34.67% | 43.91% | 0.1123 | 10 | Averaged IAC (2014) and Council Data
Primary Metals | Motors | Compressed Air | Compressed Air Controls | Improved control technologies for compressed air system | Primary Metals_Compressed Air Controls | 19.51% | 91.5% | 91.5% | IAC-SE (FEECA) | 3.038% | IAC-SE (FEECA) | 0.045537 | IAC-SE (FEECA) | 12.5 | 2019 Nexant | [5 empty] | 3.038% | 0.045537 | 8 | 41 | Primary Metals_Compressed Air Controls | 9.845% | 13.03% | 0.23594 | 12.5 | IAC Data (Southeast 2010-2016)
Primary Metals | Motors | Compressed Air | Compressed Air Equipment | Equipment upgrades to improve operating efficiency | Primary Metals_Compressed Air Equipment | 17.07% | 91.5% | 91.5% | IAC-SE (FEECA) | 6.3% | IAC-SE (FEECA) | 0.12087 | IAC-SE (FEECA) | 15 | 2019 Nexant | [5 empty] | 6.3% | 0.12087 | 7 | 41 | Primary Metals_Compressed Air Equipment | 73.06% | 5.488% | 0.14148 | 15 | IAC Data (Southeast 2010-2016)
Primary Metals | Motors | Equipment | Motor Equipment Upgrades | Equipment upgrades to improve operating efficiency | Primary Metals_Motor Equipment Upgrades | 7.993% | 91.5% | 7.993% | NWPC 7th Plan | 1.263% | Averaged IAC-SE (FEECA) & NWPC | 0.17276 | Averaged IAC-SE (FEECA) & NWPC | 10 | NWPC 7th Plan |  | 7.993% | 0.5% | 0.25471 | 10 | 2.027% | 0.090813 | 22 | 41 | Primary Metals_Motor Equipment Upgrades | 35.16% | 5.428% | 0.18736 | 12.3333 | IAC Data (Southeast 2010-2016)
Primary Metals | Motors | Controls | Motor Improved Controls | Improved motor control technologies | Primary Metals_Motor Improved Controls | 33.35% | #N/A | 33.35% | 2019 Nexant | 1.792% | IAC-SE (Nexant) | 0.063804 | IAC-SE (Nexant) | 15 | 2019 Nexant | [8 empty] | 41 | Primary Metals_Motor Improved Controls | 33.35% | 1.792% | 0.063804 | 15 | IAC Data (Southeast 2010-2016)
Primary Metals | Motors | Drives | Motor Optimization | Motor system optimization | Primary Metals_Motor Optimization | 19.51% | 91.5% | 91.5% | IAC-SE (FEECA) | 5.31% | IAC-SE (FEECA) | 0.061506 | IAC-SE (FEECA) | 10 | DEER database (RCx) | [5 empty] | 5.31% | 0.061506 | 8 | 41 | #N/A | #N/A | #N/A | #N/A | #N/A | #N/A
Primary Metals | Motors | Fans | Fan Improved Controls | Improved fan control technologies | Primary Metals_Fan Improved Controls | 33.06% | #N/A | 33.06% | 2019 Nexant | 15.88% | IAC-SE (Nexant) | 0.024602 | IAC-SE (Nexant) | 15 | 2019 Nexant | [8 empty] | 41 | Primary Metals_Fan Improved Controls | 33.06% | 15.88% | 0.024602 | 15 | IAC Data (Southeast 2010-2016)
Primary Metals | Motors | Fans | Fan System Optimization | Fan system optimization | Primary Metals_Fan System Optimization | 2.439% | 91.5% | 91.5% | IAC-SE (FEECA) | 6.928% | IAC-SE (FEECA) | 0.0032552 | IAC-SE (FEECA) | 10 | DEER database (RCx) | [5 empty] | 6.928% | 0.0032552 | 1 | 41 | Primary Metals_Fan System Optimization | 29% | 20.43% | 0.03506 | 10 | IAC Data (Southeast 2010-2016)
Primary Metals | Motors | Fans | Fan Equipment Upgrades | Equipment upgrades to improve operating efficiency | Primary Metals_Fan Equipment Upgrades | 73.47% | #N/A | 73.47% | 2019 Nexant | 6.784% | IAC-SE (Nexant) | 0.11124 | IAC-SE (Nexant) | 15 | 2019 Nexant |  | 21% | 2% | 0.23691 | 10 |  |  |  | 41 | Primary Metals_Fan Equipment Upgrades | 73.47% | 6.784% | 0.11124 | 15 | IAC Data (Southeast 2010-2016)
Primary Metals | Motors | Pumps | Pump Improved Controls | Improved pump control technologies | Primary Metals_Pump Improved Controls | 32.49% | #N/A | 32.49% | 2019 Nexant | 1.792% | IAC-SE (Nexant) | 0.063804 | IAC-SE (Nexant) | 15 | 2019 Nexant | [8 empty] | 41 | Primary Metals_Pump Improved Controls | 32.49% | 1.792% | 0.063804 | 15 | IAC Data (Southeast 2010-2016)
Primary Metals | Motors | Pumps | Pump System Optimization | Pump system optimization | Primary Metals_Pump System Optimization | 4.878% | 91.5% | 91.5% | IAC-SE (FEECA) | 0.8574% | IAC-SE (FEECA) | 0.0083769 | IAC-SE (FEECA) | 10 | DEER database (RCx) | [5 empty] | 0.8574% | 0.0083769 | 2 | 41 | Primary Metals_Pump System Optimization | 31.01% | 7.5% | 0 | 10 | NW Council 7th Plan (2016)
Primary Metals | Motors | Pumps | Pump Equipment Upgrade | Equipment upgrades to improve operating efficiency | Primary Metals_Pump Equipment Upgrade | 72.19% | #N/A | 72.19% | 2019 Nexant | 6.784% | IAC-SE (Nexant) | 0.11124 | IAC-SE (Nexant) | 15 | 2019 Nexant |  | 6.188% | 0.9% | 0.39867 | 10 |  |  |  | 41 | Primary Metals_Pump Equipment Upgrade | 72.19% | 6.784% | 0.11124 | 15 | IAC Data (Southeast 2010-2016)
Primary Metals | Processes | Misc | Plant Energy Management | Facility control technologies and optimization to improve energy efficiency | Primary Metals_Plant Energy Management | 27.36% | #N/A | 27.36% | 2019 Nexant | 12% | NWPC (via Nexant) | 0.023178 | NWPC (via Nexant) | 10.5 | 2019 Nexant | [8 empty] | 41 | Primary Metals_Plant Energy Management | 27.36% | 12% | 0.023178 | 10.5 | NW Council 7th Plan (2016)
Primary Metals | Processes | Heating | Process Heat Improved Controls | Improved process heat control technologies | Primary Metals_Process Heat Improved Controls | 34.87% | 11.38% | 11.38% | 2019 Nexant | 2.283% | IAC-SE (Nexant) | 0.89743 | IAC-SE (Nexant) | 15 | 2019 Nexant | [7 empty] | 2 | 41 | Primary Metals_Process Heat Improved Controls | 34.87% | 2.283% | 0.89743 | 15 | IAC Data (Southeast 2010-2016)
Primary Metals | Processes | Heating | Process Heat System Optimization | Process heat system optimization | Primary Metals_Process Heat System Optimization | 39.02% | 11.38% | 11.38% | IAC-SE (FEECA) | 4.223% | IAC-SE (FEECA) | 0.1734 | IAC-SE (FEECA) | 2 | 2019 Nexant | [5 empty] | 4.223% | 0.1734 | 16 | 41 | Primary Metals_Process Heat System Optimization | 67.15% | 17.45% | 0.066327 | 2 | IAC Data (Southeast 2010-2016)
Primary Metals | Processes | Heating | Process Heat Equipment Upgrade | Equipment upgrades to improve operating efficiency | Primary Metals_Process Heat Equipment Upgrade | Exclude from Segment | #N/A | Exclude from Segment | [15 empty] | 41 | #N/A | #N/A | #N/A | #N/A | #N/A | #N/A
Primary Metals | Processes | Industry | Process Other Systems Optimization | Process other system optimization | Primary Metals_Process Other Systems Optimization | 4.878% | 0.2023% | 0.2023% | IAC-SE (FEECA) | 14.46% | IAC-SE (FEECA) | 0.19278 | IAC-SE (FEECA) | 5.3333 | 2019 Nexant | [5 empty] | 14.46% | 0.19278 | 2 | 41 | Primary Metals_Process Other Systems Optimization | 27.36% | 12% | 0.023178 | 5.3333 | NW Council 7th Plan (2016)
Primary Metals | Processes | Industry | Process Other Equipment Upgrades | Equipment upgrades to improve operating efficiency | Primary Metals_Process Other Equipment Upgrades | Exclude from Segment | #N/A | Exclude from Segment | [15 empty] | 41 | #N/A | #N/A | #N/A | #N/A | #N/A | #N/A
Primary Metals | Processes | Refrigeration | Process Refrig System Optimization | Process refrigeration system optimization | Primary Metals_Process Refrig System Optimization | 2.439% | 2.688% | 2.688% | IAC-SE (FEECA) | 12.71% | IAC-SE (FEECA) | 0.0055642 | IAC-SE (FEECA) | 4.6667 | 2019 Nexant | [5 empty] | 12.71% | 0.0055642 | 1 | 41 | Primary Metals_Process Refrig System Optimization | 85% | 17.3% | 0.063145 | 4.6667 | IAC Data (Southeast 2010-2016)
Primary Metals | Processes | Refrigeration | Process Refrig Controls | Improved process refrigeration control technologies | Primary Metals_Process Refrig Controls | 33.75% | #N/A | 33.75% | 2019 Nexant | 6% | Colorado 2010 DSM Study for Xcel | 0.88 | Colorado 2010 DSM Study for Xcel | 15 | 2019 Nexant | [8 empty] | 41 | Primary Metals_Process Refrig Controls | 33.75% | 6% | 0.88 | 15 | Colorado 2010 DSM Study for Xcel
Primary Metals | Processes | Refrigeration | Process Refrig Equipment Upgrade | Equipment upgrades to improve operating efficiency | Primary Metals_Process Refrig Equipment Upgrade | 21% | 2.688% | 21% | NWPC 7th Plan | 29.41% | Averaged IAC-SE (FEECA) & NWPC | 0.14701 | Averaged IAC-SE (FEECA) & NWPC | 10 | NWPC 7th Plan |  | 21% | 2% | 0.23691 | 10 | 56.83% | 0.057119 | 2 | 41 | Primary Metals_Process Refrig Equipment Upgrade | 8% | 18.07% | 0.27831 | 20 | IAC Data (National data - 2014)
Pulp & Paper | HVAC | Building Envelope | Building Envelope Improvements | Facility envelope improvements to improve thermal efficiency | Pulp & Paper_Building Envelope Improvements | Exclude from Segment | 1.659% | 1.659% | [14 empty] | 1 | 21 | #N/A | #N/A | #N/A | #N/A | #N/A | #N/A
Pulp & Paper | HVAC | Equipment | HVAC Equipment Upgrades | Equipment upgrades to improve operating efficiency | Pulp & Paper_HVAC Equipment Upgrades | 12.19% | 1.659% | 1.659% | 2019 Nexant | 12.46% | Nexant egr estimates | 0.1245 | Nexant egr estimates | 18 | Nexant egr estimates | [5 empty] | 35.45% | 0.43834 | 5 | 21 | Pulp & Paper_HVAC Equipment Upgrades | 12.19% | 12.46% | 0.1245 | 18.75 | Engineering adjustment to space cooling load with cooling equipment effciency
Pulp & Paper | HVAC | Optimization | HVAC Recommissioning | Diagnostic evaluation and optimization of facility HVAC system | Pulp & Paper_HVAC Recommissioning | Exclude from Segment | 1.659% | 1.659% | [15 empty] | 21 | Pulp & Paper_HVAC Recommissioning | 72.01% | 12.69% | 0.083453 | 10 | IAC Data (Southeast 2010-2016)
Pulp & Paper | HVAC | Controls | HVAC Improved Controls | Improved control technologies such as EMS, thermostats, demand controlled ventilation | Pulp & Paper_HVAC Improved Controls | 32.4% | 1.659% | 1.659% | 2019 Nexant | 15.88% | IAC-SE (Nexant) | 0.024602 | IAC-SE (Nexant) | 15 | 2019 Nexant | [5 empty] | 162.1% | 0.023017 | 5 | 21 | Pulp & Paper_HVAC Improved Controls | 32.4% | 15.88% | 0.024602 | 15 | IAC Data (Southeast 2010-2016)
Pulp & Paper | Lighting | Equipment | Efficient Lighting - High Bay | Efficient high bay lighting fixtures | Pulp & Paper_Efficient Lighting - High Bay | 20% | #N/A | 20% | 2019 Nexant | 48.41% | Nexant egr estimates | 0.21586 | Nexant egr estimates | 13.6667 | Nexant egr estimates | [8 empty] | 21 | Pulp & Paper_Efficient Lighting - High Bay | 20% | 14.67% | 11.6878 | 17 | Engineering calculations
Pulp & Paper | Lighting | Equipment | Efficient Lighting - Other Interior Lighting | Efficient interior lighting | Pulp & Paper_Efficient Lighting - Other Interior Lighting | 25% | 14.46% | 14.46% | 2019 Nexant | 38.99% | Nexant egr estimates | 0.39837 | Nexant egr estimates | 14.4667 | Nexant egr estimates | [5 empty] | 36.46% | 0.16678 | 22 | 21 | Pulp & Paper_Efficient Lighting - Other Interior Lighting | 25% | 23.12% | 1.0383 | 13 | Engineering calculations
Pulp & Paper | Lighting | Equipment | Efficient Lighting - Exterior | Efficient exterior lighting | Pulp & Paper_Efficient Lighting - Exterior | 15.29% | #N/A | 15.29% | 2019 Nexant | 78.74% | Nexant egr estimates | 0.1144 | Nexant egr estimates | 13.6 | Nexant egr estimates | [8 empty] | 21 | Pulp & Paper_Efficient Lighting - Exterior | 15.29% | 75% | 0.03 | 15 | BFJ
Pulp & Paper | Lighting | Controls | Lighting Controls | Improved control technologies such as time clocks, bi-level fixture controls, photocell controls, and occupancy/vacancy sensors | Pulp & Paper_Lighting Controls | 30% | 14.46% | 30% | NWPC 7th Plan | 21.97% | Averaged IAC-SE (FEECA) & NWPC | 0.17493 | Averaged IAC-SE (FEECA) & NWPC | 10 | NWPC 7th Plan |  | 30% | 28% | 0.213 | 10 | 15.93% | 0.13685 | 16 | 21 | Pulp & Paper_Lighting Controls | 29.1% | 14.29% | 1.5915 | 9 | NW Council 7th Plan (2016)
Pulp & Paper | Motors | Compressed Air | Compressed Air System Optimization | Compressed air system improvements | Pulp & Paper_Compressed Air System Optimization | 25.94% | 67.1% | 25.94% | NWPC 7th Plan | 10.22% | Averaged IAC-SE (FEECA) & NWPC | 0.049236 | Averaged IAC-SE (FEECA) & NWPC | 10 | NWPC 7th Plan |  | 25.94% | 20% | 0.089147 | 10 | 0.4462% | 0.0093253 | 16 | 21 | Pulp & Paper_Compressed Air System Optimization | 35.45% | 43.91% | 0.1123 | 10 | Averaged IAC (2014) and Council Data
Pulp & Paper | Motors | Compressed Air | Compressed Air Controls | Improved control technologies for compressed air system | Pulp & Paper_Compressed Air Controls | 9.524% | 67.1% | 67.1% | IAC-SE (FEECA) | 0.3126% | IAC-SE (FEECA) | 0.023586 | IAC-SE (FEECA) | 12.5 | 2019 Nexant | [5 empty] | 0.3126% | 0.023586 | 2 | 21 | Pulp & Paper_Compressed Air Controls | 7.684% | 12.06% | 0.22382 | 12.5 | IAC Data (Southeast 2010-2016)
Pulp & Paper | Motors | Compressed Air | Compressed Air Equipment | Equipment upgrades to improve operating efficiency | Pulp & Paper_Compressed Air Equipment | 17.1% | #N/A | 17.1% | 2019 Nexant | 35% | IAC-SE (Nexant) | 0.18383 | IAC-SE (Nexant) | 10 | 2019 Nexant |  | 17.1% | 35% | 0.18383 | 10 |  |  |  | 21 | Pulp & Paper_Compressed Air Equipment | 17.1% | 35% | 0.18383 | 10 | NW Council 7th Plan (2016)
Pulp & Paper | Motors | Equipment | Motor Equipment Upgrades | Equipment upgrades to improve operating efficiency | Pulp & Paper_Motor Equipment Upgrades | 38.1% | 67.1% | 67.1% | IAC-SE (FEECA) | 3.413% | IAC-SE (FEECA) | 0.071484 | IAC-SE (FEECA) | 12.3333 | 2019 Nexant |  | 9.102% | 0.5% | 0.25471 | 10 | 3.413% | 0.071484 | 8 | 21 | Pulp & Paper_Motor Equipment Upgrades | 35.7% | 4.051% | 0.32714 | 12.3333 | IAC Data (Southeast 2010-2016)
Pulp & Paper | Motors | Controls | Motor Improved Controls | Improved motor control technologies | Pulp & Paper_Motor Improved Controls | 30.46% | #N/A | 30.46% | 2019 Nexant | 1.792% | IAC-SE (Nexant) | 0.063804 | IAC-SE (Nexant) | 15 | 2019 Nexant | [8 empty] | 21 | Pulp & Paper_Motor Improved Controls | 30.46% | 1.792% | 0.063804 | 15 | IAC Data (Southeast 2010-2016)
Pulp & Paper | Motors | Drives | Motor Optimization | Motor system optimization | Pulp & Paper_Motor Optimization | 19.05% | 67.1% | 67.1% | IAC-SE (FEECA) | 4.089% | IAC-SE (FEECA) | 0.066199 | IAC-SE (FEECA) | 10 | DEER database (RCx) |  | 27% | 29% | 0.13631 | 11 | 4.089% | 0.066199 | 4 | 21 | Pulp & Paper_Motor Optimization | 25% | 13.86% | 0.68368 | 10 | NW Council 7th Plan (2016)
Pulp & Paper | Motors | Fans | Fan Improved Controls | Improved fan control technologies | Pulp & Paper_Fan Improved Controls | 30.91% | 67.1% | 67.1% | 2019 Nexant | 15.88% | IAC-SE (Nexant) | 0.024602 | IAC-SE (Nexant) | 15 | 2019 Nexant | [7 empty] | 2 | 21 | Pulp & Paper_Fan Improved Controls | 30.91% | 15.88% | 0.024602 | 15 | IAC Data (Southeast 2010-2016)
Pulp & Paper | Motors | Fans | Fan System Optimization | Fan system optimization | Pulp & Paper_Fan System Optimization | Exclude from Segment | #N/A | Exclude from Segment | [15 empty] | 21 | #N/A | #N/A | #N/A | #N/A | #N/A | #N/A
Pulp & Paper | Motors | Fans | Fan Equipment Upgrades | Equipment upgrades to improve operating efficiency | Pulp & Paper_Fan Equipment Upgrades | 29.71% | #N/A | 29.71% | 2019 Nexant | 19.41% | IAC-SE (Nexant) | 0.25217 | IAC-SE (Nexant) | 11.25 | 2019 Nexant |  | 10.5% | 20% | 0.20135 | 10 |  |  |  | 21 | Pulp & Paper_Fan Equipment Upgrades | 29.71% | 19.41% | 0.25217 | 11.25 | NW Council 7th Plan (2016)
Pulp & Paper | Motors | Pumps | Pump Improved Controls | Improved pump control technologies | Pulp & Paper_Pump Improved Controls | 35.14% | #N/A | 35.14% | 2019 Nexant | 1.792% | IAC-SE (Nexant) | 0.063804 | IAC-SE (Nexant) | 15 | 2019 Nexant | [8 empty] | 21 | Pulp & Paper_Pump Improved Controls | 35.14% | 1.792% | 0.063804 | 15 | IAC Data (Southeast 2010-2016)
Pulp & Paper | Motors | Pumps | Pump System Optimization | Pump system optimization | Pulp & Paper_Pump System Optimization | 15.43% | #N/A | 15.43% | NWPC 7th Plan | 50% | NWPC 7th Plan | 0.28128 | NWPC 7th Plan | 12 | NWPC 7th Plan |  | 15.43% | 50% | 0.28128 | 12 |  |  |  | 21 | Pulp & Paper_Pump System Optimization | 23.22% | 28.75% | 0.14064 | 11 | NW Council 7th Plan (2016)
Pulp & Paper | Motors | Pumps | Pump Equipment Upgrade | Equipment upgrades to improve operating efficiency | Pulp & Paper_Pump Equipment Upgrade | 55.82% | #N/A | 55.82% | 2019 Nexant | 11.33% | IAC-SE (Nexant) | 0.33451 | IAC-SE (Nexant) | 12.5 | 2019 Nexant |  | 6.34% | 0.9% | 0.39867 | 10 |  |  |  | 21 | Pulp & Paper_Pump Equipment Upgrade | 55.82% | 11.33% | 0.33451 | 12.5 | IAC Data (Southeast 2010-2016)
Pulp & Paper | Processes | Misc | Plant Energy Management | Facility control technologies and optimization to improve energy efficiency | Pulp & Paper_Plant Energy Management | 24.68% | #N/A | 24.68% | 2019 Nexant | 31% | NWPC (via Nexant) | 0.12074 | NWPC (via Nexant) | 10.5 | 2019 Nexant |  | 22% | 50% | 0.21831 | 11 |  |  |  | 21 | Pulp & Paper_Plant Energy Management | 24.68% | 31% | 0.12074 | 10.5 | NW Council 7th Plan (2016)
Pulp & Paper | Processes | Heating | Process Heat Improved Controls | Improved process heat control technologies | Pulp & Paper_Process Heat Improved Controls | 33.16% | #N/A | 33.16% | 2019 Nexant | 2.283% | IAC-SE (Nexant) | 0.89743 | IAC-SE (Nexant) | 15 | 2019 Nexant | [8 empty] | 21 | Pulp & Paper_Process Heat Improved Controls | 33.16% | 2.283% | 0.89743 | 15 | IAC Data (Southeast 2010-2016)
Pulp & Paper | Processes | Heating | Process Heat System Optimization | Process heat system optimization | Pulp & Paper_Process Heat System Optimization | 38.1% | 7.168% | 7.168% | IAC-SE (FEECA) | 15.65% | IAC-SE (FEECA) | 0.35576 | IAC-SE (FEECA) | 2 | 2019 Nexant | [5 empty] | 15.65% | 0.35576 | 8 | 21 | Pulp & Paper_Process Heat System Optimization | 63.87% | 17.58% | 0.11494 | 2 | IAC Data (Southeast 2010-2016)
Pulp & Paper | Processes | Heating | Process Heat Equipment Upgrade | Equipment upgrades to improve operating efficiency | Pulp & Paper_Process Heat Equipment Upgrade | Exclude from Segment | #N/A | Exclude from Segment | [15 empty] | 21 | #N/A | #N/A | #N/A | #N/A | #N/A | #N/A
Pulp & Paper | Processes | Industry | Process Other Systems Optimization | Process other system optimization | Pulp & Paper_Process Other Systems Optimization | 25.32% | #N/A | 25.32% | 2019 Nexant | 0.1679% | Averaged IAC-SE (FEECA) & NWPC | 0.12556 | Averaged IAC-SE (FEECA) & NWPC | 5.3333 | 2019 Nexant |  | 23.27% | 0.1679% | 0.12556 | 5 |  |  |  | 21 | Pulp & Paper_Process Other Systems Optimization | 25.32% | 6.084% | 0.07437 | 5.3333 | NW Council 7th Plan (2016)
Pulp & Paper | Processes | Industry | Process Other Equipment Upgrades | Equipment upgrades to improve operating efficiency | Pulp & Paper_Process Other Equipment Upgrades | 11.88% | #N/A | 11.88% | 2019 Nexant | 32.5% | IAC-SE (Nexant) | 0.087478 | IAC-SE (Nexant) | 10 | 2019 Nexant |  | 14.25% | 50% | 0.092801 | 10 |  |  |  | 21 | Pulp & Paper_Process Other Equipment Upgrades | 11.88% | 32.5% | 0.087478 | 10 | NW Council 7th Plan (2016)
Pulp & Paper | Processes | Refrigeration | Process Refrig System Optimization | Process refrigeration system optimization | Pulp & Paper_Process Refrig System Optimization | Exclude from Segment | #N/A | Exclude from Segment | [15 empty] | 21 | #N/A | #N/A | #N/A | #N/A | #N/A | #N/A
Pulp & Paper | Processes | Refrigeration | Process Refrig Controls | Improved process refrigeration control technologies | Pulp & Paper_Process Refrig Controls | 33.75% | #N/A | 33.75% | 2019 Nexant | 6% | IAC-SE (Nexant) | 0.88 | IAC-SE (Nexant) | 15 | 2019 Nexant | [8 empty] | 21 | Pulp & Paper_Process Refrig Controls | 33.75% | 6% | 0.88 | 15 | Colorado 2010 DSM Study for Xcel
Pulp & Paper | Processes | Refrigeration | Process Refrig Equipment Upgrade | Equipment upgrades to improve operating efficiency | Pulp & Paper_Process Refrig Equipment Upgrade | 21% | #N/A | 21% | NWPC 7th Plan | 2% | NWPC 7th Plan | 0.23691 | NWPC 7th Plan | 10 | NWPC 7th Plan |  | 21% | 2% | 0.23691 | 10 |  |  |  | 21 | Pulp & Paper_Process Refrig Equipment Upgrade | 8% | 18.07% | 0.27831 | 20 | IAC Data (National data - 2014)
Rubber & Plastics | HVAC | Building Envelope | Building Envelope Improvements | Facility envelope improvements to improve thermal efficiency | Rubber & Plastics_Building Envelope Improvements | 26.42% | 18.28% | 18.28% | IAC-SE (FEECA) | 12.43% | IAC-SE (FEECA) | 0.15099 | IAC-SE (FEECA) | 15 | 2019 Nexant | [5 empty] | 12.43% | 0.15099 | 14 | 53 | Rubber & Plastics_Building Envelope Improvements | 35% | 14.51% | 0.15873 | 15 | IAC Data (Southeast 2010-2016)
Rubber & Plastics | HVAC | Equipment | HVAC Equipment Upgrades | Equipment upgrades to improve operating efficiency | Rubber & Plastics_HVAC Equipment Upgrades | 11.32% | 18.28% | 18.28% | IAC-SE (FEECA) | 42.1% | IAC-SE (FEECA) | 0.033424 | IAC-SE (FEECA) | 18 | Nexant egr estimates | [5 empty] | 42.1% | 0.033424 | 6 | 53 | #N/A | #N/A | #N/A | #N/A | #N/A | #N/A
Rubber & Plastics | HVAC | Optimization | HVAC Recommissioning | Diagnostic evaluation and optimization of facility HVAC system | Rubber & Plastics_HVAC Recommissioning | Exclude from Segment | #N/A | Exclude from Segment | [15 empty] | 53 | Rubber & Plastics_HVAC Recommissioning | 72.59% | 23.92% | 0.0066067 | 10 | IAC Data (Southeast 2010-2016)
Rubber & Plastics | HVAC | Controls | HVAC Improved Controls | Improved control technologies such as EMS, thermostats, demand controlled ventilation | Rubber & Plastics_HVAC Improved Controls | 9.434% | 18.28% | 18.28% | IAC-SE (FEECA) | 2.368% | IAC-SE (FEECA) | 0.028401 | IAC-SE (FEECA) | 15 | 2019 Nexant | [5 empty] | 2.368% | 0.028401 | 5 | 53 | Rubber & Plastics_HVAC Improved Controls | 32.66% | 15.88% | 0.024602 | 15 | IAC Data (Southeast 2010-2016)
Rubber & Plastics | Lighting | Equipment | Efficient Lighting - High Bay | Efficient high bay lighting fixtures | Rubber & Plastics_Efficient Lighting - High Bay | 20% | #N/A | 20% | 2019 Nexant (taken from other segments) | 48.41% | Nexant egr estimates | 0.21586 | Nexant egr estimates | 13.6667 | Nexant egr estimates | [8 empty] | 53 | #N/A | #N/A | #N/A | #N/A | #N/A | #N/A
Rubber & Plastics | Lighting | Equipment | Efficient Lighting - Other Interior Lighting | Efficient interior lighting | Rubber & Plastics_Efficient Lighting - Other Interior Lighting | 25% | 54.93% | 54.93% | 2019 Nexant (taken from other segments) | 38.99% | Nexant egr estimates | 0.39837 | Nexant egr estimates | 14.4667 | Nexant egr estimates | [5 empty] | 17.74% | 0.19934 | 73 | 53 | #N/A | #N/A | #N/A | #N/A | #N/A | #N/A
Rubber & Plastics | Lighting | Equipment | Efficient Lighting - Exterior | Efficient exterior lighting | Rubber & Plastics_Efficient Lighting - Exterior | 15.29% | #N/A | 15.29% | 2019 Nexant (taken from other segments) | 78.74% | Nexant egr estimates | 0.1144 | Nexant egr estimates | 13.6 | Nexant egr estimates | [8 empty] | 53 | #N/A | #N/A | #N/A | #N/A | #N/A | #N/A
Rubber & Plastics | Lighting | Controls | Lighting Controls | Improved control technologies such as time clocks, bi-level fixture controls, photocell controls, and occupancy/vacancy sensors | Rubber & Plastics_Lighting Controls | 30% | 54.93% | 30% | NWPC 7th Plan | 16.95% | Averaged IAC-SE (FEECA) & NWPC | 0.1528 | Averaged IAC-SE (FEECA) & NWPC | 10 | NWPC 7th Plan |  | 30% | 28% | 0.213 | 10 | 5.908% | 0.092603 | 42 | 53 | #N/A | #N/A | #N/A | #N/A | #N/A | #N/A
Rubber & Plastics | Motors | Compressed Air | Compressed Air System Optimization | Compressed air system improvements | Rubber & Plastics_Compressed Air System Optimization | 25.94% | 95.62% | 25.94% | NWPC 7th Plan | 10.61% | Averaged IAC-SE (FEECA) & NWPC | 0.052351 | Averaged IAC-SE (FEECA) & NWPC | 10 | NWPC 7th Plan |  | 25.94% | 20% | 0.089147 | 10 | 1.214% | 0.015555 | 26 | 53 | Rubber & Plastics_Compressed Air System Optimization | 38.34% | 43.91% | 0.1123 | 10 | Averaged IAC (2014) and Council Data
Rubber & Plastics | Motors | Compressed Air | Compressed Air Controls | Improved control technologies for compressed air system | Rubber & Plastics_Compressed Air Controls | 18.87% | 95.62% | 95.62% | IAC-SE (FEECA) | 4.897% | IAC-SE (FEECA) | 0.017476 | IAC-SE (FEECA) | 12.5 | 2019 Nexant (from Chemicals) | [5 empty] | 4.897% | 0.017476 | 10 | 53 | #N/A | #N/A | #N/A | #N/A | #N/A | #N/A
Rubber & Plastics | Motors | Compressed Air | Compressed Air Equipment | Equipment upgrades to improve operating efficiency | Rubber & Plastics_Compressed Air Equipment | 11.32% | 95.62% | 95.62% | IAC-SE (FEECA) | 3.373% | IAC-SE (FEECA) | 0.15146 | IAC-SE (FEECA) | 15 | 2019 Nexant | [5 empty] | 3.373% | 0.15146 | 6 | 53 | Rubber & Plastics_Compressed Air Equipment | 80.8% | 3.373% | 0.15146 | 15 | IAC Data (Southeast 2010-2016)
Rubber & Plastics | Motors | Equipment | Motor Equipment Upgrades | Equipment upgrades to improve operating efficiency | Rubber & Plastics_Motor Equipment Upgrades | 21% | 95.62% | 21% | NWPC 7th Plan | 1.555% | Averaged IAC-SE (FEECA) & NWPC | 0.15615 | Averaged IAC-SE (FEECA) & NWPC | 10 | NWPC 7th Plan |  | 21% | 2% | 0.23691 | 10 | 1.11% | 0.075397 | 24 | 53 | Rubber & Plastics_Motor Equipment Upgrades | 35.12% | 4.034% | 0.22118 | 12.3333 | IAC Data (Southeast 2010-2016)
Rubber & Plastics | Motors | Controls | Motor Improved Controls | Improved motor control technologies | Rubber & Plastics_Motor Improved Controls | 33.3% | #N/A | 33.3% | 2019 Nexant | 1.792% | IAC-SE (Nexant) | 0.063804 | IAC-SE (Nexant) | 15 | 2019 Nexant | [8 empty] | 53 | Rubber & Plastics_Motor Improved Controls | 33.3% | 1.792% | 0.063804 | 15 | IAC Data (Southeast 2010-2016)
Rubber & Plastics | Motors | Drives | Motor Optimization | Motor system optimization | Rubber & Plastics_Motor Optimization | 26.42% | 95.62% | 95.62% | IAC-SE (FEECA) | 1.248% | IAC-SE (FEECA) | 0.094927 | IAC-SE (FEECA) | 10 | DEER database (RCx) |  | 53.47% | 5.01% | 0.82798 | 10 | 1.248% | 0.094927 | 14 | 53 | #N/A | #N/A | #N/A | #N/A | #N/A | #N/A
Rubber & Plastics | Motors | Fans | Fan Improved Controls | Improved fan control technologies | Rubber & Plastics_Fan Improved Controls | 32.98% | 95.62% | 95.62% | 2019 Nexant | 15.88% | IAC-SE (Nexant) | 0.024602 | IAC-SE (Nexant) | 15 | 2019 Nexant | [5 empty] | 0.3004% | 0.038053 | 1 | 53 | Rubber & Plastics_Fan Improved Controls | 32.98% | 15.88% | 0.024602 | 15 | IAC Data (Southeast 2010-2016)
Rubber & Plastics | Motors | Fans | Fan System Optimization | Fan system optimization | Rubber & Plastics_Fan System Optimization | 5.66% | 95.62% | 95.62% | IAC-SE (FEECA) | 6.214% | IAC-SE (FEECA) | 0.15094 | IAC-SE (FEECA) | 10 | DEER database (RCx) | [5 empty] | 6.214% | 0.15094 | 3 | 53 | Rubber & Plastics_Fan System Optimization | 28.92% | 20.43% | 0.03506 | 10 | IAC Data (Southeast 2010-2016)
Rubber & Plastics | Motors | Fans | Fan Equipment Upgrades | Equipment upgrades to improve operating efficiency | Rubber & Plastics_Fan Equipment Upgrades | 73.29% | #N/A | 73.29% | 2019 Nexant | 2.601% | IAC-SE (Nexant) | 0.2127 | IAC-SE (Nexant) | 15 | 2019 Nexant |  | 21% | 2% | 0.23691 | 10 |  |  |  | 53 | Rubber & Plastics_Fan Equipment Upgrades | 73.29% | 2.601% | 0.2127 | 15 | IAC Data (Southeast 2010-2016)
Rubber & Plastics | Motors | Pumps | Pump Improved Controls | Improved pump control technologies | Rubber & Plastics_Pump Improved Controls | 34.21% | #N/A | 34.21% | 2019 Nexant | 1.792% | IAC-SE (Nexant) | 0.063804 | IAC-SE (Nexant) | 15 | 2019 Nexant | [8 empty] | 53 | Rubber & Plastics_Pump Improved Controls | 34.21% | 1.792% | 0.063804 | 15 | IAC Data (Southeast 2010-2016)
Rubber & Plastics | Motors | Pumps | Pump System Optimization | Pump system optimization | Rubber & Plastics_Pump System Optimization | 11.32% | 95.62% | 95.62% | IAC-SE (FEECA) | 0.685% | IAC-SE (FEECA) | 0.08597 | IAC-SE (FEECA) | 10 | DEER database (RCx) | [5 empty] | 0.685% | 0.08597 | 6 | 53 | Rubber & Plastics_Pump System Optimization | 31.01% | 7.5% | 0 | 10 | NW Council 7th Plan (2016)
Rubber & Plastics | Motors | Pumps | Pump Equipment Upgrade | Equipment upgrades to improve operating efficiency | Rubber & Plastics_Pump Equipment Upgrade | 76.03% | #N/A | 76.03% | 2019 Nexant | 2.601% | IAC-SE (Nexant) | 0.2127 | IAC-SE (Nexant) | 15 | 2019 Nexant |  | 21% | 2% | 0.23691 | 10 |  |  |  | 53 | Rubber & Plastics_Pump Equipment Upgrade | 76.03% | 2.601% | 0.2127 | 15 | IAC Data (Southeast 2010-2016)
Rubber & Plastics | Processes | Misc | Plant Energy Management | Facility control technologies and optimization to improve energy efficiency | Rubber & Plastics_Plant Energy Management | Exclude from Segment | #N/A | Exclude from Segment | [15 empty] | 53 | #N/A | #N/A | #N/A | #N/A | #N/A | #N/A
Rubber & Plastics | Processes | Heating | Process Heat Improved Controls | Improved process heat control technologies | Rubber & Plastics_Process Heat Improved Controls | 32.94% | #N/A | 32.94% | 2019 Nexant | 2.283% | IAC-SE (Nexant) | 0.89743 | IAC-SE (Nexant) | 15 | 2019 Nexant | [8 empty] | 53 | Rubber & Plastics_Process Heat Improved Controls | 32.94% | 2.283% | 0.89743 | 15 | IAC Data (Southeast 2010-2016)
Rubber & Plastics | Processes | Heating | Process Heat System Optimization | Process heat system optimization | Rubber & Plastics_Process Heat System Optimization | 37.74% | 19.35% | 19.35% | IAC-SE (FEECA) | 8.065% | IAC-SE (FEECA) | 0.075099 | IAC-SE (FEECA) | 2 | 2019 Nexant | [5 empty] | 8.065% | 0.075099 | 20 | 53 | Rubber & Plastics_Process Heat System Optimization | 63.43% | 8.164% | 0.065777 | 2 | IAC Data (Southeast 2010-2016)
Rubber & Plastics | Processes | Heating | Process Heat Equipment Upgrade | Equipment upgrades to improve operating efficiency | Rubber & Plastics_Process Heat Equipment Upgrade | 25% | 19.35% | 19.35% | 2019 Nexant | 75% | State of Ohio 2010 Technical Reference Manual | 0.232 | State of Ohio 2010 Technical Reference Manual | 5 | 2019 Nexant | [7 empty] | 1 | 53 | Rubber & Plastics_Process Heat Equipment Upgrade | 25% | 75% | 0.232 | 5 | State of Ohio 2010 Technical Reference Manual
Rubber & Plastics | Processes | Industry | Process Other Systems Optimization | Process other system optimization | Rubber & Plastics_Process Other Systems Optimization | 7.547% | 11.07% | 11.07% | IAC-SE (FEECA) | 17.13% | IAC-SE (FEECA) | 0.023612 | IAC-SE (FEECA) | 10 | DEER database (RCx) | [5 empty] | 17.13% | 0.023612 | 4 | 53 | #N/A | #N/A | #N/A | #N/A |  | #N/A
Rubber & Plastics | Processes | Industry | Process Other Equipment Upgrades | Equipment upgrades to improve operating efficiency | Rubber & Plastics_Process Other Equipment Upgrades | Exclude from Segment | #N/A | Exclude from Segment | [15 empty] | 53 | #N/A | #N/A | #N/A | #N/A | #N/A | #N/A
Rubber & Plastics | Processes | Refrigeration | Process Refrig System Optimization | Process refrigeration system optimization | Rubber & Plastics_Process Refrig System Optimization | 1.887% | 10.12% | 10.12% | IAC-SE (FEECA) | 7.896% | IAC-SE (FEECA) | 0.057587 | IAC-SE (FEECA) | 4.6667 | 2019 Nexant | [5 empty] | 7.896% | 0.057587 | 1 | 53 | Rubber & Plastics_Process Refrig System Optimization | 85% | 17.3% | 0.063145 | 4.6667 | IAC Data (Southeast 2010-2016)
Rubber & Plastics | Processes | Refrigeration | Process Refrig Controls | Improved process refrigeration control technologies | Rubber & Plastics_Process Refrig Controls | 33.75% | #N/A | 33.75% | 2019 Nexant | 6% | Colorado 2010 DSM Study for Xcel | 0.88 | Colorado 2010 DSM Study for Xcel | 15 | 2019 Nexant | [8 empty] | 53 | Rubber & Plastics_Process Refrig Controls | 33.75% | 6% | 0.88 | 15 | Colorado 2010 DSM Study for Xcel
Rubber & Plastics | Processes | Refrigeration | Process Refrig Equipment Upgrade | Equipment upgrades to improve operating efficiency | Rubber & Plastics_Process Refrig Equipment Upgrade | 21% | 10.12% | 21% | NWPC 7th Plan | 19.99% | Averaged IAC-SE (FEECA) & NWPC | 0.16698 | Averaged IAC-SE (FEECA) & NWPC | 10 | NWPC 7th Plan |  | 21% | 2% | 0.23691 | 10 | 37.99% | 0.097046 | 3 | 53 | Rubber & Plastics_Process Refrig Equipment Upgrade | 8% | 18.07% | 0.27831 | 20 | IAC Data (National data - 2014)
Stone/Clay/Glass/Concrete | HVAC | Building Envelope | Building Envelope Improvements | Facility envelope improvements to improve thermal efficiency | Stone/Clay/Glass/Concrete_Building Envelope Improvements | 20% | 1.319% | 1.319% | IAC-SE (FEECA) | 54.44% | IAC-SE (FEECA) | 0.15485 | IAC-SE (FEECA) | 15 | 2019 Nexant | compare FEECA vs. Nexant IAC results |  |  |  |  | 54.44% | 0.15485 | 5 | 25 | Stone/Clay/Glass/Concrete_Building Envelope Improvements | 35% | 13.03% | 0.15008 | 15 | IAC Data (Southeast 2010-2016)
Stone/Clay/Glass/Concrete | HVAC | Equipment | HVAC Equipment Upgrades | Equipment upgrades to improve operating efficiency | Stone/Clay/Glass/Concrete_HVAC Equipment Upgrades | 4% | 1.319% | 1.319% | IAC-SE (FEECA) | 12.46% | Nexant egr estimates | 0.1245 | Nexant egr estimates | 18 | Nexant egr estimates | [5 empty] | 56.28% | 0.035259 | 1 | 25 | Stone/Clay/Glass/Concrete_HVAC Equipment Upgrades | 12.19% | 12.46% | 0.1245 | 18.75 | Engineering adjustment to space cooling load with cooling equipment effciency
Stone/Clay/Glass/Concrete | HVAC | Optimization | HVAC Recommissioning | Diagnostic evaluation and optimization of facility HVAC system | Stone/Clay/Glass/Concrete_HVAC Recommissioning | Exclude from Segment | #N/A | Exclude from Segment | [15 empty] | 25 | Stone/Clay/Glass/Concrete_HVAC Recommissioning | 74.27% | 11.58% | 0.023471 | 10 | IAC Data (Southeast 2010-2016)
Stone/Clay/Glass/Concrete | HVAC | Controls | HVAC Improved Controls | Improved control technologies such as EMS, thermostats, demand controlled ventilation | Stone/Clay/Glass/Concrete_HVAC Improved Controls | 8% | 1.319% | 1.319% | IAC-SE (FEECA) | 10.25% | IAC-SE (FEECA) | 0.040722 | IAC-SE (FEECA) | 15 | 2019 Nexant | [5 empty] | 10.25% | 0.040722 | 2 | 25 | Stone/Clay/Glass/Concrete_HVAC Improved Controls | 33.42% | 15.88% | 0.024602 | 15 | IAC Data (Southeast 2010-2016)
Stone/Clay/Glass/Concrete | Lighting | Equipment | Efficient Lighting - High Bay | Efficient high bay lighting fixtures | Stone/Clay/Glass/Concrete_Efficient Lighting - High Bay | 20% | #N/A | 20% | 2019 Nexant | 48.41% | Nexant egr estimates | 0.21586 | Nexant egr estimates | 13.6667 | Nexant egr estimates | [8 empty] | 25 | Stone/Clay/Glass/Concrete_Efficient Lighting - High Bay | 20% | 14.67% | 11.6878 | 17 | Engineering calculations
Stone/Clay/Glass/Concrete | Lighting | Equipment | Efficient Lighting - Other Interior Lighting | Efficient interior lighting | Stone/Clay/Glass/Concrete_Efficient Lighting - Other Interior Lighting | 25% | 41.63% | 41.63% | 2019 Nexant | 38.99% | Nexant egr estimates | 0.39837 | Nexant egr estimates | 14.4667 | Nexant egr estimates | [5 empty] | 32% | 0.099152 | 49 | 25 | Stone/Clay/Glass/Concrete_Efficient Lighting - Other Interior Lighting | 25% | 23.12% | 1.0383 | 13 | Engineering calculations
Stone/Clay/Glass/Concrete | Lighting | Equipment | Efficient Lighting - Exterior | Efficient exterior lighting | Stone/Clay/Glass/Concrete_Efficient Lighting - Exterior | 15.29% | #N/A | 15.29% | 2019 Nexant | 78.74% | Nexant egr estimates | 0.1144 | Nexant egr estimates | 13.6 | Nexant egr estimates | [8 empty] | 25 | Stone/Clay/Glass/Concrete_Efficient Lighting - Exterior | 15.29% | 75% | 0.03 | 15 | BFJ
Stone/Clay/Glass/Concrete | Lighting | Controls | Lighting Controls | Improved control technologies such as time clocks, bi-level fixture controls, photocell controls, and occupancy/vacancy sensors | Stone/Clay/Glass/Concrete_Lighting Controls | 30% | 41.63% | 30% | NWPC 7th Plan | 17.43% | Averaged IAC-SE (FEECA) & NWPC | 0.14989 | Averaged IAC-SE (FEECA) & NWPC | 10 | NWPC 7th Plan |  | 30% | 28% | 0.213 | 10 | 6.852% | 0.086774 | 11 | 25 | Stone/Clay/Glass/Concrete_Lighting Controls | 29.1% | 14.29% | 1.5915 | 9 | NW Council 7th Plan (2016)
Stone/Clay/Glass/Concrete | Motors | Compressed Air | Compressed Air System Optimization | Compressed air system improvements | Stone/Clay/Glass/Concrete_Compressed Air System Optimization | 25.94% | 77.48% | 25.94% | NWPC 7th Plan | 10.81% | Averaged IAC-SE (FEECA) & NWPC | 0.061575 | Averaged IAC-SE (FEECA) & NWPC | 10 | NWPC 7th Plan |  | 25.94% | 20% | 0.089147 | 10 | 1.612% | 0.034003 | 14 | 25 | Stone/Clay/Glass/Concrete_Compressed Air System Optimization | 35.64% | 43.91% | 0.1123 | 10 | Averaged IAC (2014) and Council Data
Stone/Clay/Glass/Concrete | Motors | Compressed Air | Compressed Air Controls | Improved control technologies for compressed air system | Stone/Clay/Glass/Concrete_Compressed Air Controls | 20% | 77.48% | 77.48% | IAC-SE (FEECA) | 1.027% | IAC-SE (FEECA) | 0.05342 | IAC-SE (FEECA) | 12.5 | 2019 Nexant | compare FEECA vs. Nexant IAC results |  |  |  |  | 1.027% | 0.05342 | 5 | 25 | Stone/Clay/Glass/Concrete_Compressed Air Controls | 10.12% | 12.98% | 0.23867 | 12.5 | IAC Data (Southeast 2010-2016)
Stone/Clay/Glass/Concrete | Motors | Compressed Air | Compressed Air Equipment | Equipment upgrades to improve operating efficiency | Stone/Clay/Glass/Concrete_Compressed Air Equipment | 12% | 77.48% | 77.48% | IAC-SE (FEECA) | 1.973% | IAC-SE (FEECA) | 0.22138 | IAC-SE (FEECA) | 15 | 2019 Nexant | [5 empty] | 1.973% | 0.22138 | 3 | 25 | Stone/Clay/Glass/Concrete_Compressed Air Equipment | 75.12% | 1.973% | 0.22138 | 15 | IAC Data (Southeast 2010-2016)
Stone/Clay/Glass/Concrete | Motors | Equipment | Motor Equipment Upgrades | Equipment upgrades to improve operating efficiency | Stone/Clay/Glass/Concrete_Motor Equipment Upgrades | 56% | 77.48% | 77.48% | IAC-SE (FEECA) | 1.077% | IAC-SE (FEECA) | 0.061216 | IAC-SE (FEECA) | 12.3333 | 2019 Nexant |  | 21% | 2% | 0.23691 | 10 | 1.077% | 0.061216 | 14 | 25 | Stone/Clay/Glass/Concrete_Motor Equipment Upgrades | 35.47% | 4.784% | 0.19291 | 12.3333 | IAC Data (Southeast 2010-2016)
Stone/Clay/Glass/Concrete | Motors | Controls | Motor Improved Controls | Improved motor control technologies | Stone/Clay/Glass/Concrete_Motor Improved Controls | 33.71% | #N/A | 33.71% | 2019 Nexant | 1.792% | IAC-SE (Nexant) | 0.063804 | IAC-SE (Nexant) | 15 | 2019 Nexant | [8 empty] | 25 | Stone/Clay/Glass/Concrete_Motor Improved Controls | 33.71% | 1.792% | 0.063804 | 15 | IAC Data (Southeast 2010-2016)
Stone/Clay/Glass/Concrete | Motors | Drives | Motor Optimization | Motor system optimization | Stone/Clay/Glass/Concrete_Motor Optimization | 16% | 77.48% | 77.48% | IAC-SE (FEECA) | 3.714% | IAC-SE (FEECA) | 0.065314 | IAC-SE (FEECA) | 10 | DEER database (RCx) | [5 empty] | 3.714% | 0.065314 | 4 | 25 | #N/A | #N/A | #N/A | #N/A | #N/A | #N/A
Stone/Clay/Glass/Concrete | Motors | Fans | Fan Improved Controls | Improved fan control technologies | Stone/Clay/Glass/Concrete_Fan Improved Controls | 34.37% | #N/A | 34.37% | 2019 Nexant | 15.88% | IAC-SE (Nexant) | 0.024602 | IAC-SE (Nexant) | 15 | 2019 Nexant | [8 empty] | 25 | Stone/Clay/Glass/Concrete_Fan Improved Controls | 34.37% | 15.88% | 0.024602 | 15 | IAC Data (Southeast 2010-2016)
Stone/Clay/Glass/Concrete | Motors | Fans | Fan System Optimization | Fan system optimization | Stone/Clay/Glass/Concrete_Fan System Optimization | Exclude from Segment | #N/A | Exclude from Segment | [15 empty] | 25 | #N/A | #N/A | #N/A | #N/A | #N/A | #N/A
Stone/Clay/Glass/Concrete | Motors | Fans | Fan Equipment Upgrades | Equipment upgrades to improve operating efficiency | Stone/Clay/Glass/Concrete_Fan Equipment Upgrades | 76.37% | #N/A | 76.37% | 2019 Nexant | 3.425% | Averaged IAC-SE (Nexant) & NWPC | 0.1824 | Averaged IAC-SE (Nexant) & NWPC | 10 | NWPC 7th Plan |  | 21% | 2% | 0.23691 | 10 |  |  |  | 25 | Stone/Clay/Glass/Concrete_Fan Equipment Upgrades | 76.37% | 4.851% | 0.12788 | 15 | IAC Data (Southeast 2010-2016)
Stone/Clay/Glass/Concrete | Motors | Pumps | Pump Improved Controls | Improved pump control technologies | Stone/Clay/Glass/Concrete_Pump Improved Controls | 33.99% | #N/A | 33.99% | 2019 Nexant | 1.792% | IAC-SE (Nexant) | 0.063804 | IAC-SE (Nexant) | 15 | 2019 Nexant | [8 empty] | 25 | Stone/Clay/Glass/Concrete_Pump Improved Controls | 33.99% | 1.792% | 0.063804 | 15 | IAC Data (Southeast 2010-2016)
Stone/Clay/Glass/Concrete | Motors | Pumps | Pump System Optimization | Pump system optimization | Stone/Clay/Glass/Concrete_Pump System Optimization |  | 77.48% | 77.48% | NWPC 7th Plan | 2.389% | Averaged IAC-SE (FEECA) & NWPC | 0.0090771 | Averaged IAC-SE (FEECA) & NWPC |  | NWPC 7th Plan | [5 empty] | 2.389% | 0.0090771 | 3 | 25 | Stone/Clay/Glass/Concrete_Pump System Optimization | 31.01% | 7.5% | 0 | 10 | NW Council 7th Plan (2016)
Stone/Clay/Glass/Concrete | Motors | Pumps | Pump Equipment Upgrade | Equipment upgrades to improve operating efficiency | Stone/Clay/Glass/Concrete_Pump Equipment Upgrade | 75.53% | #N/A | 75.53% | 2019 Nexant | 3.425% | Averaged IAC-SE (Nexant) & NWPC | 0.1824 | Averaged IAC-SE (Nexant) & NWPC | 10 | NWPC 7th Plan |  | 21% | 2% | 0.23691 | 10 |  |  |  | 25 | Stone/Clay/Glass/Concrete_Pump Equipment Upgrade | 75.53% | 4.851% | 0.12788 | 15 | IAC Data (Southeast 2010-2016)
Stone/Clay/Glass/Concrete | Processes | Misc | Plant Energy Management | Facility control technologies and optimization to improve energy efficiency | Stone/Clay/Glass/Concrete_Plant Energy Management | 27.36% | #N/A | 27.36% | 2019 Nexant | 12% | NWPC (via Nexant) | 0.023178 | NWPC (via Nexant) | 10.5 | 2019 Nexant | [8 empty] | 25 | Stone/Clay/Glass/Concrete_Plant Energy Management | 27.36% | 12% | 0.023178 | 10.5 | NW Council 7th Plan (2016)
Stone/Clay/Glass/Concrete | Processes | Heating | Process Heat Improved Controls | Improved process heat control technologies | Stone/Clay/Glass/Concrete_Process Heat Improved Controls | 36.23% | #N/A | 36.23% | 2019 Nexant | 2.283% | IAC-SE (Nexant) | 0.89743 | IAC-SE (Nexant) | 15 | 2019 Nexant | [8 empty] | 25 | Stone/Clay/Glass/Concrete_Process Heat Improved Controls | 36.23% | 2.283% | 0.89743 | 15 | IAC Data (Southeast 2010-2016)
Stone/Clay/Glass/Concrete | Processes | Heating | Process Heat System Optimization | Process heat system optimization | Stone/Clay/Glass/Concrete_Process Heat System Optimization | 52% | 1.808% | 1.808% | IAC-SE (FEECA) | 26.85% | IAC-SE (FEECA) | 0.32569 | IAC-SE (FEECA) | 2 | 2019 Nexant | [5 empty] | 26.85% | 0.32569 | 13 | 25 | Stone/Clay/Glass/Concrete_Process Heat System Optimization | 69.78% | 16.66% | 0.17644 | 2 | IAC Data (Southeast 2010-2016)
Stone/Clay/Glass/Concrete | Processes | Heating | Process Heat Equipment Upgrade | Equipment upgrades to improve operating efficiency | Stone/Clay/Glass/Concrete_Process Heat Equipment Upgrade | 25% | #N/A | 25% | 2019 Nexant | 75% | State of Ohio 2010 Technical Reference Manual | 0.232 | State of Ohio 2010 Technical Reference Manual | 5 | 2019 Nexant | [8 empty] | 25 | Stone/Clay/Glass/Concrete_Process Heat Equipment Upgrade | 25% | 75% | 0.232 | 5 | State of Ohio 2010 Technical Reference Manual
Stone/Clay/Glass/Concrete | Processes | Industry | Process Other Systems Optimization | Process other system optimization | Stone/Clay/Glass/Concrete_Process Other Systems Optimization | 27.36% | #N/A | 27.36% | 2019 Nexant | 12% | NWPC (via Nexant) | 0.023178 | NWPC (via Nexant) | 5.3333 | 2019 Nexant | [8 empty] | 25 | Stone/Clay/Glass/Concrete_Process Other Systems Optimization | 27.36% | 12% | 0.023178 | 5.3333 | NW Council 7th Plan (2016)
Stone/Clay/Glass/Concrete | Processes | Industry | Process Other Equipment Upgrades | Equipment upgrades to improve operating efficiency | Stone/Clay/Glass/Concrete_Process Other Equipment Upgrades | Exclude from Segment | #N/A | Exclude from Segment | [15 empty] | 25 | #N/A | #N/A | #N/A | #N/A | #N/A | #N/A
Stone/Clay/Glass/Concrete | Processes | Refrigeration | Process Refrig System Optimization | Process refrigeration system optimization | Stone/Clay/Glass/Concrete_Process Refrig System Optimization | Exclude from Segment | #N/A | Exclude from Segment | [15 empty] | 25 | #N/A | #N/A | #N/A | #N/A | #N/A | #N/A
Stone/Clay/Glass/Concrete | Processes | Refrigeration | Process Refrig Controls | Improved process refrigeration control technologies | Stone/Clay/Glass/Concrete_Process Refrig Controls | 33.75% | #N/A | 33.75% | 2019 Nexant | 6% | IAC-SE (Nexant) | 0.88 | IAC-SE (Nexant) | 15 | 2019 Nexant | [8 empty] | 25 | Stone/Clay/Glass/Concrete_Process Refrig Controls | 33.75% | 6% | 0.88 | 15 | Colorado 2010 DSM Study for Xcel
Stone/Clay/Glass/Concrete | Processes | Refrigeration | Process Refrig Equipment Upgrade | Equipment upgrades to improve operating efficiency | Stone/Clay/Glass/Concrete_Process Refrig Equipment Upgrade | 21% | #N/A | 21% | NWPC 7th Plan | 10.03% | Averaged IAC-SE (Nexant) & NWPC | 0.25761 | Averaged IAC-SE (Nexant) & NWPC | 10 | NWPC 7th Plan |  | 21% | 2% | 0.23691 | 10 |  |  |  | 25 | Stone/Clay/Glass/Concrete_Process Refrig Equipment Upgrade | 8% | 18.07% | 0.27831 | 20 | IAC Data (National data - 2014)
Textiles | HVAC | Building Envelope | Building Envelope Improvements | Facility envelope improvements to improve thermal efficiency | Textiles_Building Envelope Improvements | 18.6% | 19.11% | 19.11% | IAC-SE (FEECA) | 7.051% | IAC-SE (FEECA) | 0.28165 | IAC-SE (FEECA) | 15 | 2019 Nexant | [5 empty] | 7.051% | 0.28165 | 8 | 43 | Textiles_Building Envelope Improvements | 35% | 10.91% | 0.27782 | 15 | IAC Data (Southeast 2010-2016)
Textiles | HVAC | Equipment | HVAC Equipment Upgrades | Equipment upgrades to improve operating efficiency | Textiles_HVAC Equipment Upgrades | 11.63% | 19.11% | 19.11% | IAC-SE (FEECA) | 15.11% | IAC-SE (FEECA) | 0.12765 | IAC-SE (FEECA) | 18 | Nexant egr estimates | [5 empty] | 15.11% | 0.12765 | 5 | 43 | #N/A | #N/A | #N/A | #N/A | #N/A | #N/A
Textiles | HVAC | Optimization | HVAC Recommissioning | Diagnostic evaluation and optimization of facility HVAC system | Textiles_HVAC Recommissioning | 2.326% | 19.11% | 19.11% | IAC-SE (FEECA) | 9.207% | IAC-SE (Nexant) | 0.059357 | IAC-SE (Nexant) | 10 | 2019 Nexant | [5 empty] | 20.05% | 0.51242 | 1 | 43 | Textiles_HVAC Recommissioning | 74.27% | 9.207% | 0.059357 | 10 | IAC Data (Southeast 2010-2016)
Textiles | HVAC | Controls | HVAC Improved Controls | Improved control technologies such as EMS, thermostats, demand controlled ventilation | Textiles_HVAC Improved Controls | 6.977% | 19.11% | 19.11% | IAC-SE (FEECA) | 13.22% | IAC-SE (FEECA) | 0.0032746 | IAC-SE (FEECA) | 15 | 2019 Nexant | [5 empty] | 13.22% | 0.0032746 | 3 | 43 | Textiles_HVAC Improved Controls | 33.42% | 15.88% | 0.024602 | 15 | IAC Data (Southeast 2010-2016)
Textiles | Lighting | Equipment | Efficient Lighting - High Bay | Efficient high bay lighting fixtures | Textiles_Efficient Lighting - High Bay | 20% | #N/A | 20% | 2019 Nexant (taken from other segments) | 48.41% | Nexant egr estimates | 0.21586 | Nexant egr estimates | 13.6667 | Nexant egr estimates | [8 empty] | 43 | #N/A | #N/A | #N/A | #N/A | #N/A | #N/A
Textiles | Lighting | Equipment | Efficient Lighting - Other Interior Lighting | Efficient interior lighting | Textiles_Efficient Lighting - Other Interior Lighting | 25% | 76.99% | 76.99% | 2019 Nexant (taken from other segments) | 38.99% | Nexant egr estimates | 0.39837 | Nexant egr estimates | 14.4667 | Nexant egr estimates | [5 empty] | 17.69% | 0.17264 | 43 | 43 | #N/A | #N/A | #N/A | #N/A | #N/A | #N/A
Textiles | Lighting | Equipment | Efficient Lighting - Exterior | Efficient exterior lighting | Textiles_Efficient Lighting - Exterior | 15.29% | #N/A | 15.29% | 2019 Nexant (taken from other segments) | 78.74% | Nexant egr estimates | 0.1144 | Nexant egr estimates | 13.6 | Nexant egr estimates | [8 empty] | 43 | #N/A | #N/A | #N/A | #N/A | #N/A | #N/A
Textiles | Lighting | Controls | Lighting Controls | Improved control technologies such as time clocks, bi-level fixture controls, photocell controls, and occupancy/vacancy sensors | Textiles_Lighting Controls | 30% | 76.99% | 30% | NWPC 7th Plan | 16.46% | Averaged IAC-SE (FEECA) & NWPC | 0.1284 | Averaged IAC-SE (FEECA) & NWPC | 10 | NWPC 7th Plan |  | 30% | 28% | 0.213 | 10 | 4.926% | 0.043796 | 22 | 43 | #N/A | #N/A | #N/A | #N/A | #N/A | #N/A
Textiles | Motors | Compressed Air | Compressed Air System Optimization | Compressed air system improvements | Textiles_Compressed Air System Optimization | 25.94% | 72.03% | 25.94% | NWPC 7th Plan | 10.78% | Averaged IAC-SE (FEECA) & NWPC | 0.049977 | Averaged IAC-SE (FEECA) & NWPC | 10 | NWPC 7th Plan |  | 25.94% | 20% | 0.089147 | 10 | 1.562% | 0.010806 | 19 | 43 | Textiles_Compressed Air System Optimization | 35.64% | 43.91% | 0.1123 | 10 | Averaged IAC (2014) and Council Data
Textiles | Motors | Compressed Air | Compressed Air Controls | Improved control technologies for compressed air system | Textiles_Compressed Air Controls | 9.302% | 72.03% | 72.03% | IAC-SE (FEECA) | 1.918% | IAC-SE (FEECA) | 0.054893 | IAC-SE (FEECA) | 12.5 | 2019 Nexant (from Chemicals) | [5 empty] | 1.918% | 0.054893 | 4 | 43 | #N/A | #N/A | #N/A | #N/A | #N/A | #N/A
Textiles | Motors | Compressed Air | Compressed Air Equipment | Equipment upgrades to improve operating efficiency | Textiles_Compressed Air Equipment | 20.93% | 72.03% | 72.03% | IAC-SE (FEECA) | 4.024% | IAC-SE (FEECA) | 0.12591 | IAC-SE (FEECA) | 15 | 2019 Nexant | [5 empty] | 4.024% | 0.12591 | 9 | 43 | Textiles_Compressed Air Equipment | 75.12% | 4.066% | 0.14488 | 15 | IAC Data (Southeast 2010-2016)
Textiles | Motors | Equipment | Motor Equipment Upgrades | Equipment upgrades to improve operating efficiency | Textiles_Motor Equipment Upgrades | 21% | 72.03% | 21% | NWPC 7th Plan | 3.252% | Averaged IAC-SE (FEECA) & NWPC | 0.14068 | Averaged IAC-SE (FEECA) & NWPC | 10 | NWPC 7th Plan |  | 21% | 2% | 0.23691 | 10 | 4.504% | 0.044451 | 17 | 43 | Textiles_Motor Equipment Upgrades | 35.47% | 4.784% | 0.19291 | 12.3333 | IAC Data (Southeast 2010-2016)
Textiles | Motors | Controls | Motor Improved Controls | Improved motor control technologies | Textiles_Motor Improved Controls | 33.71% | #N/A | 33.71% | 2019 Nexant | 1.792% | IAC-SE (Nexant) | 0.063804 | IAC-SE (Nexant) | 15 | 2019 Nexant | [8 empty] | 43 | Textiles_Motor Improved Controls | 33.71% | 1.792% | 0.063804 | 15 | IAC Data (Southeast 2010-2016)
Textiles | Motors | Drives | Motor Optimization | Motor system optimization | Textiles_Motor Optimization | 2.326% | 72.03% | 72.03% | IAC-SE (FEECA) | 27.02% | IAC-SE (FEECA) | 0.30625 | IAC-SE (FEECA) | 10 | DEER database (RCx) | [5 empty] | 27.02% | 0.30625 | 1 | 43 | #N/A | #N/A | #N/A | #N/A | #N/A | #N/A
Textiles | Motors | Fans | Fan Improved Controls | Improved fan control technologies | Textiles_Fan Improved Controls | 34.37% | #N/A | 34.37% | 2019 Nexant | 15.88% | IAC-SE (Nexant) | 0.024602 | IAC-SE (Nexant) | 15 | 2019 Nexant | [8 empty] | 43 | Textiles_Fan Improved Controls | 34.37% | 15.88% | 0.024602 | 15 | IAC Data (Southeast 2010-2016)
Textiles | Motors | Fans | Fan System Optimization | Fan system optimization | Textiles_Fan System Optimization | Exclude from Segment | #N/A | Exclude from Segment | [15 empty] | 43 | #N/A | #N/A | #N/A | #N/A | #N/A | #N/A
Textiles | Motors | Fans | Fan Equipment Upgrades | Equipment upgrades to improve operating efficiency | Textiles_Fan Equipment Upgrades | 76.37% | #N/A | 76.37% | 2019 Nexant | 4.851% | IAC-SE (Nexant) | 0.12788 | IAC-SE (Nexant) | 15 | 2019 Nexant |  | 21% | 2% | 0.23691 | 10 |  |  |  | 43 | Textiles_Fan Equipment Upgrades | 76.37% | 4.851% | 0.12788 | 15 | IAC Data (Southeast 2010-2016)
Textiles | Motors | Pumps | Pump Improved Controls | Improved pump control technologies | Textiles_Pump Improved Controls | 33.99% | #N/A | 33.99% | 2019 Nexant | 1.792% | IAC-SE (Nexant) | 0.063804 | IAC-SE (Nexant) | 15 | 2019 Nexant | [8 empty] | 43 | Textiles_Pump Improved Controls | 33.99% | 1.792% | 0.063804 | 15 | IAC Data (Southeast 2010-2016)
Textiles | Motors | Pumps | Pump System Optimization | Pump system optimization | Textiles_Pump System Optimization | Exclude from Segment | #N/A | Exclude from Segment | [15 empty] | 43 | Textiles_Pump System Optimization | 31.01% | 7.5% | 0 | 10 | NW Council 7th Plan (2016)
Textiles | Motors | Pumps | Pump Equipment Upgrade | Equipment upgrades to improve operating efficiency | Textiles_Pump Equipment Upgrade | 75.53% | #N/A | 75.53% | 2019 Nexant | 4.851% | IAC-SE (Nexant) | 0.12788 | IAC-SE (Nexant) | 15 | 2019 Nexant |  | 21% | 2% | 0.23691 | 10 |  |  |  | 43 | Textiles_Pump Equipment Upgrade | 75.53% | 4.851% | 0.12788 | 15 | IAC Data (Southeast 2010-2016)
Textiles | Processes | Misc | Plant Energy Management | Facility control technologies and optimization to improve energy efficiency | Textiles_Plant Energy Management | Exclude from Segment | #N/A | Exclude from Segment | [15 empty] | 43 | #N/A | #N/A | #N/A | #N/A | #N/A | #N/A
Textiles | Processes | Heating | Process Heat Improved Controls | Improved process heat control technologies | Textiles_Process Heat Improved Controls | Exclude from Segment | 24.47% | 24.47% | [14 empty] | 1 | 43 | #N/A | #N/A | #N/A | #N/A | #N/A | #N/A
Textiles | Processes | Heating | Process Heat System Optimization | Process heat system optimization | Textiles_Process Heat System Optimization | 55.81% | 24.47% | 24.47% | IAC-SE (FEECA) | 8.837% | IAC-SE (FEECA) | 1.0583 | IAC-SE (FEECA) | 2 | 2019 Nexant | [5 empty] | 8.837% | 1.0583 | 24 | 43 | Textiles_Process Heat System Optimization | 69.78% | 3.092% | 8.3218 | 2 | IAC Data (Southeast 2010-2016)
Textiles | Processes | Heating | Process Heat Equipment Upgrade | Equipment upgrades to improve operating efficiency | Textiles_Process Heat Equipment Upgrade | 2.326% | 24.47% | 24.47% | IAC-SE (FEECA) | 27.11% | IAC-SE (FEECA) | 0.037357 | IAC-SE (FEECA) | 10 | 2019 Nexant (From Fab Metals) | [5 empty] | 27.11% | 0.037357 | 1 | 43 | #N/A | #N/A | #N/A | #N/A | #N/A | #N/A
Textiles | Processes | Industry | Process Other Systems Optimization | Process other system optimization | Textiles_Process Other Systems Optimization | 4.651% | 4.344% | 4.344% | IAC-SE (FEECA) | 42.04% | IAC-SE (FEECA) | 0.05463 | IAC-SE (FEECA) | 10 | DEER database (RCx) | [5 empty] | 42.04% | 0.05463 | 2 | 43 | #N/A | #N/A | #N/A | #N/A |  | #N/A
Textiles | Processes | Industry | Process Other Equipment Upgrades | Equipment upgrades to improve operating efficiency | Textiles_Process Other Equipment Upgrades | Exclude from Segment | #N/A | Exclude from Segment | [8 empty] | 28% | 28% | 0.22207 | 10 |  |  |  | 43 | #N/A | #N/A | #N/A | #N/A | #N/A | #N/A
Textiles | Processes | Refrigeration | Process Refrig System Optimization | Process refrigeration system optimization | Textiles_Process Refrig System Optimization | Exclude from Segment | 18.39% | 18.39% | [12 empty] | 1.368% | 0.0028566 | 1 | 43 | #N/A | #N/A | #N/A | #N/A | #N/A | #N/A
Textiles | Processes | Refrigeration | Process Refrig Controls | Improved process refrigeration control technologies | Textiles_Process Refrig Controls | 33.75% | #N/A | 33.75% | 2019 Nexant | 6% | Colorado 2010 DSM Study for Xcel | 0.88 | Colorado 2010 DSM Study for Xcel | 15 | 2019 Nexant | [8 empty] | 43 | Textiles_Process Refrig Controls | 33.75% | 6% | 0.88 | 15 | Colorado 2010 DSM Study for Xcel
Textiles | Processes | Refrigeration | Process Refrig Equipment Upgrade | Equipment upgrades to improve operating efficiency | Textiles_Process Refrig Equipment Upgrade | 21% | 18.39% | 21% | NWPC 7th Plan | 14.49% | Averaged IAC-SE (FEECA) & NWPC | 0.16463 | Averaged IAC-SE (FEECA) & NWPC | 10 | NWPC 7th Plan |  | 21% | 2% | 0.23691 | 10 | 26.99% | 0.092344 | 4 | 43 | Textiles_Process Refrig Equipment Upgrade | 8% | 18.07% | 0.27831 | 20 | IAC Data (National data - 2014)
Transportation | HVAC | Building Envelope | Building Envelope Improvements | Facility envelope improvements to improve thermal efficiency | Transportation_Building Envelope Improvements | 30.43% | 48.92% | 48.92% | IAC-SE (FEECA) | 11.86% | IAC-SE (FEECA) | 0.13548 | IAC-SE (FEECA) | 15 | 2019 Nexant | [5 empty] | 11.86% | 0.13548 | 21 | 69 | Transportation_Building Envelope Improvements | 35% | 13.55% | 0.12967 | 15 | IAC Data (Southeast 2010-2016)
Transportation | HVAC | Equipment | HVAC Equipment Upgrades | Equipment upgrades to improve operating efficiency | Transportation_HVAC Equipment Upgrades | 12.19% | 48.92% | 48.92% | 2019 Nexant | 12.46% | Nexant egr estimates | 0.1245 | Nexant egr estimates | 18 | Nexant egr estimates | [5 empty] | 11.24% | 0.098367 | 20 | 69 | Transportation_HVAC Equipment Upgrades | 12.19% | 12.46% | 0.1245 | 18.75 | Engineering adjustment to space cooling load with cooling equipment effciency
Transportation | HVAC | Optimization | HVAC Recommissioning | Diagnostic evaluation and optimization of facility HVAC system | Transportation_HVAC Recommissioning | 4.348% | 48.92% | 48.92% | IAC-SE (FEECA) | 12.44% | IAC-SE (FEECA) | 0.23283 | IAC-SE (FEECA) | 10 | 2019 Nexant | [5 empty] | 12.44% | 0.23283 | 3 | 69 | Transportation_HVAC Recommissioning | 74.27% | 11.08% | 0.0051801 | 10 | IAC Data (Southeast 2010-2016)
Transportation | HVAC | Controls | HVAC Improved Controls | Improved control technologies such as EMS, thermostats, demand controlled ventilation | Transportation_HVAC Improved Controls | 21.74% | 48.92% | 48.92% | IAC-SE (FEECA) | 6.312% | IAC-SE (FEECA) | 0.015056 | IAC-SE (FEECA) | 15 | 2019 Nexant | [5 empty] | 6.312% | 0.015056 | 15 | 69 | Transportation_HVAC Improved Controls | 33.42% | 15.88% | 0.024602 | 15 | IAC Data (Southeast 2010-2016)
Transportation | Lighting | Equipment | Efficient Lighting - High Bay | Efficient high bay lighting fixtures | Transportation_Efficient Lighting - High Bay | 20% | #N/A | 20% | 2019 Nexant | 48.41% | Nexant egr estimates | 0.21586 | Nexant egr estimates | 13.6667 | Nexant egr estimates | [8 empty] | 69 | Transportation_Efficient Lighting - High Bay | 20% | 14.67% | 11.6878 | 17 | Engineering calculations
Transportation | Lighting | Equipment | Efficient Lighting - Other Interior Lighting | Efficient interior lighting | Transportation_Efficient Lighting - Other Interior Lighting | 25% | 77.99% | 77.99% | 2019 Nexant | 38.99% | Nexant egr estimates | 0.39837 | Nexant egr estimates | 14.4667 | Nexant egr estimates | [5 empty] | 14.75% | 0.18466 | 73 | 69 | Transportation_Efficient Lighting - Other Interior Lighting | 25% | 23.12% | 1.0383 | 13 | Engineering calculations
Transportation | Lighting | Equipment | Efficient Lighting - Exterior | Efficient exterior lighting | Transportation_Efficient Lighting - Exterior | 15.29% | #N/A | 15.29% | 2019 Nexant | 78.74% | Nexant egr estimates | 0.1144 | Nexant egr estimates | 13.6 | Nexant egr estimates | [8 empty] | 69 | Transportation_Efficient Lighting - Exterior | 15.29% | 75% | 0.03 | 15 | BFJ
Transportation | Lighting | Controls | Lighting Controls | Improved control technologies such as time clocks, bi-level fixture controls, photocell controls, and occupancy/vacancy sensors | Transportation_Lighting Controls | 55.07% | 77.99% | 77.99% | IAC-SE (FEECA) | 15.94% | Averaged IAC-SE (FEECA) & NWPC | 0.13145 | Averaged IAC-SE (FEECA) & NWPC | 10 | NWPC 7th Plan |  | 30% | 28% | 0.213 | 10 | 3.883% | 0.049891 | 38 | 69 | Transportation_Lighting Controls | 29.1% | 14.29% | 1.5915 | 9 | NW Council 7th Plan (2016)
Transportation | Motors | Compressed Air | Compressed Air System Optimization | Compressed air system improvements | Transportation_Compressed Air System Optimization | 78.26% | 93.35% | 93.35% | IAC-SE (FEECA) | 12.36% | Averaged IAC-SE (FEECA) & NWPC | 0.061071 | Averaged IAC-SE (FEECA) & NWPC | 10 | NWPC 7th Plan |  | 25.94% | 20% | 0.089147 | 10 | 4.722% | 0.032996 | 54 | 69 | Transportation_Compressed Air System Optimization | 35.64% | 43.91% | 0.1123 | 10 | Averaged IAC (2014) and Council Data
Transportation | Motors | Compressed Air | Compressed Air Controls | Improved control technologies for compressed air system | Transportation_Compressed Air Controls | 10.14% | 93.35% | 93.35% | IAC-SE (FEECA) | 1.281% | IAC-SE (FEECA) | 0.068082 | IAC-SE (FEECA) | 12.5 | 2019 Nexant | [5 empty] | 1.281% | 0.068082 | 7 | 69 | Transportation_Compressed Air Controls | 10.12% | 13.97% | 0.21843 | 12.5 | IAC Data (Southeast 2010-2016)
Transportation | Motors | Compressed Air | Compressed Air Equipment | Equipment upgrades to improve operating efficiency | Transportation_Compressed Air Equipment | 21.74% | 93.35% | 93.35% | IAC-SE (FEECA) | 7.829% | IAC-SE (FEECA) | 0.086663 | IAC-SE (FEECA) | 12.5 | 2019 Nexant |  | 17.1% | 35% | 0.18383 | 10 | 7.829% | 0.086663 | 15 | 69 | Transportation_Compressed Air Equipment | 46.11% | 21.34% | 0.13272 | 12.5 | NW Council 7th Plan (2016)
Transportation | Motors | Equipment | Motor Equipment Upgrades | Equipment upgrades to improve operating efficiency | Transportation_Motor Equipment Upgrades | 33.33% | 93.35% | 93.35% | IAC-SE (FEECA) | 2.862% | IAC-SE (FEECA) | 0.031454 | IAC-SE (FEECA) | 12.3333 | 2019 Nexant |  | 21% | 2% | 0.23691 | 10 | 2.862% | 0.031454 | 23 | 69 | Transportation_Motor Equipment Upgrades | 35.47% | 4.084% | 0.23487 | 12.3333 | IAC Data (Southeast 2010-2016)
Transportation | Motors | Controls | Motor Improved Controls | Improved motor control technologies | Transportation_Motor Improved Controls | 33.71% | #N/A | 33.71% | 2019 Nexant | 1.792% | IAC-SE (Nexant) | 0.063804 | IAC-SE (Nexant) | 15 | 2019 Nexant | [8 empty] | 69 | Transportation_Motor Improved Controls | 33.71% | 1.792% | 0.063804 | 15 | IAC Data (Southeast 2010-2016)
Transportation | Motors | Drives | Motor Optimization | Motor system optimization | Transportation_Motor Optimization | 7.246% | 93.35% | 93.35% | IAC-SE (FEECA) | 0.877% | IAC-SE (FEECA) | 0.083771 | IAC-SE (FEECA) | 10 | DEER database (RCx) | [5 empty] | 0.877% | 0.083771 | 5 | 69 | #N/A | #N/A | #N/A | #N/A | #N/A | #N/A
Transportation | Motors | Fans | Fan Improved Controls | Improved fan control technologies | Transportation_Fan Improved Controls | 2.899% | 93.35% | 93.35% | IAC-SE (FEECA) | 14.66% | IAC-SE (FEECA) | 0.0098583 | IAC-SE (FEECA) | 15 | 2019 Nexant | [5 empty] | 14.66% | 0.0098583 | 2 | 69 | Transportation_Fan Improved Controls | 34.37% | 15.88% | 0.024602 | 15 | IAC Data (Southeast 2010-2016)
Transportation | Motors | Fans | Fan System Optimization | Fan system optimization | Transportation_Fan System Optimization | 30.14% | 93.35% | 93.35% | 2019 Nexant | 20.43% | IAC-SE (Nexant) | 0.03506 | IAC-SE (Nexant) | 10 | DEER database (RCx) | [5 empty] | 27.82% | 0.037443 | 1 | 69 | Transportation_Fan System Optimization | 30.14% | 20.43% | 0.03506 | 10 | IAC Data (Southeast 2010-2016)
Transportation | Motors | Fans | Fan Equipment Upgrades | Equipment upgrades to improve operating efficiency | Transportation_Fan Equipment Upgrades | 76.37% | #N/A | 76.37% | 2019 Nexant | 2.752% | IAC-SE (Nexant) | 0.25378 | IAC-SE (Nexant) | 15 | 2019 Nexant |  | 21% | 2% | 0.23691 | 10 |  |  |  | 69 | Transportation_Fan Equipment Upgrades | 76.37% | 2.752% | 0.25378 | 15 | IAC Data (Southeast 2010-2016)
Transportation | Motors | Pumps | Pump Improved Controls | Improved pump control technologies | Transportation_Pump Improved Controls | 33.99% | #N/A | 33.99% | 2019 Nexant | 1.792% | IAC-SE (Nexant) | 0.063804 | IAC-SE (Nexant) | 15 | 2019 Nexant | [8 empty] | 69 | Transportation_Pump Improved Controls | 33.99% | 1.792% | 0.063804 | 15 | IAC Data (Southeast 2010-2016)
Transportation | Motors | Pumps | Pump System Optimization | Pump system optimization | Transportation_Pump System Optimization | 1.449% | 93.35% | 93.35% | IAC-SE (FEECA) | 3.493% | IAC-SE (FEECA) | 0.078327 | IAC-SE (FEECA) | 10 | DEER database (RCx) | [5 empty] | 3.493% | 0.078327 | 1 | 69 | Transportation_Pump System Optimization | 31.01% | 7.5% | 0 | 10 | NW Council 7th Plan (2016)
Transportation | Motors | Pumps | Pump Equipment Upgrade | Equipment upgrades to improve operating efficiency | Transportation_Pump Equipment Upgrade | 75.53% | #N/A | 75.53% | 2019 Nexant | 2.752% | IAC-SE (Nexant) | 0.25378 | IAC-SE (Nexant) | 15 | 2019 Nexant |  | 21% | 2% | 0.23691 | 10 |  |  |  | 69 | Transportation_Pump Equipment Upgrade | 75.53% | 2.752% | 0.25378 | 15 | IAC Data (Southeast 2010-2016)
Transportation | Processes | Misc | Plant Energy Management | Facility control technologies and optimization to improve energy efficiency | Transportation_Plant Energy Management | 27.36% | #N/A | 27.36% | 2019 Nexant | 12% | NWPC (via Nexant) | 0.023178 | NWPC (via Nexant) | 10.5 | 2019 Nexant | [8 empty] | 69 | Transportation_Plant Energy Management | 27.36% | 12% | 0.023178 | 10.5 | NW Council 7th Plan (2016)
Transportation | Processes | Heating | Process Heat Improved Controls | Improved process heat control technologies | Transportation_Process Heat Improved Controls | 36.23% | 8.411% | 8.411% | 2019 Nexant | 2.283% | IAC-SE (Nexant) | 0.89743 | IAC-SE (Nexant) | 15 | 2019 Nexant | [7 empty] | 1 | 69 | Transportation_Process Heat Improved Controls | 36.23% | 2.283% | 0.89743 | 15 | IAC Data (Southeast 2010-2016)
Transportation | Processes | Heating | Process Heat System Optimization | Process heat system optimization | Transportation_Process Heat System Optimization | 43.48% | 8.411% | 8.411% | IAC-SE (FEECA) | 11.19% | IAC-SE (FEECA) | 0.092715 | IAC-SE (FEECA) | 2 | 2019 Nexant | [5 empty] | 11.19% | 0.092715 | 30 | 69 | Transportation_Process Heat System Optimization | 69.78% | 17.94% | 0.47374 | 2 | IAC Data (Southeast 2010-2016)
Transportation | Processes | Heating | Process Heat Equipment Upgrade | Equipment upgrades to improve operating efficiency | Transportation_Process Heat Equipment Upgrade | Exclude from Segment | 8.411% | 8.411% | [12 empty] | 23.79% | 3.2804 | 2 | 69 | #N/A | #N/A | #N/A | #N/A | #N/A | #N/A
Transportation | Processes | Industry | Process Other Systems Optimization | Process other system optimization | Transportation_Process Other Systems Optimization | 27.36% | 1.136% | 1.136% | 2019 Nexant | 12% | IAC-SE (Nexant) | 0.023178 | IAC-SE (Nexant) | 5.3333 | 2019 Nexant | [5 empty] | 239.5% | 0.0008187 | 4 | 69 | Transportation_Process Other Systems Optimization | 27.36% | 12% | 0.023178 | 5.3333 | NW Council 7th Plan (2016)
Transportation | Processes | Industry | Process Other Equipment Upgrades | Equipment upgrades to improve operating efficiency | Transportation_Process Other Equipment Upgrades | Exclude from Segment | #N/A | Exclude from Segment | [15 empty] | 69 | #N/A | #N/A | #N/A | #N/A | #N/A | #N/A
Transportation | Processes | Refrigeration | Process Refrig System Optimization | Process refrigeration system optimization | Transportation_Process Refrig System Optimization | Exclude from Segment | #N/A | Exclude from Segment | [15 empty] | 69 | #N/A | #N/A | #N/A | #N/A | #N/A | #N/A
Transportation | Processes | Refrigeration | Process Refrig Controls | Improved process refrigeration control technologies | Transportation_Process Refrig Controls | 33.75% | #N/A | 33.75% | 2019 Nexant | 6% | IAC-SE (Nexant) | 0.88 | IAC-SE (Nexant) | 15 | 2019 Nexant | [8 empty] | 69 | Transportation_Process Refrig Controls | 33.75% | 6% | 0.88 | 15 | Colorado 2010 DSM Study for Xcel
Transportation | Processes | Refrigeration | Process Refrig Equipment Upgrade | Equipment upgrades to improve operating efficiency | Transportation_Process Refrig Equipment Upgrade | 21% | 2.135% | 21% | NWPC 7th Plan | 2.689% | Averaged IAC-SE (FEECA) & NWPC | 0.12236 | Averaged IAC-SE (FEECA) & NWPC | 10 | NWPC 7th Plan |  | 21% | 2% | 0.23691 | 10 | 3.377% | 0.0078174 | 1 | 69 | Transportation_Process Refrig Equipment Upgrade | 8% | 18.07% | 0.27831 | 20 | IAC Data (National data - 2014)
Unspecified | HVAC | Building Envelope | Building Envelope Improvements | Facility envelope improvements to improve thermal efficiency | Unspecified_Building Envelope Improvements | 43.18% | #N/A | 43.18% | IAC-SE (FEECA) | 14.68% | IAC-SE (FEECA) | 0.1444 | IAC-SE (FEECA) | 15 | 2019 Nexant | [5 empty] | 14.68% | 0.1444 | 266 | 616 | Unspecified_Building Envelope Improvements | 35% | 15.21% | 0.10531 | 15 | IAC Data (Southeast 2010-2016)
Unspecified | HVAC | Equipment | HVAC Equipment Upgrades | Equipment upgrades to improve operating efficiency | Unspecified_HVAC Equipment Upgrades | 16.72% | #N/A | 16.72% | IAC-SE (FEECA) | 14.08% | IAC-SE (FEECA) | 0.13731 | IAC-SE (FEECA) | 18 | Nexant egr estimates | [5 empty] | 14.08% | 0.13731 | 103 | 616 | Unspecified_HVAC Equipment Upgrades | 12.19% | 12.46% | 0.1245 | 18.75 | Engineering adjustment to space cooling load with cooling equipment effciency
Unspecified | HVAC | Optimization | HVAC Recommissioning | Diagnostic evaluation and optimization of facility HVAC system | Unspecified_HVAC Recommissioning | 1.786% | #N/A | 1.786% | IAC-SE (FEECA) | 18.86% | IAC-SE (FEECA) | 0.23103 | IAC-SE (FEECA) | 10 | DEER database (RCx) | [5 empty] | 18.86% | 0.23103 | 11 | 616 | Unspecified_HVAC Recommissioning | 74.27% | 11.58% | 0.023471 | 10 | IAC Data (Southeast 2010-2016)
Unspecified | HVAC | Controls | HVAC Improved Controls | Improved control technologies such as EMS, thermostats, demand controlled ventilation | Unspecified_HVAC Improved Controls | 14.29% | #N/A | 14.29% | IAC-SE (FEECA) | 14.73% | IAC-SE (FEECA) | 0.050489 | IAC-SE (FEECA) | 15 | 2019 Nexant | [5 empty] | 14.73% | 0.050489 | 88 | 616 | Unspecified_HVAC Improved Controls | 33.42% | 15.88% | 0.024602 | 15 | IAC Data (Southeast 2010-2016)
Unspecified | Lighting | Equipment | Efficient Lighting - High Bay | Efficient high bay lighting fixtures | Unspecified_Efficient Lighting - High Bay | 20% | #N/A | 20% | 2019 Nexant | 48.41% | Nexant egr estimates | 0.21586 | Nexant egr estimates | 13.6667 | Nexant egr estimates | [5 empty] | 20.12% | 0.1252 | 6 | 616 | Unspecified_Efficient Lighting - High Bay | 20% | 14.67% | 11.6878 | 17 | Engineering calculations
Unspecified | Lighting | Equipment | Efficient Lighting - Other Interior Lighting | Efficient interior lighting | Unspecified_Efficient Lighting - Other Interior Lighting | 25% | #N/A | 25% | 2019 Nexant | 38.99% | Nexant egr estimates | 0.39837 | Nexant egr estimates | 14.4667 | Nexant egr estimates | [5 empty] | 16% | 0.17649 | 780 | 616 | Unspecified_Efficient Lighting - Other Interior Lighting | 25% | 23.12% | 1.0383 | 13 | Engineering calculations
Unspecified | Lighting | Equipment | Efficient Lighting - Exterior | Efficient exterior lighting | Unspecified_Efficient Lighting - Exterior | 15.29% | #N/A | 15.29% | 2019 Nexant | 78.74% | Nexant egr estimates | 0.1144 | Nexant egr estimates | 13.6 | Nexant egr estimates | [8 empty] | 616 | Unspecified_Efficient Lighting - Exterior | 15.29% | 75% | 0.03 | 15 | BFJ
Unspecified | Lighting | Controls | Lighting Controls | Improved control technologies such as time clocks, bi-level fixture controls, photocell controls, and occupancy/vacancy sensors | Unspecified_Lighting Controls | 30% | #N/A | 30% | NWPC 7th Plan | 16.92% | Averaged IAC-SE (FEECA) & NWPC | 0.13992 | Averaged IAC-SE (FEECA) & NWPC | 10 | NWPC 7th Plan |  | 30% | 28% | 0.213 | 10 | 5.833% | 0.066834 | 419 | 616 | Unspecified_Lighting Controls | 29.1% | 14.29% | 1.5915 | 9 | NW Council 7th Plan (2016)
Unspecified | Motors | Compressed Air | Compressed Air System Optimization | Compressed air system improvements | Unspecified_Compressed Air System Optimization | 25.94% | #N/A | 25.94% | NWPC 7th Plan | 10.64% | Averaged IAC-SE (FEECA) & NWPC | 0.05397 | Averaged IAC-SE (FEECA) & NWPC | 10 | NWPC 7th Plan |  | 25.94% | 20% | 0.089147 | 10 | 1.279% | 0.018793 | 378 | 616 | Unspecified_Compressed Air System Optimization | 35.64% | 43.91% | 0.1123 | 10 | Averaged IAC (2014) and Council Data
Unspecified | Motors | Compressed Air | Compressed Air Controls | Improved control technologies for compressed air system | Unspecified_Compressed Air Controls | 13.31% | #N/A | 13.31% | IAC-SE (FEECA) | 2.192% | IAC-SE (FEECA) | 0.055306 | IAC-SE (FEECA) | 12.5 | 2019 Nexant | [5 empty] | 2.192% | 0.055306 | 82 | 616 | Unspecified_Compressed Air Controls | 10.12% | 14.16% | 0.21092 | 12.5 | IAC Data (Southeast 2010-2016)
Unspecified | Motors | Compressed Air | Compressed Air Equipment | Equipment upgrades to improve operating efficiency | Unspecified_Compressed Air Equipment | 13.15% | #N/A | 13.15% | IAC-SE (FEECA) | 4.001% | IAC-SE (FEECA) | 0.10354 | IAC-SE (FEECA) | 15 | 2019 Nexant | [5 empty] | 4.001% | 0.10354 | 81 | 616 | Unspecified_Compressed Air Equipment | 75.12% | 3.02% | 0.014415 | 15 | IAC Data (Southeast 2010-2016)
Unspecified | Motors | Equipment | Motor Equipment Upgrades | Equipment upgrades to improve operating efficiency | Unspecified_Motor Equipment Upgrades | 21% | #N/A | 21% | NWPC 7th Plan | 2.132% | Averaged IAC-SE (FEECA) & NWPC | 0.1667 | Averaged IAC-SE (FEECA) & NWPC | 10 | NWPC 7th Plan |  | 21% | 2% | 0.23691 | 10 | 2.264% | 0.096494 | 256 | 616 | Unspecified_Motor Equipment Upgrades | 35.47% | 4.784% | 0.19291 | 12.3333 | IAC Data (Southeast 2010-2016)
Unspecified | Motors | Controls | Motor Improved Controls | Improved motor control technologies | Unspecified_Motor Improved Controls | 0.6494% | #N/A | 0.6494% | IAC-SE (FEECA) | 0.4056% | IAC-SE (FEECA) | 0.10371 | IAC-SE (FEECA) | 15 | 2019 Nexant | [5 empty] | 0.4056% | 0.10371 | 4 | 616 | Unspecified_Motor Improved Controls | 33.71% | 1.792% | 0.063804 | 15 | IAC Data (Southeast 2010-2016)
Unspecified | Motors | Drives | Motor Optimization | Motor system optimization | Unspecified_Motor Optimization | 53.47% | #N/A | 53.47% | NWPC 7th Plan | 3.467% | Averaged IAC-SE (FEECA) & NWPC | 0.45607 | Averaged IAC-SE (FEECA) & NWPC | 10 | NWPC 7th Plan |  | 53.47% | 5.01% | 0.82798 | 10 | 1.925% | 0.084165 | 129 | 616 | #N/A | #N/A | #N/A | #N/A | #N/A | #N/A
Unspecified | Motors | Fans | Fan Improved Controls | Improved fan control technologies | Unspecified_Fan Improved Controls | 1.948% | #N/A | 1.948% | IAC-SE (FEECA) | 9.465% | IAC-SE (FEECA) | 0.033329 | IAC-SE (FEECA) | 15 | 2019 Nexant | [5 empty] | 9.465% | 0.033329 | 12 | 616 | Unspecified_Fan Improved Controls | 34.37% | 15.88% | 0.024602 | 15 | IAC Data (Southeast 2010-2016)
Unspecified | Motors | Fans | Fan System Optimization | Fan system optimization | Unspecified_Fan System Optimization | 1.461% | #N/A | 1.461% | IAC-SE (FEECA) | 4.879% | IAC-SE (FEECA) | 0.035317 | IAC-SE (FEECA) | 10 | DEER database (RCx) | [5 empty] | 4.879% | 0.035317 | 9 | 616 | #N/A | #N/A | #N/A | #N/A | #N/A | #N/A
Unspecified | Motors | Fans | Fan Equipment Upgrades | Equipment upgrades to improve operating efficiency | Unspecified_Fan Equipment Upgrades | 21% | #N/A | 21% | NWPC 7th Plan | 3.425% | Averaged IAC-SE (Nexant) & NWPC | 0.1824 | Averaged IAC-SE (Nexant) & NWPC | 10 | NWPC 7th Plan |  | 21% | 2% | 0.23691 | 10 |  |  |  | 616 | Unspecified_Fan Equipment Upgrades | 76.37% | 4.851% | 0.12788 | 15 | IAC Data (Southeast 2010-2016)
Unspecified | Motors | Pumps | Pump Improved Controls | Improved pump control technologies | Unspecified_Pump Improved Controls | 33.99% | #N/A | 33.99% | 2019 Nexant | 1.792% | IAC-SE (Nexant) | 0.063804 | IAC-SE (Nexant) | 15 | 2019 Nexant | [8 empty] | 616 | Unspecified_Pump Improved Controls | 33.99% | 1.792% | 0.063804 | 15 | IAC Data (Southeast 2010-2016)
Unspecified | Motors | Pumps | Pump System Optimization | Pump system optimization | Unspecified_Pump System Optimization | 5.032% | #N/A | 5.032% | IAC-SE (FEECA) | 1.68% | IAC-SE (FEECA) | 0.066358 | IAC-SE (FEECA) | 10 | DEER database (RCx) | [5 empty] | 1.68% | 0.066358 | 31 | 616 | Unspecified_Pump System Optimization | 23.22% | 28.75% | 0.14064 | 11 | NW Council 7th Plan (2016)
Unspecified | Motors | Pumps | Pump Equipment Upgrade | Equipment upgrades to improve operating efficiency | Unspecified_Pump Equipment Upgrade | 54.55% | #N/A | 54.55% | 2019 Nexant | 12.43% | IAC-SE (Nexant) | 0.13315 | IAC-SE (Nexant) | 12.5 | 2019 Nexant |  | 21% | 2% | 0.23691 | 10 |  |  |  | 616 | Unspecified_Pump Equipment Upgrade | 54.55% | 12.43% | 0.13315 | 12.5 | IAC Data (Southeast 2010-2016)
Unspecified | Processes | Misc | Plant Energy Management | Facility control technologies and optimization to improve energy efficiency | Unspecified_Plant Energy Management | 27.36% | #N/A | 27.36% | 2019 Nexant | 12% | NWPC (via Nexant) | 0.023178 | NWPC (via Nexant) | 10.5 | 2019 Nexant | [8 empty] | 616 | Unspecified_Plant Energy Management | 27.36% | 12% | 0.023178 | 10.5 | NW Council 7th Plan (2016)
Unspecified | Processes | Heating | Process Heat Improved Controls | Improved process heat control technologies | Unspecified_Process Heat Improved Controls | 4.708% | #N/A | 4.708% | IAC-SE (FEECA) | 1.21% | IAC-SE (FEECA) | 0.96304 | IAC-SE (FEECA) | 15 | 2019 Nexant | [5 empty] | 1.21% | 0.96304 | 29 | 616 | Unspecified_Process Heat Improved Controls | 36.23% | 2.283% | 0.89743 | 15 | IAC Data (Southeast 2010-2016)
Unspecified | Processes | Heating | Process Heat System Optimization | Process heat system optimization | Unspecified_Process Heat System Optimization | 39.77% | #N/A | 39.77% | IAC-SE (FEECA) | 9.204% | IAC-SE (FEECA) | 0.30975 | IAC-SE (FEECA) | 2 | 2019 Nexant | [5 empty] | 9.204% | 0.30975 | 245 | 616 | Unspecified_Process Heat System Optimization | 69.78% | 16.1% | 0.15479 | 2 | IAC Data (Southeast 2010-2016)
Unspecified | Processes | Heating | Process Heat Equipment Upgrade | Equipment upgrades to improve operating efficiency | Unspecified_Process Heat Equipment Upgrade | Exclude from Segment | #N/A | Exclude from Segment | [12 empty] | 2487% | 0.51798 | 12 | 616 | #N/A | #N/A | #N/A | #N/A | #N/A | #N/A
Unspecified | Processes | Industry | Process Other Systems Optimization | Process other system optimization | Unspecified_Process Other Systems Optimization | 6.169% | #N/A | 6.169% | IAC-SE (FEECA) | 48.74% | IAC-SE (FEECA) | 0.032717 | IAC-SE (FEECA) | 5.3333 | 2019 Nexant | [5 empty] | 48.74% | 0.032717 | 38 | 616 | Unspecified_Process Other Systems Optimization | 27.36% | 12% | 0.023178 | 5.3333 | NW Council 7th Plan (2016)
Unspecified | Processes | Industry | Process Other Equipment Upgrades | Equipment upgrades to improve operating efficiency | Unspecified_Process Other Equipment Upgrades | Exclude from Segment | #N/A | Exclude from Segment | [15 empty] | 616 | #N/A | #N/A | #N/A | #N/A | #N/A | #N/A
Unspecified | Processes | Refrigeration | Process Refrig System Optimization | Process refrigeration system optimization | Unspecified_Process Refrig System Optimization | 1.786% | #N/A | 1.786% | IAC-SE (FEECA) | 45.35% | IAC-SE (FEECA) | 0.11299 | IAC-SE (FEECA) | 4.6667 | 2019 Nexant | [5 empty] | 45.35% | 0.11299 | 11 | 616 | Unspecified_Process Refrig System Optimization | 52.66% | 17.81% | 0.198 | 4.6667 | NW Council 7th Plan (2016)
Unspecified | Processes | Refrigeration | Process Refrig Controls | Improved process refrigeration control technologies | Unspecified_Process Refrig Controls | 0.487% | #N/A | 0.487% | IAC-SE (FEECA) | 2.354% | IAC-SE (FEECA) | 0.06633 | IAC-SE (FEECA) | 15 | 2019 Nexant | [5 empty] | 2.354% | 0.06633 | 3 | 616 | Unspecified_Process Refrig Controls | 33.75% | 6% | 0.88 | 15 | Colorado 2010 DSM Study for Xcel
Unspecified | Processes | Refrigeration | Process Refrig Equipment Upgrade | Equipment upgrades to improve operating efficiency | Unspecified_Process Refrig Equipment Upgrade | 21% | #N/A | 21% | NWPC 7th Plan | 31.43% | Averaged IAC-SE (FEECA) & NWPC | 0.20671 | Averaged IAC-SE (FEECA) & NWPC | 10 | NWPC 7th Plan |  | 21% | 2% | 0.23691 | 10 | 60.86% | 0.1765 |  | 616 | #N/A | #N/A | #N/A | #N/A | #N/A | #N/A
Note on R119: Herndon, Jim: No Industrial Machinery segment so used Fab Metal as proxy
Note on Z119: Herndon, Jim: No Industrial Machinery segment so used Fab Metal as proxy
Note on V409: Herndon, Jim: rolled-up results for all IAC facilities (all segments)