## RES RIM
Segment | Vintage | (1) Measure | RIM NPV Benefits | RIM NPV Costs | RIM Benefit/Cost Ratio
No Measures Passing RIM/PT/1 yr payback

## RES TRC
Segment | Vintage | (1) Measure | TRC NPV Benefits | TRC NPV Costs | TRC Benefit/Cost Ratio
Single Family | Turnover | Energy Star Clothes Washer | 1689.7432 | 529.3976 | 3.1918
Multi-Family | Turnover | Energy Star Clothes Washer | 1689.7432 | 529.3976 | 3.1918
Manufactured Home | Turnover | Energy Star Clothes Washer | 1689.7432 | 529.3976 | 3.1918
Single Family | New | Energy Star Clothes Washer | 1689.7432 | 529.3976 | 3.1918
Multi-Family | New | Energy Star Clothes Washer | 1689.7432 | 529.3976 | 3.1918
Manufactured Home | New | Energy Star Clothes Washer | 1689.7432 | 529.3976 | 3.1918
Single Family | Turnover | High Efficiency Induction Cooktop | 1722.3492 | 1258.5593 | 1.3685
Multi-Family | Turnover | High Efficiency Induction Cooktop | 1722.3492 | 1258.5593 | 1.3685
Manufactured Home | Turnover | High Efficiency Induction Cooktop | 1722.3492 | 1258.5593 | 1.3685
Single Family | New | High Efficiency Induction Cooktop | 1722.3492 | 1258.5593 | 1.3685
Multi-Family | New | High Efficiency Induction Cooktop | 1722.3492 | 1258.5593 | 1.3685
Manufactured Home | New | High Efficiency Induction Cooktop | 1722.3492 | 1258.5593 | 1.3685
Single Family | Turnover | Heat Pump Water Heater | 5899.1895 | 5432.7392 | 1.0859
Single Family | New | Heat Pump Water Heater | 5899.1895 | 5432.7392 | 1.0859
Single Family | Turnover | Energy Star Personal Computer | 325.3742 | 190.226 | 1.7105
Multi-Family | Turnover | Energy Star Personal Computer | 325.3742 | 190.226 | 1.7105
Manufactured Home | Turnover | Energy Star Personal Computer | 325.3742 | 190.226 | 1.7105
Single Family | New | Energy Star Personal Computer | 325.3742 | 190.226 | 1.7105
Multi-Family | New | Energy Star Personal Computer | 325.3742 | 190.226 | 1.7105
Manufactured Home | New | Energy Star Personal Computer | 325.3742 | 190.226 | 1.7105
Single Family | Turnover | 21 SEER ASHP from base electric resistance heating | 29613.2973 | 29210.3198 | 1.0138
Manufactured Home | Turnover | 21 SEER ASHP from base electric resistance heating | 29613.2973 | 29210.3198 | 1.0138
Single Family | New | 21 SEER ASHP from base electric resistance heating | 29613.2973 | 29210.3198 | 1.0138
Single Family | Turnover | Energy Star Room AC | 682.6879 | 211.8585 | 3.2224
Multi-Family | Turnover | Energy Star Room AC | 682.6879 | 211.8585 | 3.2224
Manufactured Home | Turnover | Energy Star Room AC | 682.6879 | 211.8585 | 3.2224
Single Family | New | Energy Star Room AC | 682.6879 | 211.8585 | 3.2224
Multi-Family | New | Energy Star Room AC | 682.6879 | 211.8585 | 3.2224
Manufactured Home | New | Energy Star Room AC | 682.6879 | 211.8585 | 3.2224
Single Family | Turnover | CFL-13W | 14.8206 | 6.946 | 2.1337
Multi-Family | Turnover | CFL-13W | 14.8206 | 6.946 | 2.1337
Manufactured Home | Turnover | CFL-13W | 14.8206 | 6.946 | 2.1337
Single Family | New | CFL-13W | 14.8206 | 6.946 | 2.1337
Multi-Family | New | CFL-13W | 14.8206 | 6.946 | 2.1337
Manufactured Home | New | CFL-13W | 14.8206 | 6.946 | 2.1337
Single Family | Turnover | CFL-23W | 20.7489 | 5.3653 | 3.8672
Multi-Family | Turnover | CFL-23W | 20.7489 | 5.3653 | 3.8672
Manufactured Home | Turnover | CFL-23W | 20.7489 | 5.3653 | 3.8672
Single Family | New | CFL-23W | 20.7489 | 5.3653 | 3.8672
Multi-Family | New | CFL-23W | 20.7489 | 5.3653 | 3.8672
Manufactured Home | New | CFL-23W | 20.7489 | 5.3653 | 3.8672
Single Family | Turnover | LED - 14W | 47.426 | 11.989 | 3.9558
Multi-Family | Turnover | LED - 14W | 47.426 | 11.989 | 3.9558
Manufactured Home | Turnover | LED - 14W | 47.426 | 11.989 | 3.9558
Single Family | New | LED - 14W | 47.426 | 11.989 | 3.9558
Multi-Family | New | LED - 14W | 47.426 | 11.989 | 3.9558
Manufactured Home | New | LED - 14W | 47.426 | 11.989 | 3.9558
Single Family | Turnover | LED - 9W Flood | 31.1233 | 16.194 | 1.9219
Multi-Family | Turnover | LED - 9W Flood | 31.1233 | 16.194 | 1.9219
Manufactured Home | Turnover | LED - 9W Flood | 31.1233 | 16.194 | 1.9219
Single Family | New | LED - 9W Flood | 31.1233 | 16.194 | 1.9219
Multi-Family | New | LED - 9W Flood | 31.1233 | 16.194 | 1.9219
Manufactured Home | New | LED - 9W Flood | 31.1233 | 16.194 | 1.9219
Single Family | Turnover | LED - 9W | 26.6771 | 7.3662 | 3.6215
Multi-Family | Turnover | LED - 9W | 26.6771 | 7.3662 | 3.6215
Manufactured Home | Turnover | LED - 9W | 26.6771 | 7.3662 | 3.6215
Single Family | New | LED - 9W | 26.6771 | 7.3662 | 3.6215
Multi-Family | New | LED - 9W | 26.6771 | 7.3662 | 3.6215
Manufactured Home | New | LED - 9W | 26.6771 | 7.3662 | 3.6215
Single Family | Turnover | LED Specialty Lamps-5W Chandelier | 20.7489 | 10.2573 | 2.0228
Multi-Family | Turnover | LED Specialty Lamps-5W Chandelier | 20.7489 | 10.2573 | 2.0228
Manufactured Home | Turnover | LED Specialty Lamps-5W Chandelier | 20.7489 | 10.2573 | 2.0228
Single Family | New | LED Specialty Lamps-5W Chandelier | 20.7489 | 10.2573 | 2.0228
Multi-Family | New | LED Specialty Lamps-5W Chandelier | 20.7489 | 10.2573 | 2.0228
Manufactured Home | New | LED Specialty Lamps-5W Chandelier | 20.7489 | 10.2573 | 2.0228
Single Family | Turnover | Linear LED | 26.4724 | 12.6961 | 2.0851
Multi-Family | Turnover | Linear LED | 26.4724 | 12.6961 | 2.0851
Manufactured Home | Turnover | Linear LED | 26.4724 | 12.6961 | 2.0851
Single Family | New | Linear LED | 26.4724 | 12.6961 | 2.0851
Multi-Family | New | Linear LED | 26.4724 | 12.6961 | 2.0851
Manufactured Home | New | Linear LED | 26.4724 | 12.6961 | 2.0851
Single Family | Turnover | Two Speed Pool Pump | 3664.2031 | 2007.6625 | 1.8251
Multi-Family | Turnover | Two Speed Pool Pump | 3664.2031 | 2007.6625 | 1.8251
Manufactured Home | Turnover | Two Speed Pool Pump | 3664.2031 | 2007.6625 | 1.8251
Single Family | New | Two Speed Pool Pump | 3664.2031 | 2007.6625 | 1.8251
Multi-Family | New | Two Speed Pool Pump | 3664.2031 | 2007.6625 | 1.8251
Manufactured Home | New | Two Speed Pool Pump | 3664.2031 | 2007.6625 | 1.8251
Single Family | Turnover | Variable Speed Pool Pump | 11075.381 | 6067.7722 | 1.8253
Multi-Family | Turnover | Variable Speed Pool Pump | 11075.381 | 6067.7722 | 1.8253
Manufactured Home | Turnover | Variable Speed Pool Pump | 11075.381 | 6067.7722 | 1.8253
Single Family | New | Variable Speed Pool Pump | 11075.381 | 6067.7722 | 1.8253
Multi-Family | New | Variable Speed Pool Pump | 11075.381 | 6067.7722 | 1.8253
Manufactured Home | New | Variable Speed Pool Pump | 11075.381 | 6067.7722 | 1.8253
Single Family | New | Faucet Aerator | 101.414 | 32.4153 | 3.1286
Multi-Family | New | Faucet Aerator | 79.7181 | 28.2839 | 2.8185
Manufactured Home | New | Faucet Aerator | 79.0826 | 28.1628 | 2.808
Single Family | Existing | Hot Water Pipe Insulation | 517.094 | 177.0889 | 2.92
Multi-Family | Existing | Hot Water Pipe Insulation | 443.0544 | 162.99 | 2.7183
Single Family | New | Hot Water Pipe Insulation | 517.094 | 177.0889 | 2.92
Multi-Family | New | Hot Water Pipe Insulation | 443.0544 | 162.99 | 2.7183
Single Family | Existing | Thermostatic Shower Restriction Valve | 323.934 | 192.5025 | 1.6828
Multi-Family | Existing | Thermostatic Shower Restriction Valve | 254.6335 | 179.306 | 1.4201
Manufactured Home | Existing | Thermostatic Shower Restriction Valve | 252.6036 | 178.9194 | 1.4118
Single Family | New | Thermostatic Shower Restriction Valve | 323.934 | 192.5025 | 1.6828
Multi-Family | New | Thermostatic Shower Restriction Valve | 254.6335 | 179.306 | 1.4201
Manufactured Home | New | Thermostatic Shower Restriction Valve | 252.6036 | 178.9194 | 1.4118
Single Family | Existing | Water Heater Blanket | 922.9261 | 909.1995 | 1.0151
Multi-Family | Existing | Water Heater Blanket | 922.9261 | 909.1995 | 1.0151
Manufactured Home | Existing | Water Heater Blanket | 922.9261 | 909.1995 | 1.0151
Single Family | Existing | Smart Power Strip | 153.7235 | 70.8071 | 2.171
Multi-Family | Existing | Smart Power Strip | 153.7235 | 70.8071 | 2.171
Manufactured Home | Existing | Smart Power Strip | 153.7235 | 70.8071 | 2.171
Single Family | New | Smart Power Strip | 153.7235 | 70.8071 | 2.171
Multi-Family | New | Smart Power Strip | 153.7235 | 70.8071 | 2.171
Manufactured Home | New | Smart Power Strip | 153.7235 | 70.8071 | 2.171
Single Family | Existing | Air Sealing-Infiltration Control | 3542.7935 | 3041.9484 | 1.1646
Multi-Family | Existing | Air Sealing-Infiltration Control | 2486.5684 | 1834.1322 | 1.3557
Manufactured Home | Existing | Air Sealing-Infiltration Control | 3810.3185 | 2085.4648 | 1.8271
Single Family | Existing | Ceiling Insulation(R12 to R38) | 5460.9329 | 4406.9791 | 1.2392
Single Family | New | Ceiling Insulation(R12 to R38) | 5460.9329 | 4406.9791 | 1.2392
Single Family | Existing | Ceiling Insulation(R2 to R38) | 19456.1685 | 7228.5755 | 2.6916
Multi-Family | Existing | Ceiling Insulation(R2 to R38) | 11718.193 | 5365.0346 | 2.1842
Manufactured Home | Existing | Ceiling Insulation(R2 to R38) | 12070.5805 | 5617.9444 | 2.1486
Single Family | New | Ceiling Insulation(R2 to R38) | 19456.1685 | 7228.5755 | 2.6916
Multi-Family | New | Ceiling Insulation(R2 to R38) | 11718.193 | 5365.0346 | 2.1842
Manufactured Home | New | Ceiling Insulation(R2 to R38) | 12070.5805 | 5617.9444 | 2.1486
Single Family | Existing | Duct Repair | 4723.7247 | 1888.0379 | 2.5019
Multi-Family | Existing | Duct Repair | 3315.4246 | 1647.8212 | 2.012
Manufactured Home | Existing | Duct Repair | 5080.4247 | 1873.0707 | 2.7124
Single Family | Existing | Heat Pump Tune Up | 1968.2186 | 1050.5743 | 1.8735
Multi-Family | Existing | Heat Pump Tune Up | 1381.4269 | 950.484 | 1.4534
Manufactured Home | Existing | Heat Pump Tune Up | 2116.8436 | 1044.3379 | 2.027

## COM RIM
Segment | Vintage | (1) Measure | RIM NPV Benefits | RIM NPV Costs | RIM Benefit/Cost Ratio
Assembly | Existing | Duct Sealing Repair | 44163.7625 | 38831.7677 | 1.1373
College and University | Existing | Duct Sealing Repair | 263772.7201 | 231926.8201 | 1.1373
Lodging/Hospitality | Existing | Duct Sealing Repair | 176002.1554 | 154753.0018 | 1.1373
Miscellaneous | Existing | Duct Sealing Repair | 2045471.181 | 1798516.6413 | 1.1373
Retail | Existing | Duct Sealing Repair | 48392.551 | 42550.0047 | 1.1373
Schools K-12 | Existing | Duct Sealing Repair | 180847.4847 | 159013.3431 | 1.1373
Warehouse | Existing | Duct Sealing Repair | 17965.4586 | 15796.4466 | 1.1373
Assembly | New | Duct Sealing Repair | 44163.7625 | 38831.7677 | 1.1373
College and University | New | Duct Sealing Repair | 263772.7201 | 231926.8201 | 1.1373
Lodging/Hospitality | New | Duct Sealing Repair | 176002.1554 | 154753.0018 | 1.1373
Miscellaneous | New | Duct Sealing Repair | 2045471.181 | 1798516.6413 | 1.1373
Retail | New | Duct Sealing Repair | 48392.551 | 42550.0047 | 1.1373
Schools K-12 | New | Duct Sealing Repair | 180847.4847 | 159013.3431 | 1.1373
Warehouse | New | Duct Sealing Repair | 17965.4586 | 15796.4466 | 1.1373
Lodging/Hospitality | Existing | Programmable Thermostat | 152407.7157 | 46425.9005 | 3.2828
Lodging/Hospitality | New | Programmable Thermostat | 152407.7157 | 46425.9005 | 3.2828
Lodging/Hospitality | Existing | Smart Thermostat | 423354.7658 | 128960.8348 | 3.2828
Lodging/Hospitality | New | Smart Thermostat | 423354.7658 | 128960.8348 | 3.2828
Grocery | Existing | ENERGY STAR certified buildings program | 276422.929 | 245228.5686 | 1.1272
Lodging/Hospitality | Existing | ENERGY STAR certified buildings program | 457553.848 | 405918.842 | 1.1272
Restaurants | Existing | ENERGY STAR certified buildings program | 288034.3914 | 255529.6762 | 1.1272
Retail | Existing | ENERGY STAR certified buildings program | 125806.3995 | 111609.1324 | 1.1272
Grocery | New | ENERGY STAR certified buildings program | 276422.929 | 245228.5686 | 1.1272
Lodging/Hospitality | New | ENERGY STAR certified buildings program | 457553.848 | 405918.842 | 1.1272
Restaurants | New | ENERGY STAR certified buildings program | 288034.3914 | 255529.6762 | 1.1272
Retail | New | ENERGY STAR certified buildings program | 125806.3995 | 111609.1324 | 1.1272
Lodging/Hospitality | Existing | Retro-Commissioning | 578446.623 | 513168.853 | 1.1272
Retail | Existing | Retro-Commissioning | 159046.3836 | 141097.9803 | 1.1272
Lodging/Hospitality | New | Retro-Commissioning | 578446.623 | 513168.853 | 1.1272
Retail | New | Retro-Commissioning | 159046.3836 | 141097.9803 | 1.1272

## COM TRC
Segment | Vintage | (1) Measure | TRC NPV Benefits | TRC NPV Costs | TRC Benefit/Cost Ratio
Assembly | Turnover | Efficient Exhaust Hood | 29196.7606 | 9467.0796 | 3.084
College and University | Turnover | Efficient Exhaust Hood | 29196.7606 | 9467.0796 | 3.084
Grocery | Turnover | Efficient Exhaust Hood | 29196.7606 | 9467.0796 | 3.084
Healthcare | Turnover | Efficient Exhaust Hood | 29196.7606 | 9467.0796 | 3.084
Hospitals | Turnover | Efficient Exhaust Hood | 29196.7606 | 9467.0796 | 3.084
Institutional | Turnover | Efficient Exhaust Hood | 29196.7606 | 9467.0796 | 3.084
Lodging/Hospitality | Turnover | Efficient Exhaust Hood | 29196.7606 | 9467.0796 | 3.084
Miscellaneous | Turnover | Efficient Exhaust Hood | 29196.7606 | 9467.0796 | 3.084
Offices | Turnover | Efficient Exhaust Hood | 29196.7606 | 9467.0796 | 3.084
Restaurants | Turnover | Efficient Exhaust Hood | 29196.7606 | 9467.0796 | 3.084
Retail | Turnover | Efficient Exhaust Hood | 29196.7606 | 9467.0796 | 3.084
Schools K-12 | Turnover | Efficient Exhaust Hood | 29196.7606 | 9467.0796 | 3.084
Warehouse | Turnover | Efficient Exhaust Hood | 29196.7606 | 9467.0796 | 3.084
Assembly | New | Efficient Exhaust Hood | 29196.7606 | 9467.0796 | 3.084
College and University | New | Efficient Exhaust Hood | 29196.7606 | 9467.0796 | 3.084
Grocery | New | Efficient Exhaust Hood | 29196.7606 | 9467.0796 | 3.084
Healthcare | New | Efficient Exhaust Hood | 29196.7606 | 9467.0796 | 3.084
Hospitals | New | Efficient Exhaust Hood | 29196.7606 | 9467.0796 | 3.084
Institutional | New | Efficient Exhaust Hood | 29196.7606 | 9467.0796 | 3.084
Lodging/Hospitality | New | Efficient Exhaust Hood | 29196.7606 | 9467.0796 | 3.084
Miscellaneous | New | Efficient Exhaust Hood | 29196.7606 | 9467.0796 | 3.084
Offices | New | Efficient Exhaust Hood | 29196.7606 | 9467.0796 | 3.084
Restaurants | New | Efficient Exhaust Hood | 29196.7606 | 9467.0796 | 3.084
Retail | New | Efficient Exhaust Hood | 29196.7606 | 9467.0796 | 3.084
Schools K-12 | New | Efficient Exhaust Hood | 29196.7606 | 9467.0796 | 3.084
Warehouse | New | Efficient Exhaust Hood | 29196.7606 | 9467.0796 | 3.084
Assembly | Turnover | Energy Star Commercial Oven | 21421.4319 | 5820.8604 | 3.6801
College and University | Turnover | Energy Star Commercial Oven | 21421.4319 | 5820.8604 | 3.6801
Grocery | Turnover | Energy Star Commercial Oven | 21421.4319 | 5820.8604 | 3.6801
Healthcare | Turnover | Energy Star Commercial Oven | 21421.4319 | 5820.8604 | 3.6801
Hospitals | Turnover | Energy Star Commercial Oven | 21421.4319 | 5820.8604 | 3.6801
Institutional | Turnover | Energy Star Commercial Oven | 21421.4319 | 5820.8604 | 3.6801
Lodging/Hospitality | Turnover | Energy Star Commercial Oven | 21421.4319 | 5820.8604 | 3.6801
Miscellaneous | Turnover | Energy Star Commercial Oven | 21421.4319 | 5820.8604 | 3.6801
Offices | Turnover | Energy Star Commercial Oven | 21421.4319 | 5820.8604 | 3.6801
Restaurants | Turnover | Energy Star Commercial Oven | 21421.4319 | 5820.8604 | 3.6801
Retail | Turnover | Energy Star Commercial Oven | 21421.4319 | 5820.8604 | 3.6801
Schools K-12 | Turnover | Energy Star Commercial Oven | 21421.4319 | 5820.8604 | 3.6801
Warehouse | Turnover | Energy Star Commercial Oven | 21421.4319 | 5820.8604 | 3.6801
Assembly | New | Energy Star Commercial Oven | 21421.4319 | 5820.8604 | 3.6801
College and University | New | Energy Star Commercial Oven | 21421.4319 | 5820.8604 | 3.6801
Grocery | New | Energy Star Commercial Oven | 21421.4319 | 5820.8604 | 3.6801
Healthcare | New | Energy Star Commercial Oven | 21421.4319 | 5820.8604 | 3.6801
Hospitals | New | Energy Star Commercial Oven | 21421.4319 | 5820.8604 | 3.6801
Institutional | New | Energy Star Commercial Oven | 21421.4319 | 5820.8604 | 3.6801
Lodging/Hospitality | New | Energy Star Commercial Oven | 21421.4319 | 5820.8604 | 3.6801
Miscellaneous | New | Energy Star Commercial Oven | 21421.4319 | 5820.8604 | 3.6801
Offices | New | Energy Star Commercial Oven | 21421.4319 | 5820.8604 | 3.6801
Restaurants | New | Energy Star Commercial Oven | 21421.4319 | 5820.8604 | 3.6801
Retail | New | Energy Star Commercial Oven | 21421.4319 | 5820.8604 | 3.6801
Schools K-12 | New | Energy Star Commercial Oven | 21421.4319 | 5820.8604 | 3.6801
Warehouse | New | Energy Star Commercial Oven | 21421.4319 | 5820.8604 | 3.6801
Assembly | Turnover | Energy Star Hot Food Holding Cabinet | 6035.6702 | 3710.4397 | 1.6267
College and University | Turnover | Energy Star Hot Food Holding Cabinet | 6035.6702 | 3710.4397 | 1.6267
Grocery | Turnover | Energy Star Hot Food Holding Cabinet | 6035.6702 | 3710.4397 | 1.6267
Healthcare | Turnover | Energy Star Hot Food Holding Cabinet | 6035.6702 | 3710.4397 | 1.6267
Hospitals | Turnover | Energy Star Hot Food Holding Cabinet | 6035.6702 | 3710.4397 | 1.6267
Institutional | Turnover | Energy Star Hot Food Holding Cabinet | 6035.6702 | 3710.4397 | 1.6267
Lodging/Hospitality | Turnover | Energy Star Hot Food Holding Cabinet | 6035.6702 | 3710.4397 | 1.6267
Miscellaneous | Turnover | Energy Star Hot Food Holding Cabinet | 6035.6702 | 3710.4397 | 1.6267
Offices | Turnover | Energy Star Hot Food Holding Cabinet | 6035.6702 | 3710.4397 | 1.6267
Restaurants | Turnover | Energy Star Hot Food Holding Cabinet | 6035.6702 | 3710.4397 | 1.6267
Retail | Turnover | Energy Star Hot Food Holding Cabinet | 6035.6702 | 3710.4397 | 1.6267
Schools K-12 | Turnover | Energy Star Hot Food Holding Cabinet | 6035.6702 | 3710.4397 | 1.6267
Warehouse | Turnover | Energy Star Hot Food Holding Cabinet | 6035.6702 | 3710.4397 | 1.6267
Assembly | New | Energy Star Hot Food Holding Cabinet | 6035.6702 | 3710.4397 | 1.6267
College and University | New | Energy Star Hot Food Holding Cabinet | 6035.6702 | 3710.4397 | 1.6267
Grocery | New | Energy Star Hot Food Holding Cabinet | 6035.6702 | 3710.4397 | 1.6267
Healthcare | New | Energy Star Hot Food Holding Cabinet | 6035.6702 | 3710.4397 | 1.6267
Hospitals | New | Energy Star Hot Food Holding Cabinet | 6035.6702 | 3710.4397 | 1.6267
Institutional | New | Energy Star Hot Food Holding Cabinet | 6035.6702 | 3710.4397 | 1.6267
Lodging/Hospitality | New | Energy Star Hot Food Holding Cabinet | 6035.6702 | 3710.4397 | 1.6267
Miscellaneous | New | Energy Star Hot Food Holding Cabinet | 6035.6702 | 3710.4397 | 1.6267
Offices | New | Energy Star Hot Food Holding Cabinet | 6035.6702 | 3710.4397 | 1.6267
Restaurants | New | Energy Star Hot Food Holding Cabinet | 6035.6702 | 3710.4397 | 1.6267
Retail | New | Energy Star Hot Food Holding Cabinet | 6035.6702 | 3710.4397 | 1.6267
Schools K-12 | New | Energy Star Hot Food Holding Cabinet | 6035.6702 | 3710.4397 | 1.6267
Warehouse | New | Energy Star Hot Food Holding Cabinet | 6035.6702 | 3710.4397 | 1.6267
Assembly | Turnover | Heat Pump Water Heater | 16812.1802 | 4850.564 | 3.466
Grocery | Turnover | Heat Pump Water Heater | 45713.7932 | 5307.0565 | 8.6138
Healthcare | Turnover | Heat Pump Water Heater | 22416.2402 | 5002.7282 | 4.4808
Restaurants | Turnover | Heat Pump Water Heater | 76189.6553 | 10309.7847 | 7.39
Retail | Turnover | Heat Pump Water Heater | 135769.9657 | 15893.78 | 8.5423
Schools K-12 | Turnover | Heat Pump Water Heater | 7005.2286 | 4584.2809 | 1.5281
Warehouse | Turnover | Heat Pump Water Heater | 33624.3603 | 5307.0565 | 6.3358
Assembly | New | Heat Pump Water Heater | 16812.1802 | 4850.564 | 3.466
Grocery | New | Heat Pump Water Heater | 45713.7932 | 5307.0565 | 8.6138
Healthcare | New | Heat Pump Water Heater | 22416.2402 | 5002.7282 | 4.4808
Restaurants | New | Heat Pump Water Heater | 76189.6553 | 10309.7847 | 7.39
Retail | New | Heat Pump Water Heater | 135769.9657 | 15893.78 | 8.5423
Schools K-12 | New | Heat Pump Water Heater | 7005.2286 | 4584.2809 | 1.5281
Warehouse | New | Heat Pump Water Heater | 33624.3603 | 5307.0565 | 6.3358
College and University | Turnover | Solar Water Heater | 313451.0735 | 307896.3259 | 1.018
Hospitals | Turnover | Solar Water Heater | 549675.0709 | 464969.8738 | 1.1822
Institutional | Turnover | Solar Water Heater | 1090264.6033 | 781795.871 | 1.3946
Lodging/Hospitality | Turnover | Solar Water Heater | 130831.7524 | 93815.5045 | 1.3946
Miscellaneous | Turnover | Solar Water Heater | 817698.4525 | 623293.5757 | 1.3119
Offices | Turnover | Solar Water Heater | 113569.2295 | 93136.8495 | 1.2194
College and University | New | Solar Water Heater | 313451.0735 | 307896.3259 | 1.018
Hospitals | New | Solar Water Heater | 549675.0709 | 464969.8738 | 1.1822
Institutional | New | Solar Water Heater | 1090264.6033 | 781795.871 | 1.3946
Lodging/Hospitality | New | Solar Water Heater | 130831.7524 | 93815.5045 | 1.3946
Miscellaneous | New | Solar Water Heater | 817698.4525 | 623293.5757 | 1.3119
Offices | New | Solar Water Heater | 113569.2295 | 93136.8495 | 1.2194
Assembly | Turnover | High Efficiency HID Lighting | 1001.4416 | 891.963 | 1.1227
College and University | Turnover | High Efficiency HID Lighting | 1001.4416 | 891.963 | 1.1227
Grocery | Turnover | High Efficiency HID Lighting | 1001.4416 | 891.963 | 1.1227
Healthcare | Turnover | High Efficiency HID Lighting | 1001.4416 | 891.963 | 1.1227
Hospitals | Turnover | High Efficiency HID Lighting | 1001.4416 | 891.963 | 1.1227
Institutional | Turnover | High Efficiency HID Lighting | 1001.4416 | 891.963 | 1.1227
Lodging/Hospitality | Turnover | High Efficiency HID Lighting | 1001.4416 | 891.963 | 1.1227
Miscellaneous | Turnover | High Efficiency HID Lighting | 1001.4416 | 891.963 | 1.1227
Offices | Turnover | High Efficiency HID Lighting | 1001.4416 | 891.963 | 1.1227
Restaurants | Turnover | High Efficiency HID Lighting | 1001.4416 | 891.963 | 1.1227
Retail | Turnover | High Efficiency HID Lighting | 1001.4416 | 891.963 | 1.1227
Schools K-12 | Turnover | High Efficiency HID Lighting | 1001.4416 | 891.963 | 1.1227
Warehouse | Turnover | High Efficiency HID Lighting | 1001.4416 | 891.963 | 1.1227
Assembly | New | High Efficiency HID Lighting | 1001.4416 | 891.963 | 1.1227
College and University | New | High Efficiency HID Lighting | 1001.4416 | 891.963 | 1.1227
Grocery | New | High Efficiency HID Lighting | 1001.4416 | 891.963 | 1.1227
Healthcare | New | High Efficiency HID Lighting | 1001.4416 | 891.963 | 1.1227
Hospitals | New | High Efficiency HID Lighting | 1001.4416 | 891.963 | 1.1227
Institutional | New | High Efficiency HID Lighting | 1001.4416 | 891.963 | 1.1227
Lodging/Hospitality | New | High Efficiency HID Lighting | 1001.4416 | 891.963 | 1.1227
Miscellaneous | New | High Efficiency HID Lighting | 1001.4416 | 891.963 | 1.1227
Offices | New | High Efficiency HID Lighting | 1001.4416 | 891.963 | 1.1227
Restaurants | New | High Efficiency HID Lighting | 1001.4416 | 891.963 | 1.1227
Retail | New | High Efficiency HID Lighting | 1001.4416 | 891.963 | 1.1227
Schools K-12 | New | High Efficiency HID Lighting | 1001.4416 | 891.963 | 1.1227
Warehouse | New | High Efficiency HID Lighting | 1001.4416 | 891.963 | 1.1227
Assembly | Turnover | LED Exterior Lighting | 1579.0365 | 1327.7532 | 1.1893
College and University | Turnover | LED Exterior Lighting | 1579.0365 | 1327.7532 | 1.1893
Grocery | Turnover | LED Exterior Lighting | 1579.0365 | 1327.7532 | 1.1893
Healthcare | Turnover | LED Exterior Lighting | 1579.0365 | 1327.7532 | 1.1893
Hospitals | Turnover | LED Exterior Lighting | 1579.0365 | 1327.7532 | 1.1893
Institutional | Turnover | LED Exterior Lighting | 1579.0365 | 1327.7532 | 1.1893
Lodging/Hospitality | Turnover | LED Exterior Lighting | 1579.0365 | 1327.7532 | 1.1893
Miscellaneous | Turnover | LED Exterior Lighting | 1579.0365 | 1327.7532 | 1.1893
Offices | Turnover | LED Exterior Lighting | 1579.0365 | 1327.7532 | 1.1893
Restaurants | Turnover | LED Exterior Lighting | 1579.0365 | 1327.7532 | 1.1893
Retail | Turnover | LED Exterior Lighting | 1579.0365 | 1327.7532 | 1.1893
Schools K-12 | Turnover | LED Exterior Lighting | 1579.0365 | 1327.7532 | 1.1893
Warehouse | Turnover | LED Exterior Lighting | 1579.0365 | 1327.7532 | 1.1893
Assembly | New | LED Exterior Lighting | 1579.0365 | 1327.7532 | 1.1893
College and University | New | LED Exterior Lighting | 1579.0365 | 1327.7532 | 1.1893
Grocery | New | LED Exterior Lighting | 1579.0365 | 1327.7532 | 1.1893
Healthcare | New | LED Exterior Lighting | 1579.0365 | 1327.7532 | 1.1893
Hospitals | New | LED Exterior Lighting | 1579.0365 | 1327.7532 | 1.1893
Institutional | New | LED Exterior Lighting | 1579.0365 | 1327.7532 | 1.1893
Lodging/Hospitality | New | LED Exterior Lighting | 1579.0365 | 1327.7532 | 1.1893
Miscellaneous | New | LED Exterior Lighting | 1579.0365 | 1327.7532 | 1.1893
Offices | New | LED Exterior Lighting | 1579.0365 | 1327.7532 | 1.1893
Restaurants | New | LED Exterior Lighting | 1579.0365 | 1327.7532 | 1.1893
Retail | New | LED Exterior Lighting | 1579.0365 | 1327.7532 | 1.1893
Schools K-12 | New | LED Exterior Lighting | 1579.0365 | 1327.7532 | 1.1893
Warehouse | New | LED Exterior Lighting | 1579.0365 | 1327.7532 | 1.1893
Assembly | Turnover | LED Street Lights | 3497.8705 | 1206.3559 | 2.8995
College and University | Turnover | LED Street Lights | 3497.8705 | 1206.3559 | 2.8995
Grocery | Turnover | LED Street Lights | 3497.8705 | 1206.3559 | 2.8995
Healthcare | Turnover | LED Street Lights | 3497.8705 | 1206.3559 | 2.8995
Hospitals | Turnover | LED Street Lights | 3497.8705 | 1206.3559 | 2.8995
Institutional | Turnover | LED Street Lights | 3497.8705 | 1206.3559 | 2.8995
Lodging/Hospitality | Turnover | LED Street Lights | 3497.8705 | 1206.3559 | 2.8995
Miscellaneous | Turnover | LED Street Lights | 3497.8705 | 1206.3559 | 2.8995
Offices | Turnover | LED Street Lights | 3497.8705 | 1206.3559 | 2.8995
Restaurants | Turnover | LED Street Lights | 3497.8705 | 1206.3559 | 2.8995
Retail | Turnover | LED Street Lights | 3497.8705 | 1206.3559 | 2.8995
Schools K-12 | Turnover | LED Street Lights | 3497.8705 | 1206.3559 | 2.8995
Warehouse | Turnover | LED Street Lights | 3497.8705 | 1206.3559 | 2.8995
Assembly | New | LED Street Lights | 3497.8705 | 1206.3559 | 2.8995
College and University | New | LED Street Lights | 3497.8705 | 1206.3559 | 2.8995
Grocery | New | LED Street Lights | 3497.8705 | 1206.3559 | 2.8995
Healthcare | New | LED Street Lights | 3497.8705 | 1206.3559 | 2.8995
Hospitals | New | LED Street Lights | 3497.8705 | 1206.3559 | 2.8995
Institutional | New | LED Street Lights | 3497.8705 | 1206.3559 | 2.8995
Lodging/Hospitality | New | LED Street Lights | 3497.8705 | 1206.3559 | 2.8995
Miscellaneous | New | LED Street Lights | 3497.8705 | 1206.3559 | 2.8995
Offices | New | LED Street Lights | 3497.8705 | 1206.3559 | 2.8995
Restaurants | New | LED Street Lights | 3497.8705 | 1206.3559 | 2.8995
Retail | New | LED Street Lights | 3497.8705 | 1206.3559 | 2.8995
Schools K-12 | New | LED Street Lights | 3497.8705 | 1206.3559 | 2.8995
Warehouse | New | LED Street Lights | 3497.8705 | 1206.3559 | 2.8995
Assembly | Turnover | High Efficiency Chiller (Air Cooled, 50 tons) | 72059.8938 | 32326.8193 | 2.2291
College and University | Turnover | High Efficiency Chiller (Air Cooled, 50 tons) | 79944.029 | 32614.0603 | 2.4512
Grocery | Turnover | High Efficiency Chiller (Air Cooled, 50 tons) | 39806.6131 | 31151.7428 | 1.2778
Healthcare | Turnover | High Efficiency Chiller (Air Cooled, 50 tons) | 156800.5645 | 35414.1571 | 4.4276
Hospitals | Turnover | High Efficiency Chiller (Air Cooled, 50 tons) | 148530.4925 | 35112.8555 | 4.2301
Institutional | Turnover | High Efficiency Chiller (Air Cooled, 50 tons) | 38924.4721 | 31119.604 | 1.2508
Lodging/Hospitality | Turnover | High Efficiency Chiller (Air Cooled, 50 tons) | 119033.9025 | 34038.2128 | 3.4971
Miscellaneous | Turnover | High Efficiency Chiller (Air Cooled, 50 tons) | 40247.6836 | 31167.8123 | 1.2913
Offices | Turnover | High Efficiency Chiller (Air Cooled, 50 tons) | 81101.8391 | 32656.2425 | 2.4835
Restaurants | Turnover | High Efficiency Chiller (Air Cooled, 50 tons) | 116773.4162 | 33955.857 | 3.439
Retail | Turnover | High Efficiency Chiller (Air Cooled, 50 tons) | 91522.1298 | 33035.8826 | 2.7704
Schools K-12 | Turnover | High Efficiency Chiller (Air Cooled, 50 tons) | 79558.0923 | 32599.9995 | 2.4404
Assembly | New | High Efficiency Chiller (Air Cooled, 50 tons) | 72059.8938 | 32326.8193 | 2.2291
College and University | New | High Efficiency Chiller (Air Cooled, 50 tons) | 79944.029 | 32614.0603 | 2.4512
Grocery | New | High Efficiency Chiller (Air Cooled, 50 tons) | 39806.6131 | 31151.7428 | 1.2778
Healthcare | New | High Efficiency Chiller (Air Cooled, 50 tons) | 156800.5645 | 35414.1571 | 4.4276
Hospitals | New | High Efficiency Chiller (Air Cooled, 50 tons) | 148530.4925 | 35112.8555 | 4.2301
Institutional | New | High Efficiency Chiller (Air Cooled, 50 tons) | 38924.4721 | 31119.604 | 1.2508
Lodging/Hospitality | New | High Efficiency Chiller (Air Cooled, 50 tons) | 119033.9025 | 34038.2128 | 3.4971
Miscellaneous | New | High Efficiency Chiller (Air Cooled, 50 tons) | 40247.6836 | 31167.8123 | 1.2913
Offices | New | High Efficiency Chiller (Air Cooled, 50 tons) | 81101.8391 | 32656.2425 | 2.4835
Restaurants | New | High Efficiency Chiller (Air Cooled, 50 tons) | 116773.4162 | 33955.857 | 3.439
Retail | New | High Efficiency Chiller (Air Cooled, 50 tons) | 91522.1298 | 33035.8826 | 2.7704
Schools K-12 | New | High Efficiency Chiller (Air Cooled, 50 tons) | 79558.0923 | 32599.9995 | 2.4404
Assembly | Turnover | High Efficiency Chiller (Water cooled-centrifugal, 200 tons) | 66355.79 | 44887.3441 | 1.4783
College and University | Turnover | High Efficiency Chiller (Water cooled-centrifugal, 200 tons) | 73615.8344 | 45242.6052 | 1.6271
Healthcare | Turnover | High Efficiency Chiller (Water cooled-centrifugal, 200 tons) | 144388.5745 | 48705.7806 | 2.9645
Hospitals | Turnover | High Efficiency Chiller (Water cooled-centrifugal, 200 tons) | 136773.1433 | 48333.129 | 2.8298
Lodging/Hospitality | Turnover | High Efficiency Chiller (Water cooled-centrifugal, 200 tons) | 109611.4389 | 47004.005 | 2.332
Offices | Turnover | High Efficiency Chiller (Water cooled-centrifugal, 200 tons) | 74681.9948 | 45294.7765 | 1.6488
Restaurants | Turnover | High Efficiency Chiller (Water cooled-centrifugal, 200 tons) | 107529.8878 | 46902.1469 | 2.2926
Retail | Turnover | High Efficiency Chiller (Water cooled-centrifugal, 200 tons) | 84277.438 | 45764.3174 | 1.8416
Schools K-12 | Turnover | High Efficiency Chiller (Water cooled-centrifugal, 200 tons) | 73260.4476 | 45225.2148 | 1.6199
Assembly | New | High Efficiency Chiller (Water cooled-centrifugal, 200 tons) | 66355.79 | 44887.3441 | 1.4783
College and University | New | High Efficiency Chiller (Water cooled-centrifugal, 200 tons) | 73615.8344 | 45242.6052 | 1.6271
Healthcare | New | High Efficiency Chiller (Water cooled-centrifugal, 200 tons) | 144388.5745 | 48705.7806 | 2.9645
Hospitals | New | High Efficiency Chiller (Water cooled-centrifugal, 200 tons) | 136773.1433 | 48333.129 | 2.8298
Lodging/Hospitality | New | High Efficiency Chiller (Water cooled-centrifugal, 200 tons) | 109611.4389 | 47004.005 | 2.332
Offices | New | High Efficiency Chiller (Water cooled-centrifugal, 200 tons) | 74681.9948 | 45294.7765 | 1.6488
Restaurants | New | High Efficiency Chiller (Water cooled-centrifugal, 200 tons) | 107529.8878 | 46902.1469 | 2.2926
Retail | New | High Efficiency Chiller (Water cooled-centrifugal, 200 tons) | 84277.438 | 45764.3174 | 1.8416
Schools K-12 | New | High Efficiency Chiller (Water cooled-centrifugal, 200 tons) | 73260.4476 | 45225.2148 | 1.6199
Healthcare | Turnover | High Efficiency Chiller (Water cooled-positive displacement, 100 tons) | 45815.6054 | 24954.8238 | 1.8359
Hospitals | Turnover | High Efficiency Chiller (Water cooled-positive displacement, 100 tons) | 43399.1705 | 24836.5785 | 1.7474
Lodging/Hospitality | Turnover | High Efficiency Chiller (Water cooled-positive displacement, 100 tons) | 34780.5527 | 24414.8373 | 1.4246
Restaurants | Turnover | High Efficiency Chiller (Water cooled-positive displacement, 100 tons) | 34120.0605 | 24382.5169 | 1.3994
Retail | Turnover | High Efficiency Chiller (Water cooled-positive displacement, 100 tons) | 26741.8794 | 24021.4749 | 1.1132
Healthcare | New | High Efficiency Chiller (Water cooled-positive displacement, 100 tons) | 45815.6054 | 24954.8238 | 1.8359
Hospitals | New | High Efficiency Chiller (Water cooled-positive displacement, 100 tons) | 43399.1705 | 24836.5785 | 1.7474
Lodging/Hospitality | New | High Efficiency Chiller (Water cooled-positive displacement, 100 tons) | 34780.5527 | 24414.8373 | 1.4246
Restaurants | New | High Efficiency Chiller (Water cooled-positive displacement, 100 tons) | 34120.0605 | 24382.5169 | 1.3994
Retail | New | High Efficiency Chiller (Water cooled-positive displacement, 100 tons) | 26741.8794 | 24021.4749 | 1.1132
Healthcare | Turnover | High Efficiency DX 135k- less than 240k BTU | 16697.7176 | 15366.0294 | 1.0867
Hospitals | Turnover | High Efficiency DX 135k- less than 240k BTU | 15817.0363 | 15322.6357 | 1.0323
Healthcare | New | High Efficiency DX 135k- less than 240k BTU | 16697.7176 | 15366.0294 | 1.0867
Hospitals | New | High Efficiency DX 135k- less than 240k BTU | 15817.0363 | 15322.6357 | 1.0323
Assembly | Turnover | High Efficiency PTAC | 3516.1421 | 708.4858 | 4.9629
College and University | Turnover | High Efficiency PTAC | 3042.3572 | 725.7875 | 4.1918
Grocery | Turnover | High Efficiency PTAC | 1942.3524 | 637.7062 | 3.0458
Institutional | Turnover | High Efficiency PTAC | 1899.3086 | 635.7704 | 2.9874
Miscellaneous | Turnover | High Efficiency PTAC | 1793.5009 | 638.6742 | 2.8082
Offices | Turnover | High Efficiency PTAC | 3614.0271 | 728.3283 | 4.9621
Retail | Turnover | High Efficiency PTAC | 4465.7964 | 751.1956 | 5.9449
Schools K-12 | Turnover | High Efficiency PTAC | 3882.0146 | 724.9406 | 5.3549
Warehouse | Turnover | High Efficiency PTAC | 852.8057 | 588.705 | 1.4486
Assembly | New | High Efficiency PTAC | 3516.1421 | 708.4858 | 4.9629
College and University | New | High Efficiency PTAC | 3042.3572 | 725.7875 | 4.1918
Grocery | New | High Efficiency PTAC | 1942.3524 | 637.7062 | 3.0458
Institutional | New | High Efficiency PTAC | 1899.3086 | 635.7704 | 2.9874
Miscellaneous | New | High Efficiency PTAC | 1793.5009 | 638.6742 | 2.8082
Offices | New | High Efficiency PTAC | 3614.0271 | 728.3283 | 4.9621
Retail | New | High Efficiency PTAC | 4465.7964 | 751.1956 | 5.9449
Schools K-12 | New | High Efficiency PTAC | 3882.0146 | 724.9406 | 5.3549
Warehouse | New | High Efficiency PTAC | 852.8057 | 588.705 | 1.4486
Assembly | Turnover | High Efficiency PTHP | 3531.0714 | 709.1356 | 4.9794
College and University | Turnover | High Efficiency PTHP | 3580.2952 | 726.4373 | 4.9286
Grocery | Turnover | High Efficiency PTHP | 1967.4712 | 638.8239 | 3.0798
Institutional | Turnover | High Efficiency PTHP | 1912.1679 | 636.337 | 3.005
Miscellaneous | Turnover | High Efficiency PTHP | 1972.1184 | 639.0329 | 3.0861
Offices | Turnover | High Efficiency PTHP | 3966.3195 | 728.7078 | 5.4429
Retail | Turnover | High Efficiency PTHP | 4499.8136 | 752.6979 | 5.9782
Schools K-12 | Turnover | High Efficiency PTHP | 3913.2934 | 726.3233 | 5.3878
Warehouse | Turnover | High Efficiency PTHP | 860.8984 | 589.0637 | 1.4615
Assembly | New | High Efficiency PTHP | 3531.0714 | 709.1356 | 4.9794
College and University | New | High Efficiency PTHP | 3580.2952 | 726.4373 | 4.9286
Grocery | New | High Efficiency PTHP | 1967.4712 | 638.8239 | 3.0798
Institutional | New | High Efficiency PTHP | 1912.1679 | 636.337 | 3.005
Miscellaneous | New | High Efficiency PTHP | 1972.1184 | 639.0329 | 3.0861
Offices | New | High Efficiency PTHP | 3966.3195 | 728.7078 | 5.4429
Retail | New | High Efficiency PTHP | 4499.8136 | 752.6979 | 5.9782
Schools K-12 | New | High Efficiency PTHP | 3913.2934 | 726.3233 | 5.3878
Warehouse | New | High Efficiency PTHP | 860.8984 | 589.0637 | 1.4615
Assembly | Turnover | Variable Refrigerant Flow (VRF) HVAC Systems | 15873.2709 | 14947.9215 | 1.0619
Healthcare | Turnover | Variable Refrigerant Flow (VRF) HVAC Systems | 34389.4971 | 15596.2742 | 2.205
Hospitals | Turnover | Variable Refrigerant Flow (VRF) HVAC Systems | 32649.5733 | 15535.3501 | 2.1016
Lodging/Hospitality | Turnover | Variable Refrigerant Flow (VRF) HVAC Systems | 19274.2812 | 15305.0791 | 1.2593
Offices | Turnover | Variable Refrigerant Flow (VRF) HVAC Systems | 17731.1132 | 15012.9746 | 1.1811
Restaurants | Turnover | Variable Refrigerant Flow (VRF) HVAC Systems | 26234.0036 | 15310.7065 | 1.7134
Retail | Turnover | Variable Refrigerant Flow (VRF) HVAC Systems | 20418.0546 | 15107.0589 | 1.3516
Schools K-12 | Turnover | Variable Refrigerant Flow (VRF) HVAC Systems | 17778.1859 | 15014.6229 | 1.1841
Assembly | New | Variable Refrigerant Flow (VRF) HVAC Systems | 15873.2709 | 14947.9215 | 1.0619
Healthcare | New | Variable Refrigerant Flow (VRF) HVAC Systems | 34389.4971 | 15596.2742 | 2.205
Hospitals | New | Variable Refrigerant Flow (VRF) HVAC Systems | 32649.5733 | 15535.3501 | 2.1016
Lodging/Hospitality | New | Variable Refrigerant Flow (VRF) HVAC Systems | 19274.2812 | 15305.0791 | 1.2593
Offices | New | Variable Refrigerant Flow (VRF) HVAC Systems | 17731.1132 | 15012.9746 | 1.1811
Restaurants | New | Variable Refrigerant Flow (VRF) HVAC Systems | 26234.0036 | 15310.7065 | 1.7134
Retail | New | Variable Refrigerant Flow (VRF) HVAC Systems | 20418.0546 | 15107.0589 | 1.3516
Schools K-12 | New | Variable Refrigerant Flow (VRF) HVAC Systems | 17778.1859 | 15014.6229 | 1.1841
Assembly | Turnover | High Bay Fluorescent (T5) | 2371.0727 | 492.7677 | 4.8117
College and University | Turnover | High Bay Fluorescent (T5) | 3634.1059 | 522.5881 | 6.9541
Healthcare | Turnover | High Bay Fluorescent (T5) | 4145.2551 | 534.6564 | 7.7531
Institutional | Turnover | High Bay Fluorescent (T5) | 2719.8084 | 501.0014 | 5.4287
Lodging/Hospitality | Turnover | High Bay Fluorescent (T5) | 3094.926 | 509.858 | 6.0702
Miscellaneous | Turnover | High Bay Fluorescent (T5) | 3634.1059 | 522.5881 | 6.9541
Offices | Turnover | High Bay Fluorescent (T5) | 2681.8844 | 500.106 | 5.3626
Restaurants | Turnover | High Bay Fluorescent (T5) | 2767.6256 | 502.1304 | 5.5118
Retail | Turnover | High Bay Fluorescent (T5) | 4108.98 | 533.7999 | 7.6976
Schools K-12 | Turnover | High Bay Fluorescent (T5) | 1961.3289 | 483.0936 | 4.0599
Warehouse | Turnover | High Bay Fluorescent (T5) | 3152.6364 | 511.2205 | 6.1669
Assembly | New | High Bay Fluorescent (T5) | 2371.0727 | 492.7677 | 4.8117
College and University | New | High Bay Fluorescent (T5) | 3634.1059 | 522.5881 | 6.9541
Healthcare | New | High Bay Fluorescent (T5) | 4145.2551 | 534.6564 | 7.7531
Institutional | New | High Bay Fluorescent (T5) | 2719.8084 | 501.0014 | 5.4287
Lodging/Hospitality | New | High Bay Fluorescent (T5) | 3094.926 | 509.858 | 6.0702
Miscellaneous | New | High Bay Fluorescent (T5) | 3634.1059 | 522.5881 | 6.9541
Offices | New | High Bay Fluorescent (T5) | 2681.8844 | 500.106 | 5.3626
Restaurants | New | High Bay Fluorescent (T5) | 2767.6256 | 502.1304 | 5.5118
Retail | New | High Bay Fluorescent (T5) | 4108.98 | 533.7999 | 7.6976
Schools K-12 | New | High Bay Fluorescent (T5) | 1961.3289 | 483.0936 | 4.0599
Warehouse | New | High Bay Fluorescent (T5) | 3152.6364 | 511.2205 | 6.1669
Assembly | Turnover | High Bay LED | 2394.744 | 707.352 | 3.3855
College and University | Turnover | High Bay LED | 3670.3865 | 737.47 | 4.977
Grocery | Turnover | High Bay LED | 4616.2938 | 759.803 | 6.0756
Healthcare | Turnover | High Bay LED | 4186.6387 | 749.6588 | 5.5847
Hospitals | Turnover | High Bay LED | 5663.7861 | 784.5344 | 7.2193
Institutional | Turnover | High Bay LED | 2746.9612 | 715.6679 | 3.8383
Lodging/Hospitality | Turnover | High Bay LED | 3125.8237 | 724.6128 | 4.3138
Miscellaneous | Turnover | High Bay LED | 3670.3865 | 737.47 | 4.977
Offices | Turnover | High Bay LED | 2708.6587 | 714.7635 | 3.7896
Restaurants | Turnover | High Bay LED | 2795.2558 | 716.8081 | 3.8996
Retail | Turnover | High Bay LED | 4150.0015 | 748.7938 | 5.5422
Schools K-12 | Turnover | High Bay LED | 1980.9096 | 697.5813 | 2.8397
Warehouse | Turnover | High Bay LED | 3184.1103 | 725.989 | 4.3859
Assembly | New | High Bay LED | 2394.744 | 707.352 | 3.3855
College and University | New | High Bay LED | 3670.3865 | 737.47 | 4.977
Grocery | New | High Bay LED | 4616.2938 | 759.803 | 6.0756
Healthcare | New | High Bay LED | 4186.6387 | 749.6588 | 5.5847
Hospitals | New | High Bay LED | 5663.7861 | 784.5344 | 7.2193
Institutional | New | High Bay LED | 2746.9612 | 715.6679 | 3.8383
Lodging/Hospitality | New | High Bay LED | 3125.8237 | 724.6128 | 4.3138
Miscellaneous | New | High Bay LED | 3670.3865 | 737.47 | 4.977
Offices | New | High Bay LED | 2708.6587 | 714.7635 | 3.7896
Restaurants | New | High Bay LED | 2795.2558 | 716.8081 | 3.8996
Retail | New | High Bay LED | 4150.0015 | 748.7938 | 5.5422
Schools K-12 | New | High Bay LED | 1980.9096 | 697.5813 | 2.8397
Warehouse | New | High Bay LED | 3184.1103 | 725.989 | 4.3859
Assembly | Turnover | LED Display Lighting (Interior) | 955.5378 | 179.1427 | 5.3339
Institutional | Turnover | LED Display Lighting (Interior) | 1096.0776 | 183.0061 | 5.9893
Lodging/Hospitality | Turnover | LED Display Lighting (Interior) | 1110.4041 | 187.1617 | 5.9329
Offices | Turnover | LED Display Lighting (Interior) | 1080.7944 | 182.5859 | 5.9194
Restaurants | Turnover | LED Display Lighting (Interior) | 992.9746 | 183.5358 | 5.4102
Schools K-12 | Turnover | LED Display Lighting (Interior) | 790.4119 | 174.6034 | 4.5269
Warehouse | Turnover | LED Display Lighting (Interior) | 1270.5065 | 187.8011 | 6.7652
Assembly | New | LED Display Lighting (Interior) | 955.5378 | 179.1427 | 5.3339
Institutional | New | LED Display Lighting (Interior) | 1096.0776 | 183.0061 | 5.9893
Lodging/Hospitality | New | LED Display Lighting (Interior) | 1110.4041 | 187.1617 | 5.9329
Offices | New | LED Display Lighting (Interior) | 1080.7944 | 182.5859 | 5.9194
Restaurants | New | LED Display Lighting (Interior) | 992.9746 | 183.5358 | 5.4102
Schools K-12 | New | LED Display Lighting (Interior) | 790.4119 | 174.6034 | 4.5269
Warehouse | New | LED Display Lighting (Interior) | 1270.5065 | 187.8011 | 6.7652
Schools K-12 | Turnover | LED Linear - Fixture Replacement | 711.5275 | 106.9959 | 6.65
Schools K-12 | New | LED Linear - Fixture Replacement | 711.5275 | 106.9959 | 6.65
Assembly | Turnover | LED Linear - Lamp Replacement | 72.4148 | 11.3917 | 6.3568
Schools K-12 | Turnover | LED Linear - Lamp Replacement | 59.9008 | 11.0459 | 5.4229
Assembly | New | LED Linear - Lamp Replacement | 72.4148 | 11.3917 | 6.3568
Schools K-12 | New | LED Linear - Lamp Replacement | 59.9008 | 11.0459 | 5.4229
Assembly | Turnover | Premium T8 - Fixture Replacement | 106.9142 | 90.3082 | 1.1839
College and University | Turnover | Premium T8 - Fixture Replacement | 148.5079 | 91.8801 | 1.6163
Grocery | Turnover | Premium T8 - Fixture Replacement | 184.5671 | 93.0457 | 1.9836
Healthcare | Turnover | Premium T8 - Fixture Replacement | 186.9141 | 92.5162 | 2.0203
Hospitals | Turnover | Premium T8 - Fixture Replacement | 229.1631 | 94.3364 | 2.4292
Institutional | Turnover | Premium T8 - Fixture Replacement | 122.6391 | 90.7422 | 1.3515
Lodging/Hospitality | Turnover | Premium T8 - Fixture Replacement | 124.9757 | 91.209 | 1.3702
Miscellaneous | Turnover | Premium T8 - Fixture Replacement | 163.8658 | 91.8801 | 1.7835
Offices | Turnover | Premium T8 - Fixture Replacement | 120.9291 | 90.695 | 1.3334
Restaurants | Turnover | Premium T8 - Fixture Replacement | 111.759 | 90.8017 | 1.2308
Retail | Turnover | Premium T8 - Fixture Replacement | 165.924 | 92.4711 | 1.7943
Warehouse | Turnover | Premium T8 - Fixture Replacement | 142.1558 | 91.2809 | 1.5573
Assembly | New | Premium T8 - Fixture Replacement | 106.9142 | 90.3082 | 1.1839
College and University | New | Premium T8 - Fixture Replacement | 148.5079 | 91.8801 | 1.6163
Grocery | New | Premium T8 - Fixture Replacement | 184.5671 | 93.0457 | 1.9836
Healthcare | New | Premium T8 - Fixture Replacement | 186.9141 | 92.5162 | 2.0203
Hospitals | New | Premium T8 - Fixture Replacement | 229.1631 | 94.3364 | 2.4292
Institutional | New | Premium T8 - Fixture Replacement | 122.6391 | 90.7422 | 1.3515
Lodging/Hospitality | New | Premium T8 - Fixture Replacement | 124.9757 | 91.209 | 1.3702
Miscellaneous | New | Premium T8 - Fixture Replacement | 163.8658 | 91.8801 | 1.7835
Offices | New | Premium T8 - Fixture Replacement | 120.9291 | 90.695 | 1.3334
Restaurants | New | Premium T8 - Fixture Replacement | 111.759 | 90.8017 | 1.2308
Retail | New | Premium T8 - Fixture Replacement | 165.924 | 92.4711 | 1.7943
Warehouse | New | Premium T8 - Fixture Replacement | 142.1558 | 91.2809 | 1.5573
Assembly | Turnover | Efficient Battery Charger | 5005.1597 | 1913.7078 | 2.6154
College and University | Turnover | Efficient Battery Charger | 5005.1597 | 1913.7078 | 2.6154
Grocery | Turnover | Efficient Battery Charger | 5005.1597 | 1913.7078 | 2.6154
Healthcare | Turnover | Efficient Battery Charger | 5005.1597 | 1913.7078 | 2.6154
Hospitals | Turnover | Efficient Battery Charger | 5005.1597 | 1913.7078 | 2.6154
Institutional | Turnover | Efficient Battery Charger | 5005.1597 | 1913.7078 | 2.6154
Lodging/Hospitality | Turnover | Efficient Battery Charger | 5005.1597 | 1913.7078 | 2.6154
Miscellaneous | Turnover | Efficient Battery Charger | 5005.1597 | 1913.7078 | 2.6154
Offices | Turnover | Efficient Battery Charger | 5005.1597 | 1913.7078 | 2.6154
Restaurants | Turnover | Efficient Battery Charger | 5005.1597 | 1913.7078 | 2.6154
Retail | Turnover | Efficient Battery Charger | 5005.1597 | 1913.7078 | 2.6154
Schools K-12 | Turnover | Efficient Battery Charger | 5005.1597 | 1913.7078 | 2.6154
Warehouse | Turnover | Efficient Battery Charger | 5005.1597 | 1913.7078 | 2.6154
Assembly | New | Efficient Battery Charger | 5005.1597 | 1913.7078 | 2.6154
College and University | New | Efficient Battery Charger | 5005.1597 | 1913.7078 | 2.6154
Grocery | New | Efficient Battery Charger | 5005.1597 | 1913.7078 | 2.6154
Healthcare | New | Efficient Battery Charger | 5005.1597 | 1913.7078 | 2.6154
Hospitals | New | Efficient Battery Charger | 5005.1597 | 1913.7078 | 2.6154
Institutional | New | Efficient Battery Charger | 5005.1597 | 1913.7078 | 2.6154
Lodging/Hospitality | New | Efficient Battery Charger | 5005.1597 | 1913.7078 | 2.6154
Miscellaneous | New | Efficient Battery Charger | 5005.1597 | 1913.7078 | 2.6154
Offices | New | Efficient Battery Charger | 5005.1597 | 1913.7078 | 2.6154
Restaurants | New | Efficient Battery Charger | 5005.1597 | 1913.7078 | 2.6154
Retail | New | Efficient Battery Charger | 5005.1597 | 1913.7078 | 2.6154
Schools K-12 | New | Efficient Battery Charger | 5005.1597 | 1913.7078 | 2.6154
Warehouse | New | Efficient Battery Charger | 5005.1597 | 1913.7078 | 2.6154
College and University | Turnover | ENERGY STAR Commercial Clothes Washer | 3509.8434 | 2561.2359 | 1.3704
Grocery | Turnover | ENERGY STAR Commercial Clothes Washer | 3058.9793 | 2561.2359 | 1.1943
Healthcare | Turnover | ENERGY STAR Commercial Clothes Washer | 3058.9793 | 2561.2359 | 1.1943
Hospitals | Turnover | ENERGY STAR Commercial Clothes Washer | 3509.8434 | 2561.2359 | 1.3704
Lodging/Hospitality | Turnover | ENERGY STAR Commercial Clothes Washer | 3509.8434 | 2561.2359 | 1.3704
Offices | Turnover | ENERGY STAR Commercial Clothes Washer | 3058.9793 | 2561.2359 | 1.1943
Retail | Turnover | ENERGY STAR Commercial Clothes Washer | 3058.9793 | 2561.2359 | 1.1943
Schools K-12 | Turnover | ENERGY STAR Commercial Clothes Washer | 3509.8434 | 2561.2359 | 1.3704
College and University | New | ENERGY STAR Commercial Clothes Washer | 3509.8434 | 2561.2359 | 1.3704
Grocery | New | ENERGY STAR Commercial Clothes Washer | 3058.9793 | 2561.2359 | 1.1943
Healthcare | New | ENERGY STAR Commercial Clothes Washer | 3058.9793 | 2561.2359 | 1.1943
Hospitals | New | ENERGY STAR Commercial Clothes Washer | 3509.8434 | 2561.2359 | 1.3704
Lodging/Hospitality | New | ENERGY STAR Commercial Clothes Washer | 3509.8434 | 2561.2359 | 1.3704
Offices | New | ENERGY STAR Commercial Clothes Washer | 3058.9793 | 2561.2359 | 1.1943
Retail | New | ENERGY STAR Commercial Clothes Washer | 3058.9793 | 2561.2359 | 1.1943
Schools K-12 | New | ENERGY STAR Commercial Clothes Washer | 3509.8434 | 2561.2359 | 1.3704
Assembly | Turnover | ENERGY STAR Water Cooler | 2198.5222 | 453.3349 | 4.8497
College and University | Turnover | ENERGY STAR Water Cooler | 2198.5222 | 453.3349 | 4.8497
Grocery | Turnover | ENERGY STAR Water Cooler | 2198.5222 | 453.3349 | 4.8497
Healthcare | Turnover | ENERGY STAR Water Cooler | 2198.5222 | 453.3349 | 4.8497
Hospitals | Turnover | ENERGY STAR Water Cooler | 2198.5222 | 453.3349 | 4.8497
Institutional | Turnover | ENERGY STAR Water Cooler | 2198.5222 | 453.3349 | 4.8497
Lodging/Hospitality | Turnover | ENERGY STAR Water Cooler | 2198.5222 | 453.3349 | 4.8497
Miscellaneous | Turnover | ENERGY STAR Water Cooler | 2198.5222 | 453.3349 | 4.8497
Offices | Turnover | ENERGY STAR Water Cooler | 2198.5222 | 453.3349 | 4.8497
Restaurants | Turnover | ENERGY STAR Water Cooler | 2198.5222 | 453.3349 | 4.8497
Retail | Turnover | ENERGY STAR Water Cooler | 2198.5222 | 453.3349 | 4.8497
Schools K-12 | Turnover | ENERGY STAR Water Cooler | 2198.5222 | 453.3349 | 4.8497
Warehouse | Turnover | ENERGY STAR Water Cooler | 2198.5222 | 453.3349 | 4.8497
Assembly | New | ENERGY STAR Water Cooler | 2198.5222 | 453.3349 | 4.8497
College and University | New | ENERGY STAR Water Cooler | 2198.5222 | 453.3349 | 4.8497
Grocery | New | ENERGY STAR Water Cooler | 2198.5222 | 453.3349 | 4.8497
Healthcare | New | ENERGY STAR Water Cooler | 2198.5222 | 453.3349 | 4.8497
Hospitals | New | ENERGY STAR Water Cooler | 2198.5222 | 453.3349 | 4.8497
Institutional | New | ENERGY STAR Water Cooler | 2198.5222 | 453.3349 | 4.8497
Lodging/Hospitality | New | ENERGY STAR Water Cooler | 2198.5222 | 453.3349 | 4.8497
Miscellaneous | New | ENERGY STAR Water Cooler | 2198.5222 | 453.3349 | 4.8497
Offices | New | ENERGY STAR Water Cooler | 2198.5222 | 453.3349 | 4.8497
Restaurants | New | ENERGY STAR Water Cooler | 2198.5222 | 453.3349 | 4.8497
Retail | New | ENERGY STAR Water Cooler | 2198.5222 | 453.3349 | 4.8497
Schools K-12 | New | ENERGY STAR Water Cooler | 2198.5222 | 453.3349 | 4.8497
Warehouse | New | ENERGY STAR Water Cooler | 2198.5222 | 453.3349 | 4.8497
Assembly | Turnover | Solar Pool Heater | 23452.3487 | 16705.5891 | 1.4039
College and University | Turnover | Solar Pool Heater | 23452.3487 | 16705.5891 | 1.4039
Grocery | Turnover | Solar Pool Heater | 23452.3487 | 16705.5891 | 1.4039
Healthcare | Turnover | Solar Pool Heater | 23452.3487 | 16705.5891 | 1.4039
Hospitals | Turnover | Solar Pool Heater | 23452.3487 | 16705.5891 | 1.4039
Institutional | Turnover | Solar Pool Heater | 23452.3487 | 16705.5891 | 1.4039
Lodging/Hospitality | Turnover | Solar Pool Heater | 23452.3487 | 16705.5891 | 1.4039
Miscellaneous | Turnover | Solar Pool Heater | 23452.3487 | 16705.5891 | 1.4039
Offices | Turnover | Solar Pool Heater | 23452.3487 | 16705.5891 | 1.4039
Restaurants | Turnover | Solar Pool Heater | 23452.3487 | 16705.5891 | 1.4039
Retail | Turnover | Solar Pool Heater | 23452.3487 | 16705.5891 | 1.4039
Schools K-12 | Turnover | Solar Pool Heater | 23452.3487 | 16705.5891 | 1.4039
Warehouse | Turnover | Solar Pool Heater | 23452.3487 | 16705.5891 | 1.4039
Assembly | New | Solar Pool Heater | 23452.3487 | 16705.5891 | 1.4039
College and University | New | Solar Pool Heater | 23452.3487 | 16705.5891 | 1.4039
Grocery | New | Solar Pool Heater | 23452.3487 | 16705.5891 | 1.4039
Healthcare | New | Solar Pool Heater | 23452.3487 | 16705.5891 | 1.4039
Hospitals | New | Solar Pool Heater | 23452.3487 | 16705.5891 | 1.4039
Institutional | New | Solar Pool Heater | 23452.3487 | 16705.5891 | 1.4039
Lodging/Hospitality | New | Solar Pool Heater | 23452.3487 | 16705.5891 | 1.4039
Miscellaneous | New | Solar Pool Heater | 23452.3487 | 16705.5891 | 1.4039
Offices | New | Solar Pool Heater | 23452.3487 | 16705.5891 | 1.4039
Restaurants | New | Solar Pool Heater | 23452.3487 | 16705.5891 | 1.4039
Retail | New | Solar Pool Heater | 23452.3487 | 16705.5891 | 1.4039
Schools K-12 | New | Solar Pool Heater | 23452.3487 | 16705.5891 | 1.4039
Warehouse | New | Solar Pool Heater | 23452.3487 | 16705.5891 | 1.4039
Assembly | Turnover | Solar Powered Pool Pump | 13663.7882 | 10476.3927 | 1.3042
College and University | Turnover | Solar Powered Pool Pump | 13663.7882 | 10476.3927 | 1.3042
Grocery | Turnover | Solar Powered Pool Pump | 13663.7882 | 10476.3927 | 1.3042
Healthcare | Turnover | Solar Powered Pool Pump | 13663.7882 | 10476.3927 | 1.3042
Hospitals | Turnover | Solar Powered Pool Pump | 13663.7882 | 10476.3927 | 1.3042
Institutional | Turnover | Solar Powered Pool Pump | 13663.7882 | 10476.3927 | 1.3042
Lodging/Hospitality | Turnover | Solar Powered Pool Pump | 13663.7882 | 10476.3927 | 1.3042
Miscellaneous | Turnover | Solar Powered Pool Pump | 13663.7882 | 10476.3927 | 1.3042
Offices | Turnover | Solar Powered Pool Pump | 13663.7882 | 10476.3927 | 1.3042
Restaurants | Turnover | Solar Powered Pool Pump | 13663.7882 | 10476.3927 | 1.3042
Retail | Turnover | Solar Powered Pool Pump | 13663.7882 | 10476.3927 | 1.3042
Schools K-12 | Turnover | Solar Powered Pool Pump | 13663.7882 | 10476.3927 | 1.3042
Assembly | New | Solar Powered Pool Pump | 13663.7882 | 10476.3927 | 1.3042
College and University | New | Solar Powered Pool Pump | 13663.7882 | 10476.3927 | 1.3042
Grocery | New | Solar Powered Pool Pump | 13663.7882 | 10476.3927 | 1.3042
Healthcare | New | Solar Powered Pool Pump | 13663.7882 | 10476.3927 | 1.3042
Hospitals | New | Solar Powered Pool Pump | 13663.7882 | 10476.3927 | 1.3042
Institutional | New | Solar Powered Pool Pump | 13663.7882 | 10476.3927 | 1.3042
Lodging/Hospitality | New | Solar Powered Pool Pump | 13663.7882 | 10476.3927 | 1.3042
Miscellaneous | New | Solar Powered Pool Pump | 13663.7882 | 10476.3927 | 1.3042
Offices | New | Solar Powered Pool Pump | 13663.7882 | 10476.3927 | 1.3042
Restaurants | New | Solar Powered Pool Pump | 13663.7882 | 10476.3927 | 1.3042
Retail | New | Solar Powered Pool Pump | 13663.7882 | 10476.3927 | 1.3042
Schools K-12 | New | Solar Powered Pool Pump | 13663.7882 | 10476.3927 | 1.3042
Assembly | Turnover | Two Speed Pool Pump | 10422.4549 | 2032.9016 | 5.1269
College and University | Turnover | Two Speed Pool Pump | 10422.4549 | 2032.9016 | 5.1269
Grocery | Turnover | Two Speed Pool Pump | 10422.4549 | 2032.9016 | 5.1269
Healthcare | Turnover | Two Speed Pool Pump | 10422.4549 | 2032.9016 | 5.1269
Hospitals | Turnover | Two Speed Pool Pump | 10422.4549 | 2032.9016 | 5.1269
Institutional | Turnover | Two Speed Pool Pump | 10422.4549 | 2032.9016 | 5.1269
Lodging/Hospitality | Turnover | Two Speed Pool Pump | 10422.4549 | 2032.9016 | 5.1269
Miscellaneous | Turnover | Two Speed Pool Pump | 10422.4549 | 2032.9016 | 5.1269
Offices | Turnover | Two Speed Pool Pump | 10422.4549 | 2032.9016 | 5.1269
Restaurants | Turnover | Two Speed Pool Pump | 10422.4549 | 2032.9016 | 5.1269
Retail | Turnover | Two Speed Pool Pump | 10422.4549 | 2032.9016 | 5.1269
Schools K-12 | Turnover | Two Speed Pool Pump | 10422.4549 | 2032.9016 | 5.1269
Warehouse | Turnover | Two Speed Pool Pump | 10422.4549 | 2032.9016 | 5.1269
Assembly | New | Two Speed Pool Pump | 10422.4549 | 2032.9016 | 5.1269
College and University | New | Two Speed Pool Pump | 10422.4549 | 2032.9016 | 5.1269
Grocery | New | Two Speed Pool Pump | 10422.4549 | 2032.9016 | 5.1269
Healthcare | New | Two Speed Pool Pump | 10422.4549 | 2032.9016 | 5.1269
Hospitals | New | Two Speed Pool Pump | 10422.4549 | 2032.9016 | 5.1269
Institutional | New | Two Speed Pool Pump | 10422.4549 | 2032.9016 | 5.1269
Lodging/Hospitality | New | Two Speed Pool Pump | 10422.4549 | 2032.9016 | 5.1269
Miscellaneous | New | Two Speed Pool Pump | 10422.4549 | 2032.9016 | 5.1269
Offices | New | Two Speed Pool Pump | 10422.4549 | 2032.9016 | 5.1269
Restaurants | New | Two Speed Pool Pump | 10422.4549 | 2032.9016 | 5.1269
Retail | New | Two Speed Pool Pump | 10422.4549 | 2032.9016 | 5.1269
Schools K-12 | New | Two Speed Pool Pump | 10422.4549 | 2032.9016 | 5.1269
Warehouse | New | Two Speed Pool Pump | 10422.4549 | 2032.9016 | 5.1269
Assembly | Turnover | Variable Speed Pool Pump | 10857.4209 | 5223.3686 | 2.0786
College and University | Turnover | Variable Speed Pool Pump | 10857.4209 | 5223.3686 | 2.0786
Grocery | Turnover | Variable Speed Pool Pump | 10857.4209 | 5223.3686 | 2.0786
Healthcare | Turnover | Variable Speed Pool Pump | 10857.4209 | 5223.3686 | 2.0786
Hospitals | Turnover | Variable Speed Pool Pump | 10857.4209 | 5223.3686 | 2.0786
Institutional | Turnover | Variable Speed Pool Pump | 10857.4209 | 5223.3686 | 2.0786
Lodging/Hospitality | Turnover | Variable Speed Pool Pump | 10857.4209 | 5223.3686 | 2.0786
Miscellaneous | Turnover | Variable Speed Pool Pump | 10857.4209 | 5223.3686 | 2.0786
Offices | Turnover | Variable Speed Pool Pump | 10857.4209 | 5223.3686 | 2.0786
Restaurants | Turnover | Variable Speed Pool Pump | 10857.4209 | 5223.3686 | 2.0786
Retail | Turnover | Variable Speed Pool Pump | 10857.4209 | 5223.3686 | 2.0786
Schools K-12 | Turnover | Variable Speed Pool Pump | 10857.4209 | 5223.3686 | 2.0786
Assembly | New | Variable Speed Pool Pump | 10857.4209 | 5223.3686 | 2.0786
College and University | New | Variable Speed Pool Pump | 10857.4209 | 5223.3686 | 2.0786
Grocery | New | Variable Speed Pool Pump | 10857.4209 | 5223.3686 | 2.0786
Healthcare | New | Variable Speed Pool Pump | 10857.4209 | 5223.3686 | 2.0786
Hospitals | New | Variable Speed Pool Pump | 10857.4209 | 5223.3686 | 2.0786
Institutional | New | Variable Speed Pool Pump | 10857.4209 | 5223.3686 | 2.0786
Lodging/Hospitality | New | Variable Speed Pool Pump | 10857.4209 | 5223.3686 | 2.0786
Miscellaneous | New | Variable Speed Pool Pump | 10857.4209 | 5223.3686 | 2.0786
Offices | New | Variable Speed Pool Pump | 10857.4209 | 5223.3686 | 2.0786
Restaurants | New | Variable Speed Pool Pump | 10857.4209 | 5223.3686 | 2.0786
Retail | New | Variable Speed Pool Pump | 10857.4209 | 5223.3686 | 2.0786
Schools K-12 | New | Variable Speed Pool Pump | 10857.4209 | 5223.3686 | 2.0786
Assembly | Turnover | Energy Star PCs | 333.6758 | 99.3584 | 3.3583
College and University | Turnover | Energy Star PCs | 520.8632 | 99.3584 | 5.2423
Grocery | Turnover | Energy Star PCs | 379.7367 | 99.3584 | 3.8219
Healthcare | Turnover | Energy Star PCs | 379.7367 | 99.3584 | 3.8219
Hospitals | Turnover | Energy Star PCs | 520.8632 | 99.3584 | 5.2423
Institutional | Turnover | Energy Star PCs | 333.6758 | 99.3584 | 3.3583
Lodging/Hospitality | Turnover | Energy Star PCs | 379.7367 | 99.3584 | 3.8219
Miscellaneous | Turnover | Energy Star PCs | 333.6758 | 99.3584 | 3.3583
Offices | Turnover | Energy Star PCs | 379.7367 | 99.3584 | 3.8219
Restaurants | Turnover | Energy Star PCs | 333.6758 | 99.3584 | 3.3583
Retail | Turnover | Energy Star PCs | 379.7367 | 99.3584 | 3.8219
Schools K-12 | Turnover | Energy Star PCs | 379.7367 | 99.3584 | 3.8219
Warehouse | Turnover | Energy Star PCs | 333.6758 | 99.3584 | 3.3583
Assembly | New | Energy Star PCs | 333.6758 | 99.3584 | 3.3583
College and University | New | Energy Star PCs | 520.8632 | 99.3584 | 5.2423
Grocery | New | Energy Star PCs | 379.7367 | 99.3584 | 3.8219
Healthcare | New | Energy Star PCs | 379.7367 | 99.3584 | 3.8219
Hospitals | New | Energy Star PCs | 520.8632 | 99.3584 | 5.2423
Institutional | New | Energy Star PCs | 333.6758 | 99.3584 | 3.3583
Lodging/Hospitality | New | Energy Star PCs | 379.7367 | 99.3584 | 3.8219
Miscellaneous | New | Energy Star PCs | 333.6758 | 99.3584 | 3.3583
Offices | New | Energy Star PCs | 379.7367 | 99.3584 | 3.8219
Restaurants | New | Energy Star PCs | 333.6758 | 99.3584 | 3.3583
Retail | New | Energy Star PCs | 379.7367 | 99.3584 | 3.8219
Schools K-12 | New | Energy Star PCs | 379.7367 | 99.3584 | 3.8219
Warehouse | New | Energy Star PCs | 333.6758 | 99.3584 | 3.3583
Assembly | Turnover | Energy Star Uninterruptable Power Supply | 17.9107 | 7.2784 | 2.4608
College and University | Turnover | Energy Star Uninterruptable Power Supply | 17.9107 | 7.2784 | 2.4608
Grocery | Turnover | Energy Star Uninterruptable Power Supply | 17.9107 | 7.2784 | 2.4608
Healthcare | Turnover | Energy Star Uninterruptable Power Supply | 17.9107 | 7.2784 | 2.4608
Hospitals | Turnover | Energy Star Uninterruptable Power Supply | 17.9107 | 7.2784 | 2.4608
Institutional | Turnover | Energy Star Uninterruptable Power Supply | 17.9107 | 7.2784 | 2.4608
Lodging/Hospitality | Turnover | Energy Star Uninterruptable Power Supply | 17.9107 | 7.2784 | 2.4608
Miscellaneous | Turnover | Energy Star Uninterruptable Power Supply | 17.9107 | 7.2784 | 2.4608
Offices | Turnover | Energy Star Uninterruptable Power Supply | 17.9107 | 7.2784 | 2.4608
Restaurants | Turnover | Energy Star Uninterruptable Power Supply | 17.9107 | 7.2784 | 2.4608
Retail | Turnover | Energy Star Uninterruptable Power Supply | 17.9107 | 7.2784 | 2.4608
Schools K-12 | Turnover | Energy Star Uninterruptable Power Supply | 17.9107 | 7.2784 | 2.4608
Warehouse | Turnover | Energy Star Uninterruptable Power Supply | 17.9107 | 7.2784 | 2.4608
Assembly | New | Energy Star Uninterruptable Power Supply | 17.9107 | 7.2784 | 2.4608
College and University | New | Energy Star Uninterruptable Power Supply | 17.9107 | 7.2784 | 2.4608
Grocery | New | Energy Star Uninterruptable Power Supply | 17.9107 | 7.2784 | 2.4608
Healthcare | New | Energy Star Uninterruptable Power Supply | 17.9107 | 7.2784 | 2.4608
Hospitals | New | Energy Star Uninterruptable Power Supply | 17.9107 | 7.2784 | 2.4608
Institutional | New | Energy Star Uninterruptable Power Supply | 17.9107 | 7.2784 | 2.4608
Lodging/Hospitality | New | Energy Star Uninterruptable Power Supply | 17.9107 | 7.2784 | 2.4608
Miscellaneous | New | Energy Star Uninterruptable Power Supply | 17.9107 | 7.2784 | 2.4608
Offices | New | Energy Star Uninterruptable Power Supply | 17.9107 | 7.2784 | 2.4608
Restaurants | New | Energy Star Uninterruptable Power Supply | 17.9107 | 7.2784 | 2.4608
Retail | New | Energy Star Uninterruptable Power Supply | 17.9107 | 7.2784 | 2.4608
Schools K-12 | New | Energy Star Uninterruptable Power Supply | 17.9107 | 7.2784 | 2.4608
Warehouse | New | Energy Star Uninterruptable Power Supply | 17.9107 | 7.2784 | 2.4608
Assembly | Turnover | Energy Star Commercial Glass Door Refrigerator | 2820.9135 | 805.9982 | 3.4999
College and University | Turnover | Energy Star Commercial Glass Door Refrigerator | 3117.3488 | 805.9982 | 3.8677
Grocery | Turnover | Energy Star Commercial Glass Door Refrigerator | 2820.9135 | 805.9982 | 3.4999
Healthcare | Turnover | Energy Star Commercial Glass Door Refrigerator | 3117.3488 | 805.9982 | 3.8677
Hospitals | Turnover | Energy Star Commercial Glass Door Refrigerator | 3117.3488 | 805.9982 | 3.8677
Institutional | Turnover | Energy Star Commercial Glass Door Refrigerator | 2820.9135 | 805.9982 | 3.4999
Lodging/Hospitality | Turnover | Energy Star Commercial Glass Door Refrigerator | 3117.3488 | 805.9982 | 3.8677
Miscellaneous | Turnover | Energy Star Commercial Glass Door Refrigerator | 2820.9135 | 805.9982 | 3.4999
Offices | Turnover | Energy Star Commercial Glass Door Refrigerator | 2820.9135 | 805.9982 | 3.4999
Restaurants | Turnover | Energy Star Commercial Glass Door Refrigerator | 3117.3488 | 805.9982 | 3.8677
Retail | Turnover | Energy Star Commercial Glass Door Refrigerator | 2820.9135 | 805.9982 | 3.4999
Schools K-12 | Turnover | Energy Star Commercial Glass Door Refrigerator | 3117.3488 | 805.9982 | 3.8677
Warehouse | Turnover | Energy Star Commercial Glass Door Refrigerator | 2820.9135 | 805.9982 | 3.4999
Assembly | New | Energy Star Commercial Glass Door Refrigerator | 2820.9135 | 805.9982 | 3.4999
College and University | New | Energy Star Commercial Glass Door Refrigerator | 3117.3488 | 805.9982 | 3.8677
Grocery | New | Energy Star Commercial Glass Door Refrigerator | 2820.9135 | 805.9982 | 3.4999
Healthcare | New | Energy Star Commercial Glass Door Refrigerator | 3117.3488 | 805.9982 | 3.8677
Hospitals | New | Energy Star Commercial Glass Door Refrigerator | 3117.3488 | 805.9982 | 3.8677
Institutional | New | Energy Star Commercial Glass Door Refrigerator | 2820.9135 | 805.9982 | 3.4999
Lodging/Hospitality | New | Energy Star Commercial Glass Door Refrigerator | 3117.3488 | 805.9982 | 3.8677
Miscellaneous | New | Energy Star Commercial Glass Door Refrigerator | 2820.9135 | 805.9982 | 3.4999
Offices | New | Energy Star Commercial Glass Door Refrigerator | 2820.9135 | 805.9982 | 3.4999
Restaurants | New | Energy Star Commercial Glass Door Refrigerator | 3117.3488 | 805.9982 | 3.8677
Retail | New | Energy Star Commercial Glass Door Refrigerator | 2820.9135 | 805.9982 | 3.4999
Schools K-12 | New | Energy Star Commercial Glass Door Refrigerator | 3117.3488 | 805.9982 | 3.8677
Warehouse | New | Energy Star Commercial Glass Door Refrigerator | 2820.9135 | 805.9982 | 3.4999
Assembly | Turnover | Energy Star Commercial Solid Door Refrigerator | 2705.2517 | 798.9109 | 3.3862
College and University | Turnover | Energy Star Commercial Solid Door Refrigerator | 2870.9564 | 798.9109 | 3.5936
Grocery | Turnover | Energy Star Commercial Solid Door Refrigerator | 2705.2517 | 798.9109 | 3.3862
Healthcare | Turnover | Energy Star Commercial Solid Door Refrigerator | 2870.9564 | 798.9109 | 3.5936
Hospitals | Turnover | Energy Star Commercial Solid Door Refrigerator | 2870.9564 | 798.9109 | 3.5936
Institutional | Turnover | Energy Star Commercial Solid Door Refrigerator | 2705.2517 | 798.9109 | 3.3862
Lodging/Hospitality | Turnover | Energy Star Commercial Solid Door Refrigerator | 2870.9564 | 798.9109 | 3.5936
Miscellaneous | Turnover | Energy Star Commercial Solid Door Refrigerator | 2705.2517 | 798.9109 | 3.3862
Offices | Turnover | Energy Star Commercial Solid Door Refrigerator | 2705.2517 | 798.9109 | 3.3862
Restaurants | Turnover | Energy Star Commercial Solid Door Refrigerator | 2870.9564 | 798.9109 | 3.5936
Retail | Turnover | Energy Star Commercial Solid Door Refrigerator | 2705.2517 | 798.9109 | 3.3862
Schools K-12 | Turnover | Energy Star Commercial Solid Door Refrigerator | 2870.9564 | 798.9109 | 3.5936
Warehouse | Turnover | Energy Star Commercial Solid Door Refrigerator | 2705.2517 | 798.9109 | 3.3862
Assembly | New | Energy Star Commercial Solid Door Refrigerator | 2705.2517 | 798.9109 | 3.3862
College and University | New | Energy Star Commercial Solid Door Refrigerator | 2870.9564 | 798.9109 | 3.5936
Grocery | New | Energy Star Commercial Solid Door Refrigerator | 2705.2517 | 798.9109 | 3.3862
Healthcare | New | Energy Star Commercial Solid Door Refrigerator | 2870.9564 | 798.9109 | 3.5936
Hospitals | New | Energy Star Commercial Solid Door Refrigerator | 2870.9564 | 798.9109 | 3.5936
Institutional | New | Energy Star Commercial Solid Door Refrigerator | 2705.2517 | 798.9109 | 3.3862
Lodging/Hospitality | New | Energy Star Commercial Solid Door Refrigerator | 2870.9564 | 798.9109 | 3.5936
Miscellaneous | New | Energy Star Commercial Solid Door Refrigerator | 2705.2517 | 798.9109 | 3.3862
Offices | New | Energy Star Commercial Solid Door Refrigerator | 2705.2517 | 798.9109 | 3.3862
Restaurants | New | Energy Star Commercial Solid Door Refrigerator | 2870.9564 | 798.9109 | 3.5936
Retail | New | Energy Star Commercial Solid Door Refrigerator | 2705.2517 | 798.9109 | 3.3862
Schools K-12 | New | Energy Star Commercial Solid Door Refrigerator | 2870.9564 | 798.9109 | 3.5936
Warehouse | New | Energy Star Commercial Solid Door Refrigerator | 2705.2517 | 798.9109 | 3.3862
Assembly | Turnover | Refrigerated Display Case LED Lighting | 527.9486 | 255.8748 | 2.0633
College and University | Turnover | Refrigerated Display Case LED Lighting | 543.8066 | 255.8748 | 2.1253
Grocery | Turnover | Refrigerated Display Case LED Lighting | 527.9486 | 255.8748 | 2.0633
Healthcare | Turnover | Refrigerated Display Case LED Lighting | 543.8066 | 255.8748 | 2.1253
Hospitals | Turnover | Refrigerated Display Case LED Lighting | 543.8066 | 255.8748 | 2.1253
Institutional | Turnover | Refrigerated Display Case LED Lighting | 527.9486 | 255.8748 | 2.0633
Lodging/Hospitality | Turnover | Refrigerated Display Case LED Lighting | 543.8066 | 255.8748 | 2.1253
Miscellaneous | Turnover | Refrigerated Display Case LED Lighting | 527.9486 | 255.8748 | 2.0633
Offices | Turnover | Refrigerated Display Case LED Lighting | 527.9486 | 255.8748 | 2.0633
Restaurants | Turnover | Refrigerated Display Case LED Lighting | 543.8066 | 255.8748 | 2.1253
Retail | Turnover | Refrigerated Display Case LED Lighting | 527.9486 | 255.8748 | 2.0633
Schools K-12 | Turnover | Refrigerated Display Case LED Lighting | 543.8066 | 255.8748 | 2.1253
Warehouse | Turnover | Refrigerated Display Case LED Lighting | 527.9486 | 255.8748 | 2.0633
Assembly | Turnover | High Speed Fans | 1410.3346 | 753.0736 | 1.8728
College and University | Turnover | High Speed Fans | 1717.87 | 753.0736 | 2.2811
Grocery | Turnover | High Speed Fans | 1410.3346 | 753.0736 | 1.8728
Healthcare | Turnover | High Speed Fans | 1717.87 | 753.0736 | 2.2811
Hospitals | Turnover | High Speed Fans | 1717.87 | 753.0736 | 2.2811
Institutional | Turnover | High Speed Fans | 1410.3346 | 753.0736 | 1.8728
Lodging/Hospitality | Turnover | High Speed Fans | 1717.87 | 753.0736 | 2.2811
Miscellaneous | Turnover | High Speed Fans | 1410.3346 | 753.0736 | 1.8728
Offices | Turnover | High Speed Fans | 1410.3346 | 753.0736 | 1.8728
Restaurants | Turnover | High Speed Fans | 1717.87 | 753.0736 | 2.2811
Retail | Turnover | High Speed Fans | 1410.3346 | 753.0736 | 1.8728
Schools K-12 | Turnover | High Speed Fans | 1717.87 | 753.0736 | 2.2811
Warehouse | Turnover | High Speed Fans | 1410.3346 | 753.0736 | 1.8728
Assembly | New | High Speed Fans | 1410.3346 | 753.0736 | 1.8728
College and University | New | High Speed Fans | 1717.87 | 753.0736 | 2.2811
Grocery | New | High Speed Fans | 1410.3346 | 753.0736 | 1.8728
Healthcare | New | High Speed Fans | 1717.87 | 753.0736 | 2.2811
Hospitals | New | High Speed Fans | 1717.87 | 753.0736 | 2.2811
Institutional | New | High Speed Fans | 1410.3346 | 753.0736 | 1.8728
Lodging/Hospitality | New | High Speed Fans | 1717.87 | 753.0736 | 2.2811
Miscellaneous | New | High Speed Fans | 1410.3346 | 753.0736 | 1.8728
Offices | New | High Speed Fans | 1410.3346 | 753.0736 | 1.8728
Restaurants | New | High Speed Fans | 1717.87 | 753.0736 | 2.2811
Retail | New | High Speed Fans | 1410.3346 | 753.0736 | 1.8728
Schools K-12 | New | High Speed Fans | 1717.87 | 753.0736 | 2.2811
Warehouse | New | High Speed Fans | 1410.3346 | 753.0736 | 1.8728
College and University | Existing | Hot Water Circulation Pump Control | 22541.93 | 20681.0284 | 1.09
Hospitals | Existing | Hot Water Circulation Pump Control | 33812.8949 | 31021.5426 | 1.09
College and University | New | Hot Water Circulation Pump Control | 22541.93 | 20681.0284 | 1.09
Hospitals | New | Hot Water Circulation Pump Control | 33812.8949 | 31021.5426 | 1.09
Assembly | Existing | Hot Water Pipe Insulation | 4626.0585 | 917.929 | 5.0397
College and University | Existing | Hot Water Pipe Insulation | 45364.4077 | 9179.2896 | 4.942
Grocery | Existing | Hot Water Pipe Insulation | 4523.0263 | 917.929 | 4.9274
Healthcare | Existing | Hot Water Pipe Insulation | 4626.0585 | 917.929 | 5.0397
Hospitals | Existing | Hot Water Pipe Insulation | 68046.6115 | 13768.9344 | 4.942
Institutional | Existing | Hot Water Pipe Insulation | 115651.4613 | 22948.224 | 5.0397
Lodging/Hospitality | Existing | Hot Water Pipe Insulation | 13569.0789 | 2753.7869 | 4.9274
Miscellaneous | Existing | Hot Water Pipe Insulation | 92521.1691 | 18358.5792 | 5.0397
Offices | Existing | Hot Water Pipe Insulation | 13878.1754 | 2753.7869 | 5.0397
Restaurants | Existing | Hot Water Pipe Insulation | 9046.0526 | 1835.8579 | 4.9274
Retail | Existing | Hot Water Pipe Insulation | 13569.0789 | 2753.7869 | 4.9274
Schools K-12 | Existing | Hot Water Pipe Insulation | 4626.0585 | 917.929 | 5.0397
Warehouse | Existing | Hot Water Pipe Insulation | 4626.0585 | 917.929 | 5.0397
Assembly | New | Hot Water Pipe Insulation | 4626.0585 | 917.929 | 5.0397
College and University | New | Hot Water Pipe Insulation | 45364.4077 | 9179.2896 | 4.942
Grocery | New | Hot Water Pipe Insulation | 4523.0263 | 917.929 | 4.9274
Healthcare | New | Hot Water Pipe Insulation | 4626.0585 | 917.929 | 5.0397
Hospitals | New | Hot Water Pipe Insulation | 68046.6115 | 13768.9344 | 4.942
Institutional | New | Hot Water Pipe Insulation | 115651.4613 | 22948.224 | 5.0397
Lodging/Hospitality | New | Hot Water Pipe Insulation | 13569.0789 | 2753.7869 | 4.9274
Miscellaneous | New | Hot Water Pipe Insulation | 92521.1691 | 18358.5792 | 5.0397
Offices | New | Hot Water Pipe Insulation | 13878.1754 | 2753.7869 | 5.0397
Restaurants | New | Hot Water Pipe Insulation | 9046.0526 | 1835.8579 | 4.9274
Retail | New | Hot Water Pipe Insulation | 13569.0789 | 2753.7869 | 4.9274
Schools K-12 | New | Hot Water Pipe Insulation | 4626.0585 | 917.929 | 5.0397
Warehouse | New | Hot Water Pipe Insulation | 4626.0585 | 917.929 | 5.0397
Assembly | Existing | Tank Wrap on Water Heater | 845.5774 | 759.0976 | 1.1139
College and University | Existing | Tank Wrap on Water Heater | 8455.7738 | 7590.9756 | 1.1139
Grocery | Existing | Tank Wrap on Water Heater | 845.5774 | 759.0976 | 1.1139
Healthcare | Existing | Tank Wrap on Water Heater | 845.5774 | 759.0976 | 1.1139
Hospitals | Existing | Tank Wrap on Water Heater | 12683.6607 | 11386.4633 | 1.1139
Institutional | Existing | Tank Wrap on Water Heater | 21139.4344 | 18977.4389 | 1.1139
Lodging/Hospitality | Existing | Tank Wrap on Water Heater | 2536.7321 | 2277.2927 | 1.1139
Miscellaneous | Existing | Tank Wrap on Water Heater | 16911.5476 | 15181.9511 | 1.1139
Offices | Existing | Tank Wrap on Water Heater | 2536.7321 | 2277.2927 | 1.1139
Restaurants | Existing | Tank Wrap on Water Heater | 1691.1548 | 1518.1951 | 1.1139
Retail | Existing | Tank Wrap on Water Heater | 2536.7321 | 2277.2927 | 1.1139
Schools K-12 | Existing | Tank Wrap on Water Heater | 845.5774 | 759.0976 | 1.1139
Warehouse | Existing | Tank Wrap on Water Heater | 845.5774 | 759.0976 | 1.1139
Assembly | New | Tank Wrap on Water Heater | 808.891 | 757.9849 | 1.0672
College and University | New | Tank Wrap on Water Heater | 8088.9095 | 7579.8488 | 1.0672
Grocery | New | Tank Wrap on Water Heater | 808.891 | 757.9849 | 1.0672
Healthcare | New | Tank Wrap on Water Heater | 808.891 | 757.9849 | 1.0672
Hospitals | New | Tank Wrap on Water Heater | 12133.3643 | 11369.7732 | 1.0672
Institutional | New | Tank Wrap on Water Heater | 20222.2738 | 18949.6221 | 1.0672
Lodging/Hospitality | New | Tank Wrap on Water Heater | 2426.6729 | 2273.9546 | 1.0672
Miscellaneous | New | Tank Wrap on Water Heater | 16177.819 | 15159.6976 | 1.0672
Offices | New | Tank Wrap on Water Heater | 2426.6729 | 2273.9546 | 1.0672
Restaurants | New | Tank Wrap on Water Heater | 1617.7819 | 1515.9698 | 1.0672
Retail | New | Tank Wrap on Water Heater | 2426.6729 | 2273.9546 | 1.0672
Schools K-12 | New | Tank Wrap on Water Heater | 808.891 | 757.9849 | 1.0672
Warehouse | New | Tank Wrap on Water Heater | 808.891 | 757.9849 | 1.0672
Assembly | Existing | Bi-Level Lighting Control (Exterior) | 2808.4354 | 1874.7058 | 1.4981
College and University | Existing | Bi-Level Lighting Control (Exterior) | 2808.4354 | 1874.7058 | 1.4981
Grocery | Existing | Bi-Level Lighting Control (Exterior) | 2808.4354 | 1874.7058 | 1.4981
Healthcare | Existing | Bi-Level Lighting Control (Exterior) | 2808.4354 | 1874.7058 | 1.4981
Hospitals | Existing | Bi-Level Lighting Control (Exterior) | 2808.4354 | 1874.7058 | 1.4981
Institutional | Existing | Bi-Level Lighting Control (Exterior) | 2808.4354 | 1874.7058 | 1.4981
Lodging/Hospitality | Existing | Bi-Level Lighting Control (Exterior) | 2808.4354 | 1874.7058 | 1.4981
Miscellaneous | Existing | Bi-Level Lighting Control (Exterior) | 2808.4354 | 1874.7058 | 1.4981
Offices | Existing | Bi-Level Lighting Control (Exterior) | 2808.4354 | 1874.7058 | 1.4981
Restaurants | Existing | Bi-Level Lighting Control (Exterior) | 2808.4354 | 1874.7058 | 1.4981
Retail | Existing | Bi-Level Lighting Control (Exterior) | 2808.4354 | 1874.7058 | 1.4981
Schools K-12 | Existing | Bi-Level Lighting Control (Exterior) | 2808.4354 | 1874.7058 | 1.4981
Warehouse | Existing | Bi-Level Lighting Control (Exterior) | 2808.4354 | 1874.7058 | 1.4981
Assembly | New | Bi-Level Lighting Control (Exterior) | 2808.4354 | 1874.7058 | 1.4981
College and University | New | Bi-Level Lighting Control (Exterior) | 2808.4354 | 1874.7058 | 1.4981
Grocery | New | Bi-Level Lighting Control (Exterior) | 2808.4354 | 1874.7058 | 1.4981
Healthcare | New | Bi-Level Lighting Control (Exterior) | 2808.4354 | 1874.7058 | 1.4981
Hospitals | New | Bi-Level Lighting Control (Exterior) | 2808.4354 | 1874.7058 | 1.4981
Institutional | New | Bi-Level Lighting Control (Exterior) | 2808.4354 | 1874.7058 | 1.4981
Lodging/Hospitality | New | Bi-Level Lighting Control (Exterior) | 2808.4354 | 1874.7058 | 1.4981
Miscellaneous | New | Bi-Level Lighting Control (Exterior) | 2808.4354 | 1874.7058 | 1.4981
Offices | New | Bi-Level Lighting Control (Exterior) | 2808.4354 | 1874.7058 | 1.4981
Restaurants | New | Bi-Level Lighting Control (Exterior) | 2808.4354 | 1874.7058 | 1.4981
Retail | New | Bi-Level Lighting Control (Exterior) | 2808.4354 | 1874.7058 | 1.4981
Schools K-12 | New | Bi-Level Lighting Control (Exterior) | 2808.4354 | 1874.7058 | 1.4981
Warehouse | New | Bi-Level Lighting Control (Exterior) | 2808.4354 | 1874.7058 | 1.4981
Assembly | Existing | Outdoor Lighting Controls | 1163.5006 | 622.4785 | 1.8691
College and University | Existing | Outdoor Lighting Controls | 1163.5006 | 622.4785 | 1.8691
Grocery | Existing | Outdoor Lighting Controls | 1163.5006 | 622.4785 | 1.8691
Healthcare | Existing | Outdoor Lighting Controls | 1163.5006 | 622.4785 | 1.8691
Hospitals | Existing | Outdoor Lighting Controls | 1163.5006 | 622.4785 | 1.8691
Institutional | Existing | Outdoor Lighting Controls | 1163.5006 | 622.4785 | 1.8691
Lodging/Hospitality | Existing | Outdoor Lighting Controls | 1163.5006 | 622.4785 | 1.8691
Miscellaneous | Existing | Outdoor Lighting Controls | 1163.5006 | 622.4785 | 1.8691
Offices | Existing | Outdoor Lighting Controls | 1163.5006 | 622.4785 | 1.8691
Restaurants | Existing | Outdoor Lighting Controls | 1163.5006 | 622.4785 | 1.8691
Retail | Existing | Outdoor Lighting Controls | 1163.5006 | 622.4785 | 1.8691
Schools K-12 | Existing | Outdoor Lighting Controls | 1163.5006 | 622.4785 | 1.8691
Warehouse | Existing | Outdoor Lighting Controls | 1163.5006 | 622.4785 | 1.8691
Assembly | New | Outdoor Lighting Controls | 1163.5006 | 622.4785 | 1.8691
College and University | New | Outdoor Lighting Controls | 1163.5006 | 622.4785 | 1.8691
Grocery | New | Outdoor Lighting Controls | 1163.5006 | 622.4785 | 1.8691
Healthcare | New | Outdoor Lighting Controls | 1163.5006 | 622.4785 | 1.8691
Hospitals | New | Outdoor Lighting Controls | 1163.5006 | 622.4785 | 1.8691
Institutional | New | Outdoor Lighting Controls | 1163.5006 | 622.4785 | 1.8691
Lodging/Hospitality | New | Outdoor Lighting Controls | 1163.5006 | 622.4785 | 1.8691
Miscellaneous | New | Outdoor Lighting Controls | 1163.5006 | 622.4785 | 1.8691
Offices | New | Outdoor Lighting Controls | 1163.5006 | 622.4785 | 1.8691
Restaurants | New | Outdoor Lighting Controls | 1163.5006 | 622.4785 | 1.8691
Retail | New | Outdoor Lighting Controls | 1163.5006 | 622.4785 | 1.8691
Schools K-12 | New | Outdoor Lighting Controls | 1163.5006 | 622.4785 | 1.8691
Warehouse | New | Outdoor Lighting Controls | 1163.5006 | 622.4785 | 1.8691
Assembly | Existing | Ceiling Insulation(R2 to R38) | 8.8791 | 3.137 | 2.8304
College and University | Existing | Ceiling Insulation(R2 to R38) | 9.4748 | 3.137 | 3.0203
Grocery | Existing | Ceiling Insulation(R2 to R38) | 10.4556 | 3.137 | 3.333
Healthcare | Existing | Ceiling Insulation(R2 to R38) | 8.8791 | 3.137 | 2.8304
Hospitals | Existing | Ceiling Insulation(R2 to R38) | 9.4748 | 3.137 | 3.0203
Institutional | Existing | Ceiling Insulation(R2 to R38) | 8.8791 | 3.137 | 2.8304
Lodging/Hospitality | Existing | Ceiling Insulation(R2 to R38) | 9.4748 | 3.137 | 3.0203
Miscellaneous | Existing | Ceiling Insulation(R2 to R38) | 8.8791 | 3.137 | 2.8304
Offices | Existing | Ceiling Insulation(R2 to R38) | 8.8791 | 3.137 | 2.8304
Restaurants | Existing | Ceiling Insulation(R2 to R38) | 10.4556 | 3.137 | 3.333
Retail | Existing | Ceiling Insulation(R2 to R38) | 10.4556 | 3.137 | 3.333
Schools K-12 | Existing | Ceiling Insulation(R2 to R38) | 8.8791 | 3.137 | 2.8304
Warehouse | Existing | Ceiling Insulation(R2 to R38) | 4.8657 | 3.0462 | 1.5973
Assembly | New | Ceiling Insulation(R2 to R38) | 8.8234 | 3.135 | 2.8145
College and University | New | Ceiling Insulation(R2 to R38) | 9.4154 | 3.135 | 3.0034
Grocery | New | Ceiling Insulation(R2 to R38) | 10.39 | 3.135 | 3.3142
Healthcare | New | Ceiling Insulation(R2 to R38) | 8.8234 | 3.135 | 2.8145
Hospitals | New | Ceiling Insulation(R2 to R38) | 9.4154 | 3.135 | 3.0034
Institutional | New | Ceiling Insulation(R2 to R38) | 8.8234 | 3.135 | 2.8145
Lodging/Hospitality | New | Ceiling Insulation(R2 to R38) | 9.4154 | 3.135 | 3.0034
Miscellaneous | New | Ceiling Insulation(R2 to R38) | 8.8234 | 3.135 | 2.8145
Offices | New | Ceiling Insulation(R2 to R38) | 8.8234 | 3.135 | 2.8145
Restaurants | New | Ceiling Insulation(R2 to R38) | 10.39 | 3.135 | 3.3142
Retail | New | Ceiling Insulation(R2 to R38) | 10.39 | 3.135 | 3.3142
Schools K-12 | New | Ceiling Insulation(R2 to R38) | 8.8234 | 3.135 | 2.8145
Warehouse | New | Ceiling Insulation(R2 to R38) | 4.8236 | 3.0442 | 1.5845
Warehouse | Existing | Chilled Water Controls Optimization | 3584.8184 | 649.8244 | 5.5166
Warehouse | New | Chilled Water Controls Optimization | 3584.8184 | 649.8244 | 5.5166
Assembly | Existing | Chilled Water System - Variable Speed Drives | 30210.0427 | 10027.9081 | 3.0126
College and University | Existing | Chilled Water System - Variable Speed Drives | 30210.0427 | 10027.9081 | 3.0126
Grocery | Existing | Chilled Water System - Variable Speed Drives | 30210.0427 | 10027.9081 | 3.0126
Healthcare | Existing | Chilled Water System - Variable Speed Drives | 30210.0427 | 10027.9081 | 3.0126
Hospitals | Existing | Chilled Water System - Variable Speed Drives | 30210.0427 | 10027.9081 | 3.0126
Institutional | Existing | Chilled Water System - Variable Speed Drives | 30210.0427 | 10027.9081 | 3.0126
Lodging/Hospitality | Existing | Chilled Water System - Variable Speed Drives | 30210.0427 | 10027.9081 | 3.0126
Miscellaneous | Existing | Chilled Water System - Variable Speed Drives | 30210.0427 | 10027.9081 | 3.0126
Offices | Existing | Chilled Water System - Variable Speed Drives | 30210.0427 | 10027.9081 | 3.0126
Restaurants | Existing | Chilled Water System - Variable Speed Drives | 30210.0427 | 10027.9081 | 3.0126
Retail | Existing | Chilled Water System - Variable Speed Drives | 30210.0427 | 10027.9081 | 3.0126
Schools K-12 | Existing | Chilled Water System - Variable Speed Drives | 30210.0427 | 10027.9081 | 3.0126
Warehouse | Existing | Chilled Water System - Variable Speed Drives | 30210.0427 | 10027.9081 | 3.0126
Assembly | New | Chilled Water System - Variable Speed Drives | 30210.0427 | 10027.9081 | 3.0126
College and University | New | Chilled Water System - Variable Speed Drives | 30210.0427 | 10027.9081 | 3.0126
Grocery | New | Chilled Water System - Variable Speed Drives | 30210.0427 | 10027.9081 | 3.0126
Healthcare | New | Chilled Water System - Variable Speed Drives | 30210.0427 | 10027.9081 | 3.0126
Hospitals | New | Chilled Water System - Variable Speed Drives | 30210.0427 | 10027.9081 | 3.0126
Institutional | New | Chilled Water System - Variable Speed Drives | 30210.0427 | 10027.9081 | 3.0126
Lodging/Hospitality | New | Chilled Water System - Variable Speed Drives | 30210.0427 | 10027.9081 | 3.0126
Miscellaneous | New | Chilled Water System - Variable Speed Drives | 30210.0427 | 10027.9081 | 3.0126
Offices | New | Chilled Water System - Variable Speed Drives | 30210.0427 | 10027.9081 | 3.0126
Restaurants | New | Chilled Water System - Variable Speed Drives | 30210.0427 | 10027.9081 | 3.0126
Retail | New | Chilled Water System - Variable Speed Drives | 30210.0427 | 10027.9081 | 3.0126
Schools K-12 | New | Chilled Water System - Variable Speed Drives | 30210.0427 | 10027.9081 | 3.0126
Warehouse | New | Chilled Water System - Variable Speed Drives | 30210.0427 | 10027.9081 | 3.0126
Healthcare | Existing | Dedicated Outdoor Air System on VRF unit | 9465.9341 | 4701.8509 | 2.0132
Hospitals | Existing | Dedicated Outdoor Air System on VRF unit | 9018.4123 | 4686.1808 | 1.9245
Lodging/Hospitality | Existing | Dedicated Outdoor Air System on VRF unit | 5294.9317 | 4621.2031 | 1.1458
Offices | Existing | Dedicated Outdoor Air System on VRF unit | 4856.7379 | 4540.4582 | 1.0697
Restaurants | Existing | Dedicated Outdoor Air System on VRF unit | 7486.0477 | 4632.5245 | 1.616
Retail | Existing | Dedicated Outdoor Air System on VRF unit | 5767.0526 | 4572.3332 | 1.2613
Schools K-12 | Existing | Dedicated Outdoor Air System on VRF unit | 5033.6451 | 4546.6527 | 1.1071
Healthcare | New | Dedicated Outdoor Air System on VRF unit | 9465.9341 | 4701.8509 | 2.0132
Hospitals | New | Dedicated Outdoor Air System on VRF unit | 9018.4123 | 4686.1808 | 1.9245
Lodging/Hospitality | New | Dedicated Outdoor Air System on VRF unit | 5294.9317 | 4621.2031 | 1.1458
Offices | New | Dedicated Outdoor Air System on VRF unit | 4856.7379 | 4540.4582 | 1.0697
Restaurants | New | Dedicated Outdoor Air System on VRF unit | 7486.0477 | 4632.5245 | 1.616
Retail | New | Dedicated Outdoor Air System on VRF unit | 5767.0526 | 4572.3332 | 1.2613
Schools K-12 | New | Dedicated Outdoor Air System on VRF unit | 5033.6451 | 4546.6527 | 1.1071
Assembly | Existing | Duct Sealing Repair | 44163.7625 | 10367.8016 | 4.2597
College and University | Existing | Duct Sealing Repair | 263772.7201 | 43116.1879 | 6.1177
Lodging/Hospitality | Existing | Duct Sealing Repair | 176002.1554 | 20668.1023 | 8.5156
Miscellaneous | Existing | Duct Sealing Repair | 2045471.181 | 190143.2899 | 10.7575
Retail | Existing | Duct Sealing Repair | 48392.551 | 6715.2664 | 7.2063
Schools K-12 | Existing | Duct Sealing Repair | 180847.4847 | 29561.2606 | 6.1177
Warehouse | Existing | Duct Sealing Repair | 17965.4586 | 8169.9538 | 2.199
Assembly | New | Duct Sealing Repair | 44163.7625 | 10367.8016 | 4.2597
College and University | New | Duct Sealing Repair | 263772.7201 | 43116.1879 | 6.1177
Lodging/Hospitality | New | Duct Sealing Repair | 176002.1554 | 20668.1023 | 8.5156
Miscellaneous | New | Duct Sealing Repair | 2045471.181 | 190143.2899 | 10.7575
Retail | New | Duct Sealing Repair | 48392.551 | 6715.2664 | 7.2063
Schools K-12 | New | Duct Sealing Repair | 180847.4847 | 29561.2606 | 6.1177
Warehouse | New | Duct Sealing Repair | 17965.4586 | 8169.9538 | 2.199
Restaurants | Existing | ECM Motors on Furnaces | 1865.1808 | 1380.0411 | 1.3515
Restaurants | New | ECM Motors on Furnaces | 1865.1808 | 1380.0411 | 1.3515
Grocery | New | Facility Commissioning | 49514.6038 | 26880.2803 | 1.842
Restaurants | New | Facility Commissioning | 51594.5196 | 28871.6332 | 1.787
College and University | Existing | Facility Energy Management System | 394470.3278 | 259426.3727 | 1.5205
Healthcare | Existing | Facility Energy Management System | 241373.137 | 73426.1104 | 3.2873
Hospitals | Existing | Facility Energy Management System | 2892120.6102 | 765088.5173 | 3.7801
Institutional | Existing | Facility Energy Management System | 279029.9167 | 76267.2829 | 3.6586
Lodging/Hospitality | Existing | Facility Energy Management System | 296107.3052 | 117866.9948 | 2.5122
Miscellaneous | Existing | Facility Energy Management System | 2660183.0598 | 1028525.9057 | 2.5864
Offices | Existing | Facility Energy Management System | 198849.7068 | 58816.4376 | 3.3809
Retail | Existing | Facility Energy Management System | 81415.9795 | 39447.6923 | 2.0639
Schools K-12 | Existing | Facility Energy Management System | 235196.379 | 177867.548 | 1.3223
College and University | New | Facility Energy Management System | 394470.3278 | 259426.3727 | 1.5205
Healthcare | New | Facility Energy Management System | 241373.137 | 73426.1104 | 3.2873
Hospitals | New | Facility Energy Management System | 2892120.6102 | 765088.5173 | 3.7801
Institutional | New | Facility Energy Management System | 279029.9167 | 76267.2829 | 3.6586
Lodging/Hospitality | New | Facility Energy Management System | 296107.3052 | 117866.9948 | 2.5122
Miscellaneous | New | Facility Energy Management System | 2660183.0598 | 1028525.9057 | 2.5864
Offices | New | Facility Energy Management System | 198849.7068 | 58816.4376 | 3.3809
Retail | New | Facility Energy Management System | 81415.9795 | 39447.6923 | 2.0639
Schools K-12 | New | Facility Energy Management System | 235196.379 | 177867.548 | 1.3223
Assembly | Existing | HVAC tune-up | 555.2222 | 262.7645 | 2.113
College and University | Existing | HVAC tune-up | 888.955 | 266.4245 | 3.3366
Grocery | Existing | HVAC tune-up | 306.7104 | 247.7919 | 1.2378
Healthcare | Existing | HVAC tune-up | 1481.4404 | 302.1028 | 4.9038
Hospitals | Existing | HVAC tune-up | 1651.6171 | 298.2637 | 5.5374
Institutional | Existing | HVAC tune-up | 299.9135 | 247.3824 | 1.2123
Lodging/Hospitality | Existing | HVAC tune-up | 1124.6237 | 284.5708 | 3.952
Miscellaneous | Existing | HVAC tune-up | 310.1088 | 247.9966 | 1.2505
Offices | Existing | HVAC tune-up | 624.8905 | 266.9619 | 2.3407
Restaurants | Existing | HVAC tune-up | 899.7404 | 283.5214 | 3.1734
Retail | Existing | HVAC tune-up | 705.179 | 271.7993 | 2.5945
Schools K-12 | Existing | HVAC tune-up | 612.9959 | 266.2453 | 2.3024
Assembly | New | HVAC tune-up | 555.2222 | 262.7645 | 2.113
College and University | New | HVAC tune-up | 888.955 | 266.4245 | 3.3366
Grocery | New | HVAC tune-up | 306.7104 | 247.7919 | 1.2378
Healthcare | New | HVAC tune-up | 1481.4404 | 302.1028 | 4.9038
Hospitals | New | HVAC tune-up | 1651.6171 | 298.2637 | 5.5374
Institutional | New | HVAC tune-up | 299.9135 | 247.3824 | 1.2123
Lodging/Hospitality | New | HVAC tune-up | 1124.6237 | 284.5708 | 3.952
Miscellaneous | New | HVAC tune-up | 310.1088 | 247.9966 | 1.2505
Offices | New | HVAC tune-up | 624.8905 | 266.9619 | 2.3407
Restaurants | New | HVAC tune-up | 899.7404 | 283.5214 | 3.1734
Retail | New | HVAC tune-up | 705.179 | 271.7993 | 2.5945
Schools K-12 | New | HVAC tune-up | 612.9959 | 266.2453 | 2.3024
Assembly | Existing | HVAC tune-up_RTU | 2505.8171 | 1679.7257 | 1.4918
College and University | Existing | HVAC tune-up_RTU | 4012.0128 | 1696.2438 | 2.3652
Healthcare | Existing | HVAC tune-up_RTU | 6686.0053 | 1857.2664 | 3.5999
Hospitals | Existing | HVAC tune-up_RTU | 7454.0431 | 1839.9397 | 4.0512
Lodging/Hospitality | Existing | HVAC tune-up_RTU | 5075.6278 | 1778.1412 | 2.8545
Offices | Existing | HVAC tune-up_RTU | 2820.2425 | 1698.6695 | 1.6603
Restaurants | Existing | HVAC tune-up_RTU | 4060.6891 | 1773.4053 | 2.2898
Retail | Existing | HVAC tune-up_RTU | 3182.5987 | 1720.5011 | 1.8498
Schools K-12 | Existing | HVAC tune-up_RTU | 2766.5602 | 1695.4352 | 1.6318
Assembly | New | HVAC tune-up_RTU | 2505.8171 | 1679.7257 | 1.4918
College and University | New | HVAC tune-up_RTU | 4012.0128 | 1696.2438 | 2.3652
Healthcare | New | HVAC tune-up_RTU | 6686.0053 | 1857.2664 | 3.5999
Hospitals | New | HVAC tune-up_RTU | 7454.0431 | 1839.9397 | 4.0512
Lodging/Hospitality | New | HVAC tune-up_RTU | 5075.6278 | 1778.1412 | 2.8545
Offices | New | HVAC tune-up_RTU | 2820.2425 | 1698.6695 | 1.6603
Restaurants | New | HVAC tune-up_RTU | 4060.6891 | 1773.4053 | 2.2898
Retail | New | HVAC tune-up_RTU | 3182.5987 | 1720.5011 | 1.8498
Schools K-12 | New | HVAC tune-up_RTU | 2766.5602 | 1695.4352 | 1.6318
Grocery | Existing | Programmable Thermostat | 15464.282 | 3859.4641 | 4.0068
Hospitals | Existing | Programmable Thermostat | 197560.9264 | 142996.9862 | 1.3816
Lodging/Hospitality | Existing | Programmable Thermostat | 152407.7157 | 21964.7254 | 6.9387
Restaurants | Existing | Programmable Thermostat | 16113.8763 | 4657.4912 | 3.4598
Grocery | New | Programmable Thermostat | 15464.282 | 3859.4641 | 4.0068
Hospitals | New | Programmable Thermostat | 197560.9264 | 142996.9862 | 1.3816
Lodging/Hospitality | New | Programmable Thermostat | 152407.7157 | 21964.7254 | 6.9387
Restaurants | New | Programmable Thermostat | 16113.8763 | 4657.4912 | 3.4598
Hospitals | Existing | Smart Thermostat | 548780.3512 | 241586.8445 | 2.2716
Lodging/Hospitality | Existing | Smart Thermostat | 423354.7658 | 36001.6431 | 11.7593
Restaurants | Existing | Smart Thermostat | 44760.7676 | 8305.7193 | 5.3892
Retail | Existing | Smart Thermostat | 19550.4133 | 12982.03 | 1.506
Hospitals | New | Smart Thermostat | 548780.3512 | 241586.8445 | 2.2716
Lodging/Hospitality | New | Smart Thermostat | 423354.7658 | 36001.6431 | 11.7593
Restaurants | New | Smart Thermostat | 44760.7676 | 8305.7193 | 5.3892
Retail | New | Smart Thermostat | 19550.4133 | 12982.03 | 1.506
Assembly | Existing | Wall Insulation | 9.8054 | 4.4769 | 2.1902
College and University | Existing | Wall Insulation | 10.1624 | 4.4665 | 2.2753
Grocery | Existing | Wall Insulation | 11.3782 | 4.4716 | 2.5445
Healthcare | Existing | Wall Insulation | 9.3877 | 4.4614 | 2.1042
Hospitals | Existing | Wall Insulation | 10.3109 | 4.4716 | 2.3059
Institutional | Existing | Wall Insulation | 9.5234 | 4.4665 | 2.1322
Lodging/Hospitality | Existing | Wall Insulation | 10.1624 | 4.4665 | 2.2753
Miscellaneous | Existing | Wall Insulation | 9.6626 | 4.4716 | 2.1609
Offices | Existing | Wall Insulation | 9.6626 | 4.4716 | 2.1609
Restaurants | Existing | Wall Insulation | 11.5464 | 4.4769 | 2.5791
Retail | Existing | Wall Insulation | 11.3782 | 4.4716 | 2.5445
Schools K-12 | Existing | Wall Insulation | 9.952 | 4.4823 | 2.2203
Warehouse | Existing | Wall Insulation | 7.4253 | 4.4769 | 1.6586
Grocery | Existing | Bi-Level Lighting Control (Interior) | 1824.5854 | 1712.7075 | 1.0653
Hospitals | Existing | Bi-Level Lighting Control (Interior) | 2193.5914 | 1731.6533 | 1.2668
Grocery | New | Bi-Level Lighting Control (Interior) | 1824.5854 | 1712.7075 | 1.0653
Hospitals | New | Bi-Level Lighting Control (Interior) | 2193.5914 | 1731.6533 | 1.2668
Assembly | Existing | Interior Lighting Controls | 832.8093 | 722.1666 | 1.1532
College and University | Existing | Interior Lighting Controls | 1276.4337 | 743.0061 | 1.7179
Grocery | Existing | Interior Lighting Controls | 1605.3875 | 758.4589 | 2.1166
Healthcare | Existing | Interior Lighting Controls | 1455.9684 | 751.4398 | 1.9376
Hospitals | Existing | Interior Lighting Controls | 1969.6692 | 775.5712 | 2.5396
Institutional | Existing | Interior Lighting Controls | 955.2982 | 727.9206 | 1.3124
Lodging/Hospitality | Existing | Interior Lighting Controls | 1087.0535 | 734.1099 | 1.4808
Miscellaneous | Existing | Interior Lighting Controls | 1276.4337 | 743.0061 | 1.7179
Offices | Existing | Interior Lighting Controls | 941.9779 | 727.2948 | 1.2952
Restaurants | Existing | Interior Lighting Controls | 972.0934 | 728.7095 | 1.334
Retail | Existing | Interior Lighting Controls | 1443.2272 | 750.8413 | 1.9221
Warehouse | Existing | Interior Lighting Controls | 1107.3236 | 735.0621 | 1.5064
Assembly | New | Interior Lighting Controls | 832.8093 | 722.1666 | 1.1532
College and University | New | Interior Lighting Controls | 1276.4337 | 743.0061 | 1.7179
Grocery | New | Interior Lighting Controls | 1605.3875 | 758.4589 | 2.1166
Healthcare | New | Interior Lighting Controls | 1455.9684 | 751.4398 | 1.9376
Hospitals | New | Interior Lighting Controls | 1969.6692 | 775.5712 | 2.5396
Institutional | New | Interior Lighting Controls | 955.2982 | 727.9206 | 1.3124
Lodging/Hospitality | New | Interior Lighting Controls | 1087.0535 | 734.1099 | 1.4808
Miscellaneous | New | Interior Lighting Controls | 1276.4337 | 743.0061 | 1.7179
Offices | New | Interior Lighting Controls | 941.9779 | 727.2948 | 1.2952
Restaurants | New | Interior Lighting Controls | 972.0934 | 728.7095 | 1.334
Retail | New | Interior Lighting Controls | 1443.2272 | 750.8413 | 1.9221
Warehouse | New | Interior Lighting Controls | 1107.3236 | 735.0621 | 1.5064
Assembly | Existing | Engine Block Timer | 536.122 | 381.686 | 1.4046
College and University | Existing | Engine Block Timer | 897.522 | 381.686 | 2.3515
Grocery | Existing | Engine Block Timer | 536.122 | 381.686 | 1.4046
Healthcare | Existing | Engine Block Timer | 536.122 | 381.686 | 1.4046
Hospitals | Existing | Engine Block Timer | 897.522 | 381.686 | 2.3515
Institutional | Existing | Engine Block Timer | 678.3509 | 381.686 | 1.7772
Lodging/Hospitality | Existing | Engine Block Timer | 536.122 | 381.686 | 1.4046
Miscellaneous | Existing | Engine Block Timer | 678.3509 | 381.686 | 1.7772
Offices | Existing | Engine Block Timer | 678.3509 | 381.686 | 1.7772
Restaurants | Existing | Engine Block Timer | 678.3509 | 381.686 | 1.7772
Retail | Existing | Engine Block Timer | 678.3509 | 381.686 | 1.7772
Schools K-12 | Existing | Engine Block Timer | 678.3509 | 381.686 | 1.7772
Warehouse | Existing | Engine Block Timer | 678.3509 | 381.686 | 1.7772
Assembly | New | Engine Block Timer | 536.122 | 381.686 | 1.4046
College and University | New | Engine Block Timer | 897.522 | 381.686 | 2.3515
Grocery | New | Engine Block Timer | 536.122 | 381.686 | 1.4046
Healthcare | New | Engine Block Timer | 536.122 | 381.686 | 1.4046
Hospitals | New | Engine Block Timer | 897.522 | 381.686 | 2.3515
Institutional | New | Engine Block Timer | 678.3509 | 381.686 | 1.7772
Lodging/Hospitality | New | Engine Block Timer | 536.122 | 381.686 | 1.4046
Miscellaneous | New | Engine Block Timer | 678.3509 | 381.686 | 1.7772
Offices | New | Engine Block Timer | 678.3509 | 381.686 | 1.7772
Restaurants | New | Engine Block Timer | 678.3509 | 381.686 | 1.7772
Retail | New | Engine Block Timer | 678.3509 | 381.686 | 1.7772
Schools K-12 | New | Engine Block Timer | 678.3509 | 381.686 | 1.7772
Warehouse | New | Engine Block Timer | 678.3509 | 381.686 | 1.7772
Assembly | Existing | VSD Controlled Compressor | 42311.2563 | 19382.9243 | 2.1829
College and University | Existing | VSD Controlled Compressor | 44453.6777 | 19382.9243 | 2.2934
Grocery | Existing | VSD Controlled Compressor | 42311.2563 | 19382.9243 | 2.1829
Healthcare | Existing | VSD Controlled Compressor | 44453.6777 | 19382.9243 | 2.2934
Hospitals | Existing | VSD Controlled Compressor | 44453.6777 | 19382.9243 | 2.2934
Institutional | Existing | VSD Controlled Compressor | 42311.2563 | 19382.9243 | 2.1829
Lodging/Hospitality | Existing | VSD Controlled Compressor | 44453.6777 | 19382.9243 | 2.2934
Miscellaneous | Existing | VSD Controlled Compressor | 42311.2563 | 19382.9243 | 2.1829
Offices | Existing | VSD Controlled Compressor | 42311.2563 | 19382.9243 | 2.1829
Restaurants | Existing | VSD Controlled Compressor | 44453.6777 | 19382.9243 | 2.2934
Retail | Existing | VSD Controlled Compressor | 42311.2563 | 19382.9243 | 2.1829
Schools K-12 | Existing | VSD Controlled Compressor | 44453.6777 | 19382.9243 | 2.2934
Warehouse | Existing | VSD Controlled Compressor | 42311.2563 | 19382.9243 | 2.1829
Assembly | New | VSD Controlled Compressor | 42311.2563 | 19382.9243 | 2.1829
College and University | New | VSD Controlled Compressor | 44453.6777 | 19382.9243 | 2.2934
Grocery | New | VSD Controlled Compressor | 42311.2563 | 19382.9243 | 2.1829
Healthcare | New | VSD Controlled Compressor | 44453.6777 | 19382.9243 | 2.2934
Hospitals | New | VSD Controlled Compressor | 44453.6777 | 19382.9243 | 2.2934
Institutional | New | VSD Controlled Compressor | 42311.2563 | 19382.9243 | 2.1829
Lodging/Hospitality | New | VSD Controlled Compressor | 44453.6777 | 19382.9243 | 2.2934
Miscellaneous | New | VSD Controlled Compressor | 42311.2563 | 19382.9243 | 2.1829
Offices | New | VSD Controlled Compressor | 42311.2563 | 19382.9243 | 2.1829
Restaurants | New | VSD Controlled Compressor | 44453.6777 | 19382.9243 | 2.2934
Retail | New | VSD Controlled Compressor | 42311.2563 | 19382.9243 | 2.1829
Schools K-12 | New | VSD Controlled Compressor | 44453.6777 | 19382.9243 | 2.2934
Warehouse | New | VSD Controlled Compressor | 42311.2563 | 19382.9243 | 2.1829
Assembly | Existing | Network PC Power Management | 7263.5768 | 3045.2485 | 2.3852
College and University | Existing | Network PC Power Management | 24115.1559 | 7899.4719 | 3.0528
Grocery | Existing | Network PC Power Management | 11611.2805 | 3875.7202 | 2.9959
Healthcare | Existing | Network PC Power Management | 16318.351 | 5402.4473 | 3.0205
Hospitals | Existing | Network PC Power Management | 143963.039 | 46742.9839 | 3.0799
Institutional | Existing | Network PC Power Management | 11858.4181 | 4982.1574 | 2.3802
Lodging/Hospitality | Existing | Network PC Power Management | 13398.8945 | 4433.0459 | 3.0225
Miscellaneous | Existing | Network PC Power Management | 159221.2307 | 65328.2276 | 2.4373
Offices | Existing | Network PC Power Management | 11324.3973 | 3740.9231 | 3.0272
Restaurants | Existing | Network PC Power Management | 8690.6357 | 3602.7177 | 2.4122
Retail | Existing | Network PC Power Management | 4939.7743 | 1659.989 | 2.9758
Schools K-12 | Existing | Network PC Power Management | 16438.7332 | 5405.8584 | 3.0409
Warehouse | Existing | Network PC Power Management | 1068.8128 | 544.7173 | 1.9621
Assembly | New | Network PC Power Management | 7263.5768 | 3045.2485 | 2.3852
College and University | New | Network PC Power Management | 24115.1559 | 7899.4719 | 3.0528
Grocery | New | Network PC Power Management | 11611.2805 | 3875.7202 | 2.9959
Healthcare | New | Network PC Power Management | 16318.351 | 5402.4473 | 3.0205
Hospitals | New | Network PC Power Management | 143963.039 | 46742.9839 | 3.0799
Institutional | New | Network PC Power Management | 11858.4181 | 4982.1574 | 2.3802
Lodging/Hospitality | New | Network PC Power Management | 13398.8945 | 4433.0459 | 3.0225
Miscellaneous | New | Network PC Power Management | 159221.2307 | 65328.2276 | 2.4373
Offices | New | Network PC Power Management | 11324.3973 | 3740.9231 | 3.0272
Restaurants | New | Network PC Power Management | 8690.6357 | 3602.7177 | 2.4122
Retail | New | Network PC Power Management | 4939.7743 | 1659.989 | 2.9758
Schools K-12 | New | Network PC Power Management | 16438.7332 | 5405.8584 | 3.0409
Warehouse | New | Network PC Power Management | 1068.8128 | 544.7173 | 1.9621
Assembly | Existing | Smart Strip Plug Outlet | 152.5849 | 49.1105 | 3.107
College and University | Existing | Smart Strip Plug Outlet | 503.426 | 101.6305 | 4.9535
Grocery | Existing | Smart Strip Plug Outlet | 243.7979 | 50.5908 | 4.819
Healthcare | Existing | Smart Strip Plug Outlet | 342.6306 | 53.3929 | 6.4172
Institutional | Existing | Smart Strip Plug Outlet | 249.108 | 52.5466 | 4.7407
Lodging/Hospitality | Existing | Smart Strip Plug Outlet | 281.3318 | 51.655 | 5.4464
Offices | Existing | Smart Strip Plug Outlet | 237.7743 | 50.42 | 4.7159
Restaurants | Existing | Smart Strip Plug Outlet | 182.5629 | 50.1777 | 3.6383
Retail | Existing | Smart Strip Plug Outlet | 103.7187 | 46.6193 | 2.2248
Schools K-12 | Existing | Smart Strip Plug Outlet | 345.1582 | 53.4646 | 6.4558
Assembly | New | Smart Strip Plug Outlet | 152.5849 | 49.1105 | 3.107
College and University | New | Smart Strip Plug Outlet | 503.426 | 101.6305 | 4.9535
Grocery | New | Smart Strip Plug Outlet | 243.7979 | 50.5908 | 4.819
Healthcare | New | Smart Strip Plug Outlet | 342.6306 | 53.3929 | 6.4172
Institutional | New | Smart Strip Plug Outlet | 249.108 | 52.5466 | 4.7407
Lodging/Hospitality | New | Smart Strip Plug Outlet | 281.3318 | 51.655 | 5.4464
Offices | New | Smart Strip Plug Outlet | 237.7743 | 50.42 | 4.7159
Restaurants | New | Smart Strip Plug Outlet | 182.5629 | 50.1777 | 3.6383
Retail | New | Smart Strip Plug Outlet | 103.7187 | 46.6193 | 2.2248
Schools K-12 | New | Smart Strip Plug Outlet | 345.1582 | 53.4646 | 6.4558
Assembly | Existing | Anti-Sweat Controls | 3033.1943 | 846.2669 | 3.5842
College and University | Existing | Anti-Sweat Controls | 3454.3521 | 846.2669 | 4.0819
Grocery | Existing | Anti-Sweat Controls | 3033.1943 | 846.2669 | 3.5842
Healthcare | Existing | Anti-Sweat Controls | 3454.3521 | 846.2669 | 4.0819
Hospitals | Existing | Anti-Sweat Controls | 3454.3521 | 846.2669 | 4.0819
Institutional | Existing | Anti-Sweat Controls | 3033.1943 | 846.2669 | 3.5842
Lodging/Hospitality | Existing | Anti-Sweat Controls | 3454.3521 | 846.2669 | 4.0819
Miscellaneous | Existing | Anti-Sweat Controls | 3033.1943 | 846.2669 | 3.5842
Offices | Existing | Anti-Sweat Controls | 3033.1943 | 846.2669 | 3.5842
Restaurants | Existing | Anti-Sweat Controls | 3454.3521 | 846.2669 | 4.0819
Retail | Existing | Anti-Sweat Controls | 3033.1943 | 846.2669 | 3.5842
Schools K-12 | Existing | Anti-Sweat Controls | 3454.3521 | 846.2669 | 4.0819
Warehouse | Existing | Anti-Sweat Controls | 3033.1943 | 846.2669 | 3.5842
Assembly | New | Anti-Sweat Controls | 3033.1943 | 846.2669 | 3.5842
College and University | New | Anti-Sweat Controls | 3454.3521 | 846.2669 | 4.0819
Grocery | New | Anti-Sweat Controls | 3033.1943 | 846.2669 | 3.5842
Healthcare | New | Anti-Sweat Controls | 3454.3521 | 846.2669 | 4.0819
Hospitals | New | Anti-Sweat Controls | 3454.3521 | 846.2669 | 4.0819
Institutional | New | Anti-Sweat Controls | 3033.1943 | 846.2669 | 3.5842
Lodging/Hospitality | New | Anti-Sweat Controls | 3454.3521 | 846.2669 | 4.0819
Miscellaneous | New | Anti-Sweat Controls | 3033.1943 | 846.2669 | 3.5842
Offices | New | Anti-Sweat Controls | 3033.1943 | 846.2669 | 3.5842
Restaurants | New | Anti-Sweat Controls | 3454.3521 | 846.2669 | 4.0819
Retail | New | Anti-Sweat Controls | 3033.1943 | 846.2669 | 3.5842
Schools K-12 | New | Anti-Sweat Controls | 3454.3521 | 846.2669 | 4.0819
Warehouse | New | Anti-Sweat Controls | 3033.1943 | 846.2669 | 3.5842
Assembly | Existing | Floating Head Pressure Controls | 8113.5395 | 1586.1321 | 5.1153
College and University | Existing | Floating Head Pressure Controls | 8524.3668 | 1586.1321 | 5.3743
Grocery | Existing | Floating Head Pressure Controls | 8113.5395 | 1586.1321 | 5.1153
Healthcare | Existing | Floating Head Pressure Controls | 8524.3668 | 1586.1321 | 5.3743
Hospitals | Existing | Floating Head Pressure Controls | 8524.3668 | 1586.1321 | 5.3743
Institutional | Existing | Floating Head Pressure Controls | 8113.5395 | 1586.1321 | 5.1153
Lodging/Hospitality | Existing | Floating Head Pressure Controls | 8524.3668 | 1586.1321 | 5.3743
Miscellaneous | Existing | Floating Head Pressure Controls | 8113.5395 | 1586.1321 | 5.1153
Offices | Existing | Floating Head Pressure Controls | 8113.5395 | 1586.1321 | 5.1153
Restaurants | Existing | Floating Head Pressure Controls | 8524.3668 | 1586.1321 | 5.3743
Retail | Existing | Floating Head Pressure Controls | 8113.5395 | 1586.1321 | 5.1153
Schools K-12 | Existing | Floating Head Pressure Controls | 8524.3668 | 1586.1321 | 5.3743
Warehouse | Existing | Floating Head Pressure Controls | 8113.5395 | 1586.1321 | 5.1153
Assembly | New | Floating Head Pressure Controls | 8113.5395 | 1586.1321 | 5.1153
College and University | New | Floating Head Pressure Controls | 8524.3668 | 1586.1321 | 5.3743
Grocery | New | Floating Head Pressure Controls | 8113.5395 | 1586.1321 | 5.1153
Healthcare | New | Floating Head Pressure Controls | 8524.3668 | 1586.1321 | 5.3743
Hospitals | New | Floating Head Pressure Controls | 8524.3668 | 1586.1321 | 5.3743
Institutional | New | Floating Head Pressure Controls | 8113.5395 | 1586.1321 | 5.1153
Lodging/Hospitality | New | Floating Head Pressure Controls | 8524.3668 | 1586.1321 | 5.3743
Miscellaneous | New | Floating Head Pressure Controls | 8113.5395 | 1586.1321 | 5.1153
Offices | New | Floating Head Pressure Controls | 8113.5395 | 1586.1321 | 5.1153
Restaurants | New | Floating Head Pressure Controls | 8524.3668 | 1586.1321 | 5.3743
Retail | New | Floating Head Pressure Controls | 8113.5395 | 1586.1321 | 5.1153
Schools K-12 | New | Floating Head Pressure Controls | 8524.3668 | 1586.1321 | 5.3743
Warehouse | New | Floating Head Pressure Controls | 8113.5395 | 1586.1321 | 5.1153
Assembly | Existing | Freezer-Cooler Replacement Gaskets | 474.6004 | 437.9989 | 1.0836
College and University | Existing | Freezer-Cooler Replacement Gaskets | 528.0719 | 437.9989 | 1.2056
Grocery | Existing | Freezer-Cooler Replacement Gaskets | 474.6004 | 437.9989 | 1.0836
Healthcare | Existing | Freezer-Cooler Replacement Gaskets | 528.0719 | 437.9989 | 1.2056
Hospitals | Existing | Freezer-Cooler Replacement Gaskets | 528.0719 | 437.9989 | 1.2056
Institutional | Existing | Freezer-Cooler Replacement Gaskets | 474.6004 | 437.9989 | 1.0836
Lodging/Hospitality | Existing | Freezer-Cooler Replacement Gaskets | 528.0719 | 437.9989 | 1.2056
Miscellaneous | Existing | Freezer-Cooler Replacement Gaskets | 474.6004 | 437.9989 | 1.0836
Offices | Existing | Freezer-Cooler Replacement Gaskets | 474.6004 | 437.9989 | 1.0836
Restaurants | Existing | Freezer-Cooler Replacement Gaskets | 528.0719 | 437.9989 | 1.2056
Retail | Existing | Freezer-Cooler Replacement Gaskets | 474.6004 | 437.9989 | 1.0836
Schools K-12 | Existing | Freezer-Cooler Replacement Gaskets | 528.0719 | 437.9989 | 1.2056
Warehouse | Existing | Freezer-Cooler Replacement Gaskets | 474.6004 | 437.9989 | 1.0836
Assembly | Existing | PSC to ECM Evaporator Fan Motor (Reach-In) | 1397.4965 | 822.0756 | 1.7
College and University | Existing | PSC to ECM Evaporator Fan Motor (Reach-In) | 1702.2323 | 822.0756 | 2.0707
Grocery | Existing | PSC to ECM Evaporator Fan Motor (Reach-In) | 1397.4965 | 822.0756 | 1.7
Healthcare | Existing | PSC to ECM Evaporator Fan Motor (Reach-In) | 1702.2323 | 822.0756 | 2.0707
Hospitals | Existing | PSC to ECM Evaporator Fan Motor (Reach-In) | 1702.2323 | 822.0756 | 2.0707
Institutional | Existing | PSC to ECM Evaporator Fan Motor (Reach-In) | 1397.4965 | 822.0756 | 1.7
Lodging/Hospitality | Existing | PSC to ECM Evaporator Fan Motor (Reach-In) | 1702.2323 | 822.0756 | 2.0707
Miscellaneous | Existing | PSC to ECM Evaporator Fan Motor (Reach-In) | 1397.4965 | 822.0756 | 1.7
Offices | Existing | PSC to ECM Evaporator Fan Motor (Reach-In) | 1397.4965 | 822.0756 | 1.7
Restaurants | Existing | PSC to ECM Evaporator Fan Motor (Reach-In) | 1702.2323 | 822.0756 | 2.0707
Retail | Existing | PSC to ECM Evaporator Fan Motor (Reach-In) | 1397.4965 | 822.0756 | 1.7
Schools K-12 | Existing | PSC to ECM Evaporator Fan Motor (Reach-In) | 1702.2323 | 822.0756 | 2.0707
Warehouse | Existing | PSC to ECM Evaporator Fan Motor (Reach-In) | 1397.4965 | 822.0756 | 1.7
Assembly | New | PSC to ECM Evaporator Fan Motor (Reach-In) | 1397.4965 | 822.0756 | 1.7
College and University | New | PSC to ECM Evaporator Fan Motor (Reach-In) | 1702.2323 | 822.0756 | 2.0707
Grocery | New | PSC to ECM Evaporator Fan Motor (Reach-In) | 1397.4965 | 822.0756 | 1.7
Healthcare | New | PSC to ECM Evaporator Fan Motor (Reach-In) | 1702.2323 | 822.0756 | 2.0707
Hospitals | New | PSC to ECM Evaporator Fan Motor (Reach-In) | 1702.2323 | 822.0756 | 2.0707
Institutional | New | PSC to ECM Evaporator Fan Motor (Reach-In) | 1397.4965 | 822.0756 | 1.7
Lodging/Hospitality | New | PSC to ECM Evaporator Fan Motor (Reach-In) | 1702.2323 | 822.0756 | 2.0707
Miscellaneous | New | PSC to ECM Evaporator Fan Motor (Reach-In) | 1397.4965 | 822.0756 | 1.7
Offices | New | PSC to ECM Evaporator Fan Motor (Reach-In) | 1397.4965 | 822.0756 | 1.7
Restaurants | New | PSC to ECM Evaporator Fan Motor (Reach-In) | 1702.2323 | 822.0756 | 2.0707
Retail | New | PSC to ECM Evaporator Fan Motor (Reach-In) | 1397.4965 | 822.0756 | 1.7
Schools K-12 | New | PSC to ECM Evaporator Fan Motor (Reach-In) | 1702.2323 | 822.0756 | 2.0707
Warehouse | New | PSC to ECM Evaporator Fan Motor (Reach-In) | 1397.4965 | 822.0756 | 1.7
Assembly | Existing | PSC to ECM Evaporator Fan Motor (Walk-In, Refrigerator) | 906.9738 | 804.8893 | 1.1268
College and University | Existing | PSC to ECM Evaporator Fan Motor (Walk-In, Refrigerator) | 1104.747 | 804.8893 | 1.3725
Grocery | Existing | PSC to ECM Evaporator Fan Motor (Walk-In, Refrigerator) | 906.9738 | 804.8893 | 1.1268
Healthcare | Existing | PSC to ECM Evaporator Fan Motor (Walk-In, Refrigerator) | 1104.747 | 804.8893 | 1.3725
Hospitals | Existing | PSC to ECM Evaporator Fan Motor (Walk-In, Refrigerator) | 1104.747 | 804.8893 | 1.3725
Institutional | Existing | PSC to ECM Evaporator Fan Motor (Walk-In, Refrigerator) | 906.9738 | 804.8893 | 1.1268
Lodging/Hospitality | Existing | PSC to ECM Evaporator Fan Motor (Walk-In, Refrigerator) | 1104.747 | 804.8893 | 1.3725
Miscellaneous | Existing | PSC to ECM Evaporator Fan Motor (Walk-In, Refrigerator) | 906.9738 | 804.8893 | 1.1268
Offices | Existing | PSC to ECM Evaporator Fan Motor (Walk-In, Refrigerator) | 906.9738 | 804.8893 | 1.1268
Restaurants | Existing | PSC to ECM Evaporator Fan Motor (Walk-In, Refrigerator) | 1104.747 | 804.8893 | 1.3725
Retail | Existing | PSC to ECM Evaporator Fan Motor (Walk-In, Refrigerator) | 906.9738 | 804.8893 | 1.1268
Schools K-12 | Existing | PSC to ECM Evaporator Fan Motor (Walk-In, Refrigerator) | 1104.747 | 804.8893 | 1.3725
Warehouse | Existing | PSC to ECM Evaporator Fan Motor (Walk-In, Refrigerator) | 906.9738 | 804.8893 | 1.1268
Assembly | New | PSC to ECM Evaporator Fan Motor (Walk-In, Refrigerator) | 906.9738 | 804.8893 | 1.1268
College and University | New | PSC to ECM Evaporator Fan Motor (Walk-In, Refrigerator) | 1104.747 | 804.8893 | 1.3725
Grocery | New | PSC to ECM Evaporator Fan Motor (Walk-In, Refrigerator) | 906.9738 | 804.8893 | 1.1268
Healthcare | New | PSC to ECM Evaporator Fan Motor (Walk-In, Refrigerator) | 1104.747 | 804.8893 | 1.3725
Hospitals | New | PSC to ECM Evaporator Fan Motor (Walk-In, Refrigerator) | 1104.747 | 804.8893 | 1.3725
Institutional | New | PSC to ECM Evaporator Fan Motor (Walk-In, Refrigerator) | 906.9738 | 804.8893 | 1.1268
Lodging/Hospitality | New | PSC to ECM Evaporator Fan Motor (Walk-In, Refrigerator) | 1104.747 | 804.8893 | 1.3725
Miscellaneous | New | PSC to ECM Evaporator Fan Motor (Walk-In, Refrigerator) | 906.9738 | 804.8893 | 1.1268
Offices | New | PSC to ECM Evaporator Fan Motor (Walk-In, Refrigerator) | 906.9738 | 804.8893 | 1.1268
Restaurants | New | PSC to ECM Evaporator Fan Motor (Walk-In, Refrigerator) | 1104.747 | 804.8893 | 1.3725
Retail | New | PSC to ECM Evaporator Fan Motor (Walk-In, Refrigerator) | 906.9738 | 804.8893 | 1.1268
Schools K-12 | New | PSC to ECM Evaporator Fan Motor (Walk-In, Refrigerator) | 1104.747 | 804.8893 | 1.3725
Warehouse | New | PSC to ECM Evaporator Fan Motor (Walk-In, Refrigerator) | 906.9738 | 804.8893 | 1.1268
Assembly | Existing | Strip Curtains for Walk-ins | 1251.5571 | 978.2395 | 1.2794
College and University | Existing | Strip Curtains for Walk-ins | 1418.7172 | 978.2395 | 1.4503
Grocery | Existing | Strip Curtains for Walk-ins | 1251.5571 | 978.2395 | 1.2794
Healthcare | Existing | Strip Curtains for Walk-ins | 1418.7172 | 978.2395 | 1.4503
Hospitals | Existing | Strip Curtains for Walk-ins | 1418.7172 | 978.2395 | 1.4503
Institutional | Existing | Strip Curtains for Walk-ins | 1251.5571 | 978.2395 | 1.2794
Lodging/Hospitality | Existing | Strip Curtains for Walk-ins | 1418.7172 | 978.2395 | 1.4503
Miscellaneous | Existing | Strip Curtains for Walk-ins | 1251.5571 | 978.2395 | 1.2794
Offices | Existing | Strip Curtains for Walk-ins | 1251.5571 | 978.2395 | 1.2794
Restaurants | Existing | Strip Curtains for Walk-ins | 1418.7172 | 978.2395 | 1.4503
Retail | Existing | Strip Curtains for Walk-ins | 1251.5571 | 978.2395 | 1.2794
Schools K-12 | Existing | Strip Curtains for Walk-ins | 1418.7172 | 978.2395 | 1.4503
Warehouse | Existing | Strip Curtains for Walk-ins | 1251.5571 | 978.2395 | 1.2794
Assembly | New | Strip Curtains for Walk-ins | 1251.5571 | 978.2395 | 1.2794
College and University | New | Strip Curtains for Walk-ins | 1418.7172 | 978.2395 | 1.4503
Grocery | New | Strip Curtains for Walk-ins | 1251.5571 | 978.2395 | 1.2794
Healthcare | New | Strip Curtains for Walk-ins | 1418.7172 | 978.2395 | 1.4503
Hospitals | New | Strip Curtains for Walk-ins | 1418.7172 | 978.2395 | 1.4503
Institutional | New | Strip Curtains for Walk-ins | 1251.5571 | 978.2395 | 1.2794
Lodging/Hospitality | New | Strip Curtains for Walk-ins | 1418.7172 | 978.2395 | 1.4503
Miscellaneous | New | Strip Curtains for Walk-ins | 1251.5571 | 978.2395 | 1.2794
Offices | New | Strip Curtains for Walk-ins | 1251.5571 | 978.2395 | 1.2794
Restaurants | New | Strip Curtains for Walk-ins | 1418.7172 | 978.2395 | 1.4503
Retail | New | Strip Curtains for Walk-ins | 1251.5571 | 978.2395 | 1.2794
Schools K-12 | New | Strip Curtains for Walk-ins | 1418.7172 | 978.2395 | 1.4503
Warehouse | New | Strip Curtains for Walk-ins | 1251.5571 | 978.2395 | 1.2794
Assembly | Existing | CO Sensors for Parking Garage Exhaust | 12544.9884 | 3609.9085 | 3.4752
College and University | Existing | CO Sensors for Parking Garage Exhaust | 12544.9884 | 3609.9085 | 3.4752
Grocery | Existing | CO Sensors for Parking Garage Exhaust | 12544.9884 | 3609.9085 | 3.4752
Healthcare | Existing | CO Sensors for Parking Garage Exhaust | 12544.9884 | 3609.9085 | 3.4752
Hospitals | Existing | CO Sensors for Parking Garage Exhaust | 12544.9884 | 3609.9085 | 3.4752
Institutional | Existing | CO Sensors for Parking Garage Exhaust | 12544.9884 | 3609.9085 | 3.4752
Lodging/Hospitality | Existing | CO Sensors for Parking Garage Exhaust | 12544.9884 | 3609.9085 | 3.4752
Miscellaneous | Existing | CO Sensors for Parking Garage Exhaust | 12544.9884 | 3609.9085 | 3.4752
Offices | Existing | CO Sensors for Parking Garage Exhaust | 12544.9884 | 3609.9085 | 3.4752
Restaurants | Existing | CO Sensors for Parking Garage Exhaust | 12544.9884 | 3609.9085 | 3.4752
Retail | Existing | CO Sensors for Parking Garage Exhaust | 12544.9884 | 3609.9085 | 3.4752
Schools K-12 | Existing | CO Sensors for Parking Garage Exhaust | 12544.9884 | 3609.9085 | 3.4752
Warehouse | Existing | CO Sensors for Parking Garage Exhaust | 12544.9884 | 3609.9085 | 3.4752
Assembly | New | CO Sensors for Parking Garage Exhaust | 12544.9884 | 3609.9085 | 3.4752
College and University | New | CO Sensors for Parking Garage Exhaust | 12544.9884 | 3609.9085 | 3.4752
Grocery | New | CO Sensors for Parking Garage Exhaust | 12544.9884 | 3609.9085 | 3.4752
Healthcare | New | CO Sensors for Parking Garage Exhaust | 12544.9884 | 3609.9085 | 3.4752
Hospitals | New | CO Sensors for Parking Garage Exhaust | 12544.9884 | 3609.9085 | 3.4752
Institutional | New | CO Sensors for Parking Garage Exhaust | 12544.9884 | 3609.9085 | 3.4752
Lodging/Hospitality | New | CO Sensors for Parking Garage Exhaust | 12544.9884 | 3609.9085 | 3.4752
Miscellaneous | New | CO Sensors for Parking Garage Exhaust | 12544.9884 | 3609.9085 | 3.4752
Offices | New | CO Sensors for Parking Garage Exhaust | 12544.9884 | 3609.9085 | 3.4752
Restaurants | New | CO Sensors for Parking Garage Exhaust | 12544.9884 | 3609.9085 | 3.4752
Retail | New | CO Sensors for Parking Garage Exhaust | 12544.9884 | 3609.9085 | 3.4752
Schools K-12 | New | CO Sensors for Parking Garage Exhaust | 12544.9884 | 3609.9085 | 3.4752
Warehouse | New | CO Sensors for Parking Garage Exhaust | 12544.9884 | 3609.9085 | 3.4752
Assembly | Existing | Demand Controlled Ventilation | 30355.5342 | 7452.3757 | 4.0733
College and University | Existing | Demand Controlled Ventilation | 181301.6232 | 25034.1934 | 7.2422
Grocery | Existing | Demand Controlled Ventilation | 13789.2941 | 6960.8933 | 1.981
Healthcare | Existing | Demand Controlled Ventilation | 58885.6129 | 8298.7978 | 7.0957
Hospitals | Existing | Demand Controlled Ventilation | 613578.8208 | 64066.0537 | 9.5773
Institutional | Existing | Demand Controlled Ventilation | 60376.7806 | 8343.0373 | 7.2368
Lodging/Hospitality | Existing | Demand Controlled Ventilation | 98934.9976 | 16038.7678 | 6.1685
Miscellaneous | Existing | Demand Controlled Ventilation | 89749.9099 | 15766.2673 | 5.6925
Offices | Existing | Demand Controlled Ventilation | 47016.0689 | 7946.6556 | 5.9165
Restaurants | Existing | Demand Controlled Ventilation | 14866.557 | 6992.8532 | 2.126
Retail | Existing | Demand Controlled Ventilation | 33262.151 | 7538.6083 | 4.4122
Schools K-12 | Existing | Demand Controlled Ventilation | 124303.7662 | 16791.401 | 7.4028
Warehouse | Existing | Demand Controlled Ventilation | 12348.3839 | 6918.1448 | 1.7849
Assembly | New | Demand Controlled Ventilation | 30355.5342 | 7452.3757 | 4.0733
College and University | New | Demand Controlled Ventilation | 181301.6232 | 25034.1934 | 7.2422
Grocery | New | Demand Controlled Ventilation | 13789.2941 | 6960.8933 | 1.981
Healthcare | New | Demand Controlled Ventilation | 58885.6129 | 8298.7978 | 7.0957
Hospitals | New | Demand Controlled Ventilation | 613578.8208 | 64066.0537 | 9.5773
Institutional | New | Demand Controlled Ventilation | 60376.7806 | 8343.0373 | 7.2368
Lodging/Hospitality | New | Demand Controlled Ventilation | 98934.9976 | 16038.7678 | 6.1685
Miscellaneous | New | Demand Controlled Ventilation | 89749.9099 | 15766.2673 | 5.6925
Offices | New | Demand Controlled Ventilation | 47016.0689 | 7946.6556 | 5.9165
Restaurants | New | Demand Controlled Ventilation | 14866.557 | 6992.8532 | 2.126
Retail | New | Demand Controlled Ventilation | 33262.151 | 7538.6083 | 4.4122
Schools K-12 | New | Demand Controlled Ventilation | 124303.7662 | 16791.401 | 7.4028
Warehouse | New | Demand Controlled Ventilation | 12348.3839 | 6918.1448 | 1.7849
Grocery | Existing | ENERGY STAR certified buildings program | 276422.929 | 45780.0593 | 6.0381
Healthcare | Existing | ENERGY STAR certified buildings program | 407104.2782 | 186431.8093 | 2.1837
Hospitals | Existing | ENERGY STAR certified buildings program | 2672298.2671 | 1942590.1195 | 1.3756
Institutional | Existing | ENERGY STAR certified buildings program | 470616.886 | 191971.9979 | 2.4515
Lodging/Hospitality | Existing | ENERGY STAR certified buildings program | 457553.848 | 308641.0785 | 1.4825
Miscellaneous | Existing | ENERGY STAR certified buildings program | 4486712.7163 | 2647678.541 | 1.6946
Offices | Existing | ENERGY STAR certified buildings program | 335383.5072 | 149012.0276 | 2.2507
Restaurants | Existing | ENERGY STAR certified buildings program | 288034.3914 | 49226.847 | 5.8512
Retail | Existing | ENERGY STAR certified buildings program | 125806.3995 | 104103.9159 | 1.2085
Grocery | New | ENERGY STAR certified buildings program | 276422.929 | 45780.0593 | 6.0381
Healthcare | New | ENERGY STAR certified buildings program | 407104.2782 | 186431.8093 | 2.1837
Hospitals | New | ENERGY STAR certified buildings program | 2672298.2671 | 1942590.1195 | 1.3756
Institutional | New | ENERGY STAR certified buildings program | 470616.886 | 191971.9979 | 2.4515
Lodging/Hospitality | New | ENERGY STAR certified buildings program | 457553.848 | 308641.0785 | 1.4825
Miscellaneous | New | ENERGY STAR certified buildings program | 4486712.7163 | 2647678.541 | 1.6946
Offices | New | ENERGY STAR certified buildings program | 335383.5072 | 149012.0276 | 2.2507
Restaurants | New | ENERGY STAR certified buildings program | 288034.3914 | 49226.847 | 5.8512
Retail | New | ENERGY STAR certified buildings program | 125806.3995 | 104103.9159 | 1.2085
Assembly | Existing | Retro-Commissioning | 122467.7942 | 27132.6124 | 4.5137
College and University | Existing | Retro-Commissioning | 460790.9096 | 110761.662 | 4.1602
Lodging/Hospitality | Existing | Retro-Commissioning | 578446.623 | 51811.6138 | 11.1644
Retail | Existing | Retro-Commissioning | 159046.3836 | 17061.688 | 9.3218
Schools K-12 | Existing | Retro-Commissioning | 501497.1495 | 75940.2576 | 6.6038
Warehouse | Existing | Retro-Commissioning | 49819.0165 | 21816.6455 | 2.2835
Assembly | New | Retro-Commissioning | 122467.7942 | 27132.6124 | 4.5137
College and University | New | Retro-Commissioning | 460790.9096 | 110761.662 | 4.1602
Lodging/Hospitality | New | Retro-Commissioning | 578446.623 | 51811.6138 | 11.1644
Retail | New | Retro-Commissioning | 159046.3836 | 17061.688 | 9.3218
Schools K-12 | New | Retro-Commissioning | 501497.1495 | 75940.2576 | 6.6038
Warehouse | New | Retro-Commissioning | 49819.0165 | 21816.6455 | 2.2835

## IND RIM
Segment | Vintage | (1) Measure | RIM NPV Benefits | RIM NPV Costs | RIM Benefit/Cost Ratio
Chemicals and Plastics |  | Motor Improved Controls | 998091.6188 | 341022.0543 | 2.9268
Chemicals and Plastics |  | Lighting Controls | 533637.8938 | 292764.9137 | 1.8228
Chemicals and Plastics |  | Building Envelope Improvements | 208559.0123 | 195334.9576 | 1.0677
Construction |  | Process Heat Improved Controls | 106544.3414 | 45307.7818 | 2.3516
Construction |  | Motor Improved Controls | 4148546.6361 | 375395.8286 | 11.0511
Construction |  | Lighting Controls | 69012.843 | 42746.5489 | 1.6145
Electrical and Electronic Equip. |  | Process Other Systems Optimization | 25686.855 | 21503.4317 | 1.1945
Electrical and Electronic Equip. |  | Process Heat Improved Controls | 29062.7027 | 25250.8882 | 1.151
Electrical and Electronic Equip. |  | Lighting Controls | 131898.7337 | 65031.67 | 2.0282
Lumber/Furniture/Pulp/Paper |  | Process Other Systems Optimization | 26569.4988 | 5017.0833 | 5.2958
Lumber/Furniture/Pulp/Paper |  | Process Heat Improved Controls | 41816.6547 | 10836.4978 | 3.8589
Lumber/Furniture/Pulp/Paper |  | Process Refrig Controls | 54554.2072 | 47022.6332 | 1.1602
Lumber/Furniture/Pulp/Paper |  | Lighting Controls | 328898.7014 | 276401.5981 | 1.1899
Metal Products and Machinery |  | Process Heat Improved Controls | 52834.3203 | 13152.5195 | 4.017
Metal Products and Machinery |  | Process Refrig Controls | 27484.6354 | 13858.2846 | 1.9833
Metal Products and Machinery |  | Lighting Controls | 271275.3386 | 183596.7075 | 1.4776
Miscellaneous Manufacturing |  | Process Heat Improved Controls | 32990.5516 | 28735.5285 | 1.1481
Primary Resources Industries |  | Process Other Systems Optimization | 206775.7146 | 11131.8068 | 18.5752
Primary Resources Industries |  | Process Heat Improved Controls | 52146.5365 | 20037.1372 | 2.6025
Primary Resources Industries |  | Lighting Controls | 41002.6532 | 37871.299 | 1.0827
Stone/Clay/Glass/Concrete |  | Process Heat Improved Controls | 15709.3913 | 13683.2409 | 1.1481
Stone/Clay/Glass/Concrete |  | Lighting Controls | 22554.5831 | 17535.7947 | 1.2862
Textiles and Leather |  | Process Heat System Optimization | 25016.4669 | 21252.9714 | 1.1771
Textiles and Leather |  | Lighting Controls | 225380.685 | 106128.7367 | 2.1237
Textiles and Leather |  | Building Envelope Improvements | 129399.3155 | 118921.7378 | 1.0881
Transportation Equipment |  | Process Heat Improved Controls | 52760.2391 | 15688.178 | 3.3631
Transportation Equipment |  | Lighting Controls | 556088.6629 | 443338.2169 | 1.2543
Water and Wastewater |  | Process Heat Improved Controls | 248603.4641 | 105718.1589 | 2.3516
Water and Wastewater |  | Motor Improved Controls | 9679942.1119 | 875923.5337 | 11.0511
Water and Wastewater |  | Lighting Controls | 161029.9669 | 99741.9477 | 1.6145
Other |  | Motor Improved Controls | 155997713.3008 | 14116003.5216 | 11.0511
Other |  | Lighting Controls | 4084002.3773 | 2529630.7213 | 1.6145

## IND TRC
Segment | Vintage | (1) Measure | TRC NPV Benefits | TRC NPV Costs | TRC Benefit/Cost Ratio
Chemicals and Plastics |  | Process Heat System Optimization | 151957.8473 | 91354.8955 | 1.6634
Chemicals and Plastics |  | Process Heat Improved Controls | 64234.0313 | 35622.0938 | 1.8032
Chemicals and Plastics |  | Process Heat Equipment Upgrade | 1020722.4739 | 433770.2062 | 2.3531
Chemicals and Plastics |  | Process Refrig Controls | 70728.5556 | 25243.6676 | 2.8018
Chemicals and Plastics |  | Process Refrig Equipment Upgrade | 286757.0009 | 91948.1255 | 3.1187
Chemicals and Plastics |  | Pump System Optimization | 3630731.7589 | 731719.9007 | 4.9619
Chemicals and Plastics |  | Motor Optimization | 1227385.0937 | 247061.7347 | 4.9679
Chemicals and Plastics |  | Motor Improved Controls | 998091.6188 | 37161.8278 | 26.858
Chemicals and Plastics |  | Pump Equipment Upgrade | 281755.0514 | 104317.5086 | 2.7009
Chemicals and Plastics |  | Motor Equipment Upgrades | 251613.573 | 100382.5382 | 2.5065
Chemicals and Plastics |  | Fan System Optimization | 6204210.1747 | 849464.2629 | 7.3037
Chemicals and Plastics |  | Fan Equipment Upgrades | 61070.0495 | 25603.9397 | 2.3852
Chemicals and Plastics |  | Lighting Controls | 533637.8938 | 37611.6283 | 14.1881
Chemicals and Plastics |  | Efficient Lighting - Other Interior Lighting | 1356207.7271 | 799436.3041 | 1.6965
Chemicals and Plastics |  | Efficient Lighting - High Bay | 573858.0784 | 216155.743 | 2.6548
Chemicals and Plastics |  | Building Envelope Improvements | 208559.0123 | 23467.5595 | 8.8871
Chemicals and Plastics |  | HVAC Equipment Upgrades | 577496.1792 | 127305.5283 | 4.5363
Chemicals and Plastics |  | Lighting Controls - Exterior | 14486.414 | 4880.1912 | 2.9684
Chemicals and Plastics |  | Efficient Lighting - Exterior | 81766.8624 | 22960.8039 | 3.5611
Chemicals and Plastics |  | Compressed Air Controls | 957512.7438 | 204370.3903 | 4.6852
Chemicals and Plastics |  | Compressed Air Equipment | 1526814.5688 | 414418.8425 | 3.6842
Construction |  | Process Heat System Optimization | 14800.8299 | 7653.6907 | 1.9338
Construction |  | Process Heat Improved Controls | 106544.3414 | 35097.4316 | 3.0357
Construction |  | Process Refrig System Optimization | 770661.9273 | 176026.9835 | 4.3781
Construction |  | Process Refrig Equipment Upgrade | 66368.3715 | 25525.4892 | 2.6001
Construction |  | Motor Optimization | 32247.0686 | 24800.6486 | 1.3003
Construction |  | Motor Improved Controls | 4148546.6361 | 40243.6399 | 103.0858
Construction |  | Pump Equipment Upgrade | 137512.5519 | 35615.268 | 3.8611
Construction |  | Motor Equipment Upgrades | 39468.7072 | 12700.7458 | 3.1076
Construction |  | Fan Equipment Upgrades | 35946.1021 | 12494.7122 | 2.8769
Construction |  | Lighting Controls | 69012.843 | 5434.9338 | 12.698
Construction |  | Efficient Lighting - Other Interior Lighting | 179095.3181 | 95755.1087 | 1.8703
Construction |  | Efficient Lighting - High Bay | 130017.9445 | 48989.0049 | 2.654
Construction |  | HVAC Recommissioning | 1318352.9909 | 463323.3058 | 2.8454
Construction |  | Building Envelope Improvements | 49734.135 | 8113.4367 | 6.1298
Construction |  | HVAC Equipment Upgrades | 57688.1015 | 16572.5675 | 3.4809
Construction |  | Lighting Controls - Exterior | 2131.6332 | 710.6872 | 2.9994
Construction |  | Efficient Lighting - Exterior | 12034.1222 | 3378.6148 | 3.5619
Construction |  | Compressed Air Equipment | 39887.5137 | 8817.7684 | 4.5235
Electrical and Electronic Equip. |  | Process Other Systems Optimization | 25686.855 | 2574.5223 | 9.9773
Electrical and Electronic Equip. |  | Process Heat Improved Controls | 29062.7027 | 18273.7862 | 1.5904
Electrical and Electronic Equip. |  | Process Refrig Controls | 32132.4285 | 30149.5427 | 1.0658
Electrical and Electronic Equip. |  | Process Refrig Equipment Upgrade | 55103.5015 | 10946.3544 | 5.034
Electrical and Electronic Equip. |  | Motor Equipment Upgrades | 37869.7467 | 12069.5259 | 3.1376
Electrical and Electronic Equip. |  | Lighting Controls | 131898.7337 | 8501.2101 | 15.5153
Electrical and Electronic Equip. |  | Efficient Lighting - Other Interior Lighting | 356283.3807 | 209050.5184 | 1.7043
Electrical and Electronic Equip. |  | Efficient Lighting - High Bay | 156002.2292 | 58770.1398 | 2.6544
Electrical and Electronic Equip. |  | HVAC Improved Controls | 186071.7781 | 27598.5952 | 6.7421
Electrical and Electronic Equip. |  | Building Envelope Improvements | 54318.2371 | 12944.874 | 4.1961
Electrical and Electronic Equip. |  | HVAC Equipment Upgrades | 186815.1326 | 49867.8417 | 3.7462
Electrical and Electronic Equip. |  | Lighting Controls - Exterior | 3938.6813 | 1350.1422 | 2.9172
Electrical and Electronic Equip. |  | Efficient Lighting - Exterior | 22226.7548 | 6242.7657 | 3.5604
Lumber/Furniture/Pulp/Paper |  | Process Other Systems Optimization | 26569.4988 | 593.1247 | 44.7958
Lumber/Furniture/Pulp/Paper |  | Plant Energy Management | 2826888.1384 | 592953.519 | 4.7675
Lumber/Furniture/Pulp/Paper |  | Process Other Equipment Upgrades | 83131.0041 | 16155.6957 | 5.1456
Lumber/Furniture/Pulp/Paper |  | Process Heat System Optimization | 7285.713 | 3133.5718 | 2.3251
Lumber/Furniture/Pulp/Paper |  | Process Heat Improved Controls | 41816.6547 | 7842.2526 | 5.3322
Lumber/Furniture/Pulp/Paper |  | Process Refrig Controls | 54554.2072 | 33393.1413 | 1.6337
Lumber/Furniture/Pulp/Paper |  | Process Refrig Equipment Upgrade | 11082.71 | 4826.3995 | 2.2963
Lumber/Furniture/Pulp/Paper |  | Pump System Optimization | 1648718.8244 | 743047.6834 | 2.2189
Lumber/Furniture/Pulp/Paper |  | Motor Optimization | 516074.74 | 87718.9879 | 5.8833
Lumber/Furniture/Pulp/Paper |  | Pump Equipment Upgrade | 351247.9289 | 176141.0279 | 1.9941
Lumber/Furniture/Pulp/Paper |  | Fan Equipment Upgrades | 289866.4144 | 123561.8663 | 2.3459
Lumber/Furniture/Pulp/Paper |  | Lighting Controls | 328898.7014 | 42640.2167 | 7.7133
Lumber/Furniture/Pulp/Paper |  | Efficient Lighting - Other Interior Lighting | 633607.9186 | 342841.9176 | 1.8481
Lumber/Furniture/Pulp/Paper |  | Efficient Lighting - High Bay | 437491.6115 | 164816.3344 | 2.6544
Lumber/Furniture/Pulp/Paper |  | HVAC Equipment Upgrades | 74076.1282 | 19773.6487 | 3.7462
Lumber/Furniture/Pulp/Paper |  | Lighting Controls - Exterior | 11045.7289 | 4468.3386 | 2.472
Lumber/Furniture/Pulp/Paper |  | Efficient Lighting - Exterior | 62405.2438 | 17507.3555 | 3.5645
Lumber/Furniture/Pulp/Paper |  | Compressed Air Equipment | 1032842.1648 | 297928.9529 | 3.4667
Metal Products and Machinery |  | Process Other Systems Optimization | 624360.6279 | 150112.5778 | 4.1593
Metal Products and Machinery |  | Plant Energy Management | 1742168.6284 | 309047.3018 | 5.6372
Metal Products and Machinery |  | Process Heat System Optimization | 12023.544 | 3771.1775 | 3.1883
Metal Products and Machinery |  | Process Heat Improved Controls | 52834.3203 | 9540.791 | 5.5377
Metal Products and Machinery |  | Process Heat Equipment Upgrade | 352399.5293 | 76798.8089 | 4.5886
Metal Products and Machinery |  | Process Refrig Controls | 27484.6354 | 6774.0967 | 4.0573
Metal Products and Machinery |  | Process Refrig Equipment Upgrade | 43120.195 | 15809.5417 | 2.7275
Metal Products and Machinery |  | Motor Optimization | 394581.2916 | 69104.8563 | 5.7099
Metal Products and Machinery |  | Pump Equipment Upgrade | 73974.9026 | 20582.3419 | 3.5941
Metal Products and Machinery |  | Motor Equipment Upgrades | 36647.2342 | 12744.1093 | 2.8756
Metal Products and Machinery |  | Fan Equipment Upgrades | 30346.8826 | 8821.6841 | 3.44
Metal Products and Machinery |  | Lighting Controls | 271275.3386 | 26113.7628 | 10.3882
Metal Products and Machinery |  | Efficient Lighting - Other Interior Lighting | 741471.7634 | 352061.084 | 2.1061
Metal Products and Machinery |  | Efficient Lighting - High Bay | 783587.2861 | 295311.9578 | 2.6534
Metal Products and Machinery |  | Building Envelope Improvements | 351134.997 | 63571.3929 | 5.5235
Metal Products and Machinery |  | HVAC Equipment Upgrades | 420641.1532 | 128343.25 | 3.2775
Metal Products and Machinery |  | Lighting Controls - Exterior | 9240.4936 | 3446.4547 | 2.6812
Metal Products and Machinery |  | Efficient Lighting - Exterior | 52174.1479 | 14646.0783 | 3.5623
Metal Products and Machinery |  | Compressed Air Equipment | 82000.6495 | 17489.5498 | 4.6886
Miscellaneous Manufacturing |  | Process Heat System Optimization | 6285.4907 | 1171.2754 | 5.3664
Miscellaneous Manufacturing |  | Process Heat Improved Controls | 32990.5516 | 20795.5815 | 1.5864
Miscellaneous Manufacturing |  | Process Refrig System Optimization | 106357.9504 | 56584.1575 | 1.8796
Miscellaneous Manufacturing |  | Process Refrig Controls | 31872.5849 | 29905.7107 | 1.0658
Miscellaneous Manufacturing |  | Process Refrig Equipment Upgrade | 6701.4911 | 2895.5121 | 2.3144
Miscellaneous Manufacturing |  | Pump System Optimization | 289271.861 | 79245.387 | 3.6503
Miscellaneous Manufacturing |  | Motor Optimization | 26778.6217 | 24987.8797 | 1.0717
Miscellaneous Manufacturing |  | Pump Equipment Upgrade | 116806.6266 | 30594.6196 | 3.8179
Miscellaneous Manufacturing |  | Motor Equipment Upgrades | 23352.2537 | 9407.5868 | 2.4823
Miscellaneous Manufacturing |  | Fan Equipment Upgrades | 14656.6278 | 5090.67 | 2.8791
Miscellaneous Manufacturing |  | Lighting Controls | 241244.0523 | 27604.3624 | 8.7393
Miscellaneous Manufacturing |  | Efficient Lighting - Other Interior Lighting | 332386.548 | 161168.5915 | 2.0624
Miscellaneous Manufacturing |  | Efficient Lighting - High Bay | 332748.9711 | 125406.1748 | 2.6534
Miscellaneous Manufacturing |  | Building Envelope Improvements | 392514.3253 | 53218.4244 | 7.3755
Miscellaneous Manufacturing |  | HVAC Equipment Upgrades | 793798.2691 | 463844.6532 | 1.7113
Miscellaneous Manufacturing |  | Lighting Controls - Exterior | 8404.5225 | 2334.9825 | 3.5994
Miscellaneous Manufacturing |  | Efficient Lighting - Exterior | 47426.8553 | 13321.0738 | 3.5603
Primary Resources Industries |  | Process Other Systems Optimization | 206775.7146 | 1963.5235 | 105.3085
Primary Resources Industries |  | Process Heat System Optimization | 19072.8092 | 5366.9197 | 3.5538
Primary Resources Industries |  | Process Heat Improved Controls | 52146.5365 | 14500.6527 | 3.5962
Primary Resources Industries |  | Process Refrig Controls | 4640.664 | 4354.2896 | 1.0658
Primary Resources Industries |  | Process Refrig Equipment Upgrade | 16182.4546 | 4681.4386 | 3.4567
Primary Resources Industries |  | Pump Equipment Upgrade | 37523.8431 | 8708.7347 | 4.3088
Primary Resources Industries |  | Motor Equipment Upgrades | 6294.0588 | 2061.8687 | 3.0526
Primary Resources Industries |  | Fan Equipment Upgrades | 15754.1297 | 3677.9838 | 4.2834
Primary Resources Industries |  | Lighting Controls | 41002.6532 | 5025.0717 | 8.1596
Primary Resources Industries |  | Efficient Lighting - Other Interior Lighting | 85731.2888 | 37405.0612 | 2.292
Primary Resources Industries |  | Efficient Lighting - High Bay | 108851.889 | 41026.1493 | 2.6532
Primary Resources Industries |  | Building Envelope Improvements | 7734.3559 | 1157.7846 | 6.6803
Primary Resources Industries |  | HVAC Equipment Upgrades | 31675.6332 | 14227.0351 | 2.2264
Primary Resources Industries |  | Lighting Controls - Exterior | 1337.1933 | 465.2636 | 2.8741
Primary Resources Industries |  | Efficient Lighting - Exterior | 7549.9231 | 2119.4364 | 3.5622
Primary Resources Industries |  | Compressed Air Equipment | 42968.8303 | 10694.6188 | 4.0178
Stone/Clay/Glass/Concrete |  | Process Heat System Optimization | 4365.1762 | 1625.2502 | 2.6858
Stone/Clay/Glass/Concrete |  | Process Heat Improved Controls | 15709.3913 | 9902.4088 | 1.5864
Stone/Clay/Glass/Concrete |  | Process Heat Equipment Upgrade | 279716.4521 | 118878.6491 | 2.353
Stone/Clay/Glass/Concrete |  | Process Refrig Controls | 5114.3708 | 4762.1591 | 1.074
Stone/Clay/Glass/Concrete |  | Process Refrig Equipment Upgrade | 5577.6295 | 2597.7605 | 2.1471
Stone/Clay/Glass/Concrete |  | Pump Equipment Upgrade | 15874.8304 | 5020.9501 | 3.1617
Stone/Clay/Glass/Concrete |  | Fan Equipment Upgrades | 6698.9382 | 2328.1364 | 2.8774
Stone/Clay/Glass/Concrete |  | Lighting Controls | 22554.5831 | 2366.6366 | 9.5302
Stone/Clay/Glass/Concrete |  | Efficient Lighting - Other Interior Lighting | 47295.8315 | 25727.093 | 1.8384
Stone/Clay/Glass/Concrete |  | Efficient Lighting - High Bay | 31898.0705 | 12020.186 | 2.6537
Stone/Clay/Glass/Concrete |  | Building Envelope Improvements | 3932.3861 | 1086.0555 | 3.6208
Stone/Clay/Glass/Concrete |  | HVAC Equipment Upgrades | 3916.6812 | 1045.5065 | 3.7462
Stone/Clay/Glass/Concrete |  | Lighting Controls - Exterior | 805.5738 | 285.0915 | 2.8257
Stone/Clay/Glass/Concrete |  | Efficient Lighting - Exterior | 4549.4139 | 1276.8254 | 3.5631
Stone/Clay/Glass/Concrete |  | Compressed Air Equipment | 12806.154 | 5250.9246 | 2.4388
Textiles and Leather |  | Process Heat System Optimization | 25016.4669 | 18035.9818 | 1.387
Textiles and Leather |  | Process Refrig Controls | 19951.6909 | 15787.9676 | 1.2637
Textiles and Leather |  | Process Refrig Equipment Upgrade | 26958.7187 | 8558.9211 | 3.1498
Textiles and Leather |  | Motor Optimization | 10677899.1166 | 5788236.146 | 1.8448
Textiles and Leather |  | Pump Equipment Upgrade | 52334.5305 | 12865.0571 | 4.068
Textiles and Leather |  | Motor Equipment Upgrades | 31974.4522 | 8962.9161 | 3.5674
Textiles and Leather |  | Fan Equipment Upgrades | 27654.7925 | 7193.556 | 3.8444
Textiles and Leather |  | Lighting Controls | 225380.685 | 12535.0543 | 17.98
Textiles and Leather |  | Efficient Lighting - Other Interior Lighting | 614594.2848 | 365008.0085 | 1.6838
Textiles and Leather |  | Efficient Lighting - High Bay | 244811.9112 | 92223.4077 | 2.6546
Textiles and Leather |  | Building Envelope Improvements | 129399.3155 | 29859.2757 | 4.3336
Textiles and Leather |  | HVAC Equipment Upgrades | 213465.1655 | 58045.0112 | 3.6776
Textiles and Leather |  | Lighting Controls - Exterior | 6180.6662 | 1914.2619 | 3.2287
Textiles and Leather |  | Efficient Lighting - Exterior | 34881.1588 | 9796.2865 | 3.5607
Textiles and Leather |  | Compressed Air Equipment | 40592.7183 | 10430.0323 | 3.8919
Transportation Equipment |  | Process Heat System Optimization | 33576.6242 | 6380.794 | 5.2621
Transportation Equipment |  | Process Heat Improved Controls | 52760.2391 | 11353.3595 | 4.6471
Transportation Equipment |  | Process Refrig Controls | 62122.0139 | 58288.4769 | 1.0658
Transportation Equipment |  | Process Refrig Equipment Upgrade | 17579.9188 | 4385.1885 | 4.0089
Transportation Equipment |  | Pump System Optimization | 7077161.1116 | 1210940.3992 | 5.8444
Transportation Equipment |  | Motor Optimization | 380342.2832 | 58035.0866 | 6.5537
Transportation Equipment |  | Pump Equipment Upgrade | 110267.9552 | 35654.291 | 3.0927
Transportation Equipment |  | Fan Equipment Upgrades | 27259.3911 | 12596.3881 | 2.1641
Transportation Equipment |  | Lighting Controls | 556088.6629 | 53422.8549 | 10.4092
Transportation Equipment |  | Efficient Lighting - Other Interior Lighting | 1904627.3585 | 1132726.6824 | 1.6815
Transportation Equipment |  | Efficient Lighting - High Bay | 750113.2396 | 282533.942 | 2.6549
Transportation Equipment |  | HVAC Recommissioning | 3919605.2008 | 1491452.5672 | 2.628
Transportation Equipment |  | Building Envelope Improvements | 775928.3968 | 123596.0778 | 6.2779
Transportation Equipment |  | HVAC Equipment Upgrades | 1293650.0883 | 345322.8701 | 3.7462
Transportation Equipment |  | Lighting Controls - Exterior | 10314.5794 | 3259.2396 | 3.1647
Transportation Equipment |  | Efficient Lighting - Exterior | 106834.8715 | 30011.7239 | 3.5598
Transportation Equipment |  | Compressed Air Equipment | 211239.6328 | 40913.0088 | 5.1631
Water and Wastewater |  | Process Heat System Optimization | 34535.27 | 17858.6117 | 1.9338
Water and Wastewater |  | Process Heat Improved Controls | 248603.4641 | 81894.008 | 3.0357
Water and Wastewater |  | Process Refrig System Optimization | 1798211.1644 | 410729.6279 | 4.3781
Water and Wastewater |  | Process Refrig Equipment Upgrade | 154859.5336 | 59559.4748 | 2.6001
Water and Wastewater |  | Motor Optimization | 75243.1607 | 57868.1805 | 1.3003
Water and Wastewater |  | Motor Improved Controls | 9679942.1119 | 93901.8194 | 103.0858
Water and Wastewater |  | Pump Equipment Upgrade | 320862.6208 | 83102.2919 | 3.8611
Water and Wastewater |  | Motor Equipment Upgrades | 92093.6502 | 29635.0736 | 3.1076
Water and Wastewater |  | Fan Equipment Upgrades | 83874.2387 | 29154.3286 | 2.8769
Water and Wastewater |  | Lighting Controls | 161029.9669 | 12681.5122 | 12.698
Water and Wastewater |  | Efficient Lighting - Other Interior Lighting | 417889.0749 | 223428.5866 | 1.8703
Water and Wastewater |  | Efficient Lighting - High Bay | 303375.204 | 114307.6781 | 2.654
Water and Wastewater |  | HVAC Recommissioning | 3076156.9779 | 1081087.7145 | 2.8454
Water and Wastewater |  | Building Envelope Improvements | 116046.315 | 18931.3523 | 6.1298
Water and Wastewater |  | HVAC Equipment Upgrades | 134605.5701 | 38669.3241 | 3.4809
Water and Wastewater |  | Lighting Controls - Exterior | 4973.8109 | 1658.2702 | 2.9994
Water and Wastewater |  | Efficient Lighting - Exterior | 28079.6184 | 7883.4345 | 3.5619
Water and Wastewater |  | Compressed Air Equipment | 93350.2396 | 20574.7932 | 4.5371
Other |  | Motor Optimization | 1212585.8508 | 932578.2686 | 1.3003
Other |  | Motor Improved Controls | 155997713.3008 | 1513280.9683 | 103.0858
Other |  | Pump Equipment Upgrade | 5170881.6086 | 1339240.1766 | 3.8611
Other |  | Motor Equipment Upgrades | 1484140.966 | 477585.8773 | 3.1076
Other |  | Fan Equipment Upgrades | 1351708.5511 | 469838.3968 | 2.877
Other |  | Lighting Controls | 4084002.3773 | 321625.3892 | 12.698
Other |  | Efficient Lighting - Other Interior Lighting | 10598399.8424 | 5666540.8104 | 1.8703
Other |  | Efficient Lighting - High Bay | 7694285.2559 | 2899043.1927 | 2.6541
Other |  | HVAC Recommissioning | 88740795.0722 | 31187154.6227 | 2.8454
Other |  | Building Envelope Improvements | 3347697.2433 | 546130.5321 | 6.1298
Other |  | HVAC Equipment Upgrades | 3883093.5359 | 1115530.378 | 3.4809
Other |  | Lighting Controls - Exterior | 126144.5676 | 42056.6414 | 2.9994
Other |  | Efficient Lighting - Exterior | 711980.7112 | 199937.7246 | 3.561
Other |  | Compressed Air Equipment | 1499644.7352 | 331574.3678 | 4.5228

## Res DER RIM
Segment | (1) Measure | RIM NPV Benefits | RIM NPV Costs | RIM Benefit/Cost Ratio
No Measures Passing RIM/PT/1 yr payback

## Res DER TRC
Segment | (1) Measure | TRC NPV Benefits | TRC NPV Costs | TRC Benefit/Cost Ratio
No Measures Passing TRC/PT/1 yr payback

## Com DER RIM
Segment | (1) Measure | RIM NPV Benefits | RIM NPV Costs | RIM Benefit/Cost Ratio
No Measures Passing RIM/PT/1 yr payback

## Com DER TRC
Segment | Vintage | (1) Measure | TRC NPV Benefits | TRC NPV Costs | TRC Benefit/Cost Ratio
No Measures Passing TRC/PT/1 yr payback

## Ind DER RIM
Segment | (1) Measure | RIM NPV Benefits | RIM NPV Costs | RIM Benefit/Cost Ratio
No Measures Passing RIM/PT/1 yr payback

## Ind DER TRC
Segment | Vintage | (1) Measure | TRC NPV Benefits | TRC NPV Costs | TRC Benefit/Cost Ratio
No Measures Passing TRC/PT/1 yr payback