## RES RIM
Segment | Vintage | (1) Measure | RIM NPV Benefits | RIM NPV Costs | RIM Benefit/Cost Ratio
Multi-Family | Existing | Wall Insulation | 2866.3755 | 2863.4747 | 1.001

## RES TRC
Segment | Vintage | (1) Measure | TRC NPV Benefits | TRC NPV Costs | TRC Benefit/Cost Ratio
Single Family | Turnover | Energy Star Clothes Washer | 1689.7432 | 254.8212 | 6.6311
Multi-Family | Turnover | Energy Star Clothes Washer | 1689.7432 | 254.8212 | 6.6311
Manufactured Home | Turnover | Energy Star Clothes Washer | 1689.7432 | 254.8212 | 6.6311
Single Family | New | Energy Star Clothes Washer | 1689.7432 | 254.8212 | 6.6311
Multi-Family | New | Energy Star Clothes Washer | 1689.7432 | 254.8212 | 6.6311
Manufactured Home | New | Energy Star Clothes Washer | 1689.7432 | 254.8212 | 6.6311
Single Family | Turnover | Energy Star Dishwasher | 124.0352 | 0.0043679 | 99.9
Multi-Family | Turnover | Energy Star Dishwasher | 124.0352 | 0.0043679 | 99.9
Manufactured Home | Turnover | Energy Star Dishwasher | 124.0352 | 0.0043679 | 99.9
Single Family | New | Energy Star Dishwasher | 124.0352 | 0.0043679 | 99.9
Multi-Family | New | Energy Star Dishwasher | 124.0352 | 0.0043679 | 99.9
Manufactured Home | New | Energy Star Dishwasher | 124.0352 | 0.0043679 | 99.9
Single Family | Turnover | High Efficiency Induction Cooktop | 1722.3492 | 989.3213 | 1.7409
Multi-Family | Turnover | High Efficiency Induction Cooktop | 1722.3492 | 989.3213 | 1.7409
Manufactured Home | Turnover | High Efficiency Induction Cooktop | 1722.3492 | 989.3213 | 1.7409
Single Family | New | High Efficiency Induction Cooktop | 1722.3492 | 989.3213 | 1.7409
Multi-Family | New | High Efficiency Induction Cooktop | 1722.3492 | 989.3213 | 1.7409
Manufactured Home | New | High Efficiency Induction Cooktop | 1722.3492 | 989.3213 | 1.7409
Single Family | Turnover | Heat Pump Water Heater | 5899.1895 | 4394.0715 | 1.3425
Multi-Family | Turnover | Heat Pump Water Heater | 4637.1528 | 4394.0715 | 1.0553
Manufactured Home | Turnover | Heat Pump Water Heater | 4600.1856 | 4394.0715 | 1.0469
Single Family | New | Heat Pump Water Heater | 5899.1895 | 4394.0715 | 1.3425
Multi-Family | New | Heat Pump Water Heater | 4637.1528 | 4394.0715 | 1.0553
Manufactured Home | New | Heat Pump Water Heater | 4600.1856 | 4394.0715 | 1.0469
Single Family | Turnover | Energy Star Air Purifier | 1939.9933 | 0.0043679 | 99.9
Multi-Family | Turnover | Energy Star Air Purifier | 1939.9933 | 0.0043679 | 99.9
Manufactured Home | Turnover | Energy Star Air Purifier | 1939.9933 | 0.0043679 | 99.9
Single Family | New | Energy Star Air Purifier | 1939.9933 | 0.0043679 | 99.9
Multi-Family | New | Energy Star Air Purifier | 1939.9933 | 0.0043679 | 99.9
Manufactured Home | New | Energy Star Air Purifier | 1939.9933 | 0.0043679 | 99.9
Single Family | Turnover | Energy Star Imaging Equipment | 325.2099 | 0.0043679 | 99.9
Multi-Family | Turnover | Energy Star Imaging Equipment | 325.2099 | 0.0043679 | 99.9
Manufactured Home | Turnover | Energy Star Imaging Equipment | 325.2099 | 0.0043679 | 99.9
Single Family | New | Energy Star Imaging Equipment | 325.2099 | 0.0043679 | 99.9
Multi-Family | New | Energy Star Imaging Equipment | 325.2099 | 0.0043679 | 99.9
Manufactured Home | New | Energy Star Imaging Equipment | 325.2099 | 0.0043679 | 99.9
Single Family | Turnover | Energy Star Personal Computer | 325.3742 | 129.944 | 2.504
Multi-Family | Turnover | Energy Star Personal Computer | 325.3742 | 129.944 | 2.504
Manufactured Home | Turnover | Energy Star Personal Computer | 325.3742 | 129.944 | 2.504
Single Family | New | Energy Star Personal Computer | 325.3742 | 129.944 | 2.504
Multi-Family | New | Energy Star Personal Computer | 325.3742 | 129.944 | 2.504
Manufactured Home | New | Energy Star Personal Computer | 325.3742 | 129.944 | 2.504
Single Family | Turnover | 14 SEER ASHP from base electric resistance heating | 20237.6504 | 2049.7951 | 9.873
Multi-Family | Turnover | 14 SEER ASHP from base electric resistance heating | 13491.7669 | 1366.53 | 9.873
Manufactured Home | Turnover | 14 SEER ASHP from base electric resistance heating | 20237.6504 | 2049.7951 | 9.873
Single Family | New | 14 SEER ASHP from base electric resistance heating | 20237.6504 | 2049.7951 | 9.873
Multi-Family | New | 14 SEER ASHP from base electric resistance heating | 13491.7669 | 1366.53 | 9.873
Manufactured Home | New | 14 SEER ASHP from base electric resistance heating | 20237.6504 | 2049.7951 | 9.873
Single Family | Turnover | 21 SEER ASHP from base electric resistance heating | 29613.2973 | 22753.472 | 1.3015
Manufactured Home | Turnover | 21 SEER ASHP from base electric resistance heating | 29613.2973 | 22753.472 | 1.3015
Single Family | New | 21 SEER ASHP from base electric resistance heating | 29613.2973 | 22753.472 | 1.3015
Single Family | Turnover | Energy Star Room AC | 682.6879 | 81.548 | 8.3716
Multi-Family | Turnover | Energy Star Room AC | 682.6879 | 81.548 | 8.3716
Manufactured Home | Turnover | Energy Star Room AC | 682.6879 | 81.548 | 8.3716
Single Family | New | Energy Star Room AC | 682.6879 | 81.548 | 8.3716
Multi-Family | New | Energy Star Room AC | 682.6879 | 81.548 | 8.3716
Manufactured Home | New | Energy Star Room AC | 682.6879 | 81.548 | 8.3716
Single Family | Turnover | CFL - 15W Flood (Exterior) | 84.8104 | 17.122 | 4.9533
Multi-Family | Turnover | CFL - 15W Flood (Exterior) | 84.8104 | 17.122 | 4.9533
Manufactured Home | Turnover | CFL - 15W Flood (Exterior) | 84.8104 | 17.122 | 4.9533
Single Family | New | CFL - 15W Flood (Exterior) | 84.8104 | 17.122 | 4.9533
Multi-Family | New | CFL - 15W Flood (Exterior) | 84.8104 | 17.122 | 4.9533
Manufactured Home | New | CFL - 15W Flood (Exterior) | 84.8104 | 17.122 | 4.9533
Single Family | Turnover | CFL-13W | 14.8206 | 5.7656 | 2.5705
Multi-Family | Turnover | CFL-13W | 14.8206 | 5.7656 | 2.5705
Manufactured Home | Turnover | CFL-13W | 14.8206 | 5.7656 | 2.5705
Single Family | New | CFL-13W | 14.8206 | 5.7656 | 2.5705
Multi-Family | New | CFL-13W | 14.8206 | 5.7656 | 2.5705
Manufactured Home | New | CFL-13W | 14.8206 | 5.7656 | 2.5705
Single Family | Turnover | CFL-23W | 20.7489 | 3.7127 | 5.5886
Multi-Family | Turnover | CFL-23W | 20.7489 | 3.7127 | 5.5886
Manufactured Home | Turnover | CFL-23W | 20.7489 | 3.7127 | 5.5886
Single Family | New | CFL-23W | 20.7489 | 3.7127 | 5.5886
Multi-Family | New | CFL-23W | 20.7489 | 3.7127 | 5.5886
Manufactured Home | New | CFL-23W | 20.7489 | 3.7127 | 5.5886
Single Family | Turnover | LED - 14W | 47.426 | 8.2116 | 5.7755
Multi-Family | Turnover | LED - 14W | 47.426 | 8.2116 | 5.7755
Manufactured Home | Turnover | LED - 14W | 47.426 | 8.2116 | 5.7755
Single Family | New | LED - 14W | 47.426 | 8.2116 | 5.7755
Multi-Family | New | LED - 14W | 47.426 | 8.2116 | 5.7755
Manufactured Home | New | LED - 14W | 47.426 | 8.2116 | 5.7755
Single Family | Turnover | LED - 9W Flood (Exterior) | 94.9877 | 13.7151 | 6.9258
Multi-Family | Turnover | LED - 9W Flood (Exterior) | 94.9877 | 13.7151 | 6.9258
Manufactured Home | Turnover | LED - 9W Flood (Exterior) | 94.9877 | 13.7151 | 6.9258
Single Family | New | LED - 9W Flood (Exterior) | 94.9877 | 13.7151 | 6.9258
Multi-Family | New | LED - 9W Flood (Exterior) | 94.9877 | 13.7151 | 6.9258
Manufactured Home | New | LED - 9W Flood (Exterior) | 94.9877 | 13.7151 | 6.9258
Single Family | Turnover | LED - 9W Flood | 31.1233 | 13.7151 | 2.2693
Multi-Family | Turnover | LED - 9W Flood | 31.1233 | 13.7151 | 2.2693
Manufactured Home | Turnover | LED - 9W Flood | 31.1233 | 13.7151 | 2.2693
Single Family | New | LED - 9W Flood | 31.1233 | 13.7151 | 2.2693
Multi-Family | New | LED - 9W Flood | 31.1233 | 13.7151 | 2.2693
Manufactured Home | New | LED - 9W Flood | 31.1233 | 13.7151 | 2.2693
Single Family | Turnover | LED - 9W | 26.6771 | 5.2414 | 5.0897
Multi-Family | Turnover | LED - 9W | 26.6771 | 5.2414 | 5.0897
Manufactured Home | Turnover | LED - 9W | 26.6771 | 5.2414 | 5.0897
Single Family | New | LED - 9W | 26.6771 | 5.2414 | 5.0897
Multi-Family | New | LED - 9W | 26.6771 | 5.2414 | 5.0897
Manufactured Home | New | LED - 9W | 26.6771 | 5.2414 | 5.0897
Single Family | Turnover | LED Specialty Lamps-5W Chandelier | 20.7489 | 8.6047 | 2.4113
Multi-Family | Turnover | LED Specialty Lamps-5W Chandelier | 20.7489 | 8.6047 | 2.4113
Manufactured Home | Turnover | LED Specialty Lamps-5W Chandelier | 20.7489 | 8.6047 | 2.4113
Single Family | New | LED Specialty Lamps-5W Chandelier | 20.7489 | 8.6047 | 2.4113
Multi-Family | New | LED Specialty Lamps-5W Chandelier | 20.7489 | 8.6047 | 2.4113
Manufactured Home | New | LED Specialty Lamps-5W Chandelier | 20.7489 | 8.6047 | 2.4113
Single Family | Turnover | Linear LED | 26.4724 | 9.3909 | 2.8189
Multi-Family | Turnover | Linear LED | 26.4724 | 9.3909 | 2.8189
Manufactured Home | Turnover | Linear LED | 26.4724 | 9.3909 | 2.8189
Single Family | New | Linear LED | 26.4724 | 9.3909 | 2.8189
Multi-Family | New | Linear LED | 26.4724 | 9.3909 | 2.8189
Manufactured Home | New | Linear LED | 26.4724 | 9.3909 | 2.8189
Single Family | Turnover | Low Wattage T8 Fixture | 11.3453 | 1.9219 | 5.9033
Multi-Family | Turnover | Low Wattage T8 Fixture | 11.3453 | 1.9219 | 5.9033
Manufactured Home | Turnover | Low Wattage T8 Fixture | 11.3453 | 1.9219 | 5.9033
Single Family | New | Low Wattage T8 Fixture | 11.3453 | 1.9219 | 5.9033
Multi-Family | New | Low Wattage T8 Fixture | 11.3453 | 1.9219 | 5.9033
Manufactured Home | New | Low Wattage T8 Fixture | 11.3453 | 1.9219 | 5.9033
Single Family | Turnover | Energy Star Dehumidifier | 584.5683 | 87.3573 | 6.6917
Multi-Family | Turnover | Energy Star Dehumidifier | 584.5683 | 87.3573 | 6.6917
Manufactured Home | Turnover | Energy Star Dehumidifier | 584.5683 | 87.3573 | 6.6917
Single Family | New | Energy Star Dehumidifier | 584.5683 | 87.3573 | 6.6917
Multi-Family | New | Energy Star Dehumidifier | 584.5683 | 87.3573 | 6.6917
Manufactured Home | New | Energy Star Dehumidifier | 584.5683 | 87.3573 | 6.6917
Single Family | Turnover | Heat Pump Pool Heater | 16822.2501 | 3961.4346 | 4.2465
Multi-Family | Turnover | Heat Pump Pool Heater | 16822.2501 | 3961.4346 | 4.2465
Manufactured Home | Turnover | Heat Pump Pool Heater | 16822.2501 | 3961.4346 | 4.2465
Single Family | New | Heat Pump Pool Heater | 16822.2501 | 3961.4346 | 4.2465
Multi-Family | New | Heat Pump Pool Heater | 16822.2501 | 3961.4346 | 4.2465
Manufactured Home | New | Heat Pump Pool Heater | 16822.2501 | 3961.4346 | 4.2465
Single Family | Turnover | Solar Pool Heater | 18107.2831 | 15187.0643 | 1.1923
Multi-Family | Turnover | Solar Pool Heater | 18107.2831 | 15187.0643 | 1.1923
Manufactured Home | Turnover | Solar Pool Heater | 18107.2831 | 15187.0643 | 1.1923
Single Family | New | Solar Pool Heater | 18107.2831 | 15187.0643 | 1.1923
Multi-Family | New | Solar Pool Heater | 18107.2831 | 15187.0643 | 1.1923
Manufactured Home | New | Solar Pool Heater | 18107.2831 | 15187.0643 | 1.1923
Single Family | Turnover | Two Speed Pool Pump | 3664.2031 | 1568.107 | 2.3367
Multi-Family | Turnover | Two Speed Pool Pump | 3664.2031 | 1568.107 | 2.3367
Manufactured Home | Turnover | Two Speed Pool Pump | 3664.2031 | 1568.107 | 2.3367
Single Family | New | Two Speed Pool Pump | 3664.2031 | 1568.107 | 2.3367
Multi-Family | New | Two Speed Pool Pump | 3664.2031 | 1568.107 | 2.3367
Manufactured Home | New | Two Speed Pool Pump | 3664.2031 | 1568.107 | 2.3367
Single Family | Turnover | Variable Speed Pool Pump | 11075.381 | 4739.1765 | 2.337
Multi-Family | Turnover | Variable Speed Pool Pump | 11075.381 | 4739.1765 | 2.337
Manufactured Home | Turnover | Variable Speed Pool Pump | 11075.381 | 4739.1765 | 2.337
Single Family | New | Variable Speed Pool Pump | 11075.381 | 4739.1765 | 2.337
Multi-Family | New | Variable Speed Pool Pump | 11075.381 | 4739.1765 | 2.337
Manufactured Home | New | Variable Speed Pool Pump | 11075.381 | 4739.1765 | 2.337
Single Family | Existing | Removal of 2nd Refrigerator-Freezer | 2616.9021 | 218.3932 | 11.9825
Multi-Family | Existing | Removal of 2nd Refrigerator-Freezer | 2616.9021 | 218.3932 | 11.9825
Manufactured Home | Existing | Removal of 2nd Refrigerator-Freezer | 2616.9021 | 218.3932 | 11.9825
Single Family | New | Removal of 2nd Refrigerator-Freezer | 2616.9021 | 218.3932 | 11.9825
Multi-Family | New | Removal of 2nd Refrigerator-Freezer | 2616.9021 | 218.3932 | 11.9825
Manufactured Home | New | Removal of 2nd Refrigerator-Freezer | 2616.9021 | 218.3932 | 11.9825
Single Family | Existing | Faucet Aerator | 243.3935 | 13.1036 | 18.5746
Multi-Family | Existing | Faucet Aerator | 191.3234 | 13.1036 | 14.6008
Manufactured Home | Existing | Faucet Aerator | 189.7982 | 13.1036 | 14.4844
Single Family | New | Faucet Aerator | 101.414 | 13.1036 | 7.7394
Multi-Family | New | Faucet Aerator | 79.7181 | 13.1036 | 6.0837
Manufactured Home | New | Faucet Aerator | 79.0826 | 13.1036 | 6.0352
Single Family | Existing | Hot Water Pipe Insulation | 517.094 | 78.6216 | 6.577
Multi-Family | Existing | Hot Water Pipe Insulation | 443.0544 | 78.6216 | 5.6353
Manufactured Home | Existing | Hot Water Pipe Insulation | 655.6135 | 78.6216 | 8.3389
Single Family | New | Hot Water Pipe Insulation | 517.094 | 78.6216 | 6.577
Multi-Family | New | Hot Water Pipe Insulation | 443.0544 | 78.6216 | 5.6353
Manufactured Home | New | Hot Water Pipe Insulation | 655.6135 | 78.6216 | 8.3389
Single Family | Existing | Low Flow Showerhead | 1031.5199 | 30.5751 | 33.7373
Multi-Family | Existing | Low Flow Showerhead | 810.8428 | 30.5751 | 26.5198
Manufactured Home | Existing | Low Flow Showerhead | 804.3788 | 30.5751 | 26.3083
Single Family | New | Low Flow Showerhead | 1031.5199 | 30.5751 | 33.7373
Multi-Family | New | Low Flow Showerhead | 810.8428 | 30.5751 | 26.5198
Manufactured Home | New | Low Flow Showerhead | 804.3788 | 30.5751 | 26.3083
Single Family | Existing | Thermostatic Shower Restriction Valve | 323.934 | 130.8175 | 2.4762
Multi-Family | Existing | Thermostatic Shower Restriction Valve | 254.6335 | 130.8175 | 1.9465
Manufactured Home | Existing | Thermostatic Shower Restriction Valve | 252.6036 | 130.8175 | 1.931
Single Family | New | Thermostatic Shower Restriction Valve | 323.934 | 130.8175 | 2.4762
Multi-Family | New | Thermostatic Shower Restriction Valve | 254.6335 | 130.8175 | 1.9465
Manufactured Home | New | Thermostatic Shower Restriction Valve | 252.6036 | 130.8175 | 1.931
Single Family | Existing | Water Heater Blanket | 922.9261 | 733.4518 | 1.2583
Multi-Family | Existing | Water Heater Blanket | 922.9261 | 733.4518 | 1.2583
Manufactured Home | Existing | Water Heater Blanket | 922.9261 | 733.4518 | 1.2583
Single Family | New | Water Heater Blanket | 882.8838 | 733.4518 | 1.2037
Multi-Family | New | Water Heater Blanket | 882.8838 | 733.4518 | 1.2037
Manufactured Home | New | Water Heater Blanket | 882.8838 | 733.4518 | 1.2037
Single Family | Existing | Water Heater Thermostat Setback | 127.9164 | 7.207 | 17.749
Multi-Family | Existing | Water Heater Thermostat Setback | 127.9164 | 7.207 | 17.749
Manufactured Home | Existing | Water Heater Thermostat Setback | 127.9164 | 7.207 | 17.749
Single Family | New | Water Heater Thermostat Setback | 127.9164 | 7.207 | 17.749
Multi-Family | New | Water Heater Thermostat Setback | 127.9164 | 7.207 | 17.749
Manufactured Home | New | Water Heater Thermostat Setback | 127.9164 | 7.207 | 17.749
Single Family | Existing | Smart Power Strip | 153.7235 | 43.6786 | 3.5194
Multi-Family | Existing | Smart Power Strip | 153.7235 | 43.6786 | 3.5194
Manufactured Home | Existing | Smart Power Strip | 153.7235 | 43.6786 | 3.5194
Single Family | New | Smart Power Strip | 153.7235 | 43.6786 | 3.5194
Multi-Family | New | Smart Power Strip | 153.7235 | 43.6786 | 3.5194
Manufactured Home | New | Smart Power Strip | 153.7235 | 43.6786 | 3.5194
Single Family | Existing | Air Sealing-Infiltration Control | 3542.7935 | 2526.792 | 1.4021
Multi-Family | Existing | Air Sealing-Infiltration Control | 2486.5684 | 1499.1384 | 1.6587
Manufactured Home | Existing | Air Sealing-Infiltration Control | 3810.3185 | 1581.5338 | 2.4093
Single Family | Existing | Ceiling Insulation(R12 to R38) | 5460.9329 | 3677.7726 | 1.4848
Multi-Family | Existing | Ceiling Insulation(R12 to R38) | 3381.5029 | 3054.8165 | 1.1069
Manufactured Home | Existing | Ceiling Insulation(R12 to R38) | 3350.4086 | 3222.7149 | 1.0396
Single Family | New | Ceiling Insulation(R12 to R38) | 5460.9329 | 3677.7726 | 1.4848
Multi-Family | New | Ceiling Insulation(R12 to R38) | 3381.5029 | 3054.8165 | 1.1069
Manufactured Home | New | Ceiling Insulation(R12 to R38) | 3350.4086 | 3222.7149 | 1.0396
Single Family | Existing | Ceiling Insulation(R2 to R38) | 19456.1685 | 4429.3912 | 4.3925
Multi-Family | Existing | Ceiling Insulation(R2 to R38) | 11718.193 | 3679.1229 | 3.1851
Manufactured Home | Existing | Ceiling Insulation(R2 to R38) | 12070.5805 | 3881.3343 | 3.1099
Single Family | New | Ceiling Insulation(R2 to R38) | 19456.1685 | 4429.3912 | 4.3925
Multi-Family | New | Ceiling Insulation(R2 to R38) | 11718.193 | 3679.1229 | 3.1851
Manufactured Home | New | Ceiling Insulation(R2 to R38) | 12070.5805 | 3881.3343 | 3.1099
Single Family | Existing | Central AC Tune Up | 849.0325 | 764.3763 | 1.1108
Single Family | Existing | Duct Repair | 4723.7247 | 1201.1627 | 3.9326
Multi-Family | Existing | Duct Repair | 3315.4246 | 1201.1627 | 2.7602
Manufactured Home | Existing | Duct Repair | 5080.4247 | 1201.1627 | 4.2296
Single Family | Existing | Energy Star Certified Roof Products | 4920.5466 | 0 | 99.9
Multi-Family | Existing | Energy Star Certified Roof Products | 3453.5673 | 0 | 99.9
Manufactured Home | Existing | Energy Star Certified Roof Products | 5292.1091 | 0 | 99.9
Single Family | New | Energy Star Certified Roof Products | 4920.5466 | 0 | 99.9
Multi-Family | New | Energy Star Certified Roof Products | 3453.5673 | 0 | 99.9
Manufactured Home | New | Energy Star Certified Roof Products | 5292.1091 | 0 | 99.9
Single Family | Existing | Energy Star Windows | 1793.0745 | 1572.4312 | 1.1403
Multi-Family | Existing | Energy Star Windows | 1793.0745 | 1572.4312 | 1.1403
Manufactured Home | Existing | Energy Star Windows | 1793.0745 | 1572.4312 | 1.1403
Single Family | Existing | Heat Pump Tune Up | 1968.2186 | 764.3763 | 2.5749
Multi-Family | Existing | Heat Pump Tune Up | 1381.4269 | 764.3763 | 1.8073
Manufactured Home | Existing | Heat Pump Tune Up | 2116.8436 | 764.3763 | 2.7694
Single Family | Existing | Home Energy Management System | 2112.1432 | 2102.0784 | 1.0048
Manufactured Home | Existing | Home Energy Management System | 2345.9497 | 2102.0784 | 1.116
Single Family | New | Home Energy Management System | 2171.6522 | 2102.0784 | 1.0331
Manufactured Home | New | Home Energy Management System | 2412.0462 | 2102.0784 | 1.1475
Single Family | New | Programmable Thermostat | 203.43 | 144.1395 | 1.4113
Manufactured Home | New | Programmable Thermostat | 198.9973 | 144.1395 | 1.3806
Manufactured Home | Existing | Wall Insulation | 6166.6391 | 5508.8587 | 1.1194
Manufactured Home | Existing | ENERGY STAR Certified Home | 22469.1898 | 21783.6359 | 1.0315
Manufactured Home | New | ENERGY STAR Certified Home | 22469.1898 | 21783.6359 | 1.0315

## COM RIM
Segment | Vintage | (1) Measure | RIM NPV Benefits | RIM NPV Costs | RIM Benefit/Cost Ratio
Assembly | Existing | Duct Insulation | 7097.1013 | 6429.1085 | 1.1039
College and University | Existing | Duct Insulation | 42388.1846 | 38398.527 | 1.1039
Grocery | Existing | Duct Insulation | 17086.9589 | 15478.7014 | 1.1039
Healthcare | Existing | Duct Insulation | 29825.3614 | 27018.1409 | 1.1039
Hospitals | Existing | Duct Insulation | 310775.5732 | 281524.7776 | 1.1039
Institutional | Existing | Duct Insulation | 34478.4354 | 31233.2586 | 1.1039
Lodging/Hospitality | Existing | Duct Insulation | 28283.4853 | 25621.3892 | 1.1039
Miscellaneous | Existing | Duct Insulation | 328706.5089 | 297768.0191 | 1.1039
Offices | Existing | Duct Insulation | 24570.938 | 22258.2739 | 1.1039
Restaurants | Existing | Duct Insulation | 17804.7155 | 16128.9014 | 1.1039
Retail | Existing | Duct Insulation | 7776.6662 | 7044.7114 | 1.1039
Schools K-12 | Existing | Duct Insulation | 29062.128 | 26326.7446 | 1.1039
Warehouse | Existing | Duct Insulation | 2887.043 | 2615.3089 | 1.1039
Assembly | New | Duct Insulation | 7097.1013 | 6429.1085 | 1.1039
College and University | New | Duct Insulation | 42388.1846 | 38398.527 | 1.1039
Grocery | New | Duct Insulation | 17086.9589 | 15478.7014 | 1.1039
Healthcare | New | Duct Insulation | 29825.3614 | 27018.1409 | 1.1039
Hospitals | New | Duct Insulation | 310775.5732 | 281524.7776 | 1.1039
Institutional | New | Duct Insulation | 34478.4354 | 31233.2586 | 1.1039
Lodging/Hospitality | New | Duct Insulation | 28283.4853 | 25621.3892 | 1.1039
Miscellaneous | New | Duct Insulation | 328706.5089 | 297768.0191 | 1.1039
Offices | New | Duct Insulation | 24570.938 | 22258.2739 | 1.1039
Restaurants | New | Duct Insulation | 17804.7155 | 16128.9014 | 1.1039
Retail | New | Duct Insulation | 7776.6662 | 7044.7114 | 1.1039
Schools K-12 | New | Duct Insulation | 29062.128 | 26326.7446 | 1.1039
Warehouse | New | Duct Insulation | 2887.043 | 2615.3089 | 1.1039
Assembly | Existing | Duct Sealing Repair | 44163.7625 | 37721.2084 | 1.1708
College and University | Existing | Duct Sealing Repair | 263772.7201 | 225293.8877 | 1.1708
Grocery | Existing | Duct Sealing Repair | 106328.5363 | 90817.4633 | 1.1708
Healthcare | Existing | Duct Sealing Repair | 185596.9249 | 158522.2791 | 1.1708
Hospitals | Existing | Duct Sealing Repair | 1933890.7553 | 1651777.2062 | 1.1708
Institutional | Existing | Duct Sealing Repair | 214552.0216 | 183253.4427 | 1.1708
Lodging/Hospitality | Existing | Duct Sealing Repair | 176002.1554 | 150327.1825 | 1.1708
Miscellaneous | Existing | Duct Sealing Repair | 2045471.181 | 1747080.4198 | 1.1708
Offices | Existing | Duct Sealing Repair | 152899.7575 | 130594.9333 | 1.1708
Restaurants | Existing | Duct Sealing Repair | 110794.9842 | 94632.3514 | 1.1708
Retail | Existing | Duct Sealing Repair | 48392.551 | 41333.1066 | 1.1708
Schools K-12 | Existing | Duct Sealing Repair | 180847.4847 | 154465.6813 | 1.1708
Warehouse | Existing | Duct Sealing Repair | 17965.4586 | 15344.6801 | 1.1708
Assembly | New | Duct Sealing Repair | 44163.7625 | 37721.2084 | 1.1708
College and University | New | Duct Sealing Repair | 263772.7201 | 225293.8877 | 1.1708
Grocery | New | Duct Sealing Repair | 106328.5363 | 90817.4633 | 1.1708
Healthcare | New | Duct Sealing Repair | 185596.9249 | 158522.2791 | 1.1708
Hospitals | New | Duct Sealing Repair | 1933890.7553 | 1651777.2062 | 1.1708
Institutional | New | Duct Sealing Repair | 214552.0216 | 183253.4427 | 1.1708
Lodging/Hospitality | New | Duct Sealing Repair | 176002.1554 | 150327.1825 | 1.1708
Miscellaneous | New | Duct Sealing Repair | 2045471.181 | 1747080.4198 | 1.1708
Offices | New | Duct Sealing Repair | 152899.7575 | 130594.9333 | 1.1708
Restaurants | New | Duct Sealing Repair | 110794.9842 | 94632.3514 | 1.1708
Retail | New | Duct Sealing Repair | 48392.551 | 41333.1066 | 1.1708
Schools K-12 | New | Duct Sealing Repair | 180847.4847 | 154465.6813 | 1.1708
Warehouse | New | Duct Sealing Repair | 17965.4586 | 15344.6801 | 1.1708
Assembly | Existing | Energy Recovery Ventilation System (ERV) | 151108.9937 | 48368.0908 | 3.1241
College and University | Existing | Energy Recovery Ventilation System (ERV) | 506674.7342 | 162180.2181 | 3.1241
Grocery | Existing | Energy Recovery Ventilation System (ERV) | 198160.5143 | 63428.6916 | 3.1241
Healthcare | Existing | Energy Recovery Ventilation System (ERV) | 345890.0438 | 110715.0583 | 3.1241
Hospitals | Existing | Energy Recovery Ventilation System (ERV) | 3604119.834 | 1153633.4879 | 3.1241
Institutional | Existing | Energy Recovery Ventilation System (ERV) | 399852.574 | 127987.7864 | 3.1241
Lodging/Hospitality | Existing | Energy Recovery Ventilation System (ERV) | 328008.6309 | 104991.4427 | 3.1241
Miscellaneous | Existing | Energy Recovery Ventilation System (ERV) | 3812068.0979 | 1220195.1151 | 3.1241
Offices | Existing | Energy Recovery Ventilation System (ERV) | 175532.538 | 56185.7606 | 3.1241
Restaurants | Existing | Energy Recovery Ventilation System (ERV) | 226540.5819 | 72512.7947 | 3.1241
Retail | Existing | Energy Recovery Ventilation System (ERV) | 113290.245 | 36262.7844 | 3.1241
Schools K-12 | Existing | Energy Recovery Ventilation System (ERV) | 347385.625 | 111193.7751 | 3.1241
Warehouse | Existing | Energy Recovery Ventilation System (ERV) | 33481.5529 | 10717.0245 | 3.1241
Assembly | New | Energy Recovery Ventilation System (ERV) | 151108.9937 | 48368.0908 | 3.1241
College and University | New | Energy Recovery Ventilation System (ERV) | 506674.7342 | 162180.2181 | 3.1241
Grocery | New | Energy Recovery Ventilation System (ERV) | 198160.5143 | 63428.6916 | 3.1241
Healthcare | New | Energy Recovery Ventilation System (ERV) | 345890.0438 | 110715.0583 | 3.1241
Hospitals | New | Energy Recovery Ventilation System (ERV) | 3604119.834 | 1153633.4879 | 3.1241
Institutional | New | Energy Recovery Ventilation System (ERV) | 399852.574 | 127987.7864 | 3.1241
Lodging/Hospitality | New | Energy Recovery Ventilation System (ERV) | 328008.6309 | 104991.4427 | 3.1241
Miscellaneous | New | Energy Recovery Ventilation System (ERV) | 3812068.0979 | 1220195.1151 | 3.1241
Offices | New | Energy Recovery Ventilation System (ERV) | 175532.538 | 56185.7606 | 3.1241
Restaurants | New | Energy Recovery Ventilation System (ERV) | 226540.5819 | 72512.7947 | 3.1241
Retail | New | Energy Recovery Ventilation System (ERV) | 113290.245 | 36262.7844 | 3.1241
Schools K-12 | New | Energy Recovery Ventilation System (ERV) | 347385.625 | 111193.7751 | 3.1241
Warehouse | New | Energy Recovery Ventilation System (ERV) | 33481.5529 | 10717.0245 | 3.1241
Assembly | Existing | Infiltration Reduction - Air Sealing | 0.23905 | 0.20879 | 1.1449
College and University | Existing | Infiltration Reduction - Air Sealing | 0.11677 | 0.10199 | 1.1449
Grocery | Existing | Infiltration Reduction - Air Sealing | 0.8129 | 0.71 | 1.1449
Healthcare | Existing | Infiltration Reduction - Air Sealing | 0.22651 | 0.19784 | 1.1449
Hospitals | Existing | Infiltration Reduction - Air Sealing | 0.11717 | 0.10234 | 1.1449
Institutional | Existing | Infiltration Reduction - Air Sealing | 0.73104 | 0.6385 | 1.1449
Lodging/Hospitality | Existing | Infiltration Reduction - Air Sealing | 0.54994 | 0.48032 | 1.1449
Miscellaneous | Existing | Infiltration Reduction - Air Sealing | 0.14612 | 0.12763 | 1.1449
Offices | Existing | Infiltration Reduction - Air Sealing | 1.0609 | 0.92661 | 1.1449
Restaurants | Existing | Infiltration Reduction - Air Sealing | 0.78877 | 0.68892 | 1.1449
Retail | Existing | Infiltration Reduction - Air Sealing | 0.34457 | 0.30095 | 1.1449
Schools K-12 | Existing | Infiltration Reduction - Air Sealing | 0.078691 | 0.06873 | 1.1449
Warehouse | Existing | Infiltration Reduction - Air Sealing | 0.2176 | 0.19006 | 1.1449
Assembly | New | Infiltration Reduction - Air Sealing | 0.23755 | 0.20748 | 1.1449
College and University | New | Infiltration Reduction - Air Sealing | 0.11604 | 0.10135 | 1.1449
Grocery | New | Infiltration Reduction - Air Sealing | 0.8078 | 0.70554 | 1.1449
Healthcare | New | Infiltration Reduction - Air Sealing | 0.22509 | 0.1966 | 1.1449
Hospitals | New | Infiltration Reduction - Air Sealing | 0.11644 | 0.1017 | 1.1449
Institutional | New | Infiltration Reduction - Air Sealing | 0.72645 | 0.63449 | 1.1449
Lodging/Hospitality | New | Infiltration Reduction - Air Sealing | 0.54649 | 0.47731 | 1.1449
Miscellaneous | New | Infiltration Reduction - Air Sealing | 0.14521 | 0.12683 | 1.1449
Offices | New | Infiltration Reduction - Air Sealing | 1.0543 | 0.9208 | 1.1449
Restaurants | New | Infiltration Reduction - Air Sealing | 0.78383 | 0.6846 | 1.1449
Retail | New | Infiltration Reduction - Air Sealing | 0.34241 | 0.29906 | 1.1449
Schools K-12 | New | Infiltration Reduction - Air Sealing | 0.078198 | 0.068299 | 1.1449
Warehouse | New | Infiltration Reduction - Air Sealing | 0.21624 | 0.18886 | 1.1449
Lodging/Hospitality | Existing | Programmable Thermostat | 152407.7157 | 45098.1547 | 3.3795
Lodging/Hospitality | New | Programmable Thermostat | 152407.7157 | 45098.1547 | 3.3795
Lodging/Hospitality | Existing | Smart Thermostat | 423354.7658 | 125272.6521 | 3.3795
Lodging/Hospitality | New | Smart Thermostat | 423354.7658 | 125272.6521 | 3.3795
Assembly | Existing | Thermal Energy Storage | 29635.7684 | 1310.8903 | 22.6074
College and University | Existing | Thermal Energy Storage | 177002.7463 | 7829.4303 | 22.6074
Grocery | Existing | Thermal Energy Storage | 71350.9833 | 3156.0954 | 22.6074
Healthcare | Existing | Thermal Energy Storage | 124543.4532 | 5508.9783 | 22.6074
Hospitals | Existing | Thermal Energy Storage | 1297723.1861 | 57402.6867 | 22.6074
Institutional | Existing | Thermal Energy Storage | 143973.5581 | 6368.4375 | 22.6074
Lodging/Hospitality | Existing | Thermal Energy Storage | 118104.9535 | 5224.1816 | 22.6074
Miscellaneous | Existing | Thermal Energy Storage | 1372598.4111 | 60714.6712 | 22.6074
Offices | Existing | Thermal Energy Storage | 102602.2591 | 4538.445 | 22.6074
Restaurants | Existing | Thermal Energy Storage | 74348.1603 | 3288.6707 | 22.6074
Retail | Existing | Thermal Energy Storage | 32473.4659 | 1436.4113 | 22.6074
Schools K-12 | Existing | Thermal Energy Storage | 121356.3762 | 5368.0031 | 22.6074
Warehouse | Existing | Thermal Energy Storage | 12055.589 | 533.2595 | 22.6074
Assembly | New | Thermal Energy Storage | 29635.7684 | 1310.8903 | 22.6074
College and University | New | Thermal Energy Storage | 177002.7463 | 7829.4303 | 22.6074
Grocery | New | Thermal Energy Storage | 71350.9833 | 3156.0954 | 22.6074
Healthcare | New | Thermal Energy Storage | 124543.4532 | 5508.9783 | 22.6074
Hospitals | New | Thermal Energy Storage | 1297723.1861 | 57402.6867 | 22.6074
Institutional | New | Thermal Energy Storage | 143973.5581 | 6368.4375 | 22.6074
Lodging/Hospitality | New | Thermal Energy Storage | 118104.9535 | 5224.1816 | 22.6074
Miscellaneous | New | Thermal Energy Storage | 1372598.4111 | 60714.6712 | 22.6074
Offices | New | Thermal Energy Storage | 102602.2591 | 4538.445 | 22.6074
Restaurants | New | Thermal Energy Storage | 74348.1603 | 3288.6707 | 22.6074
Retail | New | Thermal Energy Storage | 32473.4659 | 1436.4113 | 22.6074
Schools K-12 | New | Thermal Energy Storage | 121356.3762 | 5368.0031 | 22.6074
Warehouse | New | Thermal Energy Storage | 12055.589 | 533.2595 | 22.6074
Grocery | Existing | ENERGY STAR certified buildings program | 276422.929 | 241637.6166 | 1.144
Lodging/Hospitality | Existing | ENERGY STAR certified buildings program | 457553.848 | 399974.8564 | 1.144
Restaurants | Existing | ENERGY STAR certified buildings program | 288034.3914 | 251787.8821 | 1.144
Retail | Existing | ENERGY STAR certified buildings program | 125806.3995 | 109974.808 | 1.144
Grocery | New | ENERGY STAR certified buildings program | 276422.929 | 241637.6166 | 1.144
Lodging/Hospitality | New | ENERGY STAR certified buildings program | 457553.848 | 399974.8564 | 1.144
Restaurants | New | ENERGY STAR certified buildings program | 288034.3914 | 251787.8821 | 1.144
Retail | New | ENERGY STAR certified buildings program | 125806.3995 | 109974.808 | 1.144
Grocery | Existing | Retro-Commissioning | 349458.2028 | 305482.0653 | 1.144
Lodging/Hospitality | Existing | Retro-Commissioning | 578446.623 | 505654.3747 | 1.144
Restaurants | Existing | Retro-Commissioning | 364137.4501 | 318314.0628 | 1.144
Retail | Existing | Retro-Commissioning | 159046.3836 | 139031.8423 | 1.144
Grocery | New | Retro-Commissioning | 349458.2028 | 305482.0653 | 1.144
Lodging/Hospitality | New | Retro-Commissioning | 578446.623 | 505654.3747 | 1.144
Restaurants | New | Retro-Commissioning | 364137.4501 | 318314.0628 | 1.144
Retail | New | Retro-Commissioning | 159046.3836 | 139031.8423 | 1.144

## COM TRC
Segment | Vintage | (1) Measure | TRC NPV Benefits | TRC NPV Costs | TRC Benefit/Cost Ratio
Assembly | Turnover | Efficient Exhaust Hood | 29196.7606 | 8683.3143 | 3.3624
College and University | Turnover | Efficient Exhaust Hood | 29196.7606 | 8683.3143 | 3.3624
Grocery | Turnover | Efficient Exhaust Hood | 29196.7606 | 8683.3143 | 3.3624
Healthcare | Turnover | Efficient Exhaust Hood | 29196.7606 | 8683.3143 | 3.3624
Hospitals | Turnover | Efficient Exhaust Hood | 29196.7606 | 8683.3143 | 3.3624
Institutional | Turnover | Efficient Exhaust Hood | 29196.7606 | 8683.3143 | 3.3624
Lodging/Hospitality | Turnover | Efficient Exhaust Hood | 29196.7606 | 8683.3143 | 3.3624
Miscellaneous | Turnover | Efficient Exhaust Hood | 29196.7606 | 8683.3143 | 3.3624
Offices | Turnover | Efficient Exhaust Hood | 29196.7606 | 8683.3143 | 3.3624
Restaurants | Turnover | Efficient Exhaust Hood | 29196.7606 | 8683.3143 | 3.3624
Retail | Turnover | Efficient Exhaust Hood | 29196.7606 | 8683.3143 | 3.3624
Schools K-12 | Turnover | Efficient Exhaust Hood | 29196.7606 | 8683.3143 | 3.3624
Warehouse | Turnover | Efficient Exhaust Hood | 29196.7606 | 8683.3143 | 3.3624
Assembly | New | Efficient Exhaust Hood | 29196.7606 | 8683.3143 | 3.3624
College and University | New | Efficient Exhaust Hood | 29196.7606 | 8683.3143 | 3.3624
Grocery | New | Efficient Exhaust Hood | 29196.7606 | 8683.3143 | 3.3624
Healthcare | New | Efficient Exhaust Hood | 29196.7606 | 8683.3143 | 3.3624
Hospitals | New | Efficient Exhaust Hood | 29196.7606 | 8683.3143 | 3.3624
Institutional | New | Efficient Exhaust Hood | 29196.7606 | 8683.3143 | 3.3624
Lodging/Hospitality | New | Efficient Exhaust Hood | 29196.7606 | 8683.3143 | 3.3624
Miscellaneous | New | Efficient Exhaust Hood | 29196.7606 | 8683.3143 | 3.3624
Offices | New | Efficient Exhaust Hood | 29196.7606 | 8683.3143 | 3.3624
Restaurants | New | Efficient Exhaust Hood | 29196.7606 | 8683.3143 | 3.3624
Retail | New | Efficient Exhaust Hood | 29196.7606 | 8683.3143 | 3.3624
Schools K-12 | New | Efficient Exhaust Hood | 29196.7606 | 8683.3143 | 3.3624
Warehouse | New | Efficient Exhaust Hood | 29196.7606 | 8683.3143 | 3.3624
Assembly | Turnover | Energy Star Commercial Oven | 21421.4319 | 5202.1264 | 4.1178
College and University | Turnover | Energy Star Commercial Oven | 21421.4319 | 5202.1264 | 4.1178
Grocery | Turnover | Energy Star Commercial Oven | 21421.4319 | 5202.1264 | 4.1178
Healthcare | Turnover | Energy Star Commercial Oven | 21421.4319 | 5202.1264 | 4.1178
Hospitals | Turnover | Energy Star Commercial Oven | 21421.4319 | 5202.1264 | 4.1178
Institutional | Turnover | Energy Star Commercial Oven | 21421.4319 | 5202.1264 | 4.1178
Lodging/Hospitality | Turnover | Energy Star Commercial Oven | 21421.4319 | 5202.1264 | 4.1178
Miscellaneous | Turnover | Energy Star Commercial Oven | 21421.4319 | 5202.1264 | 4.1178
Offices | Turnover | Energy Star Commercial Oven | 21421.4319 | 5202.1264 | 4.1178
Restaurants | Turnover | Energy Star Commercial Oven | 21421.4319 | 5202.1264 | 4.1178
Retail | Turnover | Energy Star Commercial Oven | 21421.4319 | 5202.1264 | 4.1178
Schools K-12 | Turnover | Energy Star Commercial Oven | 21421.4319 | 5202.1264 | 4.1178
Warehouse | Turnover | Energy Star Commercial Oven | 21421.4319 | 5202.1264 | 4.1178
Assembly | New | Energy Star Commercial Oven | 21421.4319 | 5202.1264 | 4.1178
College and University | New | Energy Star Commercial Oven | 21421.4319 | 5202.1264 | 4.1178
Grocery | New | Energy Star Commercial Oven | 21421.4319 | 5202.1264 | 4.1178
Healthcare | New | Energy Star Commercial Oven | 21421.4319 | 5202.1264 | 4.1178
Hospitals | New | Energy Star Commercial Oven | 21421.4319 | 5202.1264 | 4.1178
Institutional | New | Energy Star Commercial Oven | 21421.4319 | 5202.1264 | 4.1178
Lodging/Hospitality | New | Energy Star Commercial Oven | 21421.4319 | 5202.1264 | 4.1178
Miscellaneous | New | Energy Star Commercial Oven | 21421.4319 | 5202.1264 | 4.1178
Offices | New | Energy Star Commercial Oven | 21421.4319 | 5202.1264 | 4.1178
Restaurants | New | Energy Star Commercial Oven | 21421.4319 | 5202.1264 | 4.1178
Retail | New | Energy Star Commercial Oven | 21421.4319 | 5202.1264 | 4.1178
Schools K-12 | New | Energy Star Commercial Oven | 21421.4319 | 5202.1264 | 4.1178
Warehouse | New | Energy Star Commercial Oven | 21421.4319 | 5202.1264 | 4.1178
Assembly | Turnover | Energy Star Griddle | 5898.8572 | 0.0043679 | 99.9
College and University | Turnover | Energy Star Griddle | 5898.8572 | 0.0043679 | 99.9
Grocery | Turnover | Energy Star Griddle | 5898.8572 | 0.0043679 | 99.9
Healthcare | Turnover | Energy Star Griddle | 5898.8572 | 0.0043679 | 99.9
Hospitals | Turnover | Energy Star Griddle | 5898.8572 | 0.0043679 | 99.9
Institutional | Turnover | Energy Star Griddle | 5898.8572 | 0.0043679 | 99.9
Lodging/Hospitality | Turnover | Energy Star Griddle | 5898.8572 | 0.0043679 | 99.9
Miscellaneous | Turnover | Energy Star Griddle | 5898.8572 | 0.0043679 | 99.9
Offices | Turnover | Energy Star Griddle | 5898.8572 | 0.0043679 | 99.9
Restaurants | Turnover | Energy Star Griddle | 5898.8572 | 0.0043679 | 99.9
Retail | Turnover | Energy Star Griddle | 5898.8572 | 0.0043679 | 99.9
Schools K-12 | Turnover | Energy Star Griddle | 5898.8572 | 0.0043679 | 99.9
Warehouse | Turnover | Energy Star Griddle | 5898.8572 | 0.0043679 | 99.9
Assembly | New | Energy Star Griddle | 5898.8572 | 0.0043679 | 99.9
College and University | New | Energy Star Griddle | 5898.8572 | 0.0043679 | 99.9
Grocery | New | Energy Star Griddle | 5898.8572 | 0.0043679 | 99.9
Healthcare | New | Energy Star Griddle | 5898.8572 | 0.0043679 | 99.9
Hospitals | New | Energy Star Griddle | 5898.8572 | 0.0043679 | 99.9
Institutional | New | Energy Star Griddle | 5898.8572 | 0.0043679 | 99.9
Lodging/Hospitality | New | Energy Star Griddle | 5898.8572 | 0.0043679 | 99.9
Miscellaneous | New | Energy Star Griddle | 5898.8572 | 0.0043679 | 99.9
Offices | New | Energy Star Griddle | 5898.8572 | 0.0043679 | 99.9
Restaurants | New | Energy Star Griddle | 5898.8572 | 0.0043679 | 99.9
Retail | New | Energy Star Griddle | 5898.8572 | 0.0043679 | 99.9
Schools K-12 | New | Energy Star Griddle | 5898.8572 | 0.0043679 | 99.9
Warehouse | New | Energy Star Griddle | 5898.8572 | 0.0043679 | 99.9
Assembly | Turnover | Energy Star Hot Food Holding Cabinet | 6035.6702 | 3542.338 | 1.7039
College and University | Turnover | Energy Star Hot Food Holding Cabinet | 6035.6702 | 3542.338 | 1.7039
Grocery | Turnover | Energy Star Hot Food Holding Cabinet | 6035.6702 | 3542.338 | 1.7039
Healthcare | Turnover | Energy Star Hot Food Holding Cabinet | 6035.6702 | 3542.338 | 1.7039
Hospitals | Turnover | Energy Star Hot Food Holding Cabinet | 6035.6702 | 3542.338 | 1.7039
Institutional | Turnover | Energy Star Hot Food Holding Cabinet | 6035.6702 | 3542.338 | 1.7039
Lodging/Hospitality | Turnover | Energy Star Hot Food Holding Cabinet | 6035.6702 | 3542.338 | 1.7039
Miscellaneous | Turnover | Energy Star Hot Food Holding Cabinet | 6035.6702 | 3542.338 | 1.7039
Offices | Turnover | Energy Star Hot Food Holding Cabinet | 6035.6702 | 3542.338 | 1.7039
Restaurants | Turnover | Energy Star Hot Food Holding Cabinet | 6035.6702 | 3542.338 | 1.7039
Retail | Turnover | Energy Star Hot Food Holding Cabinet | 6035.6702 | 3542.338 | 1.7039
Schools K-12 | Turnover | Energy Star Hot Food Holding Cabinet | 6035.6702 | 3542.338 | 1.7039
Warehouse | Turnover | Energy Star Hot Food Holding Cabinet | 6035.6702 | 3542.338 | 1.7039
Assembly | New | Energy Star Hot Food Holding Cabinet | 6035.6702 | 3542.338 | 1.7039
College and University | New | Energy Star Hot Food Holding Cabinet | 6035.6702 | 3542.338 | 1.7039
Grocery | New | Energy Star Hot Food Holding Cabinet | 6035.6702 | 3542.338 | 1.7039
Healthcare | New | Energy Star Hot Food Holding Cabinet | 6035.6702 | 3542.338 | 1.7039
Hospitals | New | Energy Star Hot Food Holding Cabinet | 6035.6702 | 3542.338 | 1.7039
Institutional | New | Energy Star Hot Food Holding Cabinet | 6035.6702 | 3542.338 | 1.7039
Lodging/Hospitality | New | Energy Star Hot Food Holding Cabinet | 6035.6702 | 3542.338 | 1.7039
Miscellaneous | New | Energy Star Hot Food Holding Cabinet | 6035.6702 | 3542.338 | 1.7039
Offices | New | Energy Star Hot Food Holding Cabinet | 6035.6702 | 3542.338 | 1.7039
Restaurants | New | Energy Star Hot Food Holding Cabinet | 6035.6702 | 3542.338 | 1.7039
Retail | New | Energy Star Hot Food Holding Cabinet | 6035.6702 | 3542.338 | 1.7039
Schools K-12 | New | Energy Star Hot Food Holding Cabinet | 6035.6702 | 3542.338 | 1.7039
Warehouse | New | Energy Star Hot Food Holding Cabinet | 6035.6702 | 3542.338 | 1.7039
Assembly | Turnover | Energy Star Steamer | 32866.6458 | 3606.6329 | 9.1128
College and University | Turnover | Energy Star Steamer | 32866.6458 | 3606.6329 | 9.1128
Grocery | Turnover | Energy Star Steamer | 32866.6458 | 3606.6329 | 9.1128
Healthcare | Turnover | Energy Star Steamer | 32866.6458 | 3606.6329 | 9.1128
Hospitals | Turnover | Energy Star Steamer | 32866.6458 | 3606.6329 | 9.1128
Institutional | Turnover | Energy Star Steamer | 32866.6458 | 3606.6329 | 9.1128
Lodging/Hospitality | Turnover | Energy Star Steamer | 32866.6458 | 3606.6329 | 9.1128
Miscellaneous | Turnover | Energy Star Steamer | 32866.6458 | 3606.6329 | 9.1128
Offices | Turnover | Energy Star Steamer | 32866.6458 | 3606.6329 | 9.1128
Restaurants | Turnover | Energy Star Steamer | 32866.6458 | 3606.6329 | 9.1128
Retail | Turnover | Energy Star Steamer | 32866.6458 | 3606.6329 | 9.1128
Schools K-12 | Turnover | Energy Star Steamer | 32866.6458 | 3606.6329 | 9.1128
Warehouse | Turnover | Energy Star Steamer | 32866.6458 | 3606.6329 | 9.1128
Assembly | New | Energy Star Steamer | 32866.6458 | 3606.6329 | 9.1128
College and University | New | Energy Star Steamer | 32866.6458 | 3606.6329 | 9.1128
Grocery | New | Energy Star Steamer | 32866.6458 | 3606.6329 | 9.1128
Healthcare | New | Energy Star Steamer | 32866.6458 | 3606.6329 | 9.1128
Hospitals | New | Energy Star Steamer | 32866.6458 | 3606.6329 | 9.1128
Institutional | New | Energy Star Steamer | 32866.6458 | 3606.6329 | 9.1128
Lodging/Hospitality | New | Energy Star Steamer | 32866.6458 | 3606.6329 | 9.1128
Miscellaneous | New | Energy Star Steamer | 32866.6458 | 3606.6329 | 9.1128
Offices | New | Energy Star Steamer | 32866.6458 | 3606.6329 | 9.1128
Restaurants | New | Energy Star Steamer | 32866.6458 | 3606.6329 | 9.1128
Retail | New | Energy Star Steamer | 32866.6458 | 3606.6329 | 9.1128
Schools K-12 | New | Energy Star Steamer | 32866.6458 | 3606.6329 | 9.1128
Warehouse | New | Energy Star Steamer | 32866.6458 | 3606.6329 | 9.1128
Assembly | Turnover | Energy Star Commercial Dishwasher | 45556.3434 | 3222.5132 | 14.1369
College and University | Turnover | Energy Star Commercial Dishwasher | 45556.3434 | 3222.5132 | 14.1369
Grocery | Turnover | Energy Star Commercial Dishwasher | 45556.3434 | 3222.5132 | 14.1369
Healthcare | Turnover | Energy Star Commercial Dishwasher | 45556.3434 | 3222.5132 | 14.1369
Hospitals | Turnover | Energy Star Commercial Dishwasher | 45556.3434 | 3222.5132 | 14.1369
Institutional | Turnover | Energy Star Commercial Dishwasher | 45556.3434 | 3222.5132 | 14.1369
Lodging/Hospitality | Turnover | Energy Star Commercial Dishwasher | 45556.3434 | 3222.5132 | 14.1369
Miscellaneous | Turnover | Energy Star Commercial Dishwasher | 45556.3434 | 3222.5132 | 14.1369
Offices | Turnover | Energy Star Commercial Dishwasher | 45556.3434 | 3222.5132 | 14.1369
Restaurants | Turnover | Energy Star Commercial Dishwasher | 45556.3434 | 3222.5132 | 14.1369
Retail | Turnover | Energy Star Commercial Dishwasher | 45556.3434 | 3222.5132 | 14.1369
Schools K-12 | Turnover | Energy Star Commercial Dishwasher | 45556.3434 | 3222.5132 | 14.1369
Warehouse | Turnover | Energy Star Commercial Dishwasher | 45556.3434 | 3222.5132 | 14.1369
Assembly | New | Energy Star Commercial Dishwasher | 45556.3434 | 3222.5132 | 14.1369
College and University | New | Energy Star Commercial Dishwasher | 45556.3434 | 3222.5132 | 14.1369
Grocery | New | Energy Star Commercial Dishwasher | 45556.3434 | 3222.5132 | 14.1369
Healthcare | New | Energy Star Commercial Dishwasher | 45556.3434 | 3222.5132 | 14.1369
Hospitals | New | Energy Star Commercial Dishwasher | 45556.3434 | 3222.5132 | 14.1369
Institutional | New | Energy Star Commercial Dishwasher | 45556.3434 | 3222.5132 | 14.1369
Lodging/Hospitality | New | Energy Star Commercial Dishwasher | 45556.3434 | 3222.5132 | 14.1369
Miscellaneous | New | Energy Star Commercial Dishwasher | 45556.3434 | 3222.5132 | 14.1369
Offices | New | Energy Star Commercial Dishwasher | 45556.3434 | 3222.5132 | 14.1369
Restaurants | New | Energy Star Commercial Dishwasher | 45556.3434 | 3222.5132 | 14.1369
Retail | New | Energy Star Commercial Dishwasher | 45556.3434 | 3222.5132 | 14.1369
Schools K-12 | New | Energy Star Commercial Dishwasher | 45556.3434 | 3222.5132 | 14.1369
Warehouse | New | Energy Star Commercial Dishwasher | 45556.3434 | 3222.5132 | 14.1369
Assembly | Turnover | Heat Pump Water Heater | 16812.1802 | 4394.0715 | 3.8261
College and University | Turnover | Heat Pump Water Heater | 458950.0448 | 43940.7152 | 10.4448
Grocery | Turnover | Heat Pump Water Heater | 45713.7932 | 4394.0715 | 10.4035
Healthcare | Turnover | Heat Pump Water Heater | 22416.2402 | 4394.0715 | 5.1015
Hospitals | Turnover | Heat Pump Water Heater | 804825.4409 | 65911.0728 | 12.2108
Institutional | Turnover | Heat Pump Water Heater | 1344974.4126 | 109851.788 | 12.2435
Lodging/Hospitality | Turnover | Heat Pump Water Heater | 219426.2071 | 13182.2146 | 16.6456
Miscellaneous | Turnover | Heat Pump Water Heater | 1008730.8095 | 87881.4304 | 11.4783
Offices | Turnover | Heat Pump Water Heater | 140101.5013 | 13182.2146 | 10.6281
Restaurants | Turnover | Heat Pump Water Heater | 76189.6553 | 8788.143 | 8.6696
Retail | Turnover | Heat Pump Water Heater | 135769.9657 | 13182.2146 | 10.2995
Schools K-12 | Turnover | Heat Pump Water Heater | 7005.2286 | 4394.0715 | 1.5942
Warehouse | Turnover | Heat Pump Water Heater | 33624.3603 | 4394.0715 | 7.6522
Assembly | New | Heat Pump Water Heater | 16812.1802 | 4394.0715 | 3.8261
College and University | New | Heat Pump Water Heater | 458950.0448 | 43940.7152 | 10.4448
Grocery | New | Heat Pump Water Heater | 45713.7932 | 4394.0715 | 10.4035
Healthcare | New | Heat Pump Water Heater | 22416.2402 | 4394.0715 | 5.1015
Hospitals | New | Heat Pump Water Heater | 804825.4409 | 65911.0728 | 12.2108
Institutional | New | Heat Pump Water Heater | 1344974.4126 | 109851.788 | 12.2435
Lodging/Hospitality | New | Heat Pump Water Heater | 219426.2071 | 13182.2146 | 16.6456
Miscellaneous | New | Heat Pump Water Heater | 1008730.8095 | 87881.4304 | 11.4783
Offices | New | Heat Pump Water Heater | 140101.5013 | 13182.2146 | 10.6281
Restaurants | New | Heat Pump Water Heater | 76189.6553 | 8788.143 | 8.6696
Retail | New | Heat Pump Water Heater | 135769.9657 | 13182.2146 | 10.2995
Schools K-12 | New | Heat Pump Water Heater | 7005.2286 | 4394.0715 | 1.5942
Warehouse | New | Heat Pump Water Heater | 33624.3603 | 4394.0715 | 7.6522
College and University | Turnover | Solar Water Heater | 313451.0735 | 295573.3794 | 1.0605
Hospitals | Turnover | Solar Water Heater | 549675.0709 | 443360.069 | 1.2398
Institutional | Turnover | Solar Water Heater | 1090264.6033 | 738933.4484 | 1.4755
Lodging/Hospitality | Turnover | Solar Water Heater | 130831.7524 | 88672.0138 | 1.4755
Miscellaneous | Turnover | Solar Water Heater | 817698.4525 | 591146.7587 | 1.3832
Offices | Turnover | Solar Water Heater | 113569.2295 | 88672.0138 | 1.2808
College and University | New | Solar Water Heater | 313451.0735 | 295573.3794 | 1.0605
Hospitals | New | Solar Water Heater | 549675.0709 | 443360.069 | 1.2398
Institutional | New | Solar Water Heater | 1090264.6033 | 738933.4484 | 1.4755
Lodging/Hospitality | New | Solar Water Heater | 130831.7524 | 88672.0138 | 1.4755
Miscellaneous | New | Solar Water Heater | 817698.4525 | 591146.7587 | 1.3832
Offices | New | Solar Water Heater | 113569.2295 | 88672.0138 | 1.2808
Assembly | Turnover | CFL - 15W Flood | 415.5359 | 17.122 | 24.2691
College and University | Turnover | CFL - 15W Flood | 415.5359 | 17.122 | 24.2691
Grocery | Turnover | CFL - 15W Flood | 415.5359 | 17.122 | 24.2691
Healthcare | Turnover | CFL - 15W Flood | 415.5359 | 17.122 | 24.2691
Hospitals | Turnover | CFL - 15W Flood | 415.5359 | 17.122 | 24.2691
Institutional | Turnover | CFL - 15W Flood | 415.5359 | 17.122 | 24.2691
Lodging/Hospitality | Turnover | CFL - 15W Flood | 415.5359 | 17.122 | 24.2691
Miscellaneous | Turnover | CFL - 15W Flood | 415.5359 | 17.122 | 24.2691
Offices | Turnover | CFL - 15W Flood | 415.5359 | 17.122 | 24.2691
Restaurants | Turnover | CFL - 15W Flood | 415.5359 | 17.122 | 24.2691
Retail | Turnover | CFL - 15W Flood | 415.5359 | 17.122 | 24.2691
Schools K-12 | Turnover | CFL - 15W Flood | 415.5359 | 17.122 | 24.2691
Warehouse | Turnover | CFL - 15W Flood | 415.5359 | 17.122 | 24.2691
Assembly | New | CFL - 15W Flood | 415.5359 | 17.122 | 24.2691
College and University | New | CFL - 15W Flood | 415.5359 | 17.122 | 24.2691
Grocery | New | CFL - 15W Flood | 415.5359 | 17.122 | 24.2691
Healthcare | New | CFL - 15W Flood | 415.5359 | 17.122 | 24.2691
Hospitals | New | CFL - 15W Flood | 415.5359 | 17.122 | 24.2691
Institutional | New | CFL - 15W Flood | 415.5359 | 17.122 | 24.2691
Lodging/Hospitality | New | CFL - 15W Flood | 415.5359 | 17.122 | 24.2691
Miscellaneous | New | CFL - 15W Flood | 415.5359 | 17.122 | 24.2691
Offices | New | CFL - 15W Flood | 415.5359 | 17.122 | 24.2691
Restaurants | New | CFL - 15W Flood | 415.5359 | 17.122 | 24.2691
Retail | New | CFL - 15W Flood | 415.5359 | 17.122 | 24.2691
Schools K-12 | New | CFL - 15W Flood | 415.5359 | 17.122 | 24.2691
Warehouse | New | CFL - 15W Flood | 415.5359 | 17.122 | 24.2691
Assembly | Turnover | High Efficiency HID Lighting | 1001.4416 | 844.9197 | 1.1853
College and University | Turnover | High Efficiency HID Lighting | 1001.4416 | 844.9197 | 1.1853
Grocery | Turnover | High Efficiency HID Lighting | 1001.4416 | 844.9197 | 1.1853
Healthcare | Turnover | High Efficiency HID Lighting | 1001.4416 | 844.9197 | 1.1853
Hospitals | Turnover | High Efficiency HID Lighting | 1001.4416 | 844.9197 | 1.1853
Institutional | Turnover | High Efficiency HID Lighting | 1001.4416 | 844.9197 | 1.1853
Lodging/Hospitality | Turnover | High Efficiency HID Lighting | 1001.4416 | 844.9197 | 1.1853
Miscellaneous | Turnover | High Efficiency HID Lighting | 1001.4416 | 844.9197 | 1.1853
Offices | Turnover | High Efficiency HID Lighting | 1001.4416 | 844.9197 | 1.1853
Restaurants | Turnover | High Efficiency HID Lighting | 1001.4416 | 844.9197 | 1.1853
Retail | Turnover | High Efficiency HID Lighting | 1001.4416 | 844.9197 | 1.1853
Schools K-12 | Turnover | High Efficiency HID Lighting | 1001.4416 | 844.9197 | 1.1853
Warehouse | Turnover | High Efficiency HID Lighting | 1001.4416 | 844.9197 | 1.1853
Assembly | New | High Efficiency HID Lighting | 1001.4416 | 844.9197 | 1.1853
College and University | New | High Efficiency HID Lighting | 1001.4416 | 844.9197 | 1.1853
Grocery | New | High Efficiency HID Lighting | 1001.4416 | 844.9197 | 1.1853
Healthcare | New | High Efficiency HID Lighting | 1001.4416 | 844.9197 | 1.1853
Hospitals | New | High Efficiency HID Lighting | 1001.4416 | 844.9197 | 1.1853
Institutional | New | High Efficiency HID Lighting | 1001.4416 | 844.9197 | 1.1853
Lodging/Hospitality | New | High Efficiency HID Lighting | 1001.4416 | 844.9197 | 1.1853
Miscellaneous | New | High Efficiency HID Lighting | 1001.4416 | 844.9197 | 1.1853
Offices | New | High Efficiency HID Lighting | 1001.4416 | 844.9197 | 1.1853
Restaurants | New | High Efficiency HID Lighting | 1001.4416 | 844.9197 | 1.1853
Retail | New | High Efficiency HID Lighting | 1001.4416 | 844.9197 | 1.1853
Schools K-12 | New | High Efficiency HID Lighting | 1001.4416 | 844.9197 | 1.1853
Warehouse | New | High Efficiency HID Lighting | 1001.4416 | 844.9197 | 1.1853
Assembly | Turnover | LED - 9W Flood | 465.4002 | 13.7151 | 33.9334
College and University | Turnover | LED - 9W Flood | 465.4002 | 13.7151 | 33.9334
Grocery | Turnover | LED - 9W Flood | 465.4002 | 13.7151 | 33.9334
Healthcare | Turnover | LED - 9W Flood | 465.4002 | 13.7151 | 33.9334
Hospitals | Turnover | LED - 9W Flood | 465.4002 | 13.7151 | 33.9334
Institutional | Turnover | LED - 9W Flood | 465.4002 | 13.7151 | 33.9334
Lodging/Hospitality | Turnover | LED - 9W Flood | 465.4002 | 13.7151 | 33.9334
Miscellaneous | Turnover | LED - 9W Flood | 465.4002 | 13.7151 | 33.9334
Offices | Turnover | LED - 9W Flood | 465.4002 | 13.7151 | 33.9334
Restaurants | Turnover | LED - 9W Flood | 465.4002 | 13.7151 | 33.9334
Retail | Turnover | LED - 9W Flood | 465.4002 | 13.7151 | 33.9334
Schools K-12 | Turnover | LED - 9W Flood | 465.4002 | 13.7151 | 33.9334
Warehouse | Turnover | LED - 9W Flood | 465.4002 | 13.7151 | 33.9334
Assembly | New | LED - 9W Flood | 465.4002 | 13.7151 | 33.9334
College and University | New | LED - 9W Flood | 465.4002 | 13.7151 | 33.9334
Grocery | New | LED - 9W Flood | 465.4002 | 13.7151 | 33.9334
Healthcare | New | LED - 9W Flood | 465.4002 | 13.7151 | 33.9334
Hospitals | New | LED - 9W Flood | 465.4002 | 13.7151 | 33.9334
Institutional | New | LED - 9W Flood | 465.4002 | 13.7151 | 33.9334
Lodging/Hospitality | New | LED - 9W Flood | 465.4002 | 13.7151 | 33.9334
Miscellaneous | New | LED - 9W Flood | 465.4002 | 13.7151 | 33.9334
Offices | New | LED - 9W Flood | 465.4002 | 13.7151 | 33.9334
Restaurants | New | LED - 9W Flood | 465.4002 | 13.7151 | 33.9334
Retail | New | LED - 9W Flood | 465.4002 | 13.7151 | 33.9334
Schools K-12 | New | LED - 9W Flood | 465.4002 | 13.7151 | 33.9334
Warehouse | New | LED - 9W Flood | 465.4002 | 13.7151 | 33.9334
Assembly | Turnover | LED Display Lighting (Exterior) | 781.2075 | 152.8753 | 5.1101
College and University | Turnover | LED Display Lighting (Exterior) | 781.2075 | 152.8753 | 5.1101
Grocery | Turnover | LED Display Lighting (Exterior) | 781.2075 | 152.8753 | 5.1101
Healthcare | Turnover | LED Display Lighting (Exterior) | 781.2075 | 152.8753 | 5.1101
Hospitals | Turnover | LED Display Lighting (Exterior) | 781.2075 | 152.8753 | 5.1101
Institutional | Turnover | LED Display Lighting (Exterior) | 781.2075 | 152.8753 | 5.1101
Lodging/Hospitality | Turnover | LED Display Lighting (Exterior) | 781.2075 | 152.8753 | 5.1101
Miscellaneous | Turnover | LED Display Lighting (Exterior) | 781.2075 | 152.8753 | 5.1101
Offices | Turnover | LED Display Lighting (Exterior) | 781.2075 | 152.8753 | 5.1101
Restaurants | Turnover | LED Display Lighting (Exterior) | 781.2075 | 152.8753 | 5.1101
Retail | Turnover | LED Display Lighting (Exterior) | 781.2075 | 152.8753 | 5.1101
Schools K-12 | Turnover | LED Display Lighting (Exterior) | 781.2075 | 152.8753 | 5.1101
Warehouse | Turnover | LED Display Lighting (Exterior) | 781.2075 | 152.8753 | 5.1101
Assembly | New | LED Display Lighting (Exterior) | 781.2075 | 152.8753 | 5.1101
College and University | New | LED Display Lighting (Exterior) | 781.2075 | 152.8753 | 5.1101
Grocery | New | LED Display Lighting (Exterior) | 781.2075 | 152.8753 | 5.1101
Healthcare | New | LED Display Lighting (Exterior) | 781.2075 | 152.8753 | 5.1101
Hospitals | New | LED Display Lighting (Exterior) | 781.2075 | 152.8753 | 5.1101
Institutional | New | LED Display Lighting (Exterior) | 781.2075 | 152.8753 | 5.1101
Lodging/Hospitality | New | LED Display Lighting (Exterior) | 781.2075 | 152.8753 | 5.1101
Miscellaneous | New | LED Display Lighting (Exterior) | 781.2075 | 152.8753 | 5.1101
Offices | New | LED Display Lighting (Exterior) | 781.2075 | 152.8753 | 5.1101
Restaurants | New | LED Display Lighting (Exterior) | 781.2075 | 152.8753 | 5.1101
Retail | New | LED Display Lighting (Exterior) | 781.2075 | 152.8753 | 5.1101
Schools K-12 | New | LED Display Lighting (Exterior) | 781.2075 | 152.8753 | 5.1101
Warehouse | New | LED Display Lighting (Exterior) | 781.2075 | 152.8753 | 5.1101
Assembly | Turnover | LED Exterior Lighting | 1579.0365 | 1253.5771 | 1.2596
College and University | Turnover | LED Exterior Lighting | 1579.0365 | 1253.5771 | 1.2596
Grocery | Turnover | LED Exterior Lighting | 1579.0365 | 1253.5771 | 1.2596
Healthcare | Turnover | LED Exterior Lighting | 1579.0365 | 1253.5771 | 1.2596
Hospitals | Turnover | LED Exterior Lighting | 1579.0365 | 1253.5771 | 1.2596
Institutional | Turnover | LED Exterior Lighting | 1579.0365 | 1253.5771 | 1.2596
Lodging/Hospitality | Turnover | LED Exterior Lighting | 1579.0365 | 1253.5771 | 1.2596
Miscellaneous | Turnover | LED Exterior Lighting | 1579.0365 | 1253.5771 | 1.2596
Offices | Turnover | LED Exterior Lighting | 1579.0365 | 1253.5771 | 1.2596
Restaurants | Turnover | LED Exterior Lighting | 1579.0365 | 1253.5771 | 1.2596
Retail | Turnover | LED Exterior Lighting | 1579.0365 | 1253.5771 | 1.2596
Schools K-12 | Turnover | LED Exterior Lighting | 1579.0365 | 1253.5771 | 1.2596
Warehouse | Turnover | LED Exterior Lighting | 1579.0365 | 1253.5771 | 1.2596
Assembly | New | LED Exterior Lighting | 1579.0365 | 1253.5771 | 1.2596
College and University | New | LED Exterior Lighting | 1579.0365 | 1253.5771 | 1.2596
Grocery | New | LED Exterior Lighting | 1579.0365 | 1253.5771 | 1.2596
Healthcare | New | LED Exterior Lighting | 1579.0365 | 1253.5771 | 1.2596
Hospitals | New | LED Exterior Lighting | 1579.0365 | 1253.5771 | 1.2596
Institutional | New | LED Exterior Lighting | 1579.0365 | 1253.5771 | 1.2596
Lodging/Hospitality | New | LED Exterior Lighting | 1579.0365 | 1253.5771 | 1.2596
Miscellaneous | New | LED Exterior Lighting | 1579.0365 | 1253.5771 | 1.2596
Offices | New | LED Exterior Lighting | 1579.0365 | 1253.5771 | 1.2596
Restaurants | New | LED Exterior Lighting | 1579.0365 | 1253.5771 | 1.2596
Retail | New | LED Exterior Lighting | 1579.0365 | 1253.5771 | 1.2596
Schools K-12 | New | LED Exterior Lighting | 1579.0365 | 1253.5771 | 1.2596
Warehouse | New | LED Exterior Lighting | 1579.0365 | 1253.5771 | 1.2596
Assembly | Turnover | LED Parking Lighting | 6981.0034 | 706.9388 | 9.875
College and University | Turnover | LED Parking Lighting | 6981.0034 | 706.9388 | 9.875
Grocery | Turnover | LED Parking Lighting | 6981.0034 | 706.9388 | 9.875
Healthcare | Turnover | LED Parking Lighting | 6981.0034 | 706.9388 | 9.875
Hospitals | Turnover | LED Parking Lighting | 6981.0034 | 706.9388 | 9.875
Institutional | Turnover | LED Parking Lighting | 6981.0034 | 706.9388 | 9.875
Lodging/Hospitality | Turnover | LED Parking Lighting | 6981.0034 | 706.9388 | 9.875
Miscellaneous | Turnover | LED Parking Lighting | 6981.0034 | 706.9388 | 9.875
Offices | Turnover | LED Parking Lighting | 6981.0034 | 706.9388 | 9.875
Restaurants | Turnover | LED Parking Lighting | 6981.0034 | 706.9388 | 9.875
Retail | Turnover | LED Parking Lighting | 6981.0034 | 706.9388 | 9.875
Schools K-12 | Turnover | LED Parking Lighting | 6981.0034 | 706.9388 | 9.875
Warehouse | Turnover | LED Parking Lighting | 6981.0034 | 706.9388 | 9.875
Assembly | New | LED Parking Lighting | 6981.0034 | 706.9388 | 9.875
College and University | New | LED Parking Lighting | 6981.0034 | 706.9388 | 9.875
Grocery | New | LED Parking Lighting | 6981.0034 | 706.9388 | 9.875
Healthcare | New | LED Parking Lighting | 6981.0034 | 706.9388 | 9.875
Hospitals | New | LED Parking Lighting | 6981.0034 | 706.9388 | 9.875
Institutional | New | LED Parking Lighting | 6981.0034 | 706.9388 | 9.875
Lodging/Hospitality | New | LED Parking Lighting | 6981.0034 | 706.9388 | 9.875
Miscellaneous | New | LED Parking Lighting | 6981.0034 | 706.9388 | 9.875
Offices | New | LED Parking Lighting | 6981.0034 | 706.9388 | 9.875
Restaurants | New | LED Parking Lighting | 6981.0034 | 706.9388 | 9.875
Retail | New | LED Parking Lighting | 6981.0034 | 706.9388 | 9.875
Schools K-12 | New | LED Parking Lighting | 6981.0034 | 706.9388 | 9.875
Warehouse | New | LED Parking Lighting | 6981.0034 | 706.9388 | 9.875
Assembly | Turnover | LED Street Lights | 3497.8705 | 1042.0414 | 3.3567
College and University | Turnover | LED Street Lights | 3497.8705 | 1042.0414 | 3.3567
Grocery | Turnover | LED Street Lights | 3497.8705 | 1042.0414 | 3.3567
Healthcare | Turnover | LED Street Lights | 3497.8705 | 1042.0414 | 3.3567
Hospitals | Turnover | LED Street Lights | 3497.8705 | 1042.0414 | 3.3567
Institutional | Turnover | LED Street Lights | 3497.8705 | 1042.0414 | 3.3567
Lodging/Hospitality | Turnover | LED Street Lights | 3497.8705 | 1042.0414 | 3.3567
Miscellaneous | Turnover | LED Street Lights | 3497.8705 | 1042.0414 | 3.3567
Offices | Turnover | LED Street Lights | 3497.8705 | 1042.0414 | 3.3567
Restaurants | Turnover | LED Street Lights | 3497.8705 | 1042.0414 | 3.3567
Retail | Turnover | LED Street Lights | 3497.8705 | 1042.0414 | 3.3567
Schools K-12 | Turnover | LED Street Lights | 3497.8705 | 1042.0414 | 3.3567
Warehouse | Turnover | LED Street Lights | 3497.8705 | 1042.0414 | 3.3567
Assembly | New | LED Street Lights | 3497.8705 | 1042.0414 | 3.3567
College and University | New | LED Street Lights | 3497.8705 | 1042.0414 | 3.3567
Grocery | New | LED Street Lights | 3497.8705 | 1042.0414 | 3.3567
Healthcare | New | LED Street Lights | 3497.8705 | 1042.0414 | 3.3567
Hospitals | New | LED Street Lights | 3497.8705 | 1042.0414 | 3.3567
Institutional | New | LED Street Lights | 3497.8705 | 1042.0414 | 3.3567
Lodging/Hospitality | New | LED Street Lights | 3497.8705 | 1042.0414 | 3.3567
Miscellaneous | New | LED Street Lights | 3497.8705 | 1042.0414 | 3.3567
Offices | New | LED Street Lights | 3497.8705 | 1042.0414 | 3.3567
Restaurants | New | LED Street Lights | 3497.8705 | 1042.0414 | 3.3567
Retail | New | LED Street Lights | 3497.8705 | 1042.0414 | 3.3567
Schools K-12 | New | LED Street Lights | 3497.8705 | 1042.0414 | 3.3567
Warehouse | New | LED Street Lights | 3497.8705 | 1042.0414 | 3.3567
Assembly | Turnover | High Efficiency Chiller (Air Cooled, 50 tons) | 72059.8938 | 29701.4775 | 2.4261
College and University | Turnover | High Efficiency Chiller (Air Cooled, 50 tons) | 79944.029 | 29701.4775 | 2.6916
Grocery | Turnover | High Efficiency Chiller (Air Cooled, 50 tons) | 39806.6131 | 29701.4775 | 1.3402
Healthcare | Turnover | High Efficiency Chiller (Air Cooled, 50 tons) | 156800.5645 | 29701.4775 | 5.2792
Hospitals | Turnover | High Efficiency Chiller (Air Cooled, 50 tons) | 148530.4925 | 29701.4775 | 5.0008
Institutional | Turnover | High Efficiency Chiller (Air Cooled, 50 tons) | 38924.4721 | 29701.4775 | 1.3105
Lodging/Hospitality | Turnover | High Efficiency Chiller (Air Cooled, 50 tons) | 119033.9025 | 29701.4775 | 4.0077
Miscellaneous | Turnover | High Efficiency Chiller (Air Cooled, 50 tons) | 40247.6836 | 29701.4775 | 1.3551
Offices | Turnover | High Efficiency Chiller (Air Cooled, 50 tons) | 81101.8391 | 29701.4775 | 2.7306
Restaurants | Turnover | High Efficiency Chiller (Air Cooled, 50 tons) | 116773.4162 | 29701.4775 | 3.9316
Retail | Turnover | High Efficiency Chiller (Air Cooled, 50 tons) | 91522.1298 | 29701.4775 | 3.0814
Schools K-12 | Turnover | High Efficiency Chiller (Air Cooled, 50 tons) | 79558.0923 | 29701.4775 | 2.6786
Assembly | New | High Efficiency Chiller (Air Cooled, 50 tons) | 72059.8938 | 29701.4775 | 2.4261
College and University | New | High Efficiency Chiller (Air Cooled, 50 tons) | 79944.029 | 29701.4775 | 2.6916
Grocery | New | High Efficiency Chiller (Air Cooled, 50 tons) | 39806.6131 | 29701.4775 | 1.3402
Healthcare | New | High Efficiency Chiller (Air Cooled, 50 tons) | 156800.5645 | 29701.4775 | 5.2792
Hospitals | New | High Efficiency Chiller (Air Cooled, 50 tons) | 148530.4925 | 29701.4775 | 5.0008
Institutional | New | High Efficiency Chiller (Air Cooled, 50 tons) | 38924.4721 | 29701.4775 | 1.3105
Lodging/Hospitality | New | High Efficiency Chiller (Air Cooled, 50 tons) | 119033.9025 | 29701.4775 | 4.0077
Miscellaneous | New | High Efficiency Chiller (Air Cooled, 50 tons) | 40247.6836 | 29701.4775 | 1.3551
Offices | New | High Efficiency Chiller (Air Cooled, 50 tons) | 81101.8391 | 29701.4775 | 2.7306
Restaurants | New | High Efficiency Chiller (Air Cooled, 50 tons) | 116773.4162 | 29701.4775 | 3.9316
Retail | New | High Efficiency Chiller (Air Cooled, 50 tons) | 91522.1298 | 29701.4775 | 3.0814
Schools K-12 | New | High Efficiency Chiller (Air Cooled, 50 tons) | 79558.0923 | 29701.4775 | 2.6786
Assembly | Turnover | High Efficiency Chiller (Water cooled-centrifugal, 200 tons) | 66355.79 | 41640.3066 | 1.5935
College and University | Turnover | High Efficiency Chiller (Water cooled-centrifugal, 200 tons) | 73615.8344 | 41640.3066 | 1.7679
Healthcare | Turnover | High Efficiency Chiller (Water cooled-centrifugal, 200 tons) | 144388.5745 | 41640.3066 | 3.4675
Hospitals | Turnover | High Efficiency Chiller (Water cooled-centrifugal, 200 tons) | 136773.1433 | 41640.3066 | 3.2846
Lodging/Hospitality | Turnover | High Efficiency Chiller (Water cooled-centrifugal, 200 tons) | 109611.4389 | 41640.3066 | 2.6323
Offices | Turnover | High Efficiency Chiller (Water cooled-centrifugal, 200 tons) | 74681.9948 | 41640.3066 | 1.7935
Restaurants | Turnover | High Efficiency Chiller (Water cooled-centrifugal, 200 tons) | 107529.8878 | 41640.3066 | 2.5824
Retail | Turnover | High Efficiency Chiller (Water cooled-centrifugal, 200 tons) | 84277.438 | 41640.3066 | 2.0239
Schools K-12 | Turnover | High Efficiency Chiller (Water cooled-centrifugal, 200 tons) | 73260.4476 | 41640.3066 | 1.7594
Assembly | New | High Efficiency Chiller (Water cooled-centrifugal, 200 tons) | 66355.79 | 41640.3066 | 1.5935
College and University | New | High Efficiency Chiller (Water cooled-centrifugal, 200 tons) | 73615.8344 | 41640.3066 | 1.7679
Healthcare | New | High Efficiency Chiller (Water cooled-centrifugal, 200 tons) | 144388.5745 | 41640.3066 | 3.4675
Hospitals | New | High Efficiency Chiller (Water cooled-centrifugal, 200 tons) | 136773.1433 | 41640.3066 | 3.2846
Lodging/Hospitality | New | High Efficiency Chiller (Water cooled-centrifugal, 200 tons) | 109611.4389 | 41640.3066 | 2.6323
Offices | New | High Efficiency Chiller (Water cooled-centrifugal, 200 tons) | 74681.9948 | 41640.3066 | 1.7935
Restaurants | New | High Efficiency Chiller (Water cooled-centrifugal, 200 tons) | 107529.8878 | 41640.3066 | 2.5824
Retail | New | High Efficiency Chiller (Water cooled-centrifugal, 200 tons) | 84277.438 | 41640.3066 | 2.0239
Schools K-12 | New | High Efficiency Chiller (Water cooled-centrifugal, 200 tons) | 73260.4476 | 41640.3066 | 1.7594
College and University | Turnover | High Efficiency Chiller (Water cooled-positive displacement, 100 tons) | 23358.8705 | 22712.8945 | 1.0284
Healthcare | Turnover | High Efficiency Chiller (Water cooled-positive displacement, 100 tons) | 45815.6054 | 22712.8945 | 2.0172
Hospitals | Turnover | High Efficiency Chiller (Water cooled-positive displacement, 100 tons) | 43399.1705 | 22712.8945 | 1.9108
Lodging/Hospitality | Turnover | High Efficiency Chiller (Water cooled-positive displacement, 100 tons) | 34780.5527 | 22712.8945 | 1.5313
Offices | Turnover | High Efficiency Chiller (Water cooled-positive displacement, 100 tons) | 23697.1714 | 22712.8945 | 1.0433
Restaurants | Turnover | High Efficiency Chiller (Water cooled-positive displacement, 100 tons) | 34120.0605 | 22712.8945 | 1.5022
Retail | Turnover | High Efficiency Chiller (Water cooled-positive displacement, 100 tons) | 26741.8794 | 22712.8945 | 1.1774
Schools K-12 | Turnover | High Efficiency Chiller (Water cooled-positive displacement, 100 tons) | 23246.1036 | 22712.8945 | 1.0235
College and University | New | High Efficiency Chiller (Water cooled-positive displacement, 100 tons) | 23358.8705 | 22712.8945 | 1.0284
Healthcare | New | High Efficiency Chiller (Water cooled-positive displacement, 100 tons) | 45815.6054 | 22712.8945 | 2.0172
Hospitals | New | High Efficiency Chiller (Water cooled-positive displacement, 100 tons) | 43399.1705 | 22712.8945 | 1.9108
Lodging/Hospitality | New | High Efficiency Chiller (Water cooled-positive displacement, 100 tons) | 34780.5527 | 22712.8945 | 1.5313
Offices | New | High Efficiency Chiller (Water cooled-positive displacement, 100 tons) | 23697.1714 | 22712.8945 | 1.0433
Restaurants | New | High Efficiency Chiller (Water cooled-positive displacement, 100 tons) | 34120.0605 | 22712.8945 | 1.5022
Retail | New | High Efficiency Chiller (Water cooled-positive displacement, 100 tons) | 26741.8794 | 22712.8945 | 1.1774
Schools K-12 | New | High Efficiency Chiller (Water cooled-positive displacement, 100 tons) | 23246.1036 | 22712.8945 | 1.0235
Healthcare | Turnover | High Efficiency DX 135k- less than 240k BTU | 16697.7176 | 14543.2848 | 1.1481
Hospitals | Turnover | High Efficiency DX 135k- less than 240k BTU | 15817.0363 | 14543.2848 | 1.0876
Healthcare | New | High Efficiency DX 135k- less than 240k BTU | 16697.7176 | 14543.2848 | 1.1481
Hospitals | New | High Efficiency DX 135k- less than 240k BTU | 15817.0363 | 14543.2848 | 1.0876
Assembly | Turnover | High Efficiency PTAC | 3516.1421 | 550.3509 | 6.3889
College and University | Turnover | High Efficiency PTAC | 3042.3572 | 550.3509 | 5.528
Grocery | Turnover | High Efficiency PTAC | 1942.3524 | 550.3509 | 3.5293
Healthcare | Turnover | High Efficiency PTAC | 7651.0391 | 550.3509 | 13.9021
Hospitals | Turnover | High Efficiency PTAC | 5652.4898 | 550.3509 | 10.2707
Institutional | Turnover | High Efficiency PTAC | 1899.3086 | 550.3509 | 3.4511
Lodging/Hospitality | Turnover | High Efficiency PTAC | 5808.2255 | 550.3509 | 10.5537
Miscellaneous | Turnover | High Efficiency PTAC | 1793.5009 | 550.3509 | 3.2588
Offices | Turnover | High Efficiency PTAC | 3614.0271 | 550.3509 | 6.5668
Restaurants | Turnover | High Efficiency PTAC | 5697.9257 | 550.3509 | 10.3533
Retail | Turnover | High Efficiency PTAC | 4465.7964 | 550.3509 | 8.1145
Schools K-12 | Turnover | High Efficiency PTAC | 3882.0146 | 550.3509 | 7.0537
Warehouse | Turnover | High Efficiency PTAC | 852.8057 | 550.3509 | 1.5496
Assembly | New | High Efficiency PTAC | 3516.1421 | 550.3509 | 6.3889
College and University | New | High Efficiency PTAC | 3042.3572 | 550.3509 | 5.528
Grocery | New | High Efficiency PTAC | 1942.3524 | 550.3509 | 3.5293
Healthcare | New | High Efficiency PTAC | 7651.0391 | 550.3509 | 13.9021
Hospitals | New | High Efficiency PTAC | 5652.4898 | 550.3509 | 10.2707
Institutional | New | High Efficiency PTAC | 1899.3086 | 550.3509 | 3.4511
Lodging/Hospitality | New | High Efficiency PTAC | 5808.2255 | 550.3509 | 10.5537
Miscellaneous | New | High Efficiency PTAC | 1793.5009 | 550.3509 | 3.2588
Offices | New | High Efficiency PTAC | 3614.0271 | 550.3509 | 6.5668
Restaurants | New | High Efficiency PTAC | 5697.9257 | 550.3509 | 10.3533
Retail | New | High Efficiency PTAC | 4465.7964 | 550.3509 | 8.1145
Schools K-12 | New | High Efficiency PTAC | 3882.0146 | 550.3509 | 7.0537
Warehouse | New | High Efficiency PTAC | 852.8057 | 550.3509 | 1.5496
Assembly | Turnover | High Efficiency PTHP | 3531.0714 | 550.3509 | 6.416
College and University | Turnover | High Efficiency PTHP | 3580.2952 | 550.3509 | 6.5055
Grocery | Turnover | High Efficiency PTHP | 1967.4712 | 550.3509 | 3.5749
Healthcare | Turnover | High Efficiency PTHP | 7674.7397 | 550.3509 | 13.9452
Hospitals | Turnover | High Efficiency PTHP | 6650.9649 | 550.3509 | 12.085
Institutional | Turnover | High Efficiency PTHP | 1912.1679 | 550.3509 | 3.4745
Lodging/Hospitality | Turnover | High Efficiency PTHP | 5824.2765 | 550.3509 | 10.5828
Miscellaneous | Turnover | High Efficiency PTHP | 1972.1184 | 550.3509 | 3.5834
Offices | Turnover | High Efficiency PTHP | 3966.3195 | 550.3509 | 7.2069
Restaurants | Turnover | High Efficiency PTHP | 5751.9942 | 550.3509 | 10.4515
Retail | Turnover | High Efficiency PTHP | 4499.8136 | 550.3509 | 8.1763
Schools K-12 | Turnover | High Efficiency PTHP | 3913.2934 | 550.3509 | 7.1105
Warehouse | Turnover | High Efficiency PTHP | 860.8984 | 550.3509 | 1.5643
Assembly | New | High Efficiency PTHP | 3531.0714 | 550.3509 | 6.416
College and University | New | High Efficiency PTHP | 3580.2952 | 550.3509 | 6.5055
Grocery | New | High Efficiency PTHP | 1967.4712 | 550.3509 | 3.5749
Healthcare | New | High Efficiency PTHP | 7674.7397 | 550.3509 | 13.9452
Hospitals | New | High Efficiency PTHP | 6650.9649 | 550.3509 | 12.085
Institutional | New | High Efficiency PTHP | 1912.1679 | 550.3509 | 3.4745
Lodging/Hospitality | New | High Efficiency PTHP | 5824.2765 | 550.3509 | 10.5828
Miscellaneous | New | High Efficiency PTHP | 1972.1184 | 550.3509 | 3.5834
Offices | New | High Efficiency PTHP | 3966.3195 | 550.3509 | 7.2069
Restaurants | New | High Efficiency PTHP | 5751.9942 | 550.3509 | 10.4515
Retail | New | High Efficiency PTHP | 4499.8136 | 550.3509 | 8.1763
Schools K-12 | New | High Efficiency PTHP | 3913.2934 | 550.3509 | 7.1105
Warehouse | New | High Efficiency PTHP | 860.8984 | 550.3509 | 1.5643
Assembly | Turnover | Variable Refrigerant Flow (VRF) HVAC Systems | 15873.2709 | 14392.113 | 1.1029
Healthcare | Turnover | Variable Refrigerant Flow (VRF) HVAC Systems | 34389.4971 | 14392.113 | 2.3895
Hospitals | Turnover | Variable Refrigerant Flow (VRF) HVAC Systems | 32649.5733 | 14392.113 | 2.2686
Lodging/Hospitality | Turnover | Variable Refrigerant Flow (VRF) HVAC Systems | 19274.2812 | 14392.113 | 1.3392
Offices | Turnover | Variable Refrigerant Flow (VRF) HVAC Systems | 17731.1132 | 14392.113 | 1.232
Restaurants | Turnover | Variable Refrigerant Flow (VRF) HVAC Systems | 26234.0036 | 14392.113 | 1.8228
Retail | Turnover | Variable Refrigerant Flow (VRF) HVAC Systems | 20418.0546 | 14392.113 | 1.4187
Schools K-12 | Turnover | Variable Refrigerant Flow (VRF) HVAC Systems | 17778.1859 | 14392.113 | 1.2353
Assembly | New | Variable Refrigerant Flow (VRF) HVAC Systems | 15873.2709 | 14392.113 | 1.1029
Healthcare | New | Variable Refrigerant Flow (VRF) HVAC Systems | 34389.4971 | 14392.113 | 2.3895
Hospitals | New | Variable Refrigerant Flow (VRF) HVAC Systems | 32649.5733 | 14392.113 | 2.2686
Lodging/Hospitality | New | Variable Refrigerant Flow (VRF) HVAC Systems | 19274.2812 | 14392.113 | 1.3392
Offices | New | Variable Refrigerant Flow (VRF) HVAC Systems | 17731.1132 | 14392.113 | 1.232
Restaurants | New | Variable Refrigerant Flow (VRF) HVAC Systems | 26234.0036 | 14392.113 | 1.8228
Retail | New | Variable Refrigerant Flow (VRF) HVAC Systems | 20418.0546 | 14392.113 | 1.4187
Schools K-12 | New | Variable Refrigerant Flow (VRF) HVAC Systems | 17778.1859 | 14392.113 | 1.2353
Assembly | Turnover | CFL-23W | 70.6533 | 3.7127 | 19.0302
College and University | Turnover | CFL-23W | 98.4983 | 3.7127 | 26.5302
Grocery | Turnover | CFL-23W | 121.838 | 3.7127 | 32.8167
Healthcare | Turnover | CFL-23W | 123.5204 | 3.7127 | 33.2698
Hospitals | Turnover | CFL-23W | 151.993 | 3.7127 | 40.9388
Institutional | Turnover | CFL-23W | 81.0449 | 3.7127 | 21.8292
Lodging/Hospitality | Turnover | CFL-23W | 82.5 | 3.7127 | 22.2211
Miscellaneous | Turnover | CFL-23W | 108.2892 | 3.7127 | 29.1674
Offices | Turnover | CFL-23W | 79.9149 | 3.7127 | 21.5248
Restaurants | Turnover | CFL-23W | 73.7753 | 3.7127 | 19.8711
Retail | Turnover | CFL-23W | 109.5311 | 3.7127 | 29.5019
Schools K-12 | Turnover | CFL-23W | 58.4437 | 3.7127 | 15.7416
Warehouse | Turnover | CFL-23W | 93.9423 | 3.7127 | 25.3031
Assembly | New | CFL-23W | 70.6533 | 3.7127 | 19.0302
College and University | New | CFL-23W | 98.4983 | 3.7127 | 26.5302
Grocery | New | CFL-23W | 121.838 | 3.7127 | 32.8167
Healthcare | New | CFL-23W | 123.5204 | 3.7127 | 33.2698
Hospitals | New | CFL-23W | 151.993 | 3.7127 | 40.9388
Institutional | New | CFL-23W | 81.0449 | 3.7127 | 21.8292
Lodging/Hospitality | New | CFL-23W | 82.5 | 3.7127 | 22.2211
Miscellaneous | New | CFL-23W | 108.2892 | 3.7127 | 29.1674
Offices | New | CFL-23W | 79.9149 | 3.7127 | 21.5248
Restaurants | New | CFL-23W | 73.7753 | 3.7127 | 19.8711
Retail | New | CFL-23W | 109.5311 | 3.7127 | 29.5019
Schools K-12 | New | CFL-23W | 58.4437 | 3.7127 | 15.7416
Warehouse | New | CFL-23W | 93.9423 | 3.7127 | 25.3031
Assembly | Turnover | High Bay Fluorescent (T5) | 2371.0727 | 436.7864 | 5.4284
College and University | Turnover | High Bay Fluorescent (T5) | 3634.1059 | 436.7864 | 8.3201
Grocery | Turnover | High Bay Fluorescent (T5) | 4570.6632 | 436.7864 | 10.4643
Healthcare | Turnover | High Bay Fluorescent (T5) | 4145.2551 | 436.7864 | 9.4903
Hospitals | Turnover | High Bay Fluorescent (T5) | 5607.8014 | 436.7864 | 12.8388
Institutional | Turnover | High Bay Fluorescent (T5) | 2719.8084 | 436.7864 | 6.2269
Lodging/Hospitality | Turnover | High Bay Fluorescent (T5) | 3094.926 | 436.7864 | 7.0857
Miscellaneous | Turnover | High Bay Fluorescent (T5) | 3634.1059 | 436.7864 | 8.3201
Offices | Turnover | High Bay Fluorescent (T5) | 2681.8844 | 436.7864 | 6.14
Restaurants | Turnover | High Bay Fluorescent (T5) | 2767.6256 | 436.7864 | 6.3363
Retail | Turnover | High Bay Fluorescent (T5) | 4108.98 | 436.7864 | 9.4073
Schools K-12 | Turnover | High Bay Fluorescent (T5) | 1961.3289 | 436.7864 | 4.4904
Warehouse | Turnover | High Bay Fluorescent (T5) | 3152.6364 | 436.7864 | 7.2178
Assembly | New | High Bay Fluorescent (T5) | 2371.0727 | 436.7864 | 5.4284
College and University | New | High Bay Fluorescent (T5) | 3634.1059 | 436.7864 | 8.3201
Grocery | New | High Bay Fluorescent (T5) | 4570.6632 | 436.7864 | 10.4643
Healthcare | New | High Bay Fluorescent (T5) | 4145.2551 | 436.7864 | 9.4903
Hospitals | New | High Bay Fluorescent (T5) | 5607.8014 | 436.7864 | 12.8388
Institutional | New | High Bay Fluorescent (T5) | 2719.8084 | 436.7864 | 6.2269
Lodging/Hospitality | New | High Bay Fluorescent (T5) | 3094.926 | 436.7864 | 7.0857
Miscellaneous | New | High Bay Fluorescent (T5) | 3634.1059 | 436.7864 | 8.3201
Offices | New | High Bay Fluorescent (T5) | 2681.8844 | 436.7864 | 6.14
Restaurants | New | High Bay Fluorescent (T5) | 2767.6256 | 436.7864 | 6.3363
Retail | New | High Bay Fluorescent (T5) | 4108.98 | 436.7864 | 9.4073
Schools K-12 | New | High Bay Fluorescent (T5) | 1961.3289 | 436.7864 | 4.4904
Warehouse | New | High Bay Fluorescent (T5) | 3152.6364 | 436.7864 | 7.2178
Assembly | Turnover | High Bay LED | 2394.744 | 650.8118 | 3.6796
College and University | Turnover | High Bay LED | 3670.3865 | 650.8118 | 5.6397
Grocery | Turnover | High Bay LED | 4616.2938 | 650.8118 | 7.0931
Healthcare | Turnover | High Bay LED | 4186.6387 | 650.8118 | 6.4329
Hospitals | Turnover | High Bay LED | 5663.7861 | 650.8118 | 8.7026
Institutional | Turnover | High Bay LED | 2746.9612 | 650.8118 | 4.2208
Lodging/Hospitality | Turnover | High Bay LED | 3125.8237 | 650.8118 | 4.803
Miscellaneous | Turnover | High Bay LED | 3670.3865 | 650.8118 | 5.6397
Offices | Turnover | High Bay LED | 2708.6587 | 650.8118 | 4.162
Restaurants | Turnover | High Bay LED | 2795.2558 | 650.8118 | 4.295
Retail | Turnover | High Bay LED | 4150.0015 | 650.8118 | 6.3767
Schools K-12 | Turnover | High Bay LED | 1980.9096 | 650.8118 | 3.0438
Warehouse | Turnover | High Bay LED | 3184.1103 | 650.8118 | 4.8925
Assembly | New | High Bay LED | 2394.744 | 650.8118 | 3.6796
College and University | New | High Bay LED | 3670.3865 | 650.8118 | 5.6397
Grocery | New | High Bay LED | 4616.2938 | 650.8118 | 7.0931
Healthcare | New | High Bay LED | 4186.6387 | 650.8118 | 6.4329
Hospitals | New | High Bay LED | 5663.7861 | 650.8118 | 8.7026
Institutional | New | High Bay LED | 2746.9612 | 650.8118 | 4.2208
Lodging/Hospitality | New | High Bay LED | 3125.8237 | 650.8118 | 4.803
Miscellaneous | New | High Bay LED | 3670.3865 | 650.8118 | 5.6397
Offices | New | High Bay LED | 2708.6587 | 650.8118 | 4.162
Restaurants | New | High Bay LED | 2795.2558 | 650.8118 | 4.295
Retail | New | High Bay LED | 4150.0015 | 650.8118 | 6.3767
Schools K-12 | New | High Bay LED | 1980.9096 | 650.8118 | 3.0438
Warehouse | New | High Bay LED | 3184.1103 | 650.8118 | 4.8925
Assembly | Turnover | LED - 14W | 161.4932 | 8.2116 | 19.6665
College and University | Turnover | LED - 14W | 225.1389 | 8.2116 | 27.4172
Grocery | Turnover | LED - 14W | 278.4869 | 8.2116 | 33.9139
Healthcare | Turnover | LED - 14W | 282.3324 | 8.2116 | 34.3822
Hospitals | Turnover | LED - 14W | 347.4126 | 8.2116 | 42.3076
Institutional | Turnover | LED - 14W | 185.2456 | 8.2116 | 22.559
Lodging/Hospitality | Turnover | LED - 14W | 188.5714 | 8.2116 | 22.9641
Miscellaneous | Turnover | LED - 14W | 247.5182 | 8.2116 | 30.1426
Offices | Turnover | LED - 14W | 182.6626 | 8.2116 | 22.2445
Restaurants | Turnover | LED - 14W | 168.6292 | 8.2116 | 20.5355
Retail | Turnover | LED - 14W | 250.3569 | 8.2116 | 30.4883
Schools K-12 | Turnover | LED - 14W | 133.5857 | 8.2116 | 16.268
Warehouse | Turnover | LED - 14W | 214.7254 | 8.2116 | 26.1491
Assembly | New | LED - 14W | 161.4932 | 8.2116 | 19.6665
College and University | New | LED - 14W | 225.1389 | 8.2116 | 27.4172
Grocery | New | LED - 14W | 278.4869 | 8.2116 | 33.9139
Healthcare | New | LED - 14W | 282.3324 | 8.2116 | 34.3822
Hospitals | New | LED - 14W | 347.4126 | 8.2116 | 42.3076
Institutional | New | LED - 14W | 185.2456 | 8.2116 | 22.559
Lodging/Hospitality | New | LED - 14W | 188.5714 | 8.2116 | 22.9641
Miscellaneous | New | LED - 14W | 247.5182 | 8.2116 | 30.1426
Offices | New | LED - 14W | 182.6626 | 8.2116 | 22.2445
Restaurants | New | LED - 14W | 168.6292 | 8.2116 | 20.5355
Retail | New | LED - 14W | 250.3569 | 8.2116 | 30.4883
Schools K-12 | New | LED - 14W | 133.5857 | 8.2116 | 16.268
Warehouse | New | LED - 14W | 214.7254 | 8.2116 | 26.1491
Assembly | Turnover | LED Display Lighting (Interior) | 955.5378 | 152.8753 | 6.2504
College and University | Turnover | LED Display Lighting (Interior) | 1325.8515 | 152.8753 | 8.6728
Grocery | Turnover | LED Display Lighting (Interior) | 1639.8722 | 152.8753 | 10.7269
Healthcare | Turnover | LED Display Lighting (Interior) | 1670.53 | 152.8753 | 10.9274
Hospitals | Turnover | LED Display Lighting (Interior) | 2045.926 | 152.8753 | 13.383
Institutional | Turnover | LED Display Lighting (Interior) | 1096.0776 | 152.8753 | 7.1698
Lodging/Hospitality | Turnover | LED Display Lighting (Interior) | 1110.4041 | 152.8753 | 7.2635
Miscellaneous | Turnover | LED Display Lighting (Interior) | 1464.5378 | 152.8753 | 9.58
Offices | Turnover | LED Display Lighting (Interior) | 1080.7944 | 152.8753 | 7.0698
Restaurants | Turnover | LED Display Lighting (Interior) | 992.9746 | 152.8753 | 6.4953
Retail | Turnover | LED Display Lighting (Interior) | 1474.2286 | 152.8753 | 9.6433
Schools K-12 | Turnover | LED Display Lighting (Interior) | 790.4119 | 152.8753 | 5.1703
Warehouse | Turnover | LED Display Lighting (Interior) | 1270.5065 | 152.8753 | 8.3107
Assembly | New | LED Display Lighting (Interior) | 955.5378 | 152.8753 | 6.2504
College and University | New | LED Display Lighting (Interior) | 1325.8515 | 152.8753 | 8.6728
Grocery | New | LED Display Lighting (Interior) | 1639.8722 | 152.8753 | 10.7269
Healthcare | New | LED Display Lighting (Interior) | 1670.53 | 152.8753 | 10.9274
Hospitals | New | LED Display Lighting (Interior) | 2045.926 | 152.8753 | 13.383
Institutional | New | LED Display Lighting (Interior) | 1096.0776 | 152.8753 | 7.1698
Lodging/Hospitality | New | LED Display Lighting (Interior) | 1110.4041 | 152.8753 | 7.2635
Miscellaneous | New | LED Display Lighting (Interior) | 1464.5378 | 152.8753 | 9.58
Offices | New | LED Display Lighting (Interior) | 1080.7944 | 152.8753 | 7.0698
Restaurants | New | LED Display Lighting (Interior) | 992.9746 | 152.8753 | 6.4953
Retail | New | LED Display Lighting (Interior) | 1474.2286 | 152.8753 | 9.6433
Schools K-12 | New | LED Display Lighting (Interior) | 790.4119 | 152.8753 | 5.1703
Warehouse | New | LED Display Lighting (Interior) | 1270.5065 | 152.8753 | 8.3107
Assembly | Turnover | LED Linear - Fixture Replacement | 860.1737 | 87.3573 | 9.8466
College and University | Turnover | LED Linear - Fixture Replacement | 1194.8138 | 87.3573 | 13.6773
Grocery | Turnover | LED Linear - Fixture Replacement | 1484.9265 | 87.3573 | 16.9983
Healthcare | Turnover | LED Linear - Fixture Replacement | 1503.8085 | 87.3573 | 17.2145
Hospitals | Turnover | LED Linear - Fixture Replacement | 1843.7213 | 87.3573 | 21.1055
Institutional | Turnover | LED Linear - Fixture Replacement | 986.6874 | 87.3573 | 11.2948
Lodging/Hospitality | Turnover | LED Linear - Fixture Replacement | 1005.4859 | 87.3573 | 11.51
Miscellaneous | Turnover | LED Linear - Fixture Replacement | 1318.3747 | 87.3573 | 15.0918
Offices | Turnover | LED Linear - Fixture Replacement | 972.9294 | 87.3573 | 11.1374
Restaurants | Turnover | LED Linear - Fixture Replacement | 899.1519 | 87.3573 | 10.2928
Retail | Turnover | LED Linear - Fixture Replacement | 1334.9339 | 87.3573 | 15.2813
Schools K-12 | Turnover | LED Linear - Fixture Replacement | 711.5275 | 87.3573 | 8.145
Warehouse | Turnover | LED Linear - Fixture Replacement | 1143.708 | 87.3573 | 13.0923
Assembly | New | LED Linear - Fixture Replacement | 860.1737 | 87.3573 | 9.8466
College and University | New | LED Linear - Fixture Replacement | 1194.8138 | 87.3573 | 13.6773
Grocery | New | LED Linear - Fixture Replacement | 1484.9265 | 87.3573 | 16.9983
Healthcare | New | LED Linear - Fixture Replacement | 1503.8085 | 87.3573 | 17.2145
Hospitals | New | LED Linear - Fixture Replacement | 1843.7213 | 87.3573 | 21.1055
Institutional | New | LED Linear - Fixture Replacement | 986.6874 | 87.3573 | 11.2948
Lodging/Hospitality | New | LED Linear - Fixture Replacement | 1005.4859 | 87.3573 | 11.51
Miscellaneous | New | LED Linear - Fixture Replacement | 1318.3747 | 87.3573 | 15.0918
Offices | New | LED Linear - Fixture Replacement | 972.9294 | 87.3573 | 11.1374
Restaurants | New | LED Linear - Fixture Replacement | 899.1519 | 87.3573 | 10.2928
Retail | New | LED Linear - Fixture Replacement | 1334.9339 | 87.3573 | 15.2813
Schools K-12 | New | LED Linear - Fixture Replacement | 711.5275 | 87.3573 | 8.145
Warehouse | New | LED Linear - Fixture Replacement | 1143.708 | 87.3573 | 13.0923
Assembly | Turnover | LED Linear - Lamp Replacement | 72.4148 | 9.3909 | 7.7112
College and University | Turnover | LED Linear - Lamp Replacement | 101.0008 | 9.3909 | 10.7552
Grocery | Turnover | LED Linear - Lamp Replacement | 124.6824 | 9.3909 | 13.2769
Healthcare | Turnover | LED Linear - Lamp Replacement | 126.6 | 9.3909 | 13.4811
Hospitals | Turnover | LED Linear - Lamp Replacement | 155.8547 | 9.3909 | 16.5963
Institutional | Turnover | LED Linear - Lamp Replacement | 83.0655 | 9.3909 | 8.8453
Lodging/Hospitality | Turnover | LED Linear - Lamp Replacement | 84.426 | 9.3909 | 8.9902
Miscellaneous | Turnover | LED Linear - Lamp Replacement | 110.989 | 9.3909 | 11.8188
Offices | Turnover | LED Linear - Lamp Replacement | 81.9073 | 9.3909 | 8.722
Restaurants | Turnover | LED Linear - Lamp Replacement | 75.4976 | 9.3909 | 8.0394
Retail | Turnover | LED Linear - Lamp Replacement | 112.0882 | 9.3909 | 11.9358
Schools K-12 | Turnover | LED Linear - Lamp Replacement | 59.9008 | 9.3909 | 6.3786
Warehouse | Turnover | LED Linear - Lamp Replacement | 96.2845 | 9.3909 | 10.2529
Assembly | New | LED Linear - Lamp Replacement | 72.4148 | 9.3909 | 7.7112
College and University | New | LED Linear - Lamp Replacement | 101.0008 | 9.3909 | 10.7552
Grocery | New | LED Linear - Lamp Replacement | 124.6824 | 9.3909 | 13.2769
Healthcare | New | LED Linear - Lamp Replacement | 126.6 | 9.3909 | 13.4811
Hospitals | New | LED Linear - Lamp Replacement | 155.8547 | 9.3909 | 16.5963
Institutional | New | LED Linear - Lamp Replacement | 83.0655 | 9.3909 | 8.8453
Lodging/Hospitality | New | LED Linear - Lamp Replacement | 84.426 | 9.3909 | 8.9902
Miscellaneous | New | LED Linear - Lamp Replacement | 110.989 | 9.3909 | 11.8188
Offices | New | LED Linear - Lamp Replacement | 81.9073 | 9.3909 | 8.722
Restaurants | New | LED Linear - Lamp Replacement | 75.4976 | 9.3909 | 8.0394
Retail | New | LED Linear - Lamp Replacement | 112.0882 | 9.3909 | 11.9358
Schools K-12 | New | LED Linear - Lamp Replacement | 59.9008 | 9.3909 | 6.3786
Warehouse | New | LED Linear - Lamp Replacement | 96.2845 | 9.3909 | 10.2529
Assembly | Turnover | Premium T8 - Fixture Replacement | 106.9142 | 87.3573 | 1.2239
College and University | Turnover | Premium T8 - Fixture Replacement | 148.5079 | 87.3573 | 1.7
Grocery | Turnover | Premium T8 - Fixture Replacement | 184.5671 | 87.3573 | 2.1128
Healthcare | Turnover | Premium T8 - Fixture Replacement | 186.9141 | 87.3573 | 2.1397
Hospitals | Turnover | Premium T8 - Fixture Replacement | 229.1631 | 87.3573 | 2.6233
Institutional | Turnover | Premium T8 - Fixture Replacement | 122.6391 | 87.3573 | 1.4039
Lodging/Hospitality | Turnover | Premium T8 - Fixture Replacement | 124.9757 | 87.3573 | 1.4306
Miscellaneous | Turnover | Premium T8 - Fixture Replacement | 163.8658 | 87.3573 | 1.8758
Offices | Turnover | Premium T8 - Fixture Replacement | 120.9291 | 87.3573 | 1.3843
Restaurants | Turnover | Premium T8 - Fixture Replacement | 111.759 | 87.3573 | 1.2793
Retail | Turnover | Premium T8 - Fixture Replacement | 165.924 | 87.3573 | 1.8994
Schools K-12 | Turnover | Premium T8 - Fixture Replacement | 88.4385 | 87.3573 | 1.0124
Warehouse | Turnover | Premium T8 - Fixture Replacement | 142.1558 | 87.3573 | 1.6273
Assembly | New | Premium T8 - Fixture Replacement | 106.9142 | 87.3573 | 1.2239
College and University | New | Premium T8 - Fixture Replacement | 148.5079 | 87.3573 | 1.7
Grocery | New | Premium T8 - Fixture Replacement | 184.5671 | 87.3573 | 2.1128
Healthcare | New | Premium T8 - Fixture Replacement | 186.9141 | 87.3573 | 2.1397
Hospitals | New | Premium T8 - Fixture Replacement | 229.1631 | 87.3573 | 2.6233
Institutional | New | Premium T8 - Fixture Replacement | 122.6391 | 87.3573 | 1.4039
Lodging/Hospitality | New | Premium T8 - Fixture Replacement | 124.9757 | 87.3573 | 1.4306
Miscellaneous | New | Premium T8 - Fixture Replacement | 163.8658 | 87.3573 | 1.8758
Offices | New | Premium T8 - Fixture Replacement | 120.9291 | 87.3573 | 1.3843
Restaurants | New | Premium T8 - Fixture Replacement | 111.759 | 87.3573 | 1.2793
Retail | New | Premium T8 - Fixture Replacement | 165.924 | 87.3573 | 1.8994
Schools K-12 | New | Premium T8 - Fixture Replacement | 88.4385 | 87.3573 | 1.0124
Warehouse | New | Premium T8 - Fixture Replacement | 142.1558 | 87.3573 | 1.6273
Assembly | Turnover | Premium T8 - Lamp Replacement | 35.6006 | 1.9219 | 18.524
College and University | Turnover | Premium T8 - Lamp Replacement | 49.654 | 1.9219 | 25.8364
Grocery | Turnover | Premium T8 - Lamp Replacement | 61.2964 | 1.9219 | 31.8943
Healthcare | Turnover | Premium T8 - Lamp Replacement | 62.2391 | 1.9219 | 32.3848
Hospitals | Turnover | Premium T8 - Lamp Replacement | 76.6213 | 1.9219 | 39.8683
Institutional | Turnover | Premium T8 - Lamp Replacement | 40.8367 | 1.9219 | 21.2485
Lodging/Hospitality | Turnover | Premium T8 - Lamp Replacement | 41.5055 | 1.9219 | 21.5965
Miscellaneous | Turnover | Premium T8 - Lamp Replacement | 54.5644 | 1.9219 | 28.3915
Offices | Turnover | Premium T8 - Lamp Replacement | 40.2673 | 1.9219 | 20.9522
Restaurants | Turnover | Premium T8 - Lamp Replacement | 37.1161 | 1.9219 | 19.3126
Retail | Turnover | Premium T8 - Lamp Replacement | 55.1048 | 1.9219 | 28.6726
Schools K-12 | Turnover | Premium T8 - Lamp Replacement | 29.4485 | 1.9219 | 15.3229
Warehouse | Turnover | Premium T8 - Lamp Replacement | 47.3354 | 1.9219 | 24.63
Assembly | New | Premium T8 - Lamp Replacement | 35.6006 | 1.9219 | 18.524
College and University | New | Premium T8 - Lamp Replacement | 49.654 | 1.9219 | 25.8364
Grocery | New | Premium T8 - Lamp Replacement | 61.2964 | 1.9219 | 31.8943
Healthcare | New | Premium T8 - Lamp Replacement | 62.2391 | 1.9219 | 32.3848
Hospitals | New | Premium T8 - Lamp Replacement | 76.6213 | 1.9219 | 39.8683
Institutional | New | Premium T8 - Lamp Replacement | 40.8367 | 1.9219 | 21.2485
Lodging/Hospitality | New | Premium T8 - Lamp Replacement | 41.5055 | 1.9219 | 21.5965
Miscellaneous | New | Premium T8 - Lamp Replacement | 54.5644 | 1.9219 | 28.3915
Offices | New | Premium T8 - Lamp Replacement | 40.2673 | 1.9219 | 20.9522
Restaurants | New | Premium T8 - Lamp Replacement | 37.1161 | 1.9219 | 19.3126
Retail | New | Premium T8 - Lamp Replacement | 55.1048 | 1.9219 | 28.6726
Schools K-12 | New | Premium T8 - Lamp Replacement | 29.4485 | 1.9219 | 15.3229
Warehouse | New | Premium T8 - Lamp Replacement | 47.3354 | 1.9219 | 24.63
Assembly | Turnover | Efficient Battery Charger | 5005.1597 | 1747.1457 | 2.8648
College and University | Turnover | Efficient Battery Charger | 5005.1597 | 1747.1457 | 2.8648
Grocery | Turnover | Efficient Battery Charger | 5005.1597 | 1747.1457 | 2.8648
Healthcare | Turnover | Efficient Battery Charger | 5005.1597 | 1747.1457 | 2.8648
Hospitals | Turnover | Efficient Battery Charger | 5005.1597 | 1747.1457 | 2.8648
Institutional | Turnover | Efficient Battery Charger | 5005.1597 | 1747.1457 | 2.8648
Lodging/Hospitality | Turnover | Efficient Battery Charger | 5005.1597 | 1747.1457 | 2.8648
Miscellaneous | Turnover | Efficient Battery Charger | 5005.1597 | 1747.1457 | 2.8648
Offices | Turnover | Efficient Battery Charger | 5005.1597 | 1747.1457 | 2.8648
Restaurants | Turnover | Efficient Battery Charger | 5005.1597 | 1747.1457 | 2.8648
Retail | Turnover | Efficient Battery Charger | 5005.1597 | 1747.1457 | 2.8648
Schools K-12 | Turnover | Efficient Battery Charger | 5005.1597 | 1747.1457 | 2.8648
Warehouse | Turnover | Efficient Battery Charger | 5005.1597 | 1747.1457 | 2.8648
Assembly | New | Efficient Battery Charger | 5005.1597 | 1747.1457 | 2.8648
College and University | New | Efficient Battery Charger | 5005.1597 | 1747.1457 | 2.8648
Grocery | New | Efficient Battery Charger | 5005.1597 | 1747.1457 | 2.8648
Healthcare | New | Efficient Battery Charger | 5005.1597 | 1747.1457 | 2.8648
Hospitals | New | Efficient Battery Charger | 5005.1597 | 1747.1457 | 2.8648
Institutional | New | Efficient Battery Charger | 5005.1597 | 1747.1457 | 2.8648
Lodging/Hospitality | New | Efficient Battery Charger | 5005.1597 | 1747.1457 | 2.8648
Miscellaneous | New | Efficient Battery Charger | 5005.1597 | 1747.1457 | 2.8648
Offices | New | Efficient Battery Charger | 5005.1597 | 1747.1457 | 2.8648
Restaurants | New | Efficient Battery Charger | 5005.1597 | 1747.1457 | 2.8648
Retail | New | Efficient Battery Charger | 5005.1597 | 1747.1457 | 2.8648
Schools K-12 | New | Efficient Battery Charger | 5005.1597 | 1747.1457 | 2.8648
Warehouse | New | Efficient Battery Charger | 5005.1597 | 1747.1457 | 2.8648
College and University | Turnover | ENERGY STAR Commercial Clothes Washer | 3509.8434 | 2402.3254 | 1.461
Grocery | Turnover | ENERGY STAR Commercial Clothes Washer | 3058.9793 | 2402.3254 | 1.2733
Healthcare | Turnover | ENERGY STAR Commercial Clothes Washer | 3058.9793 | 2402.3254 | 1.2733
Hospitals | Turnover | ENERGY STAR Commercial Clothes Washer | 3509.8434 | 2402.3254 | 1.461
Lodging/Hospitality | Turnover | ENERGY STAR Commercial Clothes Washer | 3509.8434 | 2402.3254 | 1.461
Offices | Turnover | ENERGY STAR Commercial Clothes Washer | 3058.9793 | 2402.3254 | 1.2733
Retail | Turnover | ENERGY STAR Commercial Clothes Washer | 3058.9793 | 2402.3254 | 1.2733
Schools K-12 | Turnover | ENERGY STAR Commercial Clothes Washer | 3509.8434 | 2402.3254 | 1.461
College and University | New | ENERGY STAR Commercial Clothes Washer | 3509.8434 | 2402.3254 | 1.461
Grocery | New | ENERGY STAR Commercial Clothes Washer | 3058.9793 | 2402.3254 | 1.2733
Healthcare | New | ENERGY STAR Commercial Clothes Washer | 3058.9793 | 2402.3254 | 1.2733
Hospitals | New | ENERGY STAR Commercial Clothes Washer | 3509.8434 | 2402.3254 | 1.461
Lodging/Hospitality | New | ENERGY STAR Commercial Clothes Washer | 3509.8434 | 2402.3254 | 1.461
Offices | New | ENERGY STAR Commercial Clothes Washer | 3058.9793 | 2402.3254 | 1.2733
Retail | New | ENERGY STAR Commercial Clothes Washer | 3058.9793 | 2402.3254 | 1.2733
Schools K-12 | New | ENERGY STAR Commercial Clothes Washer | 3509.8434 | 2402.3254 | 1.461
Assembly | Turnover | ENERGY STAR Water Cooler | 2198.5222 | 371.2685 | 5.9217
College and University | Turnover | ENERGY STAR Water Cooler | 2198.5222 | 371.2685 | 5.9217
Grocery | Turnover | ENERGY STAR Water Cooler | 2198.5222 | 371.2685 | 5.9217
Healthcare | Turnover | ENERGY STAR Water Cooler | 2198.5222 | 371.2685 | 5.9217
Hospitals | Turnover | ENERGY STAR Water Cooler | 2198.5222 | 371.2685 | 5.9217
Institutional | Turnover | ENERGY STAR Water Cooler | 2198.5222 | 371.2685 | 5.9217
Lodging/Hospitality | Turnover | ENERGY STAR Water Cooler | 2198.5222 | 371.2685 | 5.9217
Miscellaneous | Turnover | ENERGY STAR Water Cooler | 2198.5222 | 371.2685 | 5.9217
Offices | Turnover | ENERGY STAR Water Cooler | 2198.5222 | 371.2685 | 5.9217
Restaurants | Turnover | ENERGY STAR Water Cooler | 2198.5222 | 371.2685 | 5.9217
Retail | Turnover | ENERGY STAR Water Cooler | 2198.5222 | 371.2685 | 5.9217
Schools K-12 | Turnover | ENERGY STAR Water Cooler | 2198.5222 | 371.2685 | 5.9217
Warehouse | Turnover | ENERGY STAR Water Cooler | 2198.5222 | 371.2685 | 5.9217
Assembly | New | ENERGY STAR Water Cooler | 2198.5222 | 371.2685 | 5.9217
College and University | New | ENERGY STAR Water Cooler | 2198.5222 | 371.2685 | 5.9217
Grocery | New | ENERGY STAR Water Cooler | 2198.5222 | 371.2685 | 5.9217
Healthcare | New | ENERGY STAR Water Cooler | 2198.5222 | 371.2685 | 5.9217
Hospitals | New | ENERGY STAR Water Cooler | 2198.5222 | 371.2685 | 5.9217
Institutional | New | ENERGY STAR Water Cooler | 2198.5222 | 371.2685 | 5.9217
Lodging/Hospitality | New | ENERGY STAR Water Cooler | 2198.5222 | 371.2685 | 5.9217
Miscellaneous | New | ENERGY STAR Water Cooler | 2198.5222 | 371.2685 | 5.9217
Offices | New | ENERGY STAR Water Cooler | 2198.5222 | 371.2685 | 5.9217
Restaurants | New | ENERGY STAR Water Cooler | 2198.5222 | 371.2685 | 5.9217
Retail | New | ENERGY STAR Water Cooler | 2198.5222 | 371.2685 | 5.9217
Schools K-12 | New | ENERGY STAR Water Cooler | 2198.5222 | 371.2685 | 5.9217
Warehouse | New | ENERGY STAR Water Cooler | 2198.5222 | 371.2685 | 5.9217
Assembly | Turnover | Heat Pump Pool Heater | 21787.9884 | 3961.4346 | 5.5
College and University | Turnover | Heat Pump Pool Heater | 21787.9884 | 3961.4346 | 5.5
Grocery | Turnover | Heat Pump Pool Heater | 21787.9884 | 3961.4346 | 5.5
Healthcare | Turnover | Heat Pump Pool Heater | 21787.9884 | 3961.4346 | 5.5
Hospitals | Turnover | Heat Pump Pool Heater | 21787.9884 | 3961.4346 | 5.5
Institutional | Turnover | Heat Pump Pool Heater | 21787.9884 | 3961.4346 | 5.5
Lodging/Hospitality | Turnover | Heat Pump Pool Heater | 21787.9884 | 3961.4346 | 5.5
Miscellaneous | Turnover | Heat Pump Pool Heater | 21787.9884 | 3961.4346 | 5.5
Offices | Turnover | Heat Pump Pool Heater | 21787.9884 | 3961.4346 | 5.5
Restaurants | Turnover | Heat Pump Pool Heater | 21787.9884 | 3961.4346 | 5.5
Retail | Turnover | Heat Pump Pool Heater | 21787.9884 | 3961.4346 | 5.5
Schools K-12 | Turnover | Heat Pump Pool Heater | 21787.9884 | 3961.4346 | 5.5
Warehouse | Turnover | Heat Pump Pool Heater | 21787.9884 | 3961.4346 | 5.5
Assembly | New | Heat Pump Pool Heater | 21787.9884 | 3961.4346 | 5.5
College and University | New | Heat Pump Pool Heater | 21787.9884 | 3961.4346 | 5.5
Grocery | New | Heat Pump Pool Heater | 21787.9884 | 3961.4346 | 5.5
Healthcare | New | Heat Pump Pool Heater | 21787.9884 | 3961.4346 | 5.5
Hospitals | New | Heat Pump Pool Heater | 21787.9884 | 3961.4346 | 5.5
Institutional | New | Heat Pump Pool Heater | 21787.9884 | 3961.4346 | 5.5
Lodging/Hospitality | New | Heat Pump Pool Heater | 21787.9884 | 3961.4346 | 5.5
Miscellaneous | New | Heat Pump Pool Heater | 21787.9884 | 3961.4346 | 5.5
Offices | New | Heat Pump Pool Heater | 21787.9884 | 3961.4346 | 5.5
Restaurants | New | Heat Pump Pool Heater | 21787.9884 | 3961.4346 | 5.5
Retail | New | Heat Pump Pool Heater | 21787.9884 | 3961.4346 | 5.5
Schools K-12 | New | Heat Pump Pool Heater | 21787.9884 | 3961.4346 | 5.5
Warehouse | New | Heat Pump Pool Heater | 21787.9884 | 3961.4346 | 5.5
Assembly | Turnover | Solar Pool Heater | 23452.3487 | 15187.0643 | 1.5442
College and University | Turnover | Solar Pool Heater | 23452.3487 | 15187.0643 | 1.5442
Grocery | Turnover | Solar Pool Heater | 23452.3487 | 15187.0643 | 1.5442
Healthcare | Turnover | Solar Pool Heater | 23452.3487 | 15187.0643 | 1.5442
Hospitals | Turnover | Solar Pool Heater | 23452.3487 | 15187.0643 | 1.5442
Institutional | Turnover | Solar Pool Heater | 23452.3487 | 15187.0643 | 1.5442
Lodging/Hospitality | Turnover | Solar Pool Heater | 23452.3487 | 15187.0643 | 1.5442
Miscellaneous | Turnover | Solar Pool Heater | 23452.3487 | 15187.0643 | 1.5442
Offices | Turnover | Solar Pool Heater | 23452.3487 | 15187.0643 | 1.5442
Restaurants | Turnover | Solar Pool Heater | 23452.3487 | 15187.0643 | 1.5442
Retail | Turnover | Solar Pool Heater | 23452.3487 | 15187.0643 | 1.5442
Schools K-12 | Turnover | Solar Pool Heater | 23452.3487 | 15187.0643 | 1.5442
Warehouse | Turnover | Solar Pool Heater | 23452.3487 | 15187.0643 | 1.5442
Assembly | New | Solar Pool Heater | 23452.3487 | 15187.0643 | 1.5442
College and University | New | Solar Pool Heater | 23452.3487 | 15187.0643 | 1.5442
Grocery | New | Solar Pool Heater | 23452.3487 | 15187.0643 | 1.5442
Healthcare | New | Solar Pool Heater | 23452.3487 | 15187.0643 | 1.5442
Hospitals | New | Solar Pool Heater | 23452.3487 | 15187.0643 | 1.5442
Institutional | New | Solar Pool Heater | 23452.3487 | 15187.0643 | 1.5442
Lodging/Hospitality | New | Solar Pool Heater | 23452.3487 | 15187.0643 | 1.5442
Miscellaneous | New | Solar Pool Heater | 23452.3487 | 15187.0643 | 1.5442
Offices | New | Solar Pool Heater | 23452.3487 | 15187.0643 | 1.5442
Restaurants | New | Solar Pool Heater | 23452.3487 | 15187.0643 | 1.5442
Retail | New | Solar Pool Heater | 23452.3487 | 15187.0643 | 1.5442
Schools K-12 | New | Solar Pool Heater | 23452.3487 | 15187.0643 | 1.5442
Warehouse | New | Solar Pool Heater | 23452.3487 | 15187.0643 | 1.5442
Assembly | Turnover | Solar Powered Pool Pump | 13663.7882 | 9867.0492 | 1.3848
College and University | Turnover | Solar Powered Pool Pump | 13663.7882 | 9867.0492 | 1.3848
Grocery | Turnover | Solar Powered Pool Pump | 13663.7882 | 9867.0492 | 1.3848
Healthcare | Turnover | Solar Powered Pool Pump | 13663.7882 | 9867.0492 | 1.3848
Hospitals | Turnover | Solar Powered Pool Pump | 13663.7882 | 9867.0492 | 1.3848
Institutional | Turnover | Solar Powered Pool Pump | 13663.7882 | 9867.0492 | 1.3848
Lodging/Hospitality | Turnover | Solar Powered Pool Pump | 13663.7882 | 9867.0492 | 1.3848
Miscellaneous | Turnover | Solar Powered Pool Pump | 13663.7882 | 9867.0492 | 1.3848
Offices | Turnover | Solar Powered Pool Pump | 13663.7882 | 9867.0492 | 1.3848
Restaurants | Turnover | Solar Powered Pool Pump | 13663.7882 | 9867.0492 | 1.3848
Retail | Turnover | Solar Powered Pool Pump | 13663.7882 | 9867.0492 | 1.3848
Schools K-12 | Turnover | Solar Powered Pool Pump | 13663.7882 | 9867.0492 | 1.3848
Assembly | New | Solar Powered Pool Pump | 13663.7882 | 9867.0492 | 1.3848
College and University | New | Solar Powered Pool Pump | 13663.7882 | 9867.0492 | 1.3848
Grocery | New | Solar Powered Pool Pump | 13663.7882 | 9867.0492 | 1.3848
Healthcare | New | Solar Powered Pool Pump | 13663.7882 | 9867.0492 | 1.3848
Hospitals | New | Solar Powered Pool Pump | 13663.7882 | 9867.0492 | 1.3848
Institutional | New | Solar Powered Pool Pump | 13663.7882 | 9867.0492 | 1.3848
Lodging/Hospitality | New | Solar Powered Pool Pump | 13663.7882 | 9867.0492 | 1.3848
Miscellaneous | New | Solar Powered Pool Pump | 13663.7882 | 9867.0492 | 1.3848
Offices | New | Solar Powered Pool Pump | 13663.7882 | 9867.0492 | 1.3848
Restaurants | New | Solar Powered Pool Pump | 13663.7882 | 9867.0492 | 1.3848
Retail | New | Solar Powered Pool Pump | 13663.7882 | 9867.0492 | 1.3848
Schools K-12 | New | Solar Powered Pool Pump | 13663.7882 | 9867.0492 | 1.3848
Assembly | Turnover | Two Speed Pool Pump | 10422.4549 | 1568.107 | 6.6465
College and University | Turnover | Two Speed Pool Pump | 10422.4549 | 1568.107 | 6.6465
Grocery | Turnover | Two Speed Pool Pump | 10422.4549 | 1568.107 | 6.6465
Healthcare | Turnover | Two Speed Pool Pump | 10422.4549 | 1568.107 | 6.6465
Hospitals | Turnover | Two Speed Pool Pump | 10422.4549 | 1568.107 | 6.6465
Institutional | Turnover | Two Speed Pool Pump | 10422.4549 | 1568.107 | 6.6465
Lodging/Hospitality | Turnover | Two Speed Pool Pump | 10422.4549 | 1568.107 | 6.6465
Miscellaneous | Turnover | Two Speed Pool Pump | 10422.4549 | 1568.107 | 6.6465
Offices | Turnover | Two Speed Pool Pump | 10422.4549 | 1568.107 | 6.6465
Restaurants | Turnover | Two Speed Pool Pump | 10422.4549 | 1568.107 | 6.6465
Retail | Turnover | Two Speed Pool Pump | 10422.4549 | 1568.107 | 6.6465
Schools K-12 | Turnover | Two Speed Pool Pump | 10422.4549 | 1568.107 | 6.6465
Warehouse | Turnover | Two Speed Pool Pump | 10422.4549 | 1568.107 | 6.6465
Assembly | New | Two Speed Pool Pump | 10422.4549 | 1568.107 | 6.6465
College and University | New | Two Speed Pool Pump | 10422.4549 | 1568.107 | 6.6465
Grocery | New | Two Speed Pool Pump | 10422.4549 | 1568.107 | 6.6465
Healthcare | New | Two Speed Pool Pump | 10422.4549 | 1568.107 | 6.6465
Hospitals | New | Two Speed Pool Pump | 10422.4549 | 1568.107 | 6.6465
Institutional | New | Two Speed Pool Pump | 10422.4549 | 1568.107 | 6.6465
Lodging/Hospitality | New | Two Speed Pool Pump | 10422.4549 | 1568.107 | 6.6465
Miscellaneous | New | Two Speed Pool Pump | 10422.4549 | 1568.107 | 6.6465
Offices | New | Two Speed Pool Pump | 10422.4549 | 1568.107 | 6.6465
Restaurants | New | Two Speed Pool Pump | 10422.4549 | 1568.107 | 6.6465
Retail | New | Two Speed Pool Pump | 10422.4549 | 1568.107 | 6.6465
Schools K-12 | New | Two Speed Pool Pump | 10422.4549 | 1568.107 | 6.6465
Warehouse | New | Two Speed Pool Pump | 10422.4549 | 1568.107 | 6.6465
Assembly | Turnover | Variable Speed Pool Pump | 10857.4209 | 4739.1765 | 2.291
College and University | Turnover | Variable Speed Pool Pump | 10857.4209 | 4739.1765 | 2.291
Grocery | Turnover | Variable Speed Pool Pump | 10857.4209 | 4739.1765 | 2.291
Healthcare | Turnover | Variable Speed Pool Pump | 10857.4209 | 4739.1765 | 2.291
Hospitals | Turnover | Variable Speed Pool Pump | 10857.4209 | 4739.1765 | 2.291
Institutional | Turnover | Variable Speed Pool Pump | 10857.4209 | 4739.1765 | 2.291
Lodging/Hospitality | Turnover | Variable Speed Pool Pump | 10857.4209 | 4739.1765 | 2.291
Miscellaneous | Turnover | Variable Speed Pool Pump | 10857.4209 | 4739.1765 | 2.291
Offices | Turnover | Variable Speed Pool Pump | 10857.4209 | 4739.1765 | 2.291
Restaurants | Turnover | Variable Speed Pool Pump | 10857.4209 | 4739.1765 | 2.291
Retail | Turnover | Variable Speed Pool Pump | 10857.4209 | 4739.1765 | 2.291
Schools K-12 | Turnover | Variable Speed Pool Pump | 10857.4209 | 4739.1765 | 2.291
Assembly | New | Variable Speed Pool Pump | 10857.4209 | 4739.1765 | 2.291
College and University | New | Variable Speed Pool Pump | 10857.4209 | 4739.1765 | 2.291
Grocery | New | Variable Speed Pool Pump | 10857.4209 | 4739.1765 | 2.291
Healthcare | New | Variable Speed Pool Pump | 10857.4209 | 4739.1765 | 2.291
Hospitals | New | Variable Speed Pool Pump | 10857.4209 | 4739.1765 | 2.291
Institutional | New | Variable Speed Pool Pump | 10857.4209 | 4739.1765 | 2.291
Lodging/Hospitality | New | Variable Speed Pool Pump | 10857.4209 | 4739.1765 | 2.291
Miscellaneous | New | Variable Speed Pool Pump | 10857.4209 | 4739.1765 | 2.291
Offices | New | Variable Speed Pool Pump | 10857.4209 | 4739.1765 | 2.291
Restaurants | New | Variable Speed Pool Pump | 10857.4209 | 4739.1765 | 2.291
Retail | New | Variable Speed Pool Pump | 10857.4209 | 4739.1765 | 2.291
Schools K-12 | New | Variable Speed Pool Pump | 10857.4209 | 4739.1765 | 2.291
Assembly | Turnover | Energy Star PCs | 333.6758 | 87.3573 | 3.8197
College and University | Turnover | Energy Star PCs | 520.8632 | 87.3573 | 5.9624
Grocery | Turnover | Energy Star PCs | 379.7367 | 87.3573 | 4.3469
Healthcare | Turnover | Energy Star PCs | 379.7367 | 87.3573 | 4.3469
Hospitals | Turnover | Energy Star PCs | 520.8632 | 87.3573 | 5.9624
Institutional | Turnover | Energy Star PCs | 333.6758 | 87.3573 | 3.8197
Lodging/Hospitality | Turnover | Energy Star PCs | 379.7367 | 87.3573 | 4.3469
Miscellaneous | Turnover | Energy Star PCs | 333.6758 | 87.3573 | 3.8197
Offices | Turnover | Energy Star PCs | 379.7367 | 87.3573 | 4.3469
Restaurants | Turnover | Energy Star PCs | 333.6758 | 87.3573 | 3.8197
Retail | Turnover | Energy Star PCs | 379.7367 | 87.3573 | 4.3469
Schools K-12 | Turnover | Energy Star PCs | 379.7367 | 87.3573 | 4.3469
Warehouse | Turnover | Energy Star PCs | 333.6758 | 87.3573 | 3.8197
Assembly | New | Energy Star PCs | 333.6758 | 87.3573 | 3.8197
College and University | New | Energy Star PCs | 520.8632 | 87.3573 | 5.9624
Grocery | New | Energy Star PCs | 379.7367 | 87.3573 | 4.3469
Healthcare | New | Energy Star PCs | 379.7367 | 87.3573 | 4.3469
Hospitals | New | Energy Star PCs | 520.8632 | 87.3573 | 5.9624
Institutional | New | Energy Star PCs | 333.6758 | 87.3573 | 3.8197
Lodging/Hospitality | New | Energy Star PCs | 379.7367 | 87.3573 | 4.3469
Miscellaneous | New | Energy Star PCs | 333.6758 | 87.3573 | 3.8197
Offices | New | Energy Star PCs | 379.7367 | 87.3573 | 4.3469
Restaurants | New | Energy Star PCs | 333.6758 | 87.3573 | 3.8197
Retail | New | Energy Star PCs | 379.7367 | 87.3573 | 4.3469
Schools K-12 | New | Energy Star PCs | 379.7367 | 87.3573 | 4.3469
Warehouse | New | Energy Star PCs | 333.6758 | 87.3573 | 3.8197
Assembly | Turnover | Energy Star Servers | 3897.6079 | 305.7505 | 12.7477
College and University | Turnover | Energy Star Servers | 3897.6079 | 305.7505 | 12.7477
Grocery | Turnover | Energy Star Servers | 3897.6079 | 305.7505 | 12.7477
Healthcare | Turnover | Energy Star Servers | 3897.6079 | 305.7505 | 12.7477
Hospitals | Turnover | Energy Star Servers | 3897.6079 | 305.7505 | 12.7477
Institutional | Turnover | Energy Star Servers | 3897.6079 | 305.7505 | 12.7477
Lodging/Hospitality | Turnover | Energy Star Servers | 3897.6079 | 305.7505 | 12.7477
Miscellaneous | Turnover | Energy Star Servers | 3897.6079 | 305.7505 | 12.7477
Offices | Turnover | Energy Star Servers | 3897.6079 | 305.7505 | 12.7477
Restaurants | Turnover | Energy Star Servers | 3897.6079 | 305.7505 | 12.7477
Retail | Turnover | Energy Star Servers | 3897.6079 | 305.7505 | 12.7477
Schools K-12 | Turnover | Energy Star Servers | 3897.6079 | 305.7505 | 12.7477
Warehouse | Turnover | Energy Star Servers | 3897.6079 | 305.7505 | 12.7477
Assembly | New | Energy Star Servers | 3897.6079 | 305.7505 | 12.7477
College and University | New | Energy Star Servers | 3897.6079 | 305.7505 | 12.7477
Grocery | New | Energy Star Servers | 3897.6079 | 305.7505 | 12.7477
Healthcare | New | Energy Star Servers | 3897.6079 | 305.7505 | 12.7477
Hospitals | New | Energy Star Servers | 3897.6079 | 305.7505 | 12.7477
Institutional | New | Energy Star Servers | 3897.6079 | 305.7505 | 12.7477
Lodging/Hospitality | New | Energy Star Servers | 3897.6079 | 305.7505 | 12.7477
Miscellaneous | New | Energy Star Servers | 3897.6079 | 305.7505 | 12.7477
Offices | New | Energy Star Servers | 3897.6079 | 305.7505 | 12.7477
Restaurants | New | Energy Star Servers | 3897.6079 | 305.7505 | 12.7477
Retail | New | Energy Star Servers | 3897.6079 | 305.7505 | 12.7477
Schools K-12 | New | Energy Star Servers | 3897.6079 | 305.7505 | 12.7477
Warehouse | New | Energy Star Servers | 3897.6079 | 305.7505 | 12.7477
Assembly | Turnover | Energy Star Uninterruptable Power Supply | 17.9107 | 6.7584 | 2.6501
College and University | Turnover | Energy Star Uninterruptable Power Supply | 17.9107 | 6.7584 | 2.6501
Grocery | Turnover | Energy Star Uninterruptable Power Supply | 17.9107 | 6.7584 | 2.6501
Healthcare | Turnover | Energy Star Uninterruptable Power Supply | 17.9107 | 6.7584 | 2.6501
Hospitals | Turnover | Energy Star Uninterruptable Power Supply | 17.9107 | 6.7584 | 2.6501
Institutional | Turnover | Energy Star Uninterruptable Power Supply | 17.9107 | 6.7584 | 2.6501
Lodging/Hospitality | Turnover | Energy Star Uninterruptable Power Supply | 17.9107 | 6.7584 | 2.6501
Miscellaneous | Turnover | Energy Star Uninterruptable Power Supply | 17.9107 | 6.7584 | 2.6501
Offices | Turnover | Energy Star Uninterruptable Power Supply | 17.9107 | 6.7584 | 2.6501
Restaurants | Turnover | Energy Star Uninterruptable Power Supply | 17.9107 | 6.7584 | 2.6501
Retail | Turnover | Energy Star Uninterruptable Power Supply | 17.9107 | 6.7584 | 2.6501
Schools K-12 | Turnover | Energy Star Uninterruptable Power Supply | 17.9107 | 6.7584 | 2.6501
Warehouse | Turnover | Energy Star Uninterruptable Power Supply | 17.9107 | 6.7584 | 2.6501
Assembly | New | Energy Star Uninterruptable Power Supply | 17.9107 | 6.7584 | 2.6501
College and University | New | Energy Star Uninterruptable Power Supply | 17.9107 | 6.7584 | 2.6501
Grocery | New | Energy Star Uninterruptable Power Supply | 17.9107 | 6.7584 | 2.6501
Healthcare | New | Energy Star Uninterruptable Power Supply | 17.9107 | 6.7584 | 2.6501
Hospitals | New | Energy Star Uninterruptable Power Supply | 17.9107 | 6.7584 | 2.6501
Institutional | New | Energy Star Uninterruptable Power Supply | 17.9107 | 6.7584 | 2.6501
Lodging/Hospitality | New | Energy Star Uninterruptable Power Supply | 17.9107 | 6.7584 | 2.6501
Miscellaneous | New | Energy Star Uninterruptable Power Supply | 17.9107 | 6.7584 | 2.6501
Offices | New | Energy Star Uninterruptable Power Supply | 17.9107 | 6.7584 | 2.6501
Restaurants | New | Energy Star Uninterruptable Power Supply | 17.9107 | 6.7584 | 2.6501
Retail | New | Energy Star Uninterruptable Power Supply | 17.9107 | 6.7584 | 2.6501
Schools K-12 | New | Energy Star Uninterruptable Power Supply | 17.9107 | 6.7584 | 2.6501
Warehouse | New | Energy Star Uninterruptable Power Supply | 17.9107 | 6.7584 | 2.6501
Assembly | Turnover | Energy Star Commercial Glass Door Freezer | 13418.7996 | 725.0655 | 18.507
College and University | Turnover | Energy Star Commercial Glass Door Freezer | 14828.9124 | 725.0655 | 20.4518
Grocery | Turnover | Energy Star Commercial Glass Door Freezer | 13418.7996 | 725.0655 | 18.507
Healthcare | Turnover | Energy Star Commercial Glass Door Freezer | 14828.9124 | 725.0655 | 20.4518
Hospitals | Turnover | Energy Star Commercial Glass Door Freezer | 14828.9124 | 725.0655 | 20.4518
Institutional | Turnover | Energy Star Commercial Glass Door Freezer | 13418.7996 | 725.0655 | 18.507
Lodging/Hospitality | Turnover | Energy Star Commercial Glass Door Freezer | 14828.9124 | 725.0655 | 20.4518
Miscellaneous | Turnover | Energy Star Commercial Glass Door Freezer | 13418.7996 | 725.0655 | 18.507
Offices | Turnover | Energy Star Commercial Glass Door Freezer | 13418.7996 | 725.0655 | 18.507
Restaurants | Turnover | Energy Star Commercial Glass Door Freezer | 14828.9124 | 725.0655 | 20.4518
Retail | Turnover | Energy Star Commercial Glass Door Freezer | 13418.7996 | 725.0655 | 18.507
Schools K-12 | Turnover | Energy Star Commercial Glass Door Freezer | 14828.9124 | 725.0655 | 20.4518
Warehouse | Turnover | Energy Star Commercial Glass Door Freezer | 13418.7996 | 725.0655 | 18.507
Assembly | New | Energy Star Commercial Glass Door Freezer | 13418.7996 | 725.0655 | 18.507
College and University | New | Energy Star Commercial Glass Door Freezer | 14828.9124 | 725.0655 | 20.4518
Grocery | New | Energy Star Commercial Glass Door Freezer | 13418.7996 | 725.0655 | 18.507
Healthcare | New | Energy Star Commercial Glass Door Freezer | 14828.9124 | 725.0655 | 20.4518
Hospitals | New | Energy Star Commercial Glass Door Freezer | 14828.9124 | 725.0655 | 20.4518
Institutional | New | Energy Star Commercial Glass Door Freezer | 13418.7996 | 725.0655 | 18.507
Lodging/Hospitality | New | Energy Star Commercial Glass Door Freezer | 14828.9124 | 725.0655 | 20.4518
Miscellaneous | New | Energy Star Commercial Glass Door Freezer | 13418.7996 | 725.0655 | 18.507
Offices | New | Energy Star Commercial Glass Door Freezer | 13418.7996 | 725.0655 | 18.507
Restaurants | New | Energy Star Commercial Glass Door Freezer | 14828.9124 | 725.0655 | 20.4518
Retail | New | Energy Star Commercial Glass Door Freezer | 13418.7996 | 725.0655 | 18.507
Schools K-12 | New | Energy Star Commercial Glass Door Freezer | 14828.9124 | 725.0655 | 20.4518
Warehouse | New | Energy Star Commercial Glass Door Freezer | 13418.7996 | 725.0655 | 18.507
Assembly | Turnover | Energy Star Commercial Glass Door Refrigerator | 2820.9135 | 716.3298 | 3.938
College and University | Turnover | Energy Star Commercial Glass Door Refrigerator | 3117.3488 | 716.3298 | 4.3518
Grocery | Turnover | Energy Star Commercial Glass Door Refrigerator | 2820.9135 | 716.3298 | 3.938
Healthcare | Turnover | Energy Star Commercial Glass Door Refrigerator | 3117.3488 | 716.3298 | 4.3518
Hospitals | Turnover | Energy Star Commercial Glass Door Refrigerator | 3117.3488 | 716.3298 | 4.3518
Institutional | Turnover | Energy Star Commercial Glass Door Refrigerator | 2820.9135 | 716.3298 | 3.938
Lodging/Hospitality | Turnover | Energy Star Commercial Glass Door Refrigerator | 3117.3488 | 716.3298 | 4.3518
Miscellaneous | Turnover | Energy Star Commercial Glass Door Refrigerator | 2820.9135 | 716.3298 | 3.938
Offices | Turnover | Energy Star Commercial Glass Door Refrigerator | 2820.9135 | 716.3298 | 3.938
Restaurants | Turnover | Energy Star Commercial Glass Door Refrigerator | 3117.3488 | 716.3298 | 4.3518
Retail | Turnover | Energy Star Commercial Glass Door Refrigerator | 2820.9135 | 716.3298 | 3.938
Schools K-12 | Turnover | Energy Star Commercial Glass Door Refrigerator | 3117.3488 | 716.3298 | 4.3518
Warehouse | Turnover | Energy Star Commercial Glass Door Refrigerator | 2820.9135 | 716.3298 | 3.938
Assembly | New | Energy Star Commercial Glass Door Refrigerator | 2820.9135 | 716.3298 | 3.938
College and University | New | Energy Star Commercial Glass Door Refrigerator | 3117.3488 | 716.3298 | 4.3518
Grocery | New | Energy Star Commercial Glass Door Refrigerator | 2820.9135 | 716.3298 | 3.938
Healthcare | New | Energy Star Commercial Glass Door Refrigerator | 3117.3488 | 716.3298 | 4.3518
Hospitals | New | Energy Star Commercial Glass Door Refrigerator | 3117.3488 | 716.3298 | 4.3518
Institutional | New | Energy Star Commercial Glass Door Refrigerator | 2820.9135 | 716.3298 | 3.938
Lodging/Hospitality | New | Energy Star Commercial Glass Door Refrigerator | 3117.3488 | 716.3298 | 4.3518
Miscellaneous | New | Energy Star Commercial Glass Door Refrigerator | 2820.9135 | 716.3298 | 3.938
Offices | New | Energy Star Commercial Glass Door Refrigerator | 2820.9135 | 716.3298 | 3.938
Restaurants | New | Energy Star Commercial Glass Door Refrigerator | 3117.3488 | 716.3298 | 4.3518
Retail | New | Energy Star Commercial Glass Door Refrigerator | 2820.9135 | 716.3298 | 3.938
Schools K-12 | New | Energy Star Commercial Glass Door Refrigerator | 3117.3488 | 716.3298 | 4.3518
Warehouse | New | Energy Star Commercial Glass Door Refrigerator | 2820.9135 | 716.3298 | 3.938
Assembly | Turnover | Energy Star Commercial Solid Door Freezer | 8062.5208 | 725.0655 | 11.1197
College and University | Turnover | Energy Star Commercial Solid Door Freezer | 8556.3744 | 725.0655 | 11.8008
Grocery | Turnover | Energy Star Commercial Solid Door Freezer | 8062.5208 | 725.0655 | 11.1197
Healthcare | Turnover | Energy Star Commercial Solid Door Freezer | 8556.3744 | 725.0655 | 11.8008
Hospitals | Turnover | Energy Star Commercial Solid Door Freezer | 8556.3744 | 725.0655 | 11.8008
Institutional | Turnover | Energy Star Commercial Solid Door Freezer | 8062.5208 | 725.0655 | 11.1197
Lodging/Hospitality | Turnover | Energy Star Commercial Solid Door Freezer | 8556.3744 | 725.0655 | 11.8008
Miscellaneous | Turnover | Energy Star Commercial Solid Door Freezer | 8062.5208 | 725.0655 | 11.1197
Offices | Turnover | Energy Star Commercial Solid Door Freezer | 8062.5208 | 725.0655 | 11.1197
Restaurants | Turnover | Energy Star Commercial Solid Door Freezer | 8556.3744 | 725.0655 | 11.8008
Retail | Turnover | Energy Star Commercial Solid Door Freezer | 8062.5208 | 725.0655 | 11.1197
Schools K-12 | Turnover | Energy Star Commercial Solid Door Freezer | 8556.3744 | 725.0655 | 11.8008
Warehouse | Turnover | Energy Star Commercial Solid Door Freezer | 8062.5208 | 725.0655 | 11.1197
Assembly | New | Energy Star Commercial Solid Door Freezer | 8062.5208 | 725.0655 | 11.1197
College and University | New | Energy Star Commercial Solid Door Freezer | 8556.3744 | 725.0655 | 11.8008
Grocery | New | Energy Star Commercial Solid Door Freezer | 8062.5208 | 725.0655 | 11.1197
Healthcare | New | Energy Star Commercial Solid Door Freezer | 8556.3744 | 725.0655 | 11.8008
Hospitals | New | Energy Star Commercial Solid Door Freezer | 8556.3744 | 725.0655 | 11.8008
Institutional | New | Energy Star Commercial Solid Door Freezer | 8062.5208 | 725.0655 | 11.1197
Lodging/Hospitality | New | Energy Star Commercial Solid Door Freezer | 8556.3744 | 725.0655 | 11.8008
Miscellaneous | New | Energy Star Commercial Solid Door Freezer | 8062.5208 | 725.0655 | 11.1197
Offices | New | Energy Star Commercial Solid Door Freezer | 8062.5208 | 725.0655 | 11.1197
Restaurants | New | Energy Star Commercial Solid Door Freezer | 8556.3744 | 725.0655 | 11.8008
Retail | New | Energy Star Commercial Solid Door Freezer | 8062.5208 | 725.0655 | 11.1197
Schools K-12 | New | Energy Star Commercial Solid Door Freezer | 8556.3744 | 725.0655 | 11.8008
Warehouse | New | Energy Star Commercial Solid Door Freezer | 8062.5208 | 725.0655 | 11.1197
Assembly | Turnover | Energy Star Commercial Solid Door Refrigerator | 2705.2517 | 716.3298 | 3.7765
College and University | Turnover | Energy Star Commercial Solid Door Refrigerator | 2870.9564 | 716.3298 | 4.0079
Grocery | Turnover | Energy Star Commercial Solid Door Refrigerator | 2705.2517 | 716.3298 | 3.7765
Healthcare | Turnover | Energy Star Commercial Solid Door Refrigerator | 2870.9564 | 716.3298 | 4.0079
Hospitals | Turnover | Energy Star Commercial Solid Door Refrigerator | 2870.9564 | 716.3298 | 4.0079
Institutional | Turnover | Energy Star Commercial Solid Door Refrigerator | 2705.2517 | 716.3298 | 3.7765
Lodging/Hospitality | Turnover | Energy Star Commercial Solid Door Refrigerator | 2870.9564 | 716.3298 | 4.0079
Miscellaneous | Turnover | Energy Star Commercial Solid Door Refrigerator | 2705.2517 | 716.3298 | 3.7765
Offices | Turnover | Energy Star Commercial Solid Door Refrigerator | 2705.2517 | 716.3298 | 3.7765
Restaurants | Turnover | Energy Star Commercial Solid Door Refrigerator | 2870.9564 | 716.3298 | 4.0079
Retail | Turnover | Energy Star Commercial Solid Door Refrigerator | 2705.2517 | 716.3298 | 3.7765
Schools K-12 | Turnover | Energy Star Commercial Solid Door Refrigerator | 2870.9564 | 716.3298 | 4.0079
Warehouse | Turnover | Energy Star Commercial Solid Door Refrigerator | 2705.2517 | 716.3298 | 3.7765
Assembly | New | Energy Star Commercial Solid Door Refrigerator | 2705.2517 | 716.3298 | 3.7765
College and University | New | Energy Star Commercial Solid Door Refrigerator | 2870.9564 | 716.3298 | 4.0079
Grocery | New | Energy Star Commercial Solid Door Refrigerator | 2705.2517 | 716.3298 | 3.7765
Healthcare | New | Energy Star Commercial Solid Door Refrigerator | 2870.9564 | 716.3298 | 4.0079
Hospitals | New | Energy Star Commercial Solid Door Refrigerator | 2870.9564 | 716.3298 | 4.0079
Institutional | New | Energy Star Commercial Solid Door Refrigerator | 2705.2517 | 716.3298 | 3.7765
Lodging/Hospitality | New | Energy Star Commercial Solid Door Refrigerator | 2870.9564 | 716.3298 | 4.0079
Miscellaneous | New | Energy Star Commercial Solid Door Refrigerator | 2705.2517 | 716.3298 | 3.7765
Offices | New | Energy Star Commercial Solid Door Refrigerator | 2705.2517 | 716.3298 | 3.7765
Restaurants | New | Energy Star Commercial Solid Door Refrigerator | 2870.9564 | 716.3298 | 4.0079
Retail | New | Energy Star Commercial Solid Door Refrigerator | 2705.2517 | 716.3298 | 3.7765
Schools K-12 | New | Energy Star Commercial Solid Door Refrigerator | 2870.9564 | 716.3298 | 4.0079
Warehouse | New | Energy Star Commercial Solid Door Refrigerator | 2705.2517 | 716.3298 | 3.7765
Assembly | Turnover | Refrigerated Display Case LED Lighting | 527.9486 | 240.2325 | 2.1977
College and University | Turnover | Refrigerated Display Case LED Lighting | 543.8066 | 240.2325 | 2.2637
Grocery | Turnover | Refrigerated Display Case LED Lighting | 527.9486 | 240.2325 | 2.1977
Healthcare | Turnover | Refrigerated Display Case LED Lighting | 543.8066 | 240.2325 | 2.2637
Hospitals | Turnover | Refrigerated Display Case LED Lighting | 543.8066 | 240.2325 | 2.2637
Institutional | Turnover | Refrigerated Display Case LED Lighting | 527.9486 | 240.2325 | 2.1977
Lodging/Hospitality | Turnover | Refrigerated Display Case LED Lighting | 543.8066 | 240.2325 | 2.2637
Miscellaneous | Turnover | Refrigerated Display Case LED Lighting | 527.9486 | 240.2325 | 2.1977
Offices | Turnover | Refrigerated Display Case LED Lighting | 527.9486 | 240.2325 | 2.1977
Restaurants | Turnover | Refrigerated Display Case LED Lighting | 543.8066 | 240.2325 | 2.2637
Retail | Turnover | Refrigerated Display Case LED Lighting | 527.9486 | 240.2325 | 2.1977
Schools K-12 | Turnover | Refrigerated Display Case LED Lighting | 543.8066 | 240.2325 | 2.2637
Warehouse | Turnover | Refrigerated Display Case LED Lighting | 527.9486 | 240.2325 | 2.1977
Assembly | Turnover | High Speed Fans | 1410.3346 | 655.1796 | 2.1526
College and University | Turnover | High Speed Fans | 1717.87 | 655.1796 | 2.622
Grocery | Turnover | High Speed Fans | 1410.3346 | 655.1796 | 2.1526
Healthcare | Turnover | High Speed Fans | 1717.87 | 655.1796 | 2.622
Hospitals | Turnover | High Speed Fans | 1717.87 | 655.1796 | 2.622
Institutional | Turnover | High Speed Fans | 1410.3346 | 655.1796 | 2.1526
Lodging/Hospitality | Turnover | High Speed Fans | 1717.87 | 655.1796 | 2.622
Miscellaneous | Turnover | High Speed Fans | 1410.3346 | 655.1796 | 2.1526
Offices | Turnover | High Speed Fans | 1410.3346 | 655.1796 | 2.1526
Restaurants | Turnover | High Speed Fans | 1717.87 | 655.1796 | 2.622
Retail | Turnover | High Speed Fans | 1410.3346 | 655.1796 | 2.1526
Schools K-12 | Turnover | High Speed Fans | 1717.87 | 655.1796 | 2.622
Warehouse | Turnover | High Speed Fans | 1410.3346 | 655.1796 | 2.1526
Assembly | New | High Speed Fans | 1410.3346 | 655.1796 | 2.1526
College and University | New | High Speed Fans | 1717.87 | 655.1796 | 2.622
Grocery | New | High Speed Fans | 1410.3346 | 655.1796 | 2.1526
Healthcare | New | High Speed Fans | 1717.87 | 655.1796 | 2.622
Hospitals | New | High Speed Fans | 1717.87 | 655.1796 | 2.622
Institutional | New | High Speed Fans | 1410.3346 | 655.1796 | 2.1526
Lodging/Hospitality | New | High Speed Fans | 1717.87 | 655.1796 | 2.622
Miscellaneous | New | High Speed Fans | 1410.3346 | 655.1796 | 2.1526
Offices | New | High Speed Fans | 1410.3346 | 655.1796 | 2.1526
Restaurants | New | High Speed Fans | 1717.87 | 655.1796 | 2.622
Retail | New | High Speed Fans | 1410.3346 | 655.1796 | 2.1526
Schools K-12 | New | High Speed Fans | 1717.87 | 655.1796 | 2.622
Warehouse | New | High Speed Fans | 1410.3346 | 655.1796 | 2.1526
Assembly | Existing | Faucet Aerator | 943.5162 | 85.8285 | 10.993
College and University | Existing | Faucet Aerator | 11424.7537 | 972.7234 | 11.7451
Grocery | Existing | Faucet Aerator | 1316.5878 | 85.8285 | 15.3397
Healthcare | Existing | Faucet Aerator | 943.5162 | 85.8285 | 10.993
Hospitals | Existing | Faucet Aerator | 13104.8645 | 1115.7709 | 11.7451
Institutional | Existing | Faucet Aerator | 50949.8742 | 4634.7408 | 10.993
Lodging/Hospitality | Existing | Faucet Aerator | 3510.9007 | 228.8761 | 15.3397
Miscellaneous | Existing | Faucet Aerator | 7548.1295 | 686.6283 | 10.993
Offices | Existing | Faucet Aerator | 943.5162 | 85.8285 | 10.993
Restaurants | Existing | Faucet Aerator | 438.8626 | 28.6095 | 15.3397
Retail | Existing | Faucet Aerator | 877.7252 | 57.219 | 15.3397
Schools K-12 | Existing | Faucet Aerator | 314.5054 | 28.6095 | 10.993
Warehouse | Existing | Faucet Aerator | 314.5054 | 28.6095 | 10.993
Assembly | New | Faucet Aerator | 943.5162 | 85.8285 | 10.993
College and University | New | Faucet Aerator | 11424.7537 | 972.7234 | 11.7451
Grocery | New | Faucet Aerator | 1316.5878 | 85.8285 | 15.3397
Healthcare | New | Faucet Aerator | 943.5162 | 85.8285 | 10.993
Hospitals | New | Faucet Aerator | 13104.8645 | 1115.7709 | 11.7451
Institutional | New | Faucet Aerator | 50949.8742 | 4634.7408 | 10.993
Lodging/Hospitality | New | Faucet Aerator | 3510.9007 | 228.8761 | 15.3397
Miscellaneous | New | Faucet Aerator | 7548.1295 | 686.6283 | 10.993
Offices | New | Faucet Aerator | 943.5162 | 85.8285 | 10.993
Restaurants | New | Faucet Aerator | 438.8626 | 28.6095 | 15.3397
Retail | New | Faucet Aerator | 877.7252 | 57.219 | 15.3397
Schools K-12 | New | Faucet Aerator | 314.5054 | 28.6095 | 10.993
Warehouse | New | Faucet Aerator | 314.5054 | 28.6095 | 10.993
College and University | Existing | Hot Water Circulation Pump Control | 22541.93 | 20048.4973 | 1.1244
Hospitals | Existing | Hot Water Circulation Pump Control | 33812.8949 | 30072.7459 | 1.1244
College and University | New | Hot Water Circulation Pump Control | 22541.93 | 20048.4973 | 1.1244
Hospitals | New | Hot Water Circulation Pump Control | 33812.8949 | 30072.7459 | 1.1244
Assembly | Existing | Hot Water Pipe Insulation | 4626.0585 | 786.2156 | 5.884
College and University | Existing | Hot Water Pipe Insulation | 45364.4077 | 7862.1558 | 5.77
Grocery | Existing | Hot Water Pipe Insulation | 4523.0263 | 786.2156 | 5.7529
Healthcare | Existing | Hot Water Pipe Insulation | 4626.0585 | 786.2156 | 5.884
Hospitals | Existing | Hot Water Pipe Insulation | 68046.6115 | 11793.2337 | 5.77
Institutional | Existing | Hot Water Pipe Insulation | 115651.4613 | 19655.3895 | 5.884
Lodging/Hospitality | Existing | Hot Water Pipe Insulation | 13569.0789 | 2358.6467 | 5.7529
Miscellaneous | Existing | Hot Water Pipe Insulation | 92521.1691 | 15724.3116 | 5.884
Offices | Existing | Hot Water Pipe Insulation | 13878.1754 | 2358.6467 | 5.884
Restaurants | Existing | Hot Water Pipe Insulation | 9046.0526 | 1572.4312 | 5.7529
Retail | Existing | Hot Water Pipe Insulation | 13569.0789 | 2358.6467 | 5.7529
Schools K-12 | Existing | Hot Water Pipe Insulation | 4626.0585 | 786.2156 | 5.884
Warehouse | Existing | Hot Water Pipe Insulation | 4626.0585 | 786.2156 | 5.884
Assembly | New | Hot Water Pipe Insulation | 4626.0585 | 786.2156 | 5.884
College and University | New | Hot Water Pipe Insulation | 45364.4077 | 7862.1558 | 5.77
Grocery | New | Hot Water Pipe Insulation | 4523.0263 | 786.2156 | 5.7529
Healthcare | New | Hot Water Pipe Insulation | 4626.0585 | 786.2156 | 5.884
Hospitals | New | Hot Water Pipe Insulation | 68046.6115 | 11793.2337 | 5.77
Institutional | New | Hot Water Pipe Insulation | 115651.4613 | 19655.3895 | 5.884
Lodging/Hospitality | New | Hot Water Pipe Insulation | 13569.0789 | 2358.6467 | 5.7529
Miscellaneous | New | Hot Water Pipe Insulation | 92521.1691 | 15724.3116 | 5.884
Offices | New | Hot Water Pipe Insulation | 13878.1754 | 2358.6467 | 5.884
Restaurants | New | Hot Water Pipe Insulation | 9046.0526 | 1572.4312 | 5.7529
Retail | New | Hot Water Pipe Insulation | 13569.0789 | 2358.6467 | 5.7529
Schools K-12 | New | Hot Water Pipe Insulation | 4626.0585 | 786.2156 | 5.884
Warehouse | New | Hot Water Pipe Insulation | 4626.0585 | 786.2156 | 5.884
Assembly | Existing | Low Flow Shower Head | 621.8149 | 52.4144 | 11.8634
College and University | Existing | Low Flow Shower Head | 32969.9984 | 2044.1605 | 16.1289
Grocery | Existing | Low Flow Shower Head | 845.3846 | 52.4144 | 16.1289
Healthcare | Existing | Low Flow Shower Head | 713.3346 | 52.4144 | 13.6095
Hospitals | Existing | Low Flow Shower Head | 18546.7 | 1362.7737 | 13.6095
Institutional | Existing | Low Flow Shower Head | 13679.9267 | 1153.1162 | 11.8634
Lodging/Hospitality | Existing | Low Flow Shower Head | 10229.9704 | 576.5581 | 17.7432
Miscellaneous | Existing | Low Flow Shower Head | 10570.8525 | 891.0443 | 11.8634
Offices | Existing | Low Flow Shower Head | 1243.6297 | 104.8287 | 11.8634
Restaurants | Existing | Low Flow Shower Head | 845.3846 | 52.4144 | 16.1289
Retail | Existing | Low Flow Shower Head | 1690.7691 | 104.8287 | 16.1289
Schools K-12 | Existing | Low Flow Shower Head | 621.8149 | 52.4144 | 11.8634
Warehouse | Existing | Low Flow Shower Head | 621.8149 | 52.4144 | 11.8634
Assembly | New | Low Flow Shower Head | 621.8149 | 52.4144 | 11.8634
College and University | New | Low Flow Shower Head | 32969.9984 | 2044.1605 | 16.1289
Grocery | New | Low Flow Shower Head | 845.3846 | 52.4144 | 16.1289
Healthcare | New | Low Flow Shower Head | 713.3346 | 52.4144 | 13.6095
Hospitals | New | Low Flow Shower Head | 18546.7 | 1362.7737 | 13.6095
Institutional | New | Low Flow Shower Head | 13679.9267 | 1153.1162 | 11.8634
Lodging/Hospitality | New | Low Flow Shower Head | 10229.9704 | 576.5581 | 17.7432
Miscellaneous | New | Low Flow Shower Head | 10570.8525 | 891.0443 | 11.8634
Offices | New | Low Flow Shower Head | 1243.6297 | 104.8287 | 11.8634
Restaurants | New | Low Flow Shower Head | 845.3846 | 52.4144 | 16.1289
Retail | New | Low Flow Shower Head | 1690.7691 | 104.8287 | 16.1289
Schools K-12 | New | Low Flow Shower Head | 621.8149 | 52.4144 | 11.8634
Warehouse | New | Low Flow Shower Head | 621.8149 | 52.4144 | 11.8634
Assembly | Existing | Low-Flow Pre-Rinse Sprayers | 9285.6247 | 811.5492 | 11.4419
College and University | Existing | Low-Flow Pre-Rinse Sprayers | 9285.6247 | 811.5492 | 11.4419
Grocery | Existing | Low-Flow Pre-Rinse Sprayers | 9285.6247 | 811.5492 | 11.4419
Healthcare | Existing | Low-Flow Pre-Rinse Sprayers | 9285.6247 | 811.5492 | 11.4419
Hospitals | Existing | Low-Flow Pre-Rinse Sprayers | 9285.6247 | 811.5492 | 11.4419
Institutional | Existing | Low-Flow Pre-Rinse Sprayers | 9285.6247 | 811.5492 | 11.4419
Lodging/Hospitality | Existing | Low-Flow Pre-Rinse Sprayers | 12127.5132 | 811.5492 | 14.9437
Miscellaneous | Existing | Low-Flow Pre-Rinse Sprayers | 9285.6247 | 811.5492 | 11.4419
Offices | Existing | Low-Flow Pre-Rinse Sprayers | 9285.6247 | 811.5492 | 11.4419
Restaurants | Existing | Low-Flow Pre-Rinse Sprayers | 7595.8437 | 811.5492 | 9.3597
Retail | Existing | Low-Flow Pre-Rinse Sprayers | 9285.6247 | 811.5492 | 11.4419
Schools K-12 | Existing | Low-Flow Pre-Rinse Sprayers | 4642.8123 | 405.7746 | 11.4419
Warehouse | Existing | Low-Flow Pre-Rinse Sprayers | 9285.6247 | 811.5492 | 11.4419
Assembly | New | Low-Flow Pre-Rinse Sprayers | 9285.6247 | 811.5492 | 11.4419
College and University | New | Low-Flow Pre-Rinse Sprayers | 9285.6247 | 811.5492 | 11.4419
Grocery | New | Low-Flow Pre-Rinse Sprayers | 9285.6247 | 811.5492 | 11.4419
Healthcare | New | Low-Flow Pre-Rinse Sprayers | 9285.6247 | 811.5492 | 11.4419
Hospitals | New | Low-Flow Pre-Rinse Sprayers | 9285.6247 | 811.5492 | 11.4419
Institutional | New | Low-Flow Pre-Rinse Sprayers | 9285.6247 | 811.5492 | 11.4419
Lodging/Hospitality | New | Low-Flow Pre-Rinse Sprayers | 12127.5132 | 811.5492 | 14.9437
Miscellaneous | New | Low-Flow Pre-Rinse Sprayers | 9285.6247 | 811.5492 | 11.4419
Offices | New | Low-Flow Pre-Rinse Sprayers | 9285.6247 | 811.5492 | 11.4419
Restaurants | New | Low-Flow Pre-Rinse Sprayers | 7595.8437 | 811.5492 | 9.3597
Retail | New | Low-Flow Pre-Rinse Sprayers | 9285.6247 | 811.5492 | 11.4419
Schools K-12 | New | Low-Flow Pre-Rinse Sprayers | 4642.8123 | 405.7746 | 11.4419
Warehouse | New | Low-Flow Pre-Rinse Sprayers | 9285.6247 | 811.5492 | 11.4419
Assembly | Existing | Tank Wrap on Water Heater | 845.5774 | 733.4518 | 1.1529
College and University | Existing | Tank Wrap on Water Heater | 8455.7738 | 7334.5178 | 1.1529
Grocery | Existing | Tank Wrap on Water Heater | 845.5774 | 733.4518 | 1.1529
Healthcare | Existing | Tank Wrap on Water Heater | 845.5774 | 733.4518 | 1.1529
Hospitals | Existing | Tank Wrap on Water Heater | 12683.6607 | 11001.7767 | 1.1529
Institutional | Existing | Tank Wrap on Water Heater | 21139.4344 | 18336.2945 | 1.1529
Lodging/Hospitality | Existing | Tank Wrap on Water Heater | 2536.7321 | 2200.3553 | 1.1529
Miscellaneous | Existing | Tank Wrap on Water Heater | 16911.5476 | 14669.0356 | 1.1529
Offices | Existing | Tank Wrap on Water Heater | 2536.7321 | 2200.3553 | 1.1529
Restaurants | Existing | Tank Wrap on Water Heater | 1691.1548 | 1466.9036 | 1.1529
Retail | Existing | Tank Wrap on Water Heater | 2536.7321 | 2200.3553 | 1.1529
Schools K-12 | Existing | Tank Wrap on Water Heater | 845.5774 | 733.4518 | 1.1529
Warehouse | Existing | Tank Wrap on Water Heater | 845.5774 | 733.4518 | 1.1529
Assembly | New | Tank Wrap on Water Heater | 808.891 | 733.4518 | 1.1029
College and University | New | Tank Wrap on Water Heater | 8088.9095 | 7334.5178 | 1.1029
Grocery | New | Tank Wrap on Water Heater | 808.891 | 733.4518 | 1.1029
Healthcare | New | Tank Wrap on Water Heater | 808.891 | 733.4518 | 1.1029
Hospitals | New | Tank Wrap on Water Heater | 12133.3643 | 11001.7767 | 1.1029
Institutional | New | Tank Wrap on Water Heater | 20222.2738 | 18336.2945 | 1.1029
Lodging/Hospitality | New | Tank Wrap on Water Heater | 2426.6729 | 2200.3553 | 1.1029
Miscellaneous | New | Tank Wrap on Water Heater | 16177.819 | 14669.0356 | 1.1029
Offices | New | Tank Wrap on Water Heater | 2426.6729 | 2200.3553 | 1.1029
Restaurants | New | Tank Wrap on Water Heater | 1617.7819 | 1466.9036 | 1.1029
Retail | New | Tank Wrap on Water Heater | 2426.6729 | 2200.3553 | 1.1029
Schools K-12 | New | Tank Wrap on Water Heater | 808.891 | 733.4518 | 1.1029
Warehouse | New | Tank Wrap on Water Heater | 808.891 | 733.4518 | 1.1029
Assembly | Existing | Thermostatic Shower Restriction Valve | 3069.0334 | 130.8175 | 23.4604
College and University | Existing | Thermostatic Shower Restriction Valve | 162726.9365 | 5101.8839 | 31.8955
Grocery | Existing | Thermostatic Shower Restriction Valve | 4172.4856 | 130.8175 | 31.8955
Healthcare | Existing | Thermostatic Shower Restriction Valve | 3520.7389 | 130.8175 | 26.9134
Hospitals | Existing | Thermostatic Shower Restriction Valve | 91539.2124 | 3401.256 | 26.9134
Institutional | Existing | Thermostatic Shower Restriction Valve | 67518.7346 | 2877.9858 | 23.4604
Lodging/Hospitality | Existing | Thermostatic Shower Restriction Valve | 50491.1081 | 1438.9929 | 35.0878
Miscellaneous | Existing | Thermostatic Shower Restriction Valve | 52173.5676 | 2223.8981 | 23.4604
Offices | Existing | Thermostatic Shower Restriction Valve | 6138.0668 | 261.6351 | 23.4604
Restaurants | Existing | Thermostatic Shower Restriction Valve | 4172.4856 | 130.8175 | 31.8955
Retail | Existing | Thermostatic Shower Restriction Valve | 8344.9711 | 261.6351 | 31.8955
Schools K-12 | Existing | Thermostatic Shower Restriction Valve | 3069.0334 | 130.8175 | 23.4604
Warehouse | Existing | Thermostatic Shower Restriction Valve | 3069.0334 | 130.8175 | 23.4604
Assembly | New | Thermostatic Shower Restriction Valve | 3069.0334 | 130.8175 | 23.4604
College and University | New | Thermostatic Shower Restriction Valve | 162726.9365 | 5101.8839 | 31.8955
Grocery | New | Thermostatic Shower Restriction Valve | 4172.4856 | 130.8175 | 31.8955
Healthcare | New | Thermostatic Shower Restriction Valve | 3520.7389 | 130.8175 | 26.9134
Hospitals | New | Thermostatic Shower Restriction Valve | 91539.2124 | 3401.256 | 26.9134
Institutional | New | Thermostatic Shower Restriction Valve | 67518.7346 | 2877.9858 | 23.4604
Lodging/Hospitality | New | Thermostatic Shower Restriction Valve | 50491.1081 | 1438.9929 | 35.0878
Miscellaneous | New | Thermostatic Shower Restriction Valve | 52173.5676 | 2223.8981 | 23.4604
Offices | New | Thermostatic Shower Restriction Valve | 6138.0668 | 261.6351 | 23.4604
Restaurants | New | Thermostatic Shower Restriction Valve | 4172.4856 | 130.8175 | 31.8955
Retail | New | Thermostatic Shower Restriction Valve | 8344.9711 | 261.6351 | 31.8955
Schools K-12 | New | Thermostatic Shower Restriction Valve | 3069.0334 | 130.8175 | 23.4604
Warehouse | New | Thermostatic Shower Restriction Valve | 3069.0334 | 130.8175 | 23.4604
Assembly | Existing | Bi-Level Lighting Control (Exterior) | 2808.4354 | 1742.7779 | 1.6115
College and University | Existing | Bi-Level Lighting Control (Exterior) | 2808.4354 | 1742.7779 | 1.6115
Grocery | Existing | Bi-Level Lighting Control (Exterior) | 2808.4354 | 1742.7779 | 1.6115
Healthcare | Existing | Bi-Level Lighting Control (Exterior) | 2808.4354 | 1742.7779 | 1.6115
Hospitals | Existing | Bi-Level Lighting Control (Exterior) | 2808.4354 | 1742.7779 | 1.6115
Institutional | Existing | Bi-Level Lighting Control (Exterior) | 2808.4354 | 1742.7779 | 1.6115
Lodging/Hospitality | Existing | Bi-Level Lighting Control (Exterior) | 2808.4354 | 1742.7779 | 1.6115
Miscellaneous | Existing | Bi-Level Lighting Control (Exterior) | 2808.4354 | 1742.7779 | 1.6115
Offices | Existing | Bi-Level Lighting Control (Exterior) | 2808.4354 | 1742.7779 | 1.6115
Restaurants | Existing | Bi-Level Lighting Control (Exterior) | 2808.4354 | 1742.7779 | 1.6115
Retail | Existing | Bi-Level Lighting Control (Exterior) | 2808.4354 | 1742.7779 | 1.6115
Schools K-12 | Existing | Bi-Level Lighting Control (Exterior) | 2808.4354 | 1742.7779 | 1.6115
Warehouse | Existing | Bi-Level Lighting Control (Exterior) | 2808.4354 | 1742.7779 | 1.6115
Assembly | New | Bi-Level Lighting Control (Exterior) | 2808.4354 | 1742.7779 | 1.6115
College and University | New | Bi-Level Lighting Control (Exterior) | 2808.4354 | 1742.7779 | 1.6115
Grocery | New | Bi-Level Lighting Control (Exterior) | 2808.4354 | 1742.7779 | 1.6115
Healthcare | New | Bi-Level Lighting Control (Exterior) | 2808.4354 | 1742.7779 | 1.6115
Hospitals | New | Bi-Level Lighting Control (Exterior) | 2808.4354 | 1742.7779 | 1.6115
Institutional | New | Bi-Level Lighting Control (Exterior) | 2808.4354 | 1742.7779 | 1.6115
Lodging/Hospitality | New | Bi-Level Lighting Control (Exterior) | 2808.4354 | 1742.7779 | 1.6115
Miscellaneous | New | Bi-Level Lighting Control (Exterior) | 2808.4354 | 1742.7779 | 1.6115
Offices | New | Bi-Level Lighting Control (Exterior) | 2808.4354 | 1742.7779 | 1.6115
Restaurants | New | Bi-Level Lighting Control (Exterior) | 2808.4354 | 1742.7779 | 1.6115
Retail | New | Bi-Level Lighting Control (Exterior) | 2808.4354 | 1742.7779 | 1.6115
Schools K-12 | New | Bi-Level Lighting Control (Exterior) | 2808.4354 | 1742.7779 | 1.6115
Warehouse | New | Bi-Level Lighting Control (Exterior) | 2808.4354 | 1742.7779 | 1.6115
Assembly | Existing | Outdoor Lighting Controls | 1163.5006 | 567.8224 | 2.0491
College and University | Existing | Outdoor Lighting Controls | 1163.5006 | 567.8224 | 2.0491
Grocery | Existing | Outdoor Lighting Controls | 1163.5006 | 567.8224 | 2.0491
Healthcare | Existing | Outdoor Lighting Controls | 1163.5006 | 567.8224 | 2.0491
Hospitals | Existing | Outdoor Lighting Controls | 1163.5006 | 567.8224 | 2.0491
Institutional | Existing | Outdoor Lighting Controls | 1163.5006 | 567.8224 | 2.0491
Lodging/Hospitality | Existing | Outdoor Lighting Controls | 1163.5006 | 567.8224 | 2.0491
Miscellaneous | Existing | Outdoor Lighting Controls | 1163.5006 | 567.8224 | 2.0491
Offices | Existing | Outdoor Lighting Controls | 1163.5006 | 567.8224 | 2.0491
Restaurants | Existing | Outdoor Lighting Controls | 1163.5006 | 567.8224 | 2.0491
Retail | Existing | Outdoor Lighting Controls | 1163.5006 | 567.8224 | 2.0491
Schools K-12 | Existing | Outdoor Lighting Controls | 1163.5006 | 567.8224 | 2.0491
Warehouse | Existing | Outdoor Lighting Controls | 1163.5006 | 567.8224 | 2.0491
Assembly | New | Outdoor Lighting Controls | 1163.5006 | 567.8224 | 2.0491
College and University | New | Outdoor Lighting Controls | 1163.5006 | 567.8224 | 2.0491
Grocery | New | Outdoor Lighting Controls | 1163.5006 | 567.8224 | 2.0491
Healthcare | New | Outdoor Lighting Controls | 1163.5006 | 567.8224 | 2.0491
Hospitals | New | Outdoor Lighting Controls | 1163.5006 | 567.8224 | 2.0491
Institutional | New | Outdoor Lighting Controls | 1163.5006 | 567.8224 | 2.0491
Lodging/Hospitality | New | Outdoor Lighting Controls | 1163.5006 | 567.8224 | 2.0491
Miscellaneous | New | Outdoor Lighting Controls | 1163.5006 | 567.8224 | 2.0491
Offices | New | Outdoor Lighting Controls | 1163.5006 | 567.8224 | 2.0491
Restaurants | New | Outdoor Lighting Controls | 1163.5006 | 567.8224 | 2.0491
Retail | New | Outdoor Lighting Controls | 1163.5006 | 567.8224 | 2.0491
Schools K-12 | New | Outdoor Lighting Controls | 1163.5006 | 567.8224 | 2.0491
Warehouse | New | Outdoor Lighting Controls | 1163.5006 | 567.8224 | 2.0491
Assembly | Existing | Airside Economizer | 4660.5203 | 2302.9502 | 2.0237
College and University | Existing | Airside Economizer | 32873.4094 | 1455.7751 | 22.5814
Grocery | Existing | Airside Economizer | 11220.654 | 5726.4909 | 1.9594
Healthcare | Existing | Airside Economizer | 19585.7007 | 9678.0812 | 2.0237
Hospitals | Existing | Airside Economizer | 241016.5178 | 10673.2414 | 22.5814
Institutional | Existing | Airside Economizer | 22641.2785 | 11187.9649 | 2.0237
Lodging/Hospitality | Existing | Airside Economizer | 18573.1824 | 9478.8735 | 1.9594
Miscellaneous | Existing | Airside Economizer | 215854.7955 | 106662.5227 | 2.0237
Offices | Existing | Airside Economizer | 16135.229 | 7973.0646 | 2.0237
Restaurants | Existing | Airside Economizer | 11691.99 | 5967.0385 | 1.9594
Retail | Existing | Airside Economizer | 5106.7765 | 2606.2571 | 1.9594
Schools K-12 | Existing | Airside Economizer | 19084.501 | 9430.4183 | 2.0237
Warehouse | Existing | Airside Economizer | 1895.8617 | 936.8214 | 2.0237
Assembly | New | Airside Economizer | 4660.5203 | 2302.9502 | 2.0237
College and University | New | Airside Economizer | 32873.4094 | 1455.7751 | 22.5814
Grocery | New | Airside Economizer | 11220.654 | 5726.4909 | 1.9594
Healthcare | New | Airside Economizer | 19585.7007 | 9678.0812 | 2.0237
Hospitals | New | Airside Economizer | 241016.5178 | 10673.2414 | 22.5814
Institutional | New | Airside Economizer | 22641.2785 | 11187.9649 | 2.0237
Lodging/Hospitality | New | Airside Economizer | 18573.1824 | 9478.8735 | 1.9594
Miscellaneous | New | Airside Economizer | 215854.7955 | 106662.5227 | 2.0237
Offices | New | Airside Economizer | 16135.229 | 7973.0646 | 2.0237
Restaurants | New | Airside Economizer | 11691.99 | 5967.0385 | 1.9594
Retail | New | Airside Economizer | 5106.7765 | 2606.2571 | 1.9594
Schools K-12 | New | Airside Economizer | 19084.501 | 9430.4183 | 2.0237
Warehouse | New | Airside Economizer | 1895.8617 | 936.8214 | 2.0237
Assembly | Existing | Ceiling Insulation(R2 to R38) | 8.8791 | 2.8085 | 3.1615
College and University | Existing | Ceiling Insulation(R2 to R38) | 9.4748 | 2.8085 | 3.3736
Grocery | Existing | Ceiling Insulation(R2 to R38) | 10.4556 | 2.8085 | 3.7228
Healthcare | Existing | Ceiling Insulation(R2 to R38) | 8.8791 | 2.8085 | 3.1615
Hospitals | Existing | Ceiling Insulation(R2 to R38) | 9.4748 | 2.8085 | 3.3736
Institutional | Existing | Ceiling Insulation(R2 to R38) | 8.8791 | 2.8085 | 3.1615
Lodging/Hospitality | Existing | Ceiling Insulation(R2 to R38) | 9.4748 | 2.8085 | 3.3736
Miscellaneous | Existing | Ceiling Insulation(R2 to R38) | 8.8791 | 2.8085 | 3.1615
Offices | Existing | Ceiling Insulation(R2 to R38) | 8.8791 | 2.8085 | 3.1615
Restaurants | Existing | Ceiling Insulation(R2 to R38) | 10.4556 | 2.8085 | 3.7228
Retail | Existing | Ceiling Insulation(R2 to R38) | 10.4556 | 2.8085 | 3.7228
Schools K-12 | Existing | Ceiling Insulation(R2 to R38) | 8.8791 | 2.8085 | 3.1615
Warehouse | Existing | Ceiling Insulation(R2 to R38) | 4.8657 | 2.8085 | 1.7325
Assembly | New | Ceiling Insulation(R2 to R38) | 8.8234 | 2.8085 | 3.1417
College and University | New | Ceiling Insulation(R2 to R38) | 9.4154 | 2.8085 | 3.3525
Grocery | New | Ceiling Insulation(R2 to R38) | 10.39 | 2.8085 | 3.6995
Healthcare | New | Ceiling Insulation(R2 to R38) | 8.8234 | 2.8085 | 3.1417
Hospitals | New | Ceiling Insulation(R2 to R38) | 9.4154 | 2.8085 | 3.3525
Institutional | New | Ceiling Insulation(R2 to R38) | 8.8234 | 2.8085 | 3.1417
Lodging/Hospitality | New | Ceiling Insulation(R2 to R38) | 9.4154 | 2.8085 | 3.3525
Miscellaneous | New | Ceiling Insulation(R2 to R38) | 8.8234 | 2.8085 | 3.1417
Offices | New | Ceiling Insulation(R2 to R38) | 8.8234 | 2.8085 | 3.1417
Restaurants | New | Ceiling Insulation(R2 to R38) | 10.39 | 2.8085 | 3.6995
Retail | New | Ceiling Insulation(R2 to R38) | 10.39 | 2.8085 | 3.6995
Schools K-12 | New | Ceiling Insulation(R2 to R38) | 8.8234 | 2.8085 | 3.1417
Warehouse | New | Ceiling Insulation(R2 to R38) | 4.8236 | 2.8085 | 1.7175
Assembly | Existing | Chilled Water Controls Optimization | 10200.4943 | 471.7293 | 21.6236
College and University | Existing | Chilled Water Controls Optimization | 32613.3682 | 471.7293 | 69.1358
Healthcare | Existing | Chilled Water Controls Optimization | 15571.1916 | 471.7293 | 33.0087
Hospitals | Existing | Chilled Water Controls Optimization | 90327.5452 | 471.7293 | 191.4817
Institutional | Existing | Chilled Water Controls Optimization | 5509.9839 | 471.7293 | 11.6804
Lodging/Hospitality | Existing | Chilled Water Controls Optimization | 42382.7487 | 471.7293 | 89.8455
Miscellaneous | Existing | Chilled Water Controls Optimization | 13124.1194 | 471.7293 | 27.8213
Offices | Existing | Chilled Water Controls Optimization | 13442.6509 | 471.7293 | 28.4965
Restaurants | Existing | Chilled Water Controls Optimization | 16529.9517 | 471.7293 | 35.0412
Retail | Existing | Chilled Water Controls Optimization | 12096.1938 | 471.7293 | 25.6422
Schools K-12 | Existing | Chilled Water Controls Optimization | 9279.582 | 471.7293 | 19.6714
Warehouse | Existing | Chilled Water Controls Optimization | 3584.8184 | 471.7293 | 7.5993
Assembly | New | Chilled Water Controls Optimization | 10200.4943 | 471.7293 | 21.6236
College and University | New | Chilled Water Controls Optimization | 32613.3682 | 471.7293 | 69.1358
Healthcare | New | Chilled Water Controls Optimization | 15571.1916 | 471.7293 | 33.0087
Hospitals | New | Chilled Water Controls Optimization | 90327.5452 | 471.7293 | 191.4817
Institutional | New | Chilled Water Controls Optimization | 5509.9839 | 471.7293 | 11.6804
Lodging/Hospitality | New | Chilled Water Controls Optimization | 42382.7487 | 471.7293 | 89.8455
Miscellaneous | New | Chilled Water Controls Optimization | 13124.1194 | 471.7293 | 27.8213
Offices | New | Chilled Water Controls Optimization | 13442.6509 | 471.7293 | 28.4965
Restaurants | New | Chilled Water Controls Optimization | 16529.9517 | 471.7293 | 35.0412
Retail | New | Chilled Water Controls Optimization | 12096.1938 | 471.7293 | 25.6422
Schools K-12 | New | Chilled Water Controls Optimization | 9279.582 | 471.7293 | 19.6714
Warehouse | New | Chilled Water Controls Optimization | 3584.8184 | 471.7293 | 7.5993
Assembly | Existing | Chilled Water System - Variable Speed Drives | 30210.0427 | 8290.2065 | 3.6441
College and University | Existing | Chilled Water System - Variable Speed Drives | 30210.0427 | 8290.2065 | 3.6441
Grocery | Existing | Chilled Water System - Variable Speed Drives | 30210.0427 | 8290.2065 | 3.6441
Healthcare | Existing | Chilled Water System - Variable Speed Drives | 30210.0427 | 8290.2065 | 3.6441
Hospitals | Existing | Chilled Water System - Variable Speed Drives | 30210.0427 | 8290.2065 | 3.6441
Institutional | Existing | Chilled Water System - Variable Speed Drives | 30210.0427 | 8290.2065 | 3.6441
Lodging/Hospitality | Existing | Chilled Water System - Variable Speed Drives | 30210.0427 | 8290.2065 | 3.6441
Miscellaneous | Existing | Chilled Water System - Variable Speed Drives | 30210.0427 | 8290.2065 | 3.6441
Offices | Existing | Chilled Water System - Variable Speed Drives | 30210.0427 | 8290.2065 | 3.6441
Restaurants | Existing | Chilled Water System - Variable Speed Drives | 30210.0427 | 8290.2065 | 3.6441
Retail | Existing | Chilled Water System - Variable Speed Drives | 30210.0427 | 8290.2065 | 3.6441
Schools K-12 | Existing | Chilled Water System - Variable Speed Drives | 30210.0427 | 8290.2065 | 3.6441
Warehouse | Existing | Chilled Water System - Variable Speed Drives | 30210.0427 | 8290.2065 | 3.6441
Assembly | New | Chilled Water System - Variable Speed Drives | 30210.0427 | 8290.2065 | 3.6441
College and University | New | Chilled Water System - Variable Speed Drives | 30210.0427 | 8290.2065 | 3.6441
Grocery | New | Chilled Water System - Variable Speed Drives | 30210.0427 | 8290.2065 | 3.6441
Healthcare | New | Chilled Water System - Variable Speed Drives | 30210.0427 | 8290.2065 | 3.6441
Hospitals | New | Chilled Water System - Variable Speed Drives | 30210.0427 | 8290.2065 | 3.6441
Institutional | New | Chilled Water System - Variable Speed Drives | 30210.0427 | 8290.2065 | 3.6441
Lodging/Hospitality | New | Chilled Water System - Variable Speed Drives | 30210.0427 | 8290.2065 | 3.6441
Miscellaneous | New | Chilled Water System - Variable Speed Drives | 30210.0427 | 8290.2065 | 3.6441
Offices | New | Chilled Water System - Variable Speed Drives | 30210.0427 | 8290.2065 | 3.6441
Restaurants | New | Chilled Water System - Variable Speed Drives | 30210.0427 | 8290.2065 | 3.6441
Retail | New | Chilled Water System - Variable Speed Drives | 30210.0427 | 8290.2065 | 3.6441
Schools K-12 | New | Chilled Water System - Variable Speed Drives | 30210.0427 | 8290.2065 | 3.6441
Warehouse | New | Chilled Water System - Variable Speed Drives | 30210.0427 | 8290.2065 | 3.6441
Assembly | Existing | Dedicated Outdoor Air System on VRF unit | 4398.5965 | 4370.3977 | 1.0065
Healthcare | Existing | Dedicated Outdoor Air System on VRF unit | 9465.9341 | 4370.3977 | 2.1659
Hospitals | Existing | Dedicated Outdoor Air System on VRF unit | 9018.4123 | 4370.3977 | 2.0635
Lodging/Hospitality | Existing | Dedicated Outdoor Air System on VRF unit | 5294.9317 | 4370.3977 | 1.2115
Offices | Existing | Dedicated Outdoor Air System on VRF unit | 4856.7379 | 4370.3977 | 1.1113
Restaurants | Existing | Dedicated Outdoor Air System on VRF unit | 7486.0477 | 4370.3977 | 1.7129
Retail | Existing | Dedicated Outdoor Air System on VRF unit | 5767.0526 | 4370.3977 | 1.3196
Schools K-12 | Existing | Dedicated Outdoor Air System on VRF unit | 5033.6451 | 4370.3977 | 1.1518
Assembly | New | Dedicated Outdoor Air System on VRF unit | 4398.5965 | 4370.3977 | 1.0065
Healthcare | New | Dedicated Outdoor Air System on VRF unit | 9465.9341 | 4370.3977 | 2.1659
Hospitals | New | Dedicated Outdoor Air System on VRF unit | 9018.4123 | 4370.3977 | 2.0635
Lodging/Hospitality | New | Dedicated Outdoor Air System on VRF unit | 5294.9317 | 4370.3977 | 1.2115
Offices | New | Dedicated Outdoor Air System on VRF unit | 4856.7379 | 4370.3977 | 1.1113
Restaurants | New | Dedicated Outdoor Air System on VRF unit | 7486.0477 | 4370.3977 | 1.7129
Retail | New | Dedicated Outdoor Air System on VRF unit | 5767.0526 | 4370.3977 | 1.3196
Schools K-12 | New | Dedicated Outdoor Air System on VRF unit | 5033.6451 | 4370.3977 | 1.1518
Assembly | Existing | Duct Sealing Repair | 44163.7625 | 9257.2423 | 4.7707
College and University | Existing | Duct Sealing Repair | 263772.7201 | 36483.2555 | 7.23
Grocery | Existing | Duct Sealing Repair | 106328.5363 | 2263.8058 | 46.9689
Healthcare | Existing | Duct Sealing Repair | 185596.9249 | 9667.3252 | 19.1984
Hospitals | Existing | Duct Sealing Repair | 1933890.7553 | 100732.007 | 19.1984
Institutional | Existing | Duct Sealing Repair | 214552.0216 | 9912.132 | 21.6454
Lodging/Hospitality | Existing | Duct Sealing Repair | 176002.1554 | 16242.283 | 10.836
Miscellaneous | Existing | Duct Sealing Repair | 2045471.181 | 138707.0685 | 14.7467
Offices | Existing | Duct Sealing Repair | 152899.7575 | 7718.6872 | 19.809
Restaurants | Existing | Duct Sealing Repair | 110794.9842 | 2440.6614 | 45.3955
Retail | Existing | Duct Sealing Repair | 48392.551 | 5498.3683 | 8.8013
Schools K-12 | Existing | Duct Sealing Repair | 180847.4847 | 25013.5988 | 7.23
Warehouse | Existing | Duct Sealing Repair | 17965.4586 | 7718.1874 | 2.3277
Assembly | New | Duct Sealing Repair | 44163.7625 | 9257.2423 | 4.7707
College and University | New | Duct Sealing Repair | 263772.7201 | 36483.2555 | 7.23
Grocery | New | Duct Sealing Repair | 106328.5363 | 2263.8058 | 46.9689
Healthcare | New | Duct Sealing Repair | 185596.9249 | 9667.3252 | 19.1984
Hospitals | New | Duct Sealing Repair | 1933890.7553 | 100732.007 | 19.1984
Institutional | New | Duct Sealing Repair | 214552.0216 | 9912.132 | 21.6454
Lodging/Hospitality | New | Duct Sealing Repair | 176002.1554 | 16242.283 | 10.836
Miscellaneous | New | Duct Sealing Repair | 2045471.181 | 138707.0685 | 14.7467
Offices | New | Duct Sealing Repair | 152899.7575 | 7718.6872 | 19.809
Restaurants | New | Duct Sealing Repair | 110794.9842 | 2440.6614 | 45.3955
Retail | New | Duct Sealing Repair | 48392.551 | 5498.3683 | 8.8013
Schools K-12 | New | Duct Sealing Repair | 180847.4847 | 25013.5988 | 7.23
Warehouse | New | Duct Sealing Repair | 17965.4586 | 7718.1874 | 2.3277
Restaurants | Existing | ECM Motors on Furnaces | 1865.1808 | 1253.5771 | 1.4879
Restaurants | New | ECM Motors on Furnaces | 1865.1808 | 1253.5771 | 1.4879
Grocery | Existing | Energy Recovery Ventilation System (ERV) | 198160.5143 | 123480.314 | 1.6048
Restaurants | Existing | Energy Recovery Ventilation System (ERV) | 226540.5819 | 133126.984 | 1.7017
Grocery | New | Energy Recovery Ventilation System (ERV) | 198160.5143 | 123480.314 | 1.6048
Restaurants | New | Energy Recovery Ventilation System (ERV) | 226540.5819 | 133126.984 | 1.7017
Grocery | New | Facility Commissioning | 49514.6038 | 23872.8607 | 2.0741
Hospitals | New | Facility Commissioning | 1114879.6381 | 1062264.8012 | 1.0495
Restaurants | New | Facility Commissioning | 51594.5196 | 25737.8836 | 2.0046
College and University | Existing | Facility Energy Management System | 394470.3278 | 248749.4693 | 1.5858
Grocery | Existing | Facility Energy Management System | 178887.9023 | 15435.0393 | 11.5897
Healthcare | Existing | Facility Energy Management System | 241373.137 | 65913.5806 | 3.662
Hospitals | Existing | Facility Energy Management System | 2892120.6102 | 686809.1387 | 4.211
Institutional | Existing | Facility Energy Management System | 279029.9167 | 67582.7185 | 4.1287
Lodging/Hospitality | Existing | Facility Energy Management System | 296107.3052 | 110742.8389 | 2.6738
Miscellaneous | Existing | Facility Energy Management System | 2660183.0598 | 945730.0123 | 2.8128
Offices | Existing | Facility Energy Management System | 198849.7068 | 52627.4127 | 3.7784
Restaurants | Existing | Facility Energy Management System | 186402.2866 | 16640.873 | 11.2015
Retail | Existing | Facility Energy Management System | 81415.9795 | 37488.8749 | 2.1717
Schools K-12 | Existing | Facility Energy Management System | 235196.379 | 170547.2644 | 1.3791
College and University | New | Facility Energy Management System | 394470.3278 | 248749.4693 | 1.5858
Grocery | New | Facility Energy Management System | 178887.9023 | 15435.0393 | 11.5897
Healthcare | New | Facility Energy Management System | 241373.137 | 65913.5806 | 3.662
Hospitals | New | Facility Energy Management System | 2892120.6102 | 686809.1387 | 4.211
Institutional | New | Facility Energy Management System | 279029.9167 | 67582.7185 | 4.1287
Lodging/Hospitality | New | Facility Energy Management System | 296107.3052 | 110742.8389 | 2.6738
Miscellaneous | New | Facility Energy Management System | 2660183.0598 | 945730.0123 | 2.8128
Offices | New | Facility Energy Management System | 198849.7068 | 52627.4127 | 3.7784
Restaurants | New | Facility Energy Management System | 186402.2866 | 16640.873 | 11.2015
Retail | New | Facility Energy Management System | 81415.9795 | 37488.8749 | 2.1717
Schools K-12 | New | Facility Energy Management System | 235196.379 | 170547.2644 | 1.3791
Assembly | Existing | HVAC tune-up | 555.2222 | 229.3129 | 2.4212
College and University | Existing | HVAC tune-up | 888.955 | 229.3129 | 3.8766
Grocery | Existing | HVAC tune-up | 306.7104 | 229.3129 | 1.3375
Healthcare | Existing | HVAC tune-up | 1481.4404 | 229.3129 | 6.4603
Hospitals | Existing | HVAC tune-up | 1651.6171 | 229.3129 | 7.2025
Institutional | Existing | HVAC tune-up | 299.9135 | 229.3129 | 1.3079
Lodging/Hospitality | Existing | HVAC tune-up | 1124.6237 | 229.3129 | 4.9043
Miscellaneous | Existing | HVAC tune-up | 310.1088 | 229.3129 | 1.3523
Offices | Existing | HVAC tune-up | 624.8905 | 229.3129 | 2.7251
Restaurants | Existing | HVAC tune-up | 899.7404 | 229.3129 | 3.9236
Retail | Existing | HVAC tune-up | 705.179 | 229.3129 | 3.0752
Schools K-12 | Existing | HVAC tune-up | 612.9959 | 229.3129 | 2.6732
Assembly | New | HVAC tune-up | 555.2222 | 229.3129 | 2.4212
College and University | New | HVAC tune-up | 888.955 | 229.3129 | 3.8766
Grocery | New | HVAC tune-up | 306.7104 | 229.3129 | 1.3375
Healthcare | New | HVAC tune-up | 1481.4404 | 229.3129 | 6.4603
Hospitals | New | HVAC tune-up | 1651.6171 | 229.3129 | 7.2025
Institutional | New | HVAC tune-up | 299.9135 | 229.3129 | 1.3079
Lodging/Hospitality | New | HVAC tune-up | 1124.6237 | 229.3129 | 4.9043
Miscellaneous | New | HVAC tune-up | 310.1088 | 229.3129 | 1.3523
Offices | New | HVAC tune-up | 624.8905 | 229.3129 | 2.7251
Restaurants | New | HVAC tune-up | 899.7404 | 229.3129 | 3.9236
Retail | New | HVAC tune-up | 705.179 | 229.3129 | 3.0752
Schools K-12 | New | HVAC tune-up | 612.9959 | 229.3129 | 2.6732
Assembly | Existing | HVAC tune-up_RTU | 2505.8171 | 1528.7525 | 1.6391
College and University | Existing | HVAC tune-up_RTU | 4012.0128 | 1528.7525 | 2.6244
Healthcare | Existing | HVAC tune-up_RTU | 6686.0053 | 1528.7525 | 4.3735
Hospitals | Existing | HVAC tune-up_RTU | 7454.0431 | 1528.7525 | 4.8759
Lodging/Hospitality | Existing | HVAC tune-up_RTU | 5075.6278 | 1528.7525 | 3.3201
Offices | Existing | HVAC tune-up_RTU | 2820.2425 | 1528.7525 | 1.8448
Restaurants | Existing | HVAC tune-up_RTU | 4060.6891 | 1528.7525 | 2.6562
Retail | Existing | HVAC tune-up_RTU | 3182.5987 | 1528.7525 | 2.0818
Schools K-12 | Existing | HVAC tune-up_RTU | 2766.5602 | 1528.7525 | 1.8097
Assembly | New | HVAC tune-up_RTU | 2505.8171 | 1528.7525 | 1.6391
College and University | New | HVAC tune-up_RTU | 4012.0128 | 1528.7525 | 2.6244
Healthcare | New | HVAC tune-up_RTU | 6686.0053 | 1528.7525 | 4.3735
Hospitals | New | HVAC tune-up_RTU | 7454.0431 | 1528.7525 | 4.8759
Lodging/Hospitality | New | HVAC tune-up_RTU | 5075.6278 | 1528.7525 | 3.3201
Offices | New | HVAC tune-up_RTU | 2820.2425 | 1528.7525 | 1.8448
Restaurants | New | HVAC tune-up_RTU | 4060.6891 | 1528.7525 | 2.6562
Retail | New | HVAC tune-up_RTU | 3182.5987 | 1528.7525 | 2.0818
Schools K-12 | New | HVAC tune-up_RTU | 2766.5602 | 1528.7525 | 1.8097
Grocery | Existing | Programmable Thermostat | 15464.282 | 3057.3303 | 5.0581
Hospitals | Existing | Programmable Thermostat | 197560.9264 | 128407.8734 | 1.5385
Lodging/Hospitality | Existing | Programmable Thermostat | 152407.7157 | 20636.9796 | 7.3852
Restaurants | Existing | Programmable Thermostat | 16113.8763 | 3821.6629 | 4.2165
Grocery | New | Programmable Thermostat | 15464.282 | 3057.3303 | 5.0581
Hospitals | New | Programmable Thermostat | 197560.9264 | 128407.8734 | 1.5385
Lodging/Hospitality | New | Programmable Thermostat | 152407.7157 | 20636.9796 | 7.3852
Restaurants | New | Programmable Thermostat | 16113.8763 | 3821.6629 | 4.2165
College and University | Existing | Smart Thermostat | 74850.8082 | 73004.4844 | 1.0253
Grocery | Existing | Smart Thermostat | 42956.339 | 4787.1793 | 8.9732
Healthcare | Existing | Smart Thermostat | 41790.9129 | 41690.8451 | 1.0024
Hospitals | Existing | Smart Thermostat | 548780.3512 | 201061.5309 | 2.7294
Institutional | Existing | Smart Thermostat | 48310.7403 | 45020.9443 | 1.0731
Lodging/Hospitality | Existing | Smart Thermostat | 423354.7658 | 32313.4603 | 13.1015
Offices | Existing | Smart Thermostat | 34428.4823 | 33143.1944 | 1.0388
Restaurants | Existing | Smart Thermostat | 44760.7676 | 5983.9741 | 7.4801
Retail | Existing | Smart Thermostat | 19550.4133 | 11967.9483 | 1.6336
College and University | New | Smart Thermostat | 74850.8082 | 73004.4844 | 1.0253
Grocery | New | Smart Thermostat | 42956.339 | 4787.1793 | 8.9732
Healthcare | New | Smart Thermostat | 41790.9129 | 41690.8451 | 1.0024
Hospitals | New | Smart Thermostat | 548780.3512 | 201061.5309 | 2.7294
Institutional | New | Smart Thermostat | 48310.7403 | 45020.9443 | 1.0731
Lodging/Hospitality | New | Smart Thermostat | 423354.7658 | 32313.4603 | 13.1015
Offices | New | Smart Thermostat | 34428.4823 | 33143.1944 | 1.0388
Restaurants | New | Smart Thermostat | 44760.7676 | 5983.9741 | 7.4801
Retail | New | Smart Thermostat | 19550.4133 | 11967.9483 | 1.6336
Assembly | Existing | Thermal Energy Storage | 25492.0184 | 22218.9652 | 1.1473
College and University | Existing | Thermal Energy Storage | 152253.7629 | 132705.1085 | 1.1473
Grocery | Existing | Thermal Energy Storage | 61374.5036 | 53494.3111 | 1.1473
Healthcare | Existing | Thermal Energy Storage | 107129.4643 | 93374.5538 | 1.1473
Hospitals | Existing | Thermal Energy Storage | 1116272.162 | 972948.1593 | 1.1473
Institutional | Existing | Thermal Energy Storage | 123842.8015 | 107941.9786 | 1.1473
Lodging/Hospitality | Existing | Thermal Energy Storage | 101591.2124 | 88547.387 | 1.1473
Miscellaneous | Existing | Thermal Energy Storage | 1180678.1387 | 1029084.7169 | 1.1473
Offices | Existing | Thermal Energy Storage | 88256.145 | 76924.4784 | 1.1473
Restaurants | Existing | Thermal Energy Storage | 63952.6076 | 55741.3989 | 1.1473
Retail | Existing | Thermal Energy Storage | 27932.9416 | 24346.4856 | 1.1473
Schools K-12 | Existing | Thermal Energy Storage | 104388.0127 | 90985.0915 | 1.1473
Warehouse | Existing | Thermal Energy Storage | 10369.9453 | 9038.4939 | 1.1473
Assembly | New | Thermal Energy Storage | 25492.0184 | 22218.9652 | 1.1473
College and University | New | Thermal Energy Storage | 152253.7629 | 132705.1085 | 1.1473
Grocery | New | Thermal Energy Storage | 61374.5036 | 53494.3111 | 1.1473
Healthcare | New | Thermal Energy Storage | 107129.4643 | 93374.5538 | 1.1473
Hospitals | New | Thermal Energy Storage | 1116272.162 | 972948.1593 | 1.1473
Institutional | New | Thermal Energy Storage | 123842.8015 | 107941.9786 | 1.1473
Lodging/Hospitality | New | Thermal Energy Storage | 101591.2124 | 88547.387 | 1.1473
Miscellaneous | New | Thermal Energy Storage | 1180678.1387 | 1029084.7169 | 1.1473
Offices | New | Thermal Energy Storage | 88256.145 | 76924.4784 | 1.1473
Restaurants | New | Thermal Energy Storage | 63952.6076 | 55741.3989 | 1.1473
Retail | New | Thermal Energy Storage | 27932.9416 | 24346.4856 | 1.1473
Schools K-12 | New | Thermal Energy Storage | 104388.0127 | 90985.0915 | 1.1473
Warehouse | New | Thermal Energy Storage | 10369.9453 | 9038.4939 | 1.1473
Assembly | Existing | Wall Insulation | 9.8054 | 4.1141 | 2.3834
College and University | Existing | Wall Insulation | 10.1624 | 4.1141 | 2.4701
Grocery | Existing | Wall Insulation | 11.3782 | 4.1141 | 2.7657
Healthcare | Existing | Wall Insulation | 9.3877 | 4.1141 | 2.2818
Hospitals | Existing | Wall Insulation | 10.3109 | 4.1141 | 2.5062
Institutional | Existing | Wall Insulation | 9.5234 | 4.1141 | 2.3148
Lodging/Hospitality | Existing | Wall Insulation | 10.1624 | 4.1141 | 2.4701
Miscellaneous | Existing | Wall Insulation | 9.6626 | 4.1141 | 2.3487
Offices | Existing | Wall Insulation | 9.6626 | 4.1141 | 2.3487
Restaurants | Existing | Wall Insulation | 11.5464 | 4.1141 | 2.8065
Retail | Existing | Wall Insulation | 11.3782 | 4.1141 | 2.7657
Schools K-12 | Existing | Wall Insulation | 9.952 | 4.1141 | 2.419
Warehouse | Existing | Wall Insulation | 7.4253 | 4.1141 | 1.8049
Miscellaneous | Existing | Water Cooled Refrigeration Heat Recovery | 87759.3507 | 85057.4166 | 1.0318
Miscellaneous | New | Water Cooled Refrigeration Heat Recovery | 87759.3507 | 85057.4166 | 1.0318
Grocery | Existing | Bi-Level Lighting Control (Interior) | 1824.5854 | 1629.2134 | 1.1199
Hospitals | Existing | Bi-Level Lighting Control (Interior) | 2193.5914 | 1629.2134 | 1.3464
Retail | Existing | Bi-Level Lighting Control (Interior) | 1640.2839 | 1629.2134 | 1.0068
Grocery | New | Bi-Level Lighting Control (Interior) | 1824.5854 | 1629.2134 | 1.1199
Hospitals | New | Bi-Level Lighting Control (Interior) | 2193.5914 | 1629.2134 | 1.3464
Retail | New | Bi-Level Lighting Control (Interior) | 1640.2839 | 1629.2134 | 1.0068
Assembly | Existing | Interior Lighting Controls | 832.8093 | 683.0449 | 1.2193
College and University | Existing | Interior Lighting Controls | 1276.4337 | 683.0449 | 1.8687
Grocery | Existing | Interior Lighting Controls | 1605.3875 | 683.0449 | 2.3503
Healthcare | Existing | Interior Lighting Controls | 1455.9684 | 683.0449 | 2.1316
Hospitals | Existing | Interior Lighting Controls | 1969.6692 | 683.0449 | 2.8837
Institutional | Existing | Interior Lighting Controls | 955.2982 | 683.0449 | 1.3986
Lodging/Hospitality | Existing | Interior Lighting Controls | 1087.0535 | 683.0449 | 1.5915
Miscellaneous | Existing | Interior Lighting Controls | 1276.4337 | 683.0449 | 1.8687
Offices | Existing | Interior Lighting Controls | 941.9779 | 683.0449 | 1.3791
Restaurants | Existing | Interior Lighting Controls | 972.0934 | 683.0449 | 1.4232
Retail | Existing | Interior Lighting Controls | 1443.2272 | 683.0449 | 2.1129
Schools K-12 | Existing | Interior Lighting Controls | 688.8919 | 683.0449 | 1.0086
Warehouse | Existing | Interior Lighting Controls | 1107.3236 | 683.0449 | 1.6212
Assembly | New | Interior Lighting Controls | 832.8093 | 683.0449 | 1.2193
College and University | New | Interior Lighting Controls | 1276.4337 | 683.0449 | 1.8687
Grocery | New | Interior Lighting Controls | 1605.3875 | 683.0449 | 2.3503
Healthcare | New | Interior Lighting Controls | 1455.9684 | 683.0449 | 2.1316
Hospitals | New | Interior Lighting Controls | 1969.6692 | 683.0449 | 2.8837
Institutional | New | Interior Lighting Controls | 955.2982 | 683.0449 | 1.3986
Lodging/Hospitality | New | Interior Lighting Controls | 1087.0535 | 683.0449 | 1.5915
Miscellaneous | New | Interior Lighting Controls | 1276.4337 | 683.0449 | 1.8687
Offices | New | Interior Lighting Controls | 941.9779 | 683.0449 | 1.3791
Restaurants | New | Interior Lighting Controls | 972.0934 | 683.0449 | 1.4232
Retail | New | Interior Lighting Controls | 1443.2272 | 683.0449 | 2.1129
Schools K-12 | New | Interior Lighting Controls | 688.8919 | 683.0449 | 1.0086
Warehouse | New | Interior Lighting Controls | 1107.3236 | 683.0449 | 1.6212
Assembly | Existing | Engine Block Timer | 536.122 | 342.8337 | 1.5638
College and University | Existing | Engine Block Timer | 897.522 | 342.8337 | 2.618
Grocery | Existing | Engine Block Timer | 536.122 | 342.8337 | 1.5638
Healthcare | Existing | Engine Block Timer | 536.122 | 342.8337 | 1.5638
Hospitals | Existing | Engine Block Timer | 897.522 | 342.8337 | 2.618
Institutional | Existing | Engine Block Timer | 678.3509 | 342.8337 | 1.9787
Lodging/Hospitality | Existing | Engine Block Timer | 536.122 | 342.8337 | 1.5638
Miscellaneous | Existing | Engine Block Timer | 678.3509 | 342.8337 | 1.9787
Offices | Existing | Engine Block Timer | 678.3509 | 342.8337 | 1.9787
Restaurants | Existing | Engine Block Timer | 678.3509 | 342.8337 | 1.9787
Retail | Existing | Engine Block Timer | 678.3509 | 342.8337 | 1.9787
Schools K-12 | Existing | Engine Block Timer | 678.3509 | 342.8337 | 1.9787
Warehouse | Existing | Engine Block Timer | 678.3509 | 342.8337 | 1.9787
Assembly | New | Engine Block Timer | 536.122 | 342.8337 | 1.5638
College and University | New | Engine Block Timer | 897.522 | 342.8337 | 2.618
Grocery | New | Engine Block Timer | 536.122 | 342.8337 | 1.5638
Healthcare | New | Engine Block Timer | 536.122 | 342.8337 | 1.5638
Hospitals | New | Engine Block Timer | 897.522 | 342.8337 | 2.618
Institutional | New | Engine Block Timer | 678.3509 | 342.8337 | 1.9787
Lodging/Hospitality | New | Engine Block Timer | 536.122 | 342.8337 | 1.5638
Miscellaneous | New | Engine Block Timer | 678.3509 | 342.8337 | 1.9787
Offices | New | Engine Block Timer | 678.3509 | 342.8337 | 1.9787
Restaurants | New | Engine Block Timer | 678.3509 | 342.8337 | 1.9787
Retail | New | Engine Block Timer | 678.3509 | 342.8337 | 1.9787
Schools K-12 | New | Engine Block Timer | 678.3509 | 342.8337 | 1.9787
Warehouse | New | Engine Block Timer | 678.3509 | 342.8337 | 1.9787
Assembly | Existing | VSD Controlled Compressor | 42311.2563 | 17410.3072 | 2.4302
College and University | Existing | VSD Controlled Compressor | 44453.6777 | 17410.3072 | 2.5533
Grocery | Existing | VSD Controlled Compressor | 42311.2563 | 17410.3072 | 2.4302
Healthcare | Existing | VSD Controlled Compressor | 44453.6777 | 17410.3072 | 2.5533
Hospitals | Existing | VSD Controlled Compressor | 44453.6777 | 17410.3072 | 2.5533
Institutional | Existing | VSD Controlled Compressor | 42311.2563 | 17410.3072 | 2.4302
Lodging/Hospitality | Existing | VSD Controlled Compressor | 44453.6777 | 17410.3072 | 2.5533
Miscellaneous | Existing | VSD Controlled Compressor | 42311.2563 | 17410.3072 | 2.4302
Offices | Existing | VSD Controlled Compressor | 42311.2563 | 17410.3072 | 2.4302
Restaurants | Existing | VSD Controlled Compressor | 44453.6777 | 17410.3072 | 2.5533
Retail | Existing | VSD Controlled Compressor | 42311.2563 | 17410.3072 | 2.4302
Schools K-12 | Existing | VSD Controlled Compressor | 44453.6777 | 17410.3072 | 2.5533
Warehouse | Existing | VSD Controlled Compressor | 42311.2563 | 17410.3072 | 2.4302
Assembly | New | VSD Controlled Compressor | 42311.2563 | 17410.3072 | 2.4302
College and University | New | VSD Controlled Compressor | 44453.6777 | 17410.3072 | 2.5533
Grocery | New | VSD Controlled Compressor | 42311.2563 | 17410.3072 | 2.4302
Healthcare | New | VSD Controlled Compressor | 44453.6777 | 17410.3072 | 2.5533
Hospitals | New | VSD Controlled Compressor | 44453.6777 | 17410.3072 | 2.5533
Institutional | New | VSD Controlled Compressor | 42311.2563 | 17410.3072 | 2.4302
Lodging/Hospitality | New | VSD Controlled Compressor | 44453.6777 | 17410.3072 | 2.5533
Miscellaneous | New | VSD Controlled Compressor | 42311.2563 | 17410.3072 | 2.4302
Offices | New | VSD Controlled Compressor | 42311.2563 | 17410.3072 | 2.4302
Restaurants | New | VSD Controlled Compressor | 44453.6777 | 17410.3072 | 2.5533
Retail | New | VSD Controlled Compressor | 42311.2563 | 17410.3072 | 2.4302
Schools K-12 | New | VSD Controlled Compressor | 44453.6777 | 17410.3072 | 2.5533
Warehouse | New | VSD Controlled Compressor | 42311.2563 | 17410.3072 | 2.4302
Assembly | Existing | Network PC Power Management | 7263.5768 | 2786.6974 | 2.6065
College and University | Existing | Network PC Power Management | 24115.1559 | 7220.0797 | 3.34
Grocery | Existing | Network PC Power Management | 11611.2805 | 3546.7058 | 3.2738
Healthcare | Existing | Network PC Power Management | 16318.351 | 4940.0546 | 3.3033
Hospitals | Existing | Network PC Power Management | 143963.039 | 42687.1381 | 3.3725
Institutional | Existing | Network PC Power Management | 11858.4181 | 4560.0504 | 2.6005
Lodging/Hospitality | Existing | Network PC Power Management | 13398.8945 | 4053.3781 | 3.3056
Miscellaneous | Existing | Network PC Power Management | 159221.2307 | 59660.6589 | 2.6688
Offices | Existing | Network PC Power Management | 11324.3973 | 3420.0378 | 3.3112
Restaurants | Existing | Network PC Power Management | 8690.6357 | 3293.3697 | 2.6388
Retail | Existing | Network PC Power Management | 4939.7743 | 1520.0168 | 3.2498
Schools K-12 | Existing | Network PC Power Management | 16438.7332 | 4940.0546 | 3.3276
Warehouse | Existing | Network PC Power Management | 1068.8128 | 506.6723 | 2.1095
Assembly | New | Network PC Power Management | 7263.5768 | 2786.6974 | 2.6065
College and University | New | Network PC Power Management | 24115.1559 | 7220.0797 | 3.34
Grocery | New | Network PC Power Management | 11611.2805 | 3546.7058 | 3.2738
Healthcare | New | Network PC Power Management | 16318.351 | 4940.0546 | 3.3033
Hospitals | New | Network PC Power Management | 143963.039 | 42687.1381 | 3.3725
Institutional | New | Network PC Power Management | 11858.4181 | 4560.0504 | 2.6005
Lodging/Hospitality | New | Network PC Power Management | 13398.8945 | 4053.3781 | 3.3056
Miscellaneous | New | Network PC Power Management | 159221.2307 | 59660.6589 | 2.6688
Offices | New | Network PC Power Management | 11324.3973 | 3420.0378 | 3.3112
Restaurants | New | Network PC Power Management | 8690.6357 | 3293.3697 | 2.6388
Retail | New | Network PC Power Management | 4939.7743 | 1520.0168 | 3.2498
Schools K-12 | New | Network PC Power Management | 16438.7332 | 4940.0546 | 3.3276
Warehouse | New | Network PC Power Management | 1068.8128 | 506.6723 | 2.1095
Assembly | Existing | Smart Strip Plug Outlet | 152.5849 | 43.6786 | 3.4934
College and University | Existing | Smart Strip Plug Outlet | 503.426 | 87.3573 | 5.7628
Grocery | Existing | Smart Strip Plug Outlet | 243.7979 | 43.6786 | 5.5816
Healthcare | Existing | Smart Strip Plug Outlet | 342.6306 | 43.6786 | 7.8444
Hospitals | Existing | Smart Strip Plug Outlet | 3005.3603 | 349.4291 | 8.6008
Institutional | Existing | Smart Strip Plug Outlet | 249.108 | 43.6786 | 5.7032
Lodging/Hospitality | Existing | Smart Strip Plug Outlet | 281.3318 | 43.6786 | 6.4409
Miscellaneous | Existing | Smart Strip Plug Outlet | 3344.7369 | 480.4651 | 6.9615
Offices | Existing | Smart Strip Plug Outlet | 237.7743 | 43.6786 | 5.4437
Restaurants | Existing | Smart Strip Plug Outlet | 182.5629 | 43.6786 | 4.1797
Retail | Existing | Smart Strip Plug Outlet | 103.7187 | 43.6786 | 2.3746
Schools K-12 | Existing | Smart Strip Plug Outlet | 345.1582 | 43.6786 | 7.9022
Assembly | New | Smart Strip Plug Outlet | 152.5849 | 43.6786 | 3.4934
College and University | New | Smart Strip Plug Outlet | 503.426 | 87.3573 | 5.7628
Grocery | New | Smart Strip Plug Outlet | 243.7979 | 43.6786 | 5.5816
Healthcare | New | Smart Strip Plug Outlet | 342.6306 | 43.6786 | 7.8444
Hospitals | New | Smart Strip Plug Outlet | 3005.3603 | 349.4291 | 8.6008
Institutional | New | Smart Strip Plug Outlet | 249.108 | 43.6786 | 5.7032
Lodging/Hospitality | New | Smart Strip Plug Outlet | 281.3318 | 43.6786 | 6.4409
Miscellaneous | New | Smart Strip Plug Outlet | 3344.7369 | 480.4651 | 6.9615
Offices | New | Smart Strip Plug Outlet | 237.7743 | 43.6786 | 5.4437
Restaurants | New | Smart Strip Plug Outlet | 182.5629 | 43.6786 | 4.1797
Retail | New | Smart Strip Plug Outlet | 103.7187 | 43.6786 | 2.3746
Schools K-12 | New | Smart Strip Plug Outlet | 345.1582 | 43.6786 | 7.9022
Assembly | Existing | Anti-Sweat Controls | 3033.1943 | 746.9048 | 4.061
College and University | Existing | Anti-Sweat Controls | 3454.3521 | 746.9048 | 4.6249
Grocery | Existing | Anti-Sweat Controls | 3033.1943 | 746.9048 | 4.061
Healthcare | Existing | Anti-Sweat Controls | 3454.3521 | 746.9048 | 4.6249
Hospitals | Existing | Anti-Sweat Controls | 3454.3521 | 746.9048 | 4.6249
Institutional | Existing | Anti-Sweat Controls | 3033.1943 | 746.9048 | 4.061
Lodging/Hospitality | Existing | Anti-Sweat Controls | 3454.3521 | 746.9048 | 4.6249
Miscellaneous | Existing | Anti-Sweat Controls | 3033.1943 | 746.9048 | 4.061
Offices | Existing | Anti-Sweat Controls | 3033.1943 | 746.9048 | 4.061
Restaurants | Existing | Anti-Sweat Controls | 3454.3521 | 746.9048 | 4.6249
Retail | Existing | Anti-Sweat Controls | 3033.1943 | 746.9048 | 4.061
Schools K-12 | Existing | Anti-Sweat Controls | 3454.3521 | 746.9048 | 4.6249
Warehouse | Existing | Anti-Sweat Controls | 3033.1943 | 746.9048 | 4.061
Assembly | New | Anti-Sweat Controls | 3033.1943 | 746.9048 | 4.061
College and University | New | Anti-Sweat Controls | 3454.3521 | 746.9048 | 4.6249
Grocery | New | Anti-Sweat Controls | 3033.1943 | 746.9048 | 4.061
Healthcare | New | Anti-Sweat Controls | 3454.3521 | 746.9048 | 4.6249
Hospitals | New | Anti-Sweat Controls | 3454.3521 | 746.9048 | 4.6249
Institutional | New | Anti-Sweat Controls | 3033.1943 | 746.9048 | 4.061
Lodging/Hospitality | New | Anti-Sweat Controls | 3454.3521 | 746.9048 | 4.6249
Miscellaneous | New | Anti-Sweat Controls | 3033.1943 | 746.9048 | 4.061
Offices | New | Anti-Sweat Controls | 3033.1943 | 746.9048 | 4.061
Restaurants | New | Anti-Sweat Controls | 3454.3521 | 746.9048 | 4.6249
Retail | New | Anti-Sweat Controls | 3033.1943 | 746.9048 | 4.061
Schools K-12 | New | Anti-Sweat Controls | 3454.3521 | 746.9048 | 4.6249
Warehouse | New | Anti-Sweat Controls | 3033.1943 | 746.9048 | 4.061
Assembly | Existing | Floating Head Pressure Controls | 8113.5395 | 1340.9343 | 6.0507
College and University | Existing | Floating Head Pressure Controls | 8524.3668 | 1340.9343 | 6.357
Grocery | Existing | Floating Head Pressure Controls | 8113.5395 | 1340.9343 | 6.0507
Healthcare | Existing | Floating Head Pressure Controls | 8524.3668 | 1340.9343 | 6.357
Hospitals | Existing | Floating Head Pressure Controls | 8524.3668 | 1340.9343 | 6.357
Institutional | Existing | Floating Head Pressure Controls | 8113.5395 | 1340.9343 | 6.0507
Lodging/Hospitality | Existing | Floating Head Pressure Controls | 8524.3668 | 1340.9343 | 6.357
Miscellaneous | Existing | Floating Head Pressure Controls | 8113.5395 | 1340.9343 | 6.0507
Offices | Existing | Floating Head Pressure Controls | 8113.5395 | 1340.9343 | 6.0507
Restaurants | Existing | Floating Head Pressure Controls | 8524.3668 | 1340.9343 | 6.357
Retail | Existing | Floating Head Pressure Controls | 8113.5395 | 1340.9343 | 6.0507
Schools K-12 | Existing | Floating Head Pressure Controls | 8524.3668 | 1340.9343 | 6.357
Warehouse | Existing | Floating Head Pressure Controls | 8113.5395 | 1340.9343 | 6.0507
Assembly | New | Floating Head Pressure Controls | 8113.5395 | 1340.9343 | 6.0507
College and University | New | Floating Head Pressure Controls | 8524.3668 | 1340.9343 | 6.357
Grocery | New | Floating Head Pressure Controls | 8113.5395 | 1340.9343 | 6.0507
Healthcare | New | Floating Head Pressure Controls | 8524.3668 | 1340.9343 | 6.357
Hospitals | New | Floating Head Pressure Controls | 8524.3668 | 1340.9343 | 6.357
Institutional | New | Floating Head Pressure Controls | 8113.5395 | 1340.9343 | 6.0507
Lodging/Hospitality | New | Floating Head Pressure Controls | 8524.3668 | 1340.9343 | 6.357
Miscellaneous | New | Floating Head Pressure Controls | 8113.5395 | 1340.9343 | 6.0507
Offices | New | Floating Head Pressure Controls | 8113.5395 | 1340.9343 | 6.0507
Restaurants | New | Floating Head Pressure Controls | 8524.3668 | 1340.9343 | 6.357
Retail | New | Floating Head Pressure Controls | 8113.5395 | 1340.9343 | 6.0507
Schools K-12 | New | Floating Head Pressure Controls | 8524.3668 | 1340.9343 | 6.357
Warehouse | New | Floating Head Pressure Controls | 8113.5395 | 1340.9343 | 6.0507
Assembly | Existing | Freezer-Cooler Replacement Gaskets | 474.6004 | 422.8093 | 1.1225
College and University | Existing | Freezer-Cooler Replacement Gaskets | 528.0719 | 422.8093 | 1.249
Grocery | Existing | Freezer-Cooler Replacement Gaskets | 474.6004 | 422.8093 | 1.1225
Healthcare | Existing | Freezer-Cooler Replacement Gaskets | 528.0719 | 422.8093 | 1.249
Hospitals | Existing | Freezer-Cooler Replacement Gaskets | 528.0719 | 422.8093 | 1.249
Institutional | Existing | Freezer-Cooler Replacement Gaskets | 474.6004 | 422.8093 | 1.1225
Lodging/Hospitality | Existing | Freezer-Cooler Replacement Gaskets | 528.0719 | 422.8093 | 1.249
Miscellaneous | Existing | Freezer-Cooler Replacement Gaskets | 474.6004 | 422.8093 | 1.1225
Offices | Existing | Freezer-Cooler Replacement Gaskets | 474.6004 | 422.8093 | 1.1225
Restaurants | Existing | Freezer-Cooler Replacement Gaskets | 528.0719 | 422.8093 | 1.249
Retail | Existing | Freezer-Cooler Replacement Gaskets | 474.6004 | 422.8093 | 1.1225
Schools K-12 | Existing | Freezer-Cooler Replacement Gaskets | 528.0719 | 422.8093 | 1.249
Warehouse | Existing | Freezer-Cooler Replacement Gaskets | 474.6004 | 422.8093 | 1.1225
Assembly | Existing | PSC to ECM Evaporator Fan Motor (Reach-In) | 1397.4965 | 773.112 | 1.8076
College and University | Existing | PSC to ECM Evaporator Fan Motor (Reach-In) | 1702.2323 | 773.112 | 2.2018
Grocery | Existing | PSC to ECM Evaporator Fan Motor (Reach-In) | 1397.4965 | 773.112 | 1.8076
Healthcare | Existing | PSC to ECM Evaporator Fan Motor (Reach-In) | 1702.2323 | 773.112 | 2.2018
Hospitals | Existing | PSC to ECM Evaporator Fan Motor (Reach-In) | 1702.2323 | 773.112 | 2.2018
Institutional | Existing | PSC to ECM Evaporator Fan Motor (Reach-In) | 1397.4965 | 773.112 | 1.8076
Lodging/Hospitality | Existing | PSC to ECM Evaporator Fan Motor (Reach-In) | 1702.2323 | 773.112 | 2.2018
Miscellaneous | Existing | PSC to ECM Evaporator Fan Motor (Reach-In) | 1397.4965 | 773.112 | 1.8076
Offices | Existing | PSC to ECM Evaporator Fan Motor (Reach-In) | 1397.4965 | 773.112 | 1.8076
Restaurants | Existing | PSC to ECM Evaporator Fan Motor (Reach-In) | 1702.2323 | 773.112 | 2.2018
Retail | Existing | PSC to ECM Evaporator Fan Motor (Reach-In) | 1397.4965 | 773.112 | 1.8076
Schools K-12 | Existing | PSC to ECM Evaporator Fan Motor (Reach-In) | 1702.2323 | 773.112 | 2.2018
Warehouse | Existing | PSC to ECM Evaporator Fan Motor (Reach-In) | 1397.4965 | 773.112 | 1.8076
Assembly | New | PSC to ECM Evaporator Fan Motor (Reach-In) | 1397.4965 | 773.112 | 1.8076
College and University | New | PSC to ECM Evaporator Fan Motor (Reach-In) | 1702.2323 | 773.112 | 2.2018
Grocery | New | PSC to ECM Evaporator Fan Motor (Reach-In) | 1397.4965 | 773.112 | 1.8076
Healthcare | New | PSC to ECM Evaporator Fan Motor (Reach-In) | 1702.2323 | 773.112 | 2.2018
Hospitals | New | PSC to ECM Evaporator Fan Motor (Reach-In) | 1702.2323 | 773.112 | 2.2018
Institutional | New | PSC to ECM Evaporator Fan Motor (Reach-In) | 1397.4965 | 773.112 | 1.8076
Lodging/Hospitality | New | PSC to ECM Evaporator Fan Motor (Reach-In) | 1702.2323 | 773.112 | 2.2018
Miscellaneous | New | PSC to ECM Evaporator Fan Motor (Reach-In) | 1397.4965 | 773.112 | 1.8076
Offices | New | PSC to ECM Evaporator Fan Motor (Reach-In) | 1397.4965 | 773.112 | 1.8076
Restaurants | New | PSC to ECM Evaporator Fan Motor (Reach-In) | 1702.2323 | 773.112 | 2.2018
Retail | New | PSC to ECM Evaporator Fan Motor (Reach-In) | 1397.4965 | 773.112 | 1.8076
Schools K-12 | New | PSC to ECM Evaporator Fan Motor (Reach-In) | 1702.2323 | 773.112 | 2.2018
Warehouse | New | PSC to ECM Evaporator Fan Motor (Reach-In) | 1397.4965 | 773.112 | 1.8076
Assembly | Existing | PSC to ECM Evaporator Fan Motor (Walk-In, Refrigerator) | 906.9738 | 773.112 | 1.1731
College and University | Existing | PSC to ECM Evaporator Fan Motor (Walk-In, Refrigerator) | 1104.747 | 773.112 | 1.429
Grocery | Existing | PSC to ECM Evaporator Fan Motor (Walk-In, Refrigerator) | 906.9738 | 773.112 | 1.1731
Healthcare | Existing | PSC to ECM Evaporator Fan Motor (Walk-In, Refrigerator) | 1104.747 | 773.112 | 1.429
Hospitals | Existing | PSC to ECM Evaporator Fan Motor (Walk-In, Refrigerator) | 1104.747 | 773.112 | 1.429
Institutional | Existing | PSC to ECM Evaporator Fan Motor (Walk-In, Refrigerator) | 906.9738 | 773.112 | 1.1731
Lodging/Hospitality | Existing | PSC to ECM Evaporator Fan Motor (Walk-In, Refrigerator) | 1104.747 | 773.112 | 1.429
Miscellaneous | Existing | PSC to ECM Evaporator Fan Motor (Walk-In, Refrigerator) | 906.9738 | 773.112 | 1.1731
Offices | Existing | PSC to ECM Evaporator Fan Motor (Walk-In, Refrigerator) | 906.9738 | 773.112 | 1.1731
Restaurants | Existing | PSC to ECM Evaporator Fan Motor (Walk-In, Refrigerator) | 1104.747 | 773.112 | 1.429
Retail | Existing | PSC to ECM Evaporator Fan Motor (Walk-In, Refrigerator) | 906.9738 | 773.112 | 1.1731
Schools K-12 | Existing | PSC to ECM Evaporator Fan Motor (Walk-In, Refrigerator) | 1104.747 | 773.112 | 1.429
Warehouse | Existing | PSC to ECM Evaporator Fan Motor (Walk-In, Refrigerator) | 906.9738 | 773.112 | 1.1731
Assembly | New | PSC to ECM Evaporator Fan Motor (Walk-In, Refrigerator) | 906.9738 | 773.112 | 1.1731
College and University | New | PSC to ECM Evaporator Fan Motor (Walk-In, Refrigerator) | 1104.747 | 773.112 | 1.429
Grocery | New | PSC to ECM Evaporator Fan Motor (Walk-In, Refrigerator) | 906.9738 | 773.112 | 1.1731
Healthcare | New | PSC to ECM Evaporator Fan Motor (Walk-In, Refrigerator) | 1104.747 | 773.112 | 1.429
Hospitals | New | PSC to ECM Evaporator Fan Motor (Walk-In, Refrigerator) | 1104.747 | 773.112 | 1.429
Institutional | New | PSC to ECM Evaporator Fan Motor (Walk-In, Refrigerator) | 906.9738 | 773.112 | 1.1731
Lodging/Hospitality | New | PSC to ECM Evaporator Fan Motor (Walk-In, Refrigerator) | 1104.747 | 773.112 | 1.429
Miscellaneous | New | PSC to ECM Evaporator Fan Motor (Walk-In, Refrigerator) | 906.9738 | 773.112 | 1.1731
Offices | New | PSC to ECM Evaporator Fan Motor (Walk-In, Refrigerator) | 906.9738 | 773.112 | 1.1731
Restaurants | New | PSC to ECM Evaporator Fan Motor (Walk-In, Refrigerator) | 1104.747 | 773.112 | 1.429
Retail | New | PSC to ECM Evaporator Fan Motor (Walk-In, Refrigerator) | 906.9738 | 773.112 | 1.1731
Schools K-12 | New | PSC to ECM Evaporator Fan Motor (Walk-In, Refrigerator) | 1104.747 | 773.112 | 1.429
Warehouse | New | PSC to ECM Evaporator Fan Motor (Walk-In, Refrigerator) | 906.9738 | 773.112 | 1.1731
Assembly | Existing | Strip Curtains for Walk-ins | 1251.5571 | 937.431 | 1.3351
College and University | Existing | Strip Curtains for Walk-ins | 1418.7172 | 937.431 | 1.5134
Grocery | Existing | Strip Curtains for Walk-ins | 1251.5571 | 937.431 | 1.3351
Healthcare | Existing | Strip Curtains for Walk-ins | 1418.7172 | 937.431 | 1.5134
Hospitals | Existing | Strip Curtains for Walk-ins | 1418.7172 | 937.431 | 1.5134
Institutional | Existing | Strip Curtains for Walk-ins | 1251.5571 | 937.431 | 1.3351
Lodging/Hospitality | Existing | Strip Curtains for Walk-ins | 1418.7172 | 937.431 | 1.5134
Miscellaneous | Existing | Strip Curtains for Walk-ins | 1251.5571 | 937.431 | 1.3351
Offices | Existing | Strip Curtains for Walk-ins | 1251.5571 | 937.431 | 1.3351
Restaurants | Existing | Strip Curtains for Walk-ins | 1418.7172 | 937.431 | 1.5134
Retail | Existing | Strip Curtains for Walk-ins | 1251.5571 | 937.431 | 1.3351
Schools K-12 | Existing | Strip Curtains for Walk-ins | 1418.7172 | 937.431 | 1.5134
Warehouse | Existing | Strip Curtains for Walk-ins | 1251.5571 | 937.431 | 1.3351
Assembly | New | Strip Curtains for Walk-ins | 1251.5571 | 937.431 | 1.3351
College and University | New | Strip Curtains for Walk-ins | 1418.7172 | 937.431 | 1.5134
Grocery | New | Strip Curtains for Walk-ins | 1251.5571 | 937.431 | 1.3351
Healthcare | New | Strip Curtains for Walk-ins | 1418.7172 | 937.431 | 1.5134
Hospitals | New | Strip Curtains for Walk-ins | 1418.7172 | 937.431 | 1.5134
Institutional | New | Strip Curtains for Walk-ins | 1251.5571 | 937.431 | 1.3351
Lodging/Hospitality | New | Strip Curtains for Walk-ins | 1418.7172 | 937.431 | 1.5134
Miscellaneous | New | Strip Curtains for Walk-ins | 1251.5571 | 937.431 | 1.3351
Offices | New | Strip Curtains for Walk-ins | 1251.5571 | 937.431 | 1.3351
Restaurants | New | Strip Curtains for Walk-ins | 1418.7172 | 937.431 | 1.5134
Retail | New | Strip Curtains for Walk-ins | 1251.5571 | 937.431 | 1.3351
Schools K-12 | New | Strip Curtains for Walk-ins | 1418.7172 | 937.431 | 1.5134
Warehouse | New | Strip Curtains for Walk-ins | 1251.5571 | 937.431 | 1.3351
Assembly | Existing | CO Sensors for Parking Garage Exhaust | 12544.9884 | 2651.2936 | 4.7316
College and University | Existing | CO Sensors for Parking Garage Exhaust | 12544.9884 | 2651.2936 | 4.7316
Grocery | Existing | CO Sensors for Parking Garage Exhaust | 12544.9884 | 2651.2936 | 4.7316
Healthcare | Existing | CO Sensors for Parking Garage Exhaust | 12544.9884 | 2651.2936 | 4.7316
Hospitals | Existing | CO Sensors for Parking Garage Exhaust | 12544.9884 | 2651.2936 | 4.7316
Institutional | Existing | CO Sensors for Parking Garage Exhaust | 12544.9884 | 2651.2936 | 4.7316
Lodging/Hospitality | Existing | CO Sensors for Parking Garage Exhaust | 12544.9884 | 2651.2936 | 4.7316
Miscellaneous | Existing | CO Sensors for Parking Garage Exhaust | 12544.9884 | 2651.2936 | 4.7316
Offices | Existing | CO Sensors for Parking Garage Exhaust | 12544.9884 | 2651.2936 | 4.7316
Restaurants | Existing | CO Sensors for Parking Garage Exhaust | 12544.9884 | 2651.2936 | 4.7316
Retail | Existing | CO Sensors for Parking Garage Exhaust | 12544.9884 | 2651.2936 | 4.7316
Schools K-12 | Existing | CO Sensors for Parking Garage Exhaust | 12544.9884 | 2651.2936 | 4.7316
Warehouse | Existing | CO Sensors for Parking Garage Exhaust | 12544.9884 | 2651.2936 | 4.7316
Assembly | New | CO Sensors for Parking Garage Exhaust | 12544.9884 | 2651.2936 | 4.7316
College and University | New | CO Sensors for Parking Garage Exhaust | 12544.9884 | 2651.2936 | 4.7316
Grocery | New | CO Sensors for Parking Garage Exhaust | 12544.9884 | 2651.2936 | 4.7316
Healthcare | New | CO Sensors for Parking Garage Exhaust | 12544.9884 | 2651.2936 | 4.7316
Hospitals | New | CO Sensors for Parking Garage Exhaust | 12544.9884 | 2651.2936 | 4.7316
Institutional | New | CO Sensors for Parking Garage Exhaust | 12544.9884 | 2651.2936 | 4.7316
Lodging/Hospitality | New | CO Sensors for Parking Garage Exhaust | 12544.9884 | 2651.2936 | 4.7316
Miscellaneous | New | CO Sensors for Parking Garage Exhaust | 12544.9884 | 2651.2936 | 4.7316
Offices | New | CO Sensors for Parking Garage Exhaust | 12544.9884 | 2651.2936 | 4.7316
Restaurants | New | CO Sensors for Parking Garage Exhaust | 12544.9884 | 2651.2936 | 4.7316
Retail | New | CO Sensors for Parking Garage Exhaust | 12544.9884 | 2651.2936 | 4.7316
Schools K-12 | New | CO Sensors for Parking Garage Exhaust | 12544.9884 | 2651.2936 | 4.7316
Warehouse | New | CO Sensors for Parking Garage Exhaust | 12544.9884 | 2651.2936 | 4.7316
Assembly | Existing | Demand Controlled Ventilation | 30355.5342 | 6551.7965 | 4.6332
College and University | Existing | Demand Controlled Ventilation | 181301.6232 | 19655.3895 | 9.224
Grocery | Existing | Demand Controlled Ventilation | 13789.2941 | 6551.7965 | 2.1047
Healthcare | Existing | Demand Controlled Ventilation | 58885.6129 | 6551.7965 | 8.9877
Hospitals | Existing | Demand Controlled Ventilation | 613578.8208 | 45862.5755 | 13.3786
Institutional | Existing | Demand Controlled Ventilation | 60376.7806 | 6551.7965 | 9.2153
Lodging/Hospitality | Existing | Demand Controlled Ventilation | 98934.9976 | 13103.593 | 7.5502
Miscellaneous | Existing | Demand Controlled Ventilation | 89749.9099 | 13103.593 | 6.8493
Offices | Existing | Demand Controlled Ventilation | 47016.0689 | 6551.7965 | 7.1761
Restaurants | Existing | Demand Controlled Ventilation | 14866.557 | 6551.7965 | 2.2691
Retail | Existing | Demand Controlled Ventilation | 33262.151 | 6551.7965 | 5.0768
Schools K-12 | Existing | Demand Controlled Ventilation | 124303.7662 | 13103.593 | 9.4862
Warehouse | Existing | Demand Controlled Ventilation | 12348.3839 | 6551.7965 | 1.8847
Assembly | New | Demand Controlled Ventilation | 30355.5342 | 6551.7965 | 4.6332
College and University | New | Demand Controlled Ventilation | 181301.6232 | 19655.3895 | 9.224
Grocery | New | Demand Controlled Ventilation | 13789.2941 | 6551.7965 | 2.1047
Healthcare | New | Demand Controlled Ventilation | 58885.6129 | 6551.7965 | 8.9877
Hospitals | New | Demand Controlled Ventilation | 613578.8208 | 45862.5755 | 13.3786
Institutional | New | Demand Controlled Ventilation | 60376.7806 | 6551.7965 | 9.2153
Lodging/Hospitality | New | Demand Controlled Ventilation | 98934.9976 | 13103.593 | 7.5502
Miscellaneous | New | Demand Controlled Ventilation | 89749.9099 | 13103.593 | 6.8493
Offices | New | Demand Controlled Ventilation | 47016.0689 | 6551.7965 | 7.1761
Restaurants | New | Demand Controlled Ventilation | 14866.557 | 6551.7965 | 2.2691
Retail | New | Demand Controlled Ventilation | 33262.151 | 6551.7965 | 5.0768
Schools K-12 | New | Demand Controlled Ventilation | 124303.7662 | 13103.593 | 9.4862
Warehouse | New | Demand Controlled Ventilation | 12348.3839 | 6551.7965 | 1.8847
Assembly | Existing | VAV System | 368509.0198 | 22011.6651 | 16.7415
College and University | Existing | VAV System | 1452312.4975 | 86749.0742 | 16.7415
Grocery | Existing | VAV System | 90116.7768 | 5382.827 | 16.7415
Healthcare | Existing | VAV System | 384833.4515 | 22986.7509 | 16.7415
Hospitals | Existing | VAV System | 4009904.0139 | 239518.3278 | 16.7415
Institutional | Existing | VAV System | 394578.6373 | 23568.8473 | 16.7415
Lodging/Hospitality | Existing | VAV System | 646567.0432 | 38620.5397 | 16.7415
Miscellaneous | Existing | VAV System | 586540.0039 | 35035.0234 | 16.7415
Offices | Existing | VAV System | 307262.7626 | 18353.3229 | 16.7415
Restaurants | Existing | VAV System | 97156.9825 | 5803.3504 | 16.7415
Retail | Existing | VAV System | 218877.0964 | 13073.898 | 16.7415
Schools K-12 | Existing | VAV System | 995732.4702 | 59476.7793 | 16.7415
Warehouse | Existing | VAV System | 307242.8656 | 18352.1344 | 16.7415
Assembly | New | VAV System | 368509.0198 | 22011.6651 | 16.7415
College and University | New | VAV System | 1452312.4975 | 86749.0742 | 16.7415
Grocery | New | VAV System | 90116.7768 | 5382.827 | 16.7415
Healthcare | New | VAV System | 384833.4515 | 22986.7509 | 16.7415
Hospitals | New | VAV System | 4009904.0139 | 239518.3278 | 16.7415
Institutional | New | VAV System | 394578.6373 | 23568.8473 | 16.7415
Lodging/Hospitality | New | VAV System | 646567.0432 | 38620.5397 | 16.7415
Miscellaneous | New | VAV System | 586540.0039 | 35035.0234 | 16.7415
Offices | New | VAV System | 307262.7626 | 18353.3229 | 16.7415
Restaurants | New | VAV System | 97156.9825 | 5803.3504 | 16.7415
Retail | New | VAV System | 218877.0964 | 13073.898 | 16.7415
Schools K-12 | New | VAV System | 995732.4702 | 59476.7793 | 16.7415
Warehouse | New | VAV System | 307242.8656 | 18352.1344 | 16.7415
Grocery | Existing | ENERGY STAR certified buildings program | 276422.929 | 42189.1073 | 6.552
Healthcare | Existing | ENERGY STAR certified buildings program | 407104.2782 | 180163.7869 | 2.2596
Hospitals | Existing | ENERGY STAR certified buildings program | 2672298.2671 | 1877278.3125 | 1.4235
Institutional | Existing | ENERGY STAR certified buildings program | 470616.886 | 184726.0971 | 2.5476
Lodging/Hospitality | Existing | ENERGY STAR certified buildings program | 457553.848 | 302697.0929 | 1.5116
Miscellaneous | Existing | ENERGY STAR certified buildings program | 4486712.7163 | 2578598.4126 | 1.74
Offices | Existing | ENERGY STAR certified buildings program | 335383.5072 | 143848.2613 | 2.3315
Restaurants | Existing | ENERGY STAR certified buildings program | 288034.3914 | 45485.0529 | 6.3325
Retail | Existing | ENERGY STAR certified buildings program | 125806.3995 | 102469.5915 | 1.2277
Grocery | New | ENERGY STAR certified buildings program | 276422.929 | 42189.1073 | 6.552
Healthcare | New | ENERGY STAR certified buildings program | 407104.2782 | 180163.7869 | 2.2596
Hospitals | New | ENERGY STAR certified buildings program | 2672298.2671 | 1877278.3125 | 1.4235
Institutional | New | ENERGY STAR certified buildings program | 470616.886 | 184726.0971 | 2.5476
Lodging/Hospitality | New | ENERGY STAR certified buildings program | 457553.848 | 302697.0929 | 1.5116
Miscellaneous | New | ENERGY STAR certified buildings program | 4486712.7163 | 2578598.4126 | 1.74
Offices | New | ENERGY STAR certified buildings program | 335383.5072 | 143848.2613 | 2.3315
Restaurants | New | ENERGY STAR certified buildings program | 288034.3914 | 45485.0529 | 6.3325
Retail | New | ENERGY STAR certified buildings program | 125806.3995 | 102469.5915 | 1.2277
Assembly | Existing | Retro-Commissioning | 122467.7942 | 25247.0245 | 4.8508
College and University | Existing | Retro-Commissioning | 460790.9096 | 99499.7877 | 4.6311
Grocery | Existing | Retro-Commissioning | 349458.2028 | 6174.0157 | 56.6014
Healthcare | Existing | Retro-Commissioning | 514667.4714 | 26365.4322 | 19.5205
Hospitals | Existing | Retro-Commissioning | 3378360.6678 | 274723.6555 | 12.2973
Institutional | Existing | Retro-Commissioning | 594961.1306 | 27033.0874 | 22.0086
Lodging/Hospitality | Existing | Retro-Commissioning | 578446.623 | 44297.1355 | 13.0583
Miscellaneous | Existing | Retro-Commissioning | 5672171.3719 | 377355.8641 | 15.0314
Offices | Existing | Retro-Commissioning | 423996.975 | 21050.9651 | 20.1415
Restaurants | Existing | Retro-Commissioning | 364137.4501 | 6656.3492 | 54.7053
Retail | Existing | Retro-Commissioning | 159046.3836 | 14995.55 | 10.6062
Schools K-12 | Existing | Retro-Commissioning | 501497.1495 | 68218.9058 | 7.3513
Warehouse | Existing | Retro-Commissioning | 49819.0165 | 21049.6019 | 2.3667
Assembly | New | Retro-Commissioning | 122467.7942 | 25247.0245 | 4.8508
College and University | New | Retro-Commissioning | 460790.9096 | 99499.7877 | 4.6311
Grocery | New | Retro-Commissioning | 349458.2028 | 6174.0157 | 56.6014
Healthcare | New | Retro-Commissioning | 514667.4714 | 26365.4322 | 19.5205
Hospitals | New | Retro-Commissioning | 3378360.6678 | 274723.6555 | 12.2973
Institutional | New | Retro-Commissioning | 594961.1306 | 27033.0874 | 22.0086
Lodging/Hospitality | New | Retro-Commissioning | 578446.623 | 44297.1355 | 13.0583
Miscellaneous | New | Retro-Commissioning | 5672171.3719 | 377355.8641 | 15.0314
Offices | New | Retro-Commissioning | 423996.975 | 21050.9651 | 20.1415
Restaurants | New | Retro-Commissioning | 364137.4501 | 6656.3492 | 54.7053
Retail | New | Retro-Commissioning | 159046.3836 | 14995.55 | 10.6062
Schools K-12 | New | Retro-Commissioning | 501497.1495 | 68218.9058 | 7.3513
Warehouse | New | Retro-Commissioning | 49819.0165 | 21049.6019 | 2.3667

## IND RIM
Segment | Vintage | (1) Measure | RIM NPV Benefits | RIM NPV Costs | RIM Benefit/Cost Ratio
Chemicals and Plastics |  | Plant Energy Management | 4334824.9256 | 3944421.7323 | 1.099
Chemicals and Plastics |  | Pump Improved Controls | 220618.0804 | 198868.5111 | 1.1094
Chemicals and Plastics |  | Motor Improved Controls | 998091.6188 | 331932.3795 | 3.0069
Chemicals and Plastics |  | Lighting Controls | 533637.8938 | 287658.7401 | 1.8551
Chemicals and Plastics |  | Building Envelope Improvements | 208559.0123 | 188699.0724 | 1.1052
Construction |  | Process Heat Improved Controls | 106544.3414 | 44100.1385 | 2.416
Construction |  | Process Refrig Controls | 637630.4985 | 487259.2507 | 1.3086
Construction |  | Pump Improved Controls | 34787.8307 | 25154.0613 | 1.383
Construction |  | Motor Improved Controls | 4148546.6361 | 365389.9478 | 11.3538
Construction |  | Lighting Controls | 69012.843 | 42000.9975 | 1.6431
Construction |  | Compressed Air Controls | 49647.6951 | 44254.7541 | 1.1219
Electrical and Electronic Equip. |  | Process Other Systems Optimization | 25686.855 | 20930.2747 | 1.2273
Electrical and Electronic Equip. |  | Process Heat Improved Controls | 29062.7027 | 24577.8457 | 1.1825
Electrical and Electronic Equip. |  | Pump Improved Controls | 25587.8825 | 16682.3865 | 1.5338
Electrical and Electronic Equip. |  | Lighting Controls | 131898.7337 | 63897.4391 | 2.0642
Electrical and Electronic Equip. |  | Compressed Air Controls | 37154.0117 | 21991.6169 | 1.6895
Lumber/Furniture/Pulp/Paper |  | Process Other Systems Optimization | 26569.4988 | 4883.3568 | 5.4408
Lumber/Furniture/Pulp/Paper |  | Process Heat Improved Controls | 41816.6547 | 10547.6595 | 3.9645
Lumber/Furniture/Pulp/Paper |  | Process Refrig Controls | 54554.2072 | 45769.2818 | 1.1919
Lumber/Furniture/Pulp/Paper |  | Pump Improved Controls | 307693.5957 | 103421.0065 | 2.9752
Lumber/Furniture/Pulp/Paper |  | Motor Improved Controls | 971556.0462 | 281601.6882 | 3.4501
Lumber/Furniture/Pulp/Paper |  | Lighting Controls | 328898.7014 | 271580.8206 | 1.2111
Lumber/Furniture/Pulp/Paper |  | Compressed Air Controls | 488207.3518 | 69646.6706 | 7.0098
Metal Products and Machinery |  | Process Heat Improved Controls | 52834.3203 | 12801.9494 | 4.1271
Metal Products and Machinery |  | Process Refrig System Optimization | 179227.2529 | 69490.6433 | 2.5792
Metal Products and Machinery |  | Process Refrig Controls | 27484.6354 | 13488.9029 | 2.0376
Metal Products and Machinery |  | Pump Improved Controls | 160219.9665 | 62651.3487 | 2.5573
Metal Products and Machinery |  | Motor Improved Controls | 90244.7489 | 44062.0049 | 2.0481
Metal Products and Machinery |  | Lighting Controls | 271275.3386 | 180394.5592 | 1.5038
Metal Products and Machinery |  | Compressed Air Controls | 202578.437 | 199330.4911 | 1.0163
Miscellaneous Manufacturing |  | Process Heat Improved Controls | 32990.5516 | 27969.6056 | 1.1795
Miscellaneous Manufacturing |  | Pump Improved Controls | 41315.305 | 29123.5066 | 1.4186
Miscellaneous Manufacturing |  | Motor Improved Controls | 137438.6137 | 28946.0712 | 4.7481
Miscellaneous Manufacturing |  | HVAC Improved Controls | 450653.3595 | 421400.8471 | 1.0694
Primary Resources Industries |  | Process Other Systems Optimization | 206775.7146 | 10835.0972 | 19.0839
Primary Resources Industries |  | Process Heat Improved Controls | 52146.5365 | 19503.063 | 2.6738
Primary Resources Industries |  | Process Refrig System Optimization | 20900.9263 | 14451.5319 | 1.4463
Primary Resources Industries |  | Pump Improved Controls | 27533.7145 | 17806.3799 | 1.5463
Primary Resources Industries |  | Motor Improved Controls | 38888.4171 | 17913.4742 | 2.1709
Primary Resources Industries |  | Lighting Controls | 41002.6532 | 37210.7778 | 1.1019
Primary Resources Industries |  | HVAC Improved Controls | 5397.9215 | 3337.6971 | 1.6173
Primary Resources Industries |  | Compressed Air Controls | 36693.1752 | 34332.3668 | 1.0688
Stone/Clay/Glass/Concrete |  | Process Heat Improved Controls | 15709.3913 | 13318.5248 | 1.1795
Stone/Clay/Glass/Concrete |  | Pump Improved Controls | 21286.708 | 14438.4147 | 1.4743
Stone/Clay/Glass/Concrete |  | Motor Improved Controls | 25076.2423 | 14526.1898 | 1.7263
Stone/Clay/Glass/Concrete |  | Lighting Controls | 22554.5831 | 17229.9493 | 1.309
Stone/Clay/Glass/Concrete |  | HVAC Improved Controls | 4541.2018 | 3193.371 | 1.4221
Stone/Clay/Glass/Concrete |  | Compressed Air Controls | 12134.1464 | 7909.5109 | 1.5341
Textiles and Leather |  | Process Heat System Optimization | 25016.4669 | 20686.4901 | 1.2093
Textiles and Leather |  | Pump Improved Controls | 253110.5137 | 35134.0009 | 7.2041
Textiles and Leather |  | Motor Improved Controls | 59102.0626 | 34919.9478 | 1.6925
Textiles and Leather |  | Lighting Controls | 225380.685 | 104277.7234 | 2.1614
Textiles and Leather |  | Building Envelope Improvements | 129399.3155 | 114881.7492 | 1.1264
Textiles and Leather |  | Compressed Air Controls | 101336.6436 | 84891.8236 | 1.1937
Transportation Equipment |  | Process Other Systems Optimization | 33510.8303 | 7246.5928 | 4.6244
Transportation Equipment |  | Process Heat Improved Controls | 52760.2391 | 15270.022 | 3.4552
Transportation Equipment |  | Pump Improved Controls | 145929.1625 | 98910.9317 | 1.4754
Transportation Equipment |  | Motor Improved Controls | 198696.9864 | 98308.3195 | 2.0212
Transportation Equipment |  | Lighting Controls | 556088.6629 | 435605.8631 | 1.2766
Transportation Equipment |  | Compressed Air Controls | 283592.1752 | 137776.5474 | 2.0583
Water and Wastewater |  | Process Heat Improved Controls | 248603.4641 | 102900.3245 | 2.416
Water and Wastewater |  | Process Refrig Controls | 1487804.5194 | 1136938.2859 | 1.3086
Water and Wastewater |  | Pump Improved Controls | 81171.6051 | 58692.8093 | 1.383
Water and Wastewater |  | Motor Improved Controls | 9679942.1119 | 852576.4804 | 11.3538
Water and Wastewater |  | Lighting Controls | 161029.9669 | 98002.3278 | 1.6431
Water and Wastewater |  | Compressed Air Controls | 115844.6219 | 103261.0923 | 1.1219
Other |  | Pump Improved Controls | 1308126.0783 | 945867.6524 | 1.383
Other |  | Motor Improved Controls | 155997713.3008 | 13739752.5425 | 11.3537
Other |  | Lighting Controls | 4084002.3773 | 2485510.9073 | 1.6431
Other |  | Compressed Air Controls | 1866901.2214 | 1664110.5476 | 1.1219

## IND TRC
Segment | Vintage | (1) Measure | TRC NPV Benefits | TRC NPV Costs | TRC Benefit/Cost Ratio
Chemicals and Plastics |  | Process Other Systems Optimization | 380827.573 | 7964.47 | 47.8158
Chemicals and Plastics |  | Plant Energy Management | 4334824.9256 | 72954.3282 | 59.4183
Chemicals and Plastics |  | Process Heat System Optimization | 151957.8473 | 83549.6731 | 1.8188
Chemicals and Plastics |  | Process Heat Improved Controls | 64234.0313 | 33733.5063 | 1.9042
Chemicals and Plastics |  | Process Heat Equipment Upgrade | 1020722.4739 | 377875.2121 | 2.7012
Chemicals and Plastics |  | Process Refrig System Optimization | 899887.1939 | 27088.6196 | 33.2201
Chemicals and Plastics |  | Process Refrig Controls | 70728.5556 | 22786.2841 | 3.104
Chemicals and Plastics |  | Process Refrig Equipment Upgrade | 286757.0009 | 76244.6994 | 3.761
Chemicals and Plastics |  | Pump System Optimization | 3630731.7589 | 540021.3978 | 6.7233
Chemicals and Plastics |  | Pump Improved Controls | 220618.0804 | 10125.1495 | 21.7891
Chemicals and Plastics |  | Motor Optimization | 1227385.0937 | 180619.8064 | 6.7954
Chemicals and Plastics |  | Motor Improved Controls | 998091.6188 | 28072.153 | 35.5545
Chemicals and Plastics |  | Pump Equipment Upgrade | 281755.0514 | 90606.7224 | 3.1096
Chemicals and Plastics |  | Motor Equipment Upgrades | 251613.573 | 86533.9237 | 2.9077
Chemicals and Plastics |  | Fan System Optimization | 6204210.1747 | 598943.9935 | 10.3586
Chemicals and Plastics |  | Fan Improved Controls | 1622166.2266 | 57902.3345 | 28.0156
Chemicals and Plastics |  | Fan Equipment Upgrades | 61070.0495 | 22242.7323 | 2.7456
Chemicals and Plastics |  | Lighting Controls | 533637.8938 | 32505.4547 | 16.4169
Chemicals and Plastics |  | Efficient Lighting - Other Interior Lighting | 1356207.7271 | 757157.0032 | 1.7912
Chemicals and Plastics |  | Efficient Lighting - High Bay | 573858.0784 | 195961.3295 | 2.9284
Chemicals and Plastics |  | HVAC Improved Controls | 251814.5419 | 4786.9669 | 52.6042
Chemicals and Plastics |  | Building Envelope Improvements | 208559.0123 | 16831.6743 | 12.3909
Chemicals and Plastics |  | HVAC Equipment Upgrades | 577496.1792 | 87004.4054 | 6.6376
Chemicals and Plastics |  | Lighting Controls - Exterior | 14486.414 | 4217.654 | 3.4347
Chemicals and Plastics |  | Efficient Lighting - Exterior | 81766.8624 | 19222.8696 | 4.2536
Chemicals and Plastics |  | Compressed Air System Optimization | 274355.8437 | 12615.0028 | 21.7484
Chemicals and Plastics |  | Compressed Air Controls | 957512.7438 | 171960.8077 | 5.5682
Chemicals and Plastics |  | Compressed Air Equipment | 1526814.5688 | 330392.4589 | 4.6212
Construction |  | Process Other Systems Optimization | 425121.6779 | 20016.9616 | 21.2381
Construction |  | Plant Energy Management | 385141.1993 | 9843.9336 | 39.1247
Construction |  | Process Heat System Optimization | 14800.8299 | 6890.3179 | 2.1481
Construction |  | Process Heat Improved Controls | 106544.3414 | 33889.7883 | 3.1438
Construction |  | Process Refrig System Optimization | 770661.9273 | 135018.9806 | 5.7078
Construction |  | Process Refrig Controls | 637630.4985 | 25790.1549 | 24.7238
Construction |  | Process Refrig Equipment Upgrade | 66368.3715 | 21891.1592 | 3.0317
Construction |  | Pump System Optimization | 166117.6214 | 14757.5084 | 11.2565
Construction |  | Pump Improved Controls | 34787.8307 | 1280.6886 | 27.1634
Construction |  | Motor Optimization | 32247.0686 | 23065.1064 | 1.3981
Construction |  | Motor Improved Controls | 4148546.6361 | 30237.7592 | 137.1976
Construction |  | Pump Equipment Upgrade | 137512.5519 | 28317.2224 | 4.8561
Construction |  | Motor Equipment Upgrades | 39468.7072 | 10532.5252 | 3.7473
Construction |  | Fan System Optimization | 1375409.4652 | 54055.6238 | 25.4443
Construction |  | Fan Improved Controls | 1300564.1661 | 51957.8941 | 25.0311
Construction |  | Fan Equipment Upgrades | 35946.1021 | 10516.1367 | 3.4182
Construction |  | Lighting Controls | 69012.843 | 4689.3823 | 14.7168
Construction |  | Efficient Lighting - Other Interior Lighting | 179095.3181 | 90690.9667 | 1.9748
Construction |  | Efficient Lighting - High Bay | 130017.9445 | 44412.1926 | 2.9275
Construction |  | HVAC Recommissioning | 1318352.9909 | 389100.4779 | 3.3882
Construction |  | HVAC Improved Controls | 121632.2339 | 7491.0392 | 16.237
Construction |  | Building Envelope Improvements | 49734.135 | 6216.2357 | 8.0007
Construction |  | HVAC Equipment Upgrades | 57688.1015 | 12545.9245 | 4.5982
Construction |  | Lighting Controls - Exterior | 2131.6332 | 613.1968 | 3.4763
Construction |  | Efficient Lighting - Exterior | 12034.1222 | 2828.5887 | 4.2545
Construction |  | Compressed Air System Optimization | 27674.1971 | 2077.8494 | 13.3187
Construction |  | Compressed Air Controls | 49647.6951 | 1953.0562 | 25.4205
Construction |  | Compressed Air Equipment | 39887.5137 | 6622.7869 | 6.0228
Electrical and Electronic Equip. |  | Process Other Systems Optimization | 25686.855 | 2001.3652 | 12.8347
Electrical and Electronic Equip. |  | Plant Energy Management | 465358.0318 | 11069.3435 | 42.0403
Electrical and Electronic Equip. |  | Process Heat System Optimization | 23074.2492 | 1289.1901 | 17.8983
Electrical and Electronic Equip. |  | Process Heat Improved Controls | 29062.7027 | 17600.7436 | 1.6512
Electrical and Electronic Equip. |  | Process Refrig System Optimization | 177937.7077 | 1775.4745 | 100.2198
Electrical and Electronic Equip. |  | Process Refrig Controls | 32132.4285 | 29017.9339 | 1.1073
Electrical and Electronic Equip. |  | Process Refrig Equipment Upgrade | 55103.5015 | 7929.0684 | 6.9496
Electrical and Electronic Equip. |  | Pump Improved Controls | 25587.8825 | 849.3635 | 30.1259
Electrical and Electronic Equip. |  | Motor Optimization | 293767.931 | 32809.472 | 8.9538
Electrical and Electronic Equip. |  | Motor Improved Controls | 15852.5171 | 854.5204 | 18.5514
Electrical and Electronic Equip. |  | Motor Equipment Upgrades | 37869.7467 | 9985.2552 | 3.7926
Electrical and Electronic Equip. |  | Fan Improved Controls | 112963.2367 | 4181.4871 | 27.0151
Electrical and Electronic Equip. |  | Lighting Controls | 131898.7337 | 7366.9793 | 17.904
Electrical and Electronic Equip. |  | Efficient Lighting - Other Interior Lighting | 356283.3807 | 197994.5911 | 1.7995
Electrical and Electronic Equip. |  | Efficient Lighting - High Bay | 156002.2292 | 53279.5221 | 2.928
Electrical and Electronic Equip. |  | HVAC Recommissioning | 227440.3114 | 10129.5064 | 22.4532
Electrical and Electronic Equip. |  | HVAC Improved Controls | 186071.7781 | 20844.031 | 8.9269
Electrical and Electronic Equip. |  | Building Envelope Improvements | 54318.2371 | 10327.7953 | 5.2594
Electrical and Electronic Equip. |  | HVAC Equipment Upgrades | 186815.1326 | 36830.7691 | 5.0723
Electrical and Electronic Equip. |  | Lighting Controls - Exterior | 3938.6813 | 1170.0064 | 3.3664
Electrical and Electronic Equip. |  | Efficient Lighting - Exterior | 22226.7548 | 5226.4664 | 4.2527
Electrical and Electronic Equip. |  | Compressed Air System Optimization | 14952.5493 | 1015.4506 | 14.725
Electrical and Electronic Equip. |  | Compressed Air Controls | 37154.0117 | 538.2921 | 69.022
Electrical and Electronic Equip. |  | Compressed Air Equipment | 66034.8535 | 4048.9963 | 16.3089
Lumber/Furniture/Pulp/Paper |  | Process Other Systems Optimization | 26569.4988 | 459.3983 | 57.8354
Lumber/Furniture/Pulp/Paper |  | Plant Energy Management | 2826888.1384 | 461723.7288 | 6.1225
Lumber/Furniture/Pulp/Paper |  | Process Other Equipment Upgrades | 83131.0041 | 11603.6289 | 7.1642
Lumber/Furniture/Pulp/Paper |  | Process Heat System Optimization | 7285.713 | 2796.7611 | 2.6051
Lumber/Furniture/Pulp/Paper |  | Process Heat Improved Controls | 41816.6547 | 7553.4143 | 5.5361
Lumber/Furniture/Pulp/Paper |  | Process Refrig Controls | 54554.2072 | 32139.79 | 1.6974
Lumber/Furniture/Pulp/Paper |  | Process Refrig Equipment Upgrade | 11082.71 | 4221.2303 | 2.6255
Lumber/Furniture/Pulp/Paper |  | Pump System Optimization | 1648718.8244 | 654310.7682 | 2.5198
Lumber/Furniture/Pulp/Paper |  | Pump Improved Controls | 307693.5957 | 5265.5554 | 58.4352
Lumber/Furniture/Pulp/Paper |  | Motor Optimization | 516074.74 | 61093.6323 | 8.4473
Lumber/Furniture/Pulp/Paper |  | Motor Improved Controls | 971556.0462 | 11059.3351 | 87.8494
Lumber/Furniture/Pulp/Paper |  | Pump Equipment Upgrade | 351247.9289 | 158889.7881 | 2.2106
Lumber/Furniture/Pulp/Paper |  | Motor Equipment Upgrades | 125523.9553 | 13199.4265 | 9.5098
Lumber/Furniture/Pulp/Paper |  | Fan System Optimization | 1230627.9026 | 55525.2848 | 22.1634
Lumber/Furniture/Pulp/Paper |  | Fan Improved Controls | 567863.9504 | 13667.3017 | 41.5491
Lumber/Furniture/Pulp/Paper |  | Fan Equipment Upgrades | 289866.4144 | 107610.8761 | 2.6937
Lumber/Furniture/Pulp/Paper |  | Lighting Controls | 328898.7014 | 37819.4391 | 8.6966
Lumber/Furniture/Pulp/Paper |  | Efficient Lighting - Other Interior Lighting | 633607.9186 | 324710.246 | 1.9513
Lumber/Furniture/Pulp/Paper |  | Efficient Lighting - High Bay | 437491.6115 | 149418.3197 | 2.928
Lumber/Furniture/Pulp/Paper |  | HVAC Improved Controls | 744490.0682 | 14841.892 | 50.1614
Lumber/Furniture/Pulp/Paper |  | HVAC Equipment Upgrades | 74076.1282 | 14604.1752 | 5.0723
Lumber/Furniture/Pulp/Paper |  | Lighting Controls - Exterior | 11045.7289 | 3963.1613 | 2.7871
Lumber/Furniture/Pulp/Paper |  | Efficient Lighting - Exterior | 62405.2438 | 14657.2225 | 4.2576
Lumber/Furniture/Pulp/Paper |  | Compressed Air System Optimization | 78750.4105 | 5758.3273 | 13.6759
Lumber/Furniture/Pulp/Paper |  | Compressed Air Controls | 488207.3518 | 1894.5916 | 257.6847
Lumber/Furniture/Pulp/Paper |  | Compressed Air Equipment | 1032842.1648 | 241087.7658 | 4.2841
Metal Products and Machinery |  | Process Other Systems Optimization | 624360.6279 | 125779.3753 | 4.9639
Metal Products and Machinery |  | Plant Energy Management | 1742168.6284 | 226717.9833 | 7.6843
Metal Products and Machinery |  | Process Heat System Optimization | 12023.544 | 3201.1017 | 3.7561
Metal Products and Machinery |  | Process Heat Improved Controls | 52834.3203 | 9190.2209 | 5.749
Metal Products and Machinery |  | Process Heat Equipment Upgrade | 352399.5293 | 57499.7931 | 6.1287
Metal Products and Machinery |  | Process Refrig System Optimization | 179227.2529 | 308.5433 | 580.882
Metal Products and Machinery |  | Process Refrig Controls | 27484.6354 | 6404.715 | 4.2913
Metal Products and Machinery |  | Process Refrig Equipment Upgrade | 43120.195 | 13449.4456 | 3.2061
Metal Products and Machinery |  | Pump System Optimization | 143279.1232 | 5630.8075 | 25.4456
Metal Products and Machinery |  | Pump Improved Controls | 160219.9665 | 3189.8175 | 50.2286
Metal Products and Machinery |  | Motor Optimization | 394581.2916 | 48554.0658 | 8.1266
Metal Products and Machinery |  | Motor Improved Controls | 90244.7489 | 1594.045 | 56.6137
Metal Products and Machinery |  | Pump Equipment Upgrade | 73974.9026 | 16684.9694 | 4.4336
Metal Products and Machinery |  | Motor Equipment Upgrades | 36647.2342 | 10733.1476 | 3.4144
Metal Products and Machinery |  | Fan System Optimization | 3165697.6346 | 64868.7553 | 48.8016
Metal Products and Machinery |  | Fan Improved Controls | 250740.1188 | 6636.0239 | 37.7847
Metal Products and Machinery |  | Fan Equipment Upgrades | 30346.8826 | 7151.2528 | 4.2436
Metal Products and Machinery |  | Lighting Controls | 271275.3386 | 22911.6146 | 11.8401
Metal Products and Machinery |  | Efficient Lighting - Other Interior Lighting | 741471.7634 | 333441.8444 | 2.2237
Metal Products and Machinery |  | Efficient Lighting - High Bay | 783587.2861 | 267722.3505 | 2.9269
Metal Products and Machinery |  | HVAC Improved Controls | 377457.0309 | 24333.8691 | 15.5116
Metal Products and Machinery |  | Building Envelope Improvements | 351134.997 | 47377.5125 | 7.4114
Metal Products and Machinery |  | HVAC Equipment Upgrades | 420641.1532 | 98988.405 | 4.2494
Metal Products and Machinery |  | Lighting Controls - Exterior | 9240.4936 | 3023.84 | 3.0559
Metal Products and Machinery |  | Efficient Lighting - Exterior | 52174.1479 | 12261.7507 | 4.255
Metal Products and Machinery |  | Compressed Air System Optimization | 68089.6509 | 3754.6102 | 18.1349
Metal Products and Machinery |  | Compressed Air Controls | 202578.437 | 8006.1751 | 25.3028
Metal Products and Machinery |  | Compressed Air Equipment | 82000.6495 | 12976.7477 | 6.319
Miscellaneous Manufacturing |  | Process Other Systems Optimization | 16382.3267 | 402.8715 | 40.6639
Miscellaneous Manufacturing |  | Plant Energy Management | 491299.122 | 13539.0716 | 36.2875
Miscellaneous Manufacturing |  | Process Heat System Optimization | 6285.4907 | 958.7202 | 6.5561
Miscellaneous Manufacturing |  | Process Heat Improved Controls | 32990.5516 | 20029.6586 | 1.6471
Miscellaneous Manufacturing |  | Process Refrig System Optimization | 106357.9504 | 51080.0301 | 2.0822
Miscellaneous Manufacturing |  | Process Refrig Controls | 31872.5849 | 28783.2537 | 1.1073
Miscellaneous Manufacturing |  | Process Refrig Equipment Upgrade | 6701.4911 | 2529.156 | 2.6497
Miscellaneous Manufacturing |  | Pump System Optimization | 289271.861 | 63701.8869 | 4.541
Miscellaneous Manufacturing |  | Pump Improved Controls | 41315.305 | 1482.7881 | 27.8633
Miscellaneous Manufacturing |  | Motor Optimization | 26778.6217 | 23676.2735 | 1.131
Miscellaneous Manufacturing |  | Motor Improved Controls | 137438.6137 | 1473.7542 | 93.2575
Miscellaneous Manufacturing |  | Pump Equipment Upgrade | 116806.6266 | 24325.3722 | 4.8018
Miscellaneous Manufacturing |  | Motor Equipment Upgrades | 23352.2537 | 8126.0923 | 2.8737
Miscellaneous Manufacturing |  | Fan Improved Controls | 98569.766 | 2930.9467 | 33.6307
Miscellaneous Manufacturing |  | Fan Equipment Upgrades | 14656.6278 | 4284.547 | 3.4208
Miscellaneous Manufacturing |  | Lighting Controls | 241244.0523 | 23060.172 | 10.4615
Miscellaneous Manufacturing |  | Efficient Lighting - Other Interior Lighting | 332386.548 | 152644.9664 | 2.1775
Miscellaneous Manufacturing |  | Efficient Lighting - High Bay | 332748.9711 | 113690.0659 | 2.9268
Miscellaneous Manufacturing |  | HVAC Improved Controls | 450653.3595 | 2097.8911 | 214.8126
Miscellaneous Manufacturing |  | Building Envelope Improvements | 392514.3253 | 36920.2594 | 10.6314
Miscellaneous Manufacturing |  | HVAC Equipment Upgrades | 793798.2691 | 408448.6823 | 1.9434
Miscellaneous Manufacturing |  | Lighting Controls - Exterior | 8404.5225 | 1950.601 | 4.3087
Miscellaneous Manufacturing |  | Efficient Lighting - Exterior | 47426.8553 | 11152.452 | 4.2526
Miscellaneous Manufacturing |  | Compressed Air System Optimization | 30768.6691 | 2848.4105 | 10.802
Miscellaneous Manufacturing |  | Compressed Air Controls | 80936.1468 | 505.2412 | 160.1931
Miscellaneous Manufacturing |  | Compressed Air Equipment | 10276.0861 | 237.6011 | 43.2493
Primary Resources Industries |  | Process Other Systems Optimization | 206775.7146 | 1666.8139 | 124.0545
Primary Resources Industries |  | Plant Energy Management | 481238.0826 | 15174.2697 | 31.7141
Primary Resources Industries |  | Process Heat System Optimization | 19072.8092 | 4480.2626 | 4.2571
Primary Resources Industries |  | Process Heat Improved Controls | 52146.5365 | 13966.5786 | 3.7337
Primary Resources Industries |  | Process Refrig System Optimization | 20900.9263 | 64.1658 | 325.733
Primary Resources Industries |  | Process Refrig Controls | 4640.664 | 4190.8592 | 1.1073
Primary Resources Industries |  | Process Refrig Equipment Upgrade | 16182.4546 | 3795.4718 | 4.2636
Primary Resources Industries |  | Pump System Optimization | 98113.8017 | 1060.6772 | 92.5011
Primary Resources Industries |  | Pump Improved Controls | 27533.7145 | 906.5903 | 30.3706
Primary Resources Industries |  | Motor Optimization | 135065.5268 | 12836.5229 | 10.522
Primary Resources Industries |  | Motor Improved Controls | 38888.4171 | 912.0429 | 42.6388
Primary Resources Industries |  | Pump Equipment Upgrade | 37523.8431 | 6655.5374 | 5.638
Primary Resources Industries |  | Motor Equipment Upgrades | 6294.0588 | 1720.1711 | 3.659
Primary Resources Industries |  | Fan System Optimization | 833921.2236 | 3365.2633 | 247.8027
Primary Resources Industries |  | Fan Improved Controls | 62639.4193 | 1696.3912 | 36.9251
Primary Resources Industries |  | Fan Equipment Upgrades | 15754.1297 | 2810.8514 | 5.6048
Primary Resources Industries |  | Lighting Controls | 41002.6532 | 4364.5506 | 9.3945
Primary Resources Industries |  | Efficient Lighting - Other Interior Lighting | 85731.2888 | 35426.8425 | 2.42
Primary Resources Industries |  | Efficient Lighting - High Bay | 108851.889 | 37193.2692 | 2.9267
Primary Resources Industries |  | HVAC Improved Controls | 5397.9215 | 82.9883 | 65.0444
Primary Resources Industries |  | Building Envelope Improvements | 7734.3559 | 864.563 | 8.946
Primary Resources Industries |  | HVAC Equipment Upgrades | 31675.6332 | 12016.5207 | 2.636
Primary Resources Industries |  | Lighting Controls - Exterior | 1337.1933 | 404.107 | 3.309
Primary Resources Industries |  | Efficient Lighting - Exterior | 7549.9231 | 1774.4 | 4.2549
Primary Resources Industries |  | Compressed Air System Optimization | 18118.9051 | 1023.1339 | 17.7092
Primary Resources Industries |  | Compressed Air Controls | 36693.1752 | 1247.5368 | 29.4125
Primary Resources Industries |  | Compressed Air Equipment | 42968.8303 | 8329.6725 | 5.1585
Stone/Clay/Glass/Concrete |  | Process Other Systems Optimization | 9205.8069 | 257.9384 | 35.6899
Stone/Clay/Glass/Concrete |  | Plant Energy Management | 271555.916 | 5419.1324 | 50.1106
Stone/Clay/Glass/Concrete |  | Process Heat System Optimization | 4365.1762 | 1470.3237 | 2.9689
Stone/Clay/Glass/Concrete |  | Process Heat Improved Controls | 15709.3913 | 9537.6928 | 1.6471
Stone/Clay/Glass/Concrete |  | Process Heat Equipment Upgrade | 279716.4521 | 103560.1203 | 2.701
Stone/Clay/Glass/Concrete |  | Process Refrig Controls | 5114.3708 | 4583.42 | 1.1158
Stone/Clay/Glass/Concrete |  | Process Refrig Equipment Upgrade | 5577.6295 | 2292.3844 | 2.4331
Stone/Clay/Glass/Concrete |  | Pump Improved Controls | 21286.708 | 735.1144 | 28.957
Stone/Clay/Glass/Concrete |  | Motor Optimization | 83091.5992 | 8186.5341 | 10.1498
Stone/Clay/Glass/Concrete |  | Motor Improved Controls | 25076.2423 | 739.5834 | 33.9059
Stone/Clay/Glass/Concrete |  | Pump Equipment Upgrade | 15874.8304 | 4225.8674 | 3.7566
Stone/Clay/Glass/Concrete |  | Motor Equipment Upgrades | 5939.0293 | 582.9285 | 10.1883
Stone/Clay/Glass/Concrete |  | Fan Improved Controls | 45079.3047 | 1340.4216 | 33.6307
Stone/Clay/Glass/Concrete |  | Fan Equipment Upgrades | 6698.9382 | 1959.469 | 3.4188
Stone/Clay/Glass/Concrete |  | Lighting Controls | 22554.5831 | 2060.7912 | 10.9446
Stone/Clay/Glass/Concrete |  | Efficient Lighting - Other Interior Lighting | 47295.8315 | 24366.4799 | 1.941
Stone/Clay/Glass/Concrete |  | Efficient Lighting - High Bay | 31898.0705 | 10897.1966 | 2.9272
Stone/Clay/Glass/Concrete |  | HVAC Improved Controls | 4541.2018 | 103.7686 | 43.7628
Stone/Clay/Glass/Concrete |  | Building Envelope Improvements | 3932.3861 | 845.4381 | 4.6513
Stone/Clay/Glass/Concrete |  | HVAC Equipment Upgrades | 3916.6812 | 772.1772 | 5.0723
Stone/Clay/Glass/Concrete |  | Lighting Controls - Exterior | 805.5738 | 248.2485 | 3.245
Stone/Clay/Glass/Concrete |  | Efficient Lighting - Exterior | 4549.4139 | 1068.9629 | 4.2559
Stone/Clay/Glass/Concrete |  | Compressed Air System Optimization | 12163.4253 | 1103.9615 | 11.018
Stone/Clay/Glass/Concrete |  | Compressed Air Controls | 12134.1464 | 337.1602 | 35.9893
Stone/Clay/Glass/Concrete |  | Compressed Air Equipment | 12806.154 | 4546.1854 | 2.8169
Textiles and Leather |  | Process Other Systems Optimization | 14174.8894 | 926.9775 | 15.2915
Textiles and Leather |  | Process Heat System Optimization | 25016.4669 | 17469.5005 | 1.432
Textiles and Leather |  | Process Heat Equipment Upgrade | 815836.784 | 48634.2919 | 16.7749
Textiles and Leather |  | Process Refrig Controls | 19951.6909 | 15195.3947 | 1.313
Textiles and Leather |  | Process Refrig Equipment Upgrade | 26958.7187 | 7082.536 | 3.8064
Textiles and Leather |  | Pump Improved Controls | 253110.5137 | 1788.8051 | 141.497
Textiles and Leather |  | Motor Optimization | 10677899.1166 | 5204978.2058 | 2.0515
Textiles and Leather |  | Motor Improved Controls | 59102.0626 | 1777.9069 | 33.2425
Textiles and Leather |  | Pump Equipment Upgrade | 52334.5305 | 10143.1367 | 5.1596
Textiles and Leather |  | Motor Equipment Upgrades | 31974.4522 | 7205.2823 | 4.4376
Textiles and Leather |  | Fan Improved Controls | 146810.2036 | 3778.4906 | 38.8542
Textiles and Leather |  | Fan Equipment Upgrades | 27654.7925 | 5671.5816 | 4.876
Textiles and Leather |  | Lighting Controls | 225380.685 | 10684.041 | 21.0951
Textiles and Leather |  | Efficient Lighting - Other Interior Lighting | 614594.2848 | 345704.0525 | 1.7778
Textiles and Leather |  | Efficient Lighting - High Bay | 244811.9112 | 83607.4086 | 2.9281
Textiles and Leather |  | HVAC Recommissioning | 923890.115 | 57862.0095 | 15.9671
Textiles and Leather |  | HVAC Improved Controls | 354659.0081 | 1567.0425 | 226.3238
Textiles and Leather |  | Building Envelope Improvements | 129399.3155 | 25819.2871 | 5.0117
Textiles and Leather |  | HVAC Equipment Upgrades | 213465.1655 | 43148.1406 | 4.9473
Textiles and Leather |  | Lighting Controls - Exterior | 6180.6662 | 1631.5886 | 3.7881
Textiles and Leather |  | Efficient Lighting - Exterior | 34881.1588 | 8201.4871 | 4.253
Textiles and Leather |  | Compressed Air System Optimization | 37424.2545 | 2605.4917 | 14.3636
Textiles and Leather |  | Compressed Air Controls | 101336.6436 | 3718.4831 | 27.2521
Textiles and Leather |  | Compressed Air Equipment | 40592.7183 | 8196.0886 | 4.9527
Transportation Equipment |  | Process Other Systems Optimization | 33510.8303 | 134.0299 | 250.0251
Transportation Equipment |  | Plant Energy Management | 1623557.2145 | 39723.9524 | 40.871
Transportation Equipment |  | Process Heat System Optimization | 33576.6242 | 4657.0445 | 7.2099
Transportation Equipment |  | Process Heat Improved Controls | 52760.2391 | 10935.2034 | 4.8248
Transportation Equipment |  | Process Refrig Controls | 62122.0139 | 56100.7239 | 1.1073
Transportation Equipment |  | Process Refrig Equipment Upgrade | 17579.9188 | 3424.7189 | 5.1332
Transportation Equipment |  | Pump System Optimization | 7077161.1116 | 842025.4288 | 8.4049
Transportation Equipment |  | Pump Improved Controls | 145929.1625 | 5035.9304 | 28.9776
Transportation Equipment |  | Motor Optimization | 380342.2832 | 41169.6414 | 9.2384
Transportation Equipment |  | Motor Improved Controls | 198696.9864 | 5005.2491 | 39.6977
Transportation Equipment |  | Pump Equipment Upgrade | 110267.9552 | 31407.2627 | 3.5109
Transportation Equipment |  | Motor Equipment Upgrades | 230854.2443 | 11647.2833 | 19.8204
Transportation Equipment |  | Fan System Optimization | 1103199.4784 | 52191.9835 | 21.1373
Transportation Equipment |  | Fan Improved Controls | 6212583.6085 | 88584.8303 | 70.1315
Transportation Equipment |  | Fan Equipment Upgrades | 27259.3911 | 11095.9454 | 2.4567
Transportation Equipment |  | Lighting Controls | 556088.6629 | 45690.5011 | 12.1708
Transportation Equipment |  | Efficient Lighting - Other Interior Lighting | 1904627.3585 | 1072820.8567 | 1.7753
Transportation Equipment |  | Efficient Lighting - High Bay | 750113.2396 | 256138.125 | 2.9285
Transportation Equipment |  | HVAC Recommissioning | 3919605.2008 | 1254083.0967 | 3.1255
Transportation Equipment |  | HVAC Improved Controls | 512039.2088 | 7273.3434 | 70.3994
Transportation Equipment |  | Building Envelope Improvements | 775928.3968 | 93260.4827 | 8.32
Transportation Equipment |  | HVAC Equipment Upgrades | 1293650.0883 | 255044.2621 | 5.0723
Transportation Equipment |  | Lighting Controls - Exterior | 10314.5794 | 2787.5015 | 3.7003
Transportation Equipment |  | Efficient Lighting - Exterior | 106834.8715 | 25125.9257 | 4.252
Transportation Equipment |  | Compressed Air System Optimization | 111034.8244 | 10593.9253 | 10.481
Transportation Equipment |  | Compressed Air Controls | 283592.1752 | 7485.0447 | 37.8878
Transportation Equipment |  | Compressed Air Equipment | 211239.6328 | 29307.6216 | 7.2077
Water and Wastewater |  | Process Other Systems Optimization | 991950.5828 | 46706.2437 | 21.2381
Water and Wastewater |  | Plant Energy Management | 898662.8011 | 22969.1785 | 39.1247
Water and Wastewater |  | Process Heat System Optimization | 34535.27 | 16077.4085 | 2.1481
Water and Wastewater |  | Process Heat Improved Controls | 248603.4641 | 79076.1736 | 3.1438
Water and Wastewater |  | Process Refrig System Optimization | 1798211.1644 | 315044.288 | 5.7078
Water and Wastewater |  | Process Refrig Controls | 1487804.5194 | 60177.0298 | 24.7238
Water and Wastewater |  | Process Refrig Equipment Upgrade | 154859.5336 | 51079.3714 | 3.0317
Water and Wastewater |  | Pump System Optimization | 387607.7828 | 34434.1863 | 11.2565
Water and Wastewater |  | Pump Improved Controls | 81171.6051 | 2988.2733 | 27.1634
Water and Wastewater |  | Motor Optimization | 75243.1607 | 53818.5822 | 1.3981
Water and Wastewater |  | Motor Improved Controls | 9679942.1119 | 70554.7661 | 137.1976
Water and Wastewater |  | Pump Equipment Upgrade | 320862.6208 | 66073.519 | 4.8561
Water and Wastewater |  | Motor Equipment Upgrades | 92093.6502 | 24575.8921 | 3.7473
Water and Wastewater |  | Fan System Optimization | 3209288.7554 | 126129.7889 | 25.4443
Water and Wastewater |  | Fan Improved Controls | 3034649.7286 | 121235.0864 | 25.0311
Water and Wastewater |  | Fan Equipment Upgrades | 83874.2387 | 24537.6524 | 3.4182
Water and Wastewater |  | Lighting Controls | 161029.9669 | 10941.8922 | 14.7168
Water and Wastewater |  | Efficient Lighting - Other Interior Lighting | 417889.0749 | 211612.2551 | 1.9748
Water and Wastewater |  | Efficient Lighting - High Bay | 303375.204 | 103628.4495 | 2.9275
Water and Wastewater |  | HVAC Recommissioning | 3076156.9779 | 907901.1158 | 3.3882
Water and Wastewater |  | HVAC Improved Controls | 283808.5446 | 17479.0913 | 16.237
Water and Wastewater |  | Building Envelope Improvements | 116046.315 | 14504.5499 | 8.0007
Water and Wastewater |  | HVAC Equipment Upgrades | 134605.5701 | 29273.8238 | 4.5982
Water and Wastewater |  | Lighting Controls - Exterior | 4973.8109 | 1430.7926 | 3.4763
Water and Wastewater |  | Efficient Lighting - Exterior | 28079.6184 | 6600.0404 | 4.2545
Water and Wastewater |  | Compressed Air System Optimization | 64573.1264 | 4848.3152 | 13.3187
Water and Wastewater |  | Compressed Air Controls | 115844.6219 | 4557.131 | 25.4205
Water and Wastewater |  | Compressed Air Equipment | 93350.2396 | 15453.1696 | 6.0408
Other |  | Plant Energy Management | 8699950.3599 | 248275.5324 | 35.0415
Other |  | Pump System Optimization | 6246517.4482 | 554926.2792 | 11.2565
Other |  | Pump Improved Controls | 1308126.0783 | 48157.7066 | 27.1634
Other |  | Motor Optimization | 1212585.8508 | 867316.7146 | 1.3981
Other |  | Motor Improved Controls | 155997713.3008 | 1137029.9892 | 137.1975
Other |  | Pump Equipment Upgrade | 5170881.6086 | 1064811.9227 | 4.8561
Other |  | Motor Equipment Upgrades | 1484140.966 | 396054.3224 | 3.7473
Other |  | Fan System Optimization | 51719493.8086 | 2032652.5213 | 25.4443
Other |  | Fan Improved Controls | 48905086.9065 | 1953771.5941 | 25.0311
Other |  | Fan Equipment Upgrades | 1351708.5511 | 395438.0643 | 3.4183
Other |  | Lighting Controls | 4084002.3773 | 277505.5752 | 14.7168
Other |  | Efficient Lighting - Other Interior Lighting | 10598399.8424 | 5366857.9205 | 1.9748
Other |  | Efficient Lighting - High Bay | 7694285.2559 | 2628199.2262 | 2.9276
Other |  | HVAC Recommissioning | 88740795.0722 | 26191077.8398 | 3.3882
Other |  | HVAC Improved Controls | 8187292.1522 | 504235.7964 | 16.237
Other |  | Building Envelope Improvements | 3347697.2433 | 418426.3986 | 8.0007
Other |  | HVAC Equipment Upgrades | 3883093.5359 | 844489.5396 | 4.5982
Other |  | Lighting Controls - Exterior | 126144.5676 | 36287.4103 | 3.4763
Other |  | Efficient Lighting - Exterior | 711980.7112 | 167388.5988 | 4.2535
Other |  | Compressed Air System Optimization | 1040632.2465 | 78133.3264 | 13.3187
Other |  | Compressed Air Controls | 1866901.2214 | 73440.7278 | 25.4205
Other |  | Compressed Air Equipment | 1499644.7352 | 249036.5217 | 6.0218

## Res DR RIM
(1) Measure | RIM NPV Benefits | RIM NPV Costs | RIM Benefit/Cost Ratio
Central air conditioner - Load Shed | 6545.5476 | 0 | 99.9
Central air conditioner - Load Shed | 4686.0056 | 0 | 99.9
Central air conditioner - Load Shed | 5001.9653 | 0 | 99.9
Central air conditioner - 50% cycling | 3272.7738 | 0 | 99.9
Central air conditioner - 50% cycling | 2343.0028 | 0 | 99.9
Central air conditioner - 50% cycling | 2500.9827 | 0 | 99.9
Water heater switches | 2227.7603 | 0 | 99.9
Water heater switches | 2227.7603 | 0 | 99.9
Water heater switches | 2227.7603 | 0 | 99.9
Pool pump switches | 6729.6858 | 0 | 99.9
Pool pump switches | 6729.6858 | 0 | 99.9
Pool pump switches | 6729.6858 | 0 | 99.9
Room AC control | 2655.6359 | 0 | 99.9
Room AC control | 1531.6398 | 0 | 99.9
Room AC control | 3089.2587 | 0 | 99.9
Smart thermostats - Utility Installation | 6869.5191 | 1938.4303 | 3.5439
Smart thermostats - Utility Installation | 4258.6553 | 1260.5147 | 3.3785
Smart thermostats - Utility Installation | 7152.5892 | 1896.1915 | 3.7721
Smart thermostats - BYOT | 6396.426 | 0 | 99.9
Smart thermostats - BYOT | 3951.0142 | 0 | 99.9
Smart thermostats - BYOT | 6689.8049 | 0 | 99.9
CPP + Tech | 11545.8472 | 1938.4303 | 5.9563
CPP + Tech | 8221.7407 | 1260.5147 | 6.5225
CPP + Tech | 12330.1738 | 1896.1915 | 6.5026
Central Heating - Load Shed | 14699.5396 | 0 | 99.9
Central Heating - Load Shed | 7567.1124 | 0 | 99.9
Central Heating - Load Shed | 19712.1044 | 0 | 99.9
Central Heating - 50% cycling | 7349.7698 | 0 | 99.9
Central Heating - 50% cycling | 3783.5562 | 0 | 99.9
Central Heating - 50% cycling | 9856.0522 | 0 | 99.9

## Res DR TRC
(1) Measure | TRC NPV Benefits | TRC NPV Costs | TRC Benefit/Cost Ratio
Central air conditioner - Load Shed | 6545.5476 | 0 | 99.9
Central air conditioner - Load Shed | 4686.0056 | 0 | 99.9
Central air conditioner - Load Shed | 5001.9653 | 0 | 99.9
Central air conditioner - 50% cycling | 3272.7738 | 0 | 99.9
Central air conditioner - 50% cycling | 2343.0028 | 0 | 99.9
Central air conditioner - 50% cycling | 2500.9827 | 0 | 99.9
Water heater switches | 2227.7603 | 0 | 99.9
Water heater switches | 2227.7603 | 0 | 99.9
Water heater switches | 2227.7603 | 0 | 99.9
Pool pump switches | 6729.6858 | 0 | 99.9
Pool pump switches | 6729.6858 | 0 | 99.9
Pool pump switches | 6729.6858 | 0 | 99.9
Room AC control | 2655.6359 | 0 | 99.9
Room AC control | 1531.6398 | 0 | 99.9
Room AC control | 3089.2587 | 0 | 99.9
Smart thermostats - Utility Installation | 6869.5191 | 0 | 99.9
Smart thermostats - Utility Installation | 4258.6553 | 0 | 99.9
Smart thermostats - Utility Installation | 7152.5892 | 0 | 99.9
Smart thermostats - BYOT | 6396.426 | 0 | 99.9
Smart thermostats - BYOT | 3951.0142 | 0 | 99.9
Smart thermostats - BYOT | 6689.8049 | 0 | 99.9
CPP + Tech | 11545.8472 | 0 | 99.9
CPP + Tech | 8221.7407 | 0 | 99.9
CPP + Tech | 12330.1738 | 0 | 99.9
Central Heating - Load Shed | 14699.5396 | 0 | 99.9
Central Heating - Load Shed | 7567.1124 | 0 | 99.9
Central Heating - Load Shed | 19712.1044 | 0 | 99.9
Central Heating - 50% cycling | 7349.7698 | 0 | 99.9
Central Heating - 50% cycling | 3783.5562 | 0 | 99.9
Central Heating - 50% cycling | 9856.0522 | 0 | 99.9

## Com DR RIM
(1) Measure | RIM NPV Benefits | RIM NPV Costs | RIM Benefit/Cost Ratio
Central air conditioner - Load Shed | 2915.0243 | 0 | 99.9
Central air conditioner - Load Shed | 6081.9658 | 0 | 99.9
Central air conditioner - Load Shed | 7955.0149 | 0 | 99.9
Central air conditioner - Load Shed | 21388.9885 | 0 | 99.9
Central air conditioner - 50% cycling | 1457.5121 | 0 | 99.9
Central air conditioner - 50% cycling | 3040.9829 | 0 | 99.9
Central air conditioner - 50% cycling | 3977.5075 | 0 | 99.9
Central air conditioner - 50% cycling | 10694.4943 | 0 | 99.9
Smart thermostats - Utility Installation | 2808.2879 | 1061.4023 | 2.6458
Smart thermostats - Utility Installation | 7114.3018 | 3997.677 | 1.7796
Smart thermostats - Utility Installation | 9972.4406 | 6396.5328 | 1.559
Smart thermostats - Utility Installation | 19962.409 | 13239.6402 | 1.5078
Smart thermostats - BYOT | 2472.5095 | 0 | 99.9
Smart thermostats - BYOT | 5849.6223 | 0 | 99.9
Smart thermostats - BYOT | 7948.8743 | 0 | 99.9
Smart thermostats - BYOT | 15774.001 | 0 | 99.9
CPP + Tech | 3285.9338 | 1061.4023 | 3.0958
CPP + Tech | 8436.0145 | 3997.677 | 2.1102
CPP + Tech | 11841.3191 | 6396.5328 | 1.8512
CPP + Tech | 22352.7651 | 13239.6402 | 1.6883
Central Heating - Load Shed | 4776.4582 | 0 | 99.9
Central Heating - Load Shed | 13217.1267 | 0 | 99.9
Central Heating - Load Shed | 18688.7851 | 0 | 99.9
Central Heating - Load Shed | 23903.5611 | 0 | 99.9
Central Heating - 50% cycling | 2388.2291 | 0 | 99.9
Central Heating - 50% cycling | 6608.5633 | 0 | 99.9
Central Heating - 50% cycling | 9344.3925 | 0 | 99.9
Central Heating - 50% cycling | 11951.7806 | 0 | 99.9

## Com DR TRC
(1) Measure | TRC NPV Benefits | TRC NPV Costs | TRC Benefit/Cost Ratio
Central air conditioner - Load Shed | 2915.0243 | 0 | 99.9
Central air conditioner - Load Shed | 6081.9658 | 0 | 99.9
Central air conditioner - Load Shed | 7955.0149 | 0 | 99.9
Central air conditioner - Load Shed | 21388.9885 | 0 | 99.9
Central air conditioner - 50% cycling | 1457.5121 | 0 | 99.9
Central air conditioner - 50% cycling | 3040.9829 | 0 | 99.9
Central air conditioner - 50% cycling | 3977.5075 | 0 | 99.9
Central air conditioner - 50% cycling | 10694.4943 | 0 | 99.9
Smart thermostats - Utility Installation | 2808.2879 | 0 | 99.9
Smart thermostats - Utility Installation | 7114.3018 | 0 | 99.9
Smart thermostats - Utility Installation | 9972.4406 | 0 | 99.9
Smart thermostats - Utility Installation | 19962.409 | 0 | 99.9
Smart thermostats - BYOT | 2472.5095 | 0 | 99.9
Smart thermostats - BYOT | 5849.6223 | 0 | 99.9
Smart thermostats - BYOT | 7948.8743 | 0 | 99.9
Smart thermostats - BYOT | 15774.001 | 0 | 99.9
CPP + Tech | 3285.9338 | 0 | 99.9
CPP + Tech | 8436.0145 | 0 | 99.9
CPP + Tech | 11841.3191 | 0 | 99.9
CPP + Tech | 22352.7651 | 0 | 99.9
Central Heating - Load Shed | 4776.4582 | 0 | 99.9
Central Heating - Load Shed | 13217.1267 | 0 | 99.9
Central Heating - Load Shed | 18688.7851 | 0 | 99.9
Central Heating - Load Shed | 23903.5611 | 0 | 99.9
Central Heating - 50% cycling | 2388.2291 | 0 | 99.9
Central Heating - 50% cycling | 6608.5633 | 0 | 99.9
Central Heating - 50% cycling | 9344.3925 | 0 | 99.9
Central Heating - 50% cycling | 11951.7806 | 0 | 99.9

## IND DR RIM
(1) Measure | RIM NPV Benefits | RIM NPV Costs | RIM Benefit/Cost Ratio
Auto DR | 119059.0893 | 0 | 99.9
Auto DR | 612811.9061 | 0 | 99.9
Auto DR | 2788325.8498 | 0 | 99.9
Auto DR | 20726104.5613 | 0 | 99.9
CPP | 47623.6357 | 0 | 99.9
CPP | 245124.7624 | 0 | 99.9
CPP | 1115330.3399 | 0 | 99.9
CPP | 8290441.8245 | 0 | 99.9
Firm Service Level | 119059.0893 | 0 | 99.9
Firm Service Level | 612811.9061 | 0 | 99.9
Firm Service Level | 2788325.8498 | 0 | 99.9
Firm Service Level | 20726104.5613 | 0 | 99.9
Guaranteed Load Drop | 119059.0893 | 0 | 99.9
Guaranteed Load Drop | 612811.9061 | 0 | 99.9
Guaranteed Load Drop | 2788325.8498 | 0 | 99.9
Guaranteed Load Drop | 20726104.5613 | 0 | 99.9

## IND DR TRC
(1) Measure | TRC NPV Benefits | TRC NPV Costs | TRC Benefit/Cost Ratio
Auto DR | 119059.0893 | 0 | 99.9
Auto DR | 612811.9061 | 0 | 99.9
Auto DR | 2788325.8498 | 0 | 99.9
Auto DR | 20726104.5613 | 0 | 99.9
CPP | 47623.6357 | 0 | 99.9
CPP | 245124.7624 | 0 | 99.9
CPP | 1115330.3399 | 0 | 99.9
CPP | 8290441.8245 | 0 | 99.9
Firm Service Level | 119059.0893 | 0 | 99.9
Firm Service Level | 612811.9061 | 0 | 99.9
Firm Service Level | 2788325.8498 | 0 | 99.9
Firm Service Level | 20726104.5613 | 0 | 99.9
Guaranteed Load Drop | 119059.0893 | 0 | 99.9
Guaranteed Load Drop | 612811.9061 | 0 | 99.9
Guaranteed Load Drop | 2788325.8498 | 0 | 99.9
Guaranteed Load Drop | 20726104.5613 | 0 | 99.9

## Res DER RIM
Segment | (1) Measure | RIM NPV Benefits | RIM NPV Costs | RIM Benefit/Cost Ratio
Single Family | Solar Plus Storage | 250.5779 | 0 | 99.9
Multi-Family | Solar Plus Storage | 2236.9946 | 0 | 99.9
Single Family | Solar Plus Storage with other DSM (EE and DR) | 3988.8166 | 0 | 99.9
Multi-Family | Solar Plus Storage with other DSM (EE and DR) | 6959.6031 | 0 | 99.9

## Res DER TRC
Segment | (1) Measure | TRC NPV Benefits | TRC NPV Costs | TRC Benefit/Cost Ratio
No Measures Passing TRC

## Com DER RIM
Segment | (1) Measure | RIM NPV Benefits | RIM NPV Costs | RIM Benefit/Cost Ratio
No Measures Passing RIM

## Com DER TRC
Segment | Vintage | (1) Measure | TRC NPV Benefits | TRC NPV Costs | TRC Benefit/Cost Ratio
No Measures Passing TRC

## Ind DER RIM
Segment | (1) Measure | RIM NPV Benefits | RIM NPV Costs | RIM Benefit/Cost Ratio
No Measures Passing RIM

## Ind DER TRC
Segment | Vintage | (1) Measure | TRC NPV Benefits | TRC NPV Costs | TRC Benefit/Cost Ratio
No Measures Passing TRC